Residential | Res ¦ Radiant Barrier | 2030 | Technical | GWh | After Competition Groups | 110.4415 | 0 | 0 | 13445.2579 | 0.0082142 | 28 | Residential_2030_Technical_GWh_After Competition Groups_28 | Radiant Barrier | 0.8214% | 0 | 110.4415 | Residential_2030_Technical_GWh_After Competition Groups_Radiant Barrier
Residential | Res ¦ Occupancy Sensors MF | 2030 | Technical | GWh | After Competition Groups | 109.7448 | 38610.6627 | 0.038611 | 13445.2579 | 0.0081623 | 29 | Residential_2030_Technical_GWh_After Competition Groups_29 | Occupancy Sensors MF | 0.8162% | 0.038611 | 109.7448 | Residential_2030_Technical_GWh_After Competition Groups_Occupancy Sensors MF
Residential | Res ¦ Furnace Whistle | 2030 | Achievable | GWh | After Competition Groups | 26.5435 | 60376.4765 | 0.060376 | 3258.8639 | 0.008145 | 26 | Residential_2030_Achievable_GWh_After Competition Groups_26 | Furnace Whistle | 0.8145% | 0.060376 | 26.5435 | Residential_2030_Achievable_GWh_After Competition Groups_Furnace Whistle
Residential | Res ¦ Energy Star Windows | 2030 | Economic | GWh | After Competition Groups | 58.8344 | 0 | 0 | 7731.4615 | 0.0076097 | 24 | Residential_2030_Economic_GWh_After Competition Groups_24 | Energy Star Windows | 0.761% | 0 | 58.8344 | Residential_2030_Economic_GWh_After Competition Groups_Energy Star Windows
Residential | Res ¦ Floor Insulation | 2030 | Economic | GWh | After Competition Groups | 58.0391 | 1279563.3669 | 1.2796 | 7731.4615 | 0.0075069 | 25 | Residential_2030_Economic_GWh_After Competition Groups_25 | Floor Insulation | 0.7507% | 1.2796 | 58.0391 | Residential_2030_Economic_GWh_After Competition Groups_Floor Insulation
Residential | Res ¦ Energy Star Clothes Dryer | 2030 | Economic | GWh | After Competition Groups | 56.8912 | 5584564.4773 | 5.5846 | 7731.4615 | 0.0073584 | 26 | Residential_2030_Economic_GWh_After Competition Groups_26 | Energy Star Clothes Dryer | 0.7358% | 5.5846 | 56.8912 | Residential_2030_Economic_GWh_After Competition Groups_Energy Star Clothes Dryer
Residential | Res ¦ Energy Star Room Air Conditioner | 2030 | Achievable | GWh | After Competition Groups | 23.5039 | 2109176.8293 | 2.1092 | 3258.8639 | 0.0072123 | 27 | Residential_2030_Achievable_GWh_After Competition Groups_27 | Energy Star Room Air Conditioner | 0.7212% | 2.1092 | 23.5039 | Residential_2030_Achievable_GWh_After Competition Groups_Energy Star Room Air Conditioner
Residential | Res ¦ Variable Refrigerant Flow Heat Pump | 2030 | Technical | GWh | After Competition Groups | 96.8005 | 0 | 0 | 13445.2579 | 0.0071996 | 30 | Residential_2030_Technical_GWh_After Competition Groups_30 | Variable Refrigerant Flow Heat Pump | 0.72% | 0 | 96.8005 | Residential_2030_Technical_GWh_After Competition Groups_Variable Refrigerant Flow Heat Pump
Residential | Res ¦ LED Parking Lot Fixture | 2030 | Technical | GWh | After Competition Groups | 96.2983 | 1789782.7493 | 1.7898 | 13445.2579 | 0.0071623 | 31 | Residential_2030_Technical_GWh_After Competition Groups_31 | LED Parking Lot Fixture | 0.7162% | 1.7898 | 96.2983 | Residential_2030_Technical_GWh_After Competition Groups_LED Parking Lot Fixture
Residential | Res ¦ Outside Air Economizer | 2030 | Achievable | GWh | After Competition Groups | 21.7497 | 327635.1219 | 0.32764 | 3258.8639 | 0.006674 | 28 | Residential_2030_Achievable_GWh_After Competition Groups_28 | Outside Air Economizer | 0.6674% | 0.32764 | 21.7497 | Residential_2030_Achievable_GWh_After Competition Groups_Outside Air Economizer
Residential | Res ¦ Ceiling Insulation | 2030 | Technical | GWh | After Competition Groups | 86.2918 | 415471.7421 | 0.41547 | 13445.2579 | 0.006418 | 32 | Residential_2030_Technical_GWh_After Competition Groups_32 | Ceiling Insulation | 0.6418% | 0.41547 | 86.2918 | Residential_2030_Technical_GWh_After Competition Groups_Ceiling Insulation
Residential | Res ¦ Window Film | 2030 | Technical | GWh | After Competition Groups | 86.0327 | 0 | 0 | 13445.2579 | 0.0063987 | 33 | Residential_2030_Technical_GWh_After Competition Groups_33 | Window Film | 0.6399% | 0 | 86.0327 | Residential_2030_Technical_GWh_After Competition Groups_Window Film
Residential | Res ¦ Energy Star Clothes Dryer | 2030 | Achievable | GWh | After Competition Groups | 20.721 | 5584564.4773 | 5.5846 | 3258.8639 | 0.0063583 | 29 | Residential_2030_Achievable_GWh_After Competition Groups_29 | Energy Star Clothes Dryer | 0.6358% | 5.5846 | 20.721 | Residential_2030_Achievable_GWh_After Competition Groups_Energy Star Clothes Dryer
Residential | Res ¦ LED Downlight | 2030 | Technical | GWh | After Competition Groups | 83.3447 | 0 | 0 | 13445.2579 | 0.0061988 | 34 | Residential_2030_Technical_GWh_After Competition Groups_34 | LED Downlight | 0.6199% | 0 | 83.3447 | Residential_2030_Technical_GWh_After Competition Groups_LED Downlight
Residential | Res ¦ Refrigerator Recycling | 2030 | Technical | GWh | After Competition Groups | 82.8164 | 2595413.0159 | 2.5954 | 13445.2579 | 0.0061595 | 35 | Residential_2030_Technical_GWh_After Competition Groups_35 | Refrigerator Recycling | 0.616% | 2.5954 | 82.8164 | Residential_2030_Technical_GWh_After Competition Groups_Refrigerator Recycling
Residential | Res ¦ Advanced BAS/Controllers | 2030 | Economic | GWh | After Competition Groups | 47.0636 | 1551434.7549 | 1.5514 | 7731.4615 | 0.0060873 | 27 | Residential_2030_Economic_GWh_After Competition Groups_27 | Advanced BAS/Controllers | 0.6087% | 1.5514 | 47.0636 | Residential_2030_Economic_GWh_After Competition Groups_Advanced BAS/Controllers
Residential | Res ¦ LED Exterior Area Lights - LED Fixture (200W) | 2030 | Economic | GWh | After Competition Groups | 44.6305 | 1399308.1388 | 1.3993 | 7731.4615 | 0.0057726 | 28 | Residential_2030_Economic_GWh_After Competition Groups_28 | LED Exterior Area Lights - LED Fixture (200W) | 0.5773% | 1.3993 | 44.6305 | Residential_2030_Economic_GWh_After Competition Groups_LED Exterior Area Lights - LED Fixture (200W)
Residential | Res ¦ Wall Insulation | 2030 | Economic | GWh | After Competition Groups | 44.0515 | 210168.882 | 0.21017 | 7731.4615 | 0.0056977 | 29 | Residential_2030_Economic_GWh_After Competition Groups_29 | Wall Insulation | 0.5698% | 0.21017 | 44.0515 | Residential_2030_Economic_GWh_After Competition Groups_Wall Insulation
Residential | Res ¦ Clothes Drying Racks | 2030 | Technical | GWh | After Competition Groups | 75.6154 | 11210539.9446 | 11.2105 | 13445.2579 | 0.0056239 | 36 | Residential_2030_Technical_GWh_After Competition Groups_36 | Clothes Drying Racks | 0.5624% | 11.2105 | 75.6154 | Residential_2030_Technical_GWh_After Competition Groups_Clothes Drying Racks
Residential | Res ¦ Freezer Recycling | 2030 | Technical | GWh | After Competition Groups | 72.6593 | 55840463.4709 | 55.8405 | 13445.2579 | 0.0054041 | 37 | Residential_2030_Technical_GWh_After Competition Groups_37 | Freezer Recycling | 0.5404% | 55.8405 | 72.6593 | Residential_2030_Technical_GWh_After Competition Groups_Freezer Recycling
Residential | Res ¦ Duct Insulation | 2030 | Technical | GWh | After Competition Groups | 71.9505 | 1163453.216 | 1.1635 | 13445.2579 | 0.0053514 | 38 | Residential_2030_Technical_GWh_After Competition Groups_38 | Duct Insulation | 0.5351% | 1.1635 | 71.9505 | Residential_2030_Technical_GWh_After Competition Groups_Duct Insulation
Residential | Res ¦ Solar Powered Attic Fan | 2030 | Technical | GWh | After Competition Groups | 71.5484 | 0 | 0 | 13445.2579 | 0.0053215 | 39 | Residential_2030_Technical_GWh_After Competition Groups_39 | Solar Powered Attic Fan | 0.5321% | 0 | 71.5484 | Residential_2030_Technical_GWh_After Competition Groups_Solar Powered Attic Fan
Residential | Res ¦ Minimize Hot and Warm Clothes Wash | 2030 | Economic | GWh | After Competition Groups | 40.2706 | 0 | 0 | 7731.4615 | 0.0052087 | 30 | Residential_2030_Economic_GWh_After Competition Groups_30 | Minimize Hot and Warm Clothes Wash | 0.5209% | 0 | 40.2706 | Residential_2030_Economic_GWh_After Competition Groups_Minimize Hot and Warm Clothes Wash
Residential | Res ¦ Furnace Whistle | 2030 | Economic | GWh | After Competition Groups | 39.4384 | 60376.4765 | 0.060376 | 7731.4615 | 0.005101 | 31 | Residential_2030_Economic_GWh_After Competition Groups_31 | Furnace Whistle | 0.5101% | 0.060376 | 39.4384 | Residential_2030_Economic_GWh_After Competition Groups_Furnace Whistle
Residential | Res ¦ ENERGY STAR LED LAMPS (REFLECTOR LAMPs/MR16/PAR 16) | 2030 | Achievable | GWh | After Competition Groups | 15.0635 | 193393.8911 | 0.19339 | 3258.8639 | 0.0046223 | 30 | Residential_2030_Achievable_GWh_After Competition Groups_30 | ENERGY STAR LED LAMPS (REFLECTOR LAMPs/MR16/PAR 16) | 0.4622% | 0.19339 | 15.0635 | Residential_2030_Achievable_GWh_After Competition Groups_ENERGY STAR LED LAMPS (REFLECTOR LAMPs/MR16/PAR 16)
Residential | Res ¦ Energy Star Ceiling Fan/Lighting | 2030 | Technical | GWh | After Competition Groups | 60.8417 | 0 | 0 | 13445.2579 | 0.0045251 | 40 | Residential_2030_Technical_GWh_After Competition Groups_40 | Energy Star Ceiling Fan/Lighting | 0.4525% | 0 | 60.8417 | Residential_2030_Technical_GWh_After Competition Groups_Energy Star Ceiling Fan/Lighting
Residential | Res ¦ INTEGRAL LED TROFFERS | 2030 | Technical | GWh | After Competition Groups | 60.0727 | 0 | 0 | 13445.2579 | 0.0044679 | 41 | Residential_2030_Technical_GWh_After Competition Groups_41 | INTEGRAL LED TROFFERS | 0.4468% | 0 | 60.0727 | Residential_2030_Technical_GWh_After Competition Groups_INTEGRAL LED TROFFERS
Residential | Res ¦ LED Tube Re-Lamp | 2030 | Achievable | GWh | After Competition Groups | 14.207 | 946224.0144 | 0.94622 | 3258.8639 | 0.0043595 | 31 | Residential_2030_Achievable_GWh_After Competition Groups_31 | LED Tube Re-Lamp | 0.4359% | 0.94622 | 14.207 | Residential_2030_Achievable_GWh_After Competition Groups_LED Tube Re-Lamp
Residential | Res ¦ Floor Insulation | 2030 | Technical | GWh | After Competition Groups | 58.0391 | 1279563.3669 | 1.2796 | 13445.2579 | 0.0043167 | 42 | Residential_2030_Technical_GWh_After Competition Groups_42 | Floor Insulation | 0.4317% | 1.2796 | 58.0391 | Residential_2030_Technical_GWh_After Competition Groups_Floor Insulation
Residential | Res ¦ Basement or Crawlspace Insulation | 2030 | Economic | GWh | After Competition Groups | 32.5993 | 0 | 0 | 7731.4615 | 0.0042164 | 32 | Residential_2030_Economic_GWh_After Competition Groups_32 | Basement or Crawlspace Insulation | 0.4216% | 0 | 32.5993 | Residential_2030_Economic_GWh_After Competition Groups_Basement or Crawlspace Insulation
Residential | Res ¦ Minimize Hot and Warm Clothes Wash | 2030 | Achievable | GWh | After Competition Groups | 13.306 | 0 | 0 | 3258.8639 | 0.004083 | 32 | Residential_2030_Achievable_GWh_After Competition Groups_32 | Minimize Hot and Warm Clothes Wash | 0.4083% | 0 | 13.306 | Residential_2030_Achievable_GWh_After Competition Groups_Minimize Hot and Warm Clothes Wash
Residential | Res ¦ Energy Star Freezer | 2030 | Technical | GWh | After Competition Groups | 53.8318 | 2912419.0304 | 2.9124 | 13445.2579 | 0.0040038 | 43 | Residential_2030_Technical_GWh_After Competition Groups_43 | Energy Star Freezer | 0.4004% | 2.9124 | 53.8318 | Residential_2030_Technical_GWh_After Competition Groups_Energy Star Freezer
Residential | Res ¦ Outside Air Economizer | 2030 | Economic | GWh | After Competition Groups | 29.4841 | 327635.1219 | 0.32764 | 7731.4615 | 0.0038135 | 33 | Residential_2030_Economic_GWh_After Competition Groups_33 | Outside Air Economizer | 0.3814% | 0.32764 | 29.4841 | Residential_2030_Economic_GWh_After Competition Groups_Outside Air Economizer
Residential | Res ¦ Home Energy Reports | 2030 | Technical | GWh | After Competition Groups | 50.9895 | 67977.6972 | 0.067978 | 13445.2579 | 0.0037924 | 44 | Residential_2030_Technical_GWh_After Competition Groups_44 | Home Energy Reports | 0.3792% | 0.067978 | 50.9895 | Residential_2030_Technical_GWh_After Competition Groups_Home Energy Reports
Residential | Res ¦ Dehumidifier Recycling | 2030 | Technical | GWh | After Competition Groups | 49.9032 | 0 | 0 | 13445.2579 | 0.0037116 | 45 | Residential_2030_Technical_GWh_After Competition Groups_45 | Dehumidifier Recycling | 0.3712% | 0 | 49.9032 | Residential_2030_Technical_GWh_After Competition Groups_Dehumidifier Recycling
Residential | Res ¦ Duct Insulation MF | 2030 | Economic | GWh | After Competition Groups | 27.187 | 846601.0834 | 0.8466 | 7731.4615 | 0.0035164 | 34 | Residential_2030_Economic_GWh_After Competition Groups_34 | Duct Insulation MF | 0.3516% | 0.8466 | 27.187 | Residential_2030_Economic_GWh_After Competition Groups_Duct Insulation MF
Residential | Res ¦ Variable Frequency Drive (VFD) | 2030 | Achievable | GWh | After Competition Groups | 11.4448 | 372578.0423 | 0.37258 | 3258.8639 | 0.0035119 | 33 | Residential_2030_Achievable_GWh_After Competition Groups_33 | Variable Frequency Drive (VFD) | 0.3512% | 0.37258 | 11.4448 | Residential_2030_Achievable_GWh_After Competition Groups_Variable Frequency Drive (VFD)
Residential | Res ¦ Advanced BAS/Controllers | 2030 | Technical | GWh | After Competition Groups | 47.0636 | 1551434.7549 | 1.5514 | 13445.2579 | 0.0035004 | 46 | Residential_2030_Technical_GWh_After Competition Groups_46 | Advanced BAS/Controllers | 0.35% | 1.5514 | 47.0636 | Residential_2030_Technical_GWh_After Competition Groups_Advanced BAS/Controllers
Residential | Res ¦ CO Sensors for parking garage exhaust fans | 2030 | Achievable | GWh | After Competition Groups | 11.0924 | 633450.3754 | 0.63345 | 3258.8639 | 0.0034038 | 34 | Residential_2030_Achievable_GWh_After Competition Groups_34 | CO Sensors for parking garage exhaust fans | 0.3404% | 0.63345 | 11.0924 | Residential_2030_Achievable_GWh_After Competition Groups_CO Sensors for parking garage exhaust fans
Residential | Res ¦ LED Exterior Area Lights - LED Fixture (200W) | 2030 | Technical | GWh | After Competition Groups | 44.6305 | 1399308.1388 | 1.3993 | 13445.2579 | 0.0033194 | 47 | Residential_2030_Technical_GWh_After Competition Groups_47 | LED Exterior Area Lights - LED Fixture (200W) | 0.3319% | 1.3993 | 44.6305 | Residential_2030_Technical_GWh_After Competition Groups_LED Exterior Area Lights - LED Fixture (200W)
Residential | Res ¦ Heat Recovery Ventilator | 2030 | Economic | GWh | After Competition Groups | 24.6082 | 2760427.8917 | 2.7604 | 7731.4615 | 0.0031829 | 35 | Residential_2030_Economic_GWh_After Competition Groups_35 | Heat Recovery Ventilator | 0.3183% | 2.7604 | 24.6082 | Residential_2030_Economic_GWh_After Competition Groups_Heat Recovery Ventilator
Residential | Res ¦ Minimize Hot and Warm Clothes Wash | 2030 | Technical | GWh | After Competition Groups | 40.2706 | 0 | 0 | 13445.2579 | 0.0029951 | 48 | Residential_2030_Technical_GWh_After Competition Groups_48 | Minimize Hot and Warm Clothes Wash | 0.2995% | 0 | 40.2706 | Residential_2030_Technical_GWh_After Competition Groups_Minimize Hot and Warm Clothes Wash
Residential | Res ¦ Heat Pump Water Heater | 2030 | Technical | GWh | After Competition Groups | 40.117 | 0 | 0 | 13445.2579 | 0.0029837 | 49 | Residential_2030_Technical_GWh_After Competition Groups_49 | Heat Pump Water Heater | 0.2984% | 0 | 40.117 | Residential_2030_Technical_GWh_After Competition Groups_Heat Pump Water Heater
Residential | Res ¦ Furnace Whistle | 2030 | Technical | GWh | After Competition Groups | 39.4384 | 60376.4765 | 0.060376 | 13445.2579 | 0.0029333 | 50 | Residential_2030_Technical_GWh_After Competition Groups_50 | Furnace Whistle | 0.2933% | 0.060376 | 39.4384 | Residential_2030_Technical_GWh_After Competition Groups_Furnace Whistle
Residential | Res ¦ High Efficiency Chiller (avg of water and air cooled) | 2030 | Achievable | GWh | After Competition Groups | 9.2873 | 199080.4439 | 0.19908 | 3258.8639 | 0.0028499 | 35 | Residential_2030_Achievable_GWh_After Competition Groups_35 | High Efficiency Chiller (avg of water and air cooled) | 0.285% | 0.19908 | 9.2873 | Residential_2030_Achievable_GWh_After Competition Groups_High Efficiency Chiller (avg of water and air cooled)
Residential | Res ¦ Demand Control Ventilation | 2030 | Economic | GWh | After Competition Groups | 21.6443 | 17931.1961 | 0.017931 | 7731.4615 | 0.0027995 | 36 | Residential_2030_Economic_GWh_After Competition Groups_36 | Demand Control Ventilation | 0.28% | 0.017931 | 21.6443 | Residential_2030_Economic_GWh_After Competition Groups_Demand Control Ventilation
Residential | Res ¦ Energy Star Windows | 2030 | Achievable | GWh | After Competition Groups | 8.7935 | 0 | 0 | 3258.8639 | 0.0026983 | 36 | Residential_2030_Achievable_GWh_After Competition Groups_36 | Energy Star Windows | 0.2698% | 0 | 8.7935 | Residential_2030_Achievable_GWh_After Competition Groups_Energy Star Windows
Residential | Res ¦ Early Hot Water Heater Replacement | 2030 | Technical | GWh | After Competition Groups | 35.8109 | 0 | 0 | 13445.2579 | 0.0026635 | 51 | Residential_2030_Technical_GWh_After Competition Groups_51 | Early Hot Water Heater Replacement | 0.2663% | 0 | 35.8109 | Residential_2030_Technical_GWh_After Competition Groups_Early Hot Water Heater Replacement
Residential | Res ¦ Water Heater Temperature Setback | 2030 | Achievable | GWh | After Competition Groups | 8.4576 | 61104.2317 | 0.061104 | 3258.8639 | 0.0025953 | 37 | Residential_2030_Achievable_GWh_After Competition Groups_37 | Water Heater Temperature Setback | 0.2595% | 0.061104 | 8.4576 | Residential_2030_Achievable_GWh_After Competition Groups_Water Heater Temperature Setback
Residential | Res ¦ Central Lighting Control System | 2030 | Technical | GWh | After Competition Groups | 34.5958 | 0 | 0 | 13445.2579 | 0.0025731 | 52 | Residential_2030_Technical_GWh_After Competition Groups_52 | Central Lighting Control System | 0.2573% | 0 | 34.5958 | Residential_2030_Technical_GWh_After Competition Groups_Central Lighting Control System
Residential | Res ¦ Duct Insulation | 2030 | Achievable | GWh | After Competition Groups | 8.3649 | 1163453.216 | 1.1635 | 3258.8639 | 0.0025668 | 38 | Residential_2030_Achievable_GWh_After Competition Groups_38 | Duct Insulation | 0.2567% | 1.1635 | 8.3649 | Residential_2030_Achievable_GWh_After Competition Groups_Duct Insulation
Residential | Res ¦ Duct Insulation MF | 2030 | Technical | GWh | After Competition Groups | 32.4203 | 846601.0834 | 0.8466 | 13445.2579 | 0.0024113 | 53 | Residential_2030_Technical_GWh_After Competition Groups_53 | Duct Insulation MF | 0.2411% | 0.8466 | 32.4203 | Residential_2030_Technical_GWh_After Competition Groups_Duct Insulation MF
Residential | Res ¦ CO Sensors for parking garage exhaust fans | 2030 | Economic | GWh | After Competition Groups | 18.6022 | 633450.3754 | 0.63345 | 7731.4615 | 0.002406 | 37 | Residential_2030_Economic_GWh_After Competition Groups_37 | CO Sensors for parking garage exhaust fans | 0.2406% | 0.63345 | 18.6022 | Residential_2030_Economic_GWh_After Competition Groups_CO Sensors for parking garage exhaust fans
Residential | Res ¦ Demand Control Ventilation | 2030 | Achievable | GWh | After Competition Groups | 7.7845 | 17931.1961 | 0.017931 | 3258.8639 | 0.0023887 | 39 | Residential_2030_Achievable_GWh_After Competition Groups_39 | Demand Control Ventilation | 0.2389% | 0.017931 | 7.7845 | Residential_2030_Achievable_GWh_After Competition Groups_Demand Control Ventilation
Residential | Res ¦ ENERGY STAR LED LAMPS (REFLECTOR LAMPs/MR16/PAR 16) | 2030 | Economic | GWh | After Competition Groups | 18.1677 | 193393.8911 | 0.19339 | 7731.4615 | 0.0023498 | 38 | Residential_2030_Economic_GWh_After Competition Groups_38 | ENERGY STAR LED LAMPS (REFLECTOR LAMPs/MR16/PAR 16) | 0.235% | 0.19339 | 18.1677 | Residential_2030_Economic_GWh_After Competition Groups_ENERGY STAR LED LAMPS (REFLECTOR LAMPs/MR16/PAR 16)
Residential | Res ¦ Tankless Water Heater | 2030 | Economic | GWh | After Competition Groups | 17.3792 | 968378.8842 | 0.96838 | 7731.4615 | 0.0022479 | 39 | Residential_2030_Economic_GWh_After Competition Groups_39 | Tankless Water Heater | 0.2248% | 0.96838 | 17.3792 | Residential_2030_Economic_GWh_After Competition Groups_Tankless Water Heater
Residential | Res ¦ Variable Frequency Drive (VFD) | 2030 | Economic | GWh | After Competition Groups | 17.0055 | 372578.0423 | 0.37258 | 7731.4615 | 0.0021995 | 40 | Residential_2030_Economic_GWh_After Competition Groups_40 | Variable Frequency Drive (VFD) | 0.22% | 0.37258 | 17.0055 | Residential_2030_Economic_GWh_After Competition Groups_Variable Frequency Drive (VFD)
Residential | Res ¦ Outside Air Economizer | 2030 | Technical | GWh | After Competition Groups | 29.4841 | 327635.1219 | 0.32764 | 13445.2579 | 0.0021929 | 54 | Residential_2030_Technical_GWh_After Competition Groups_54 | Outside Air Economizer | 0.2193% | 0.32764 | 29.4841 | Residential_2030_Technical_GWh_After Competition Groups_Outside Air Economizer
Residential | Res ¦ Central Air Conditioner Maintenance | 2030 | Technical | GWh | After Competition Groups | 29.4816 | 0 | 0 | 13445.2579 | 0.0021927 | 55 | Residential_2030_Technical_GWh_After Competition Groups_55 | Central Air Conditioner Maintenance | 0.2193% | 0 | 29.4816 | Residential_2030_Technical_GWh_After Competition Groups_Central Air Conditioner Maintenance
Residential | Res ¦ Energy Star Dehumidifier | 2030 | Technical | GWh | After Competition Groups | 29.3376 | 0 | 0 | 13445.2579 | 0.002182 | 56 | Residential_2030_Technical_GWh_After Competition Groups_56 | Energy Star Dehumidifier | 0.2182% | 0 | 29.3376 | Residential_2030_Technical_GWh_After Competition Groups_Energy Star Dehumidifier
Residential | Res ¦ Floor Insulation | 2030 | Achievable | GWh | After Competition Groups | 7.0786 | 1279563.3669 | 1.2796 | 3258.8639 | 0.0021721 | 40 | Residential_2030_Achievable_GWh_After Competition Groups_40 | Floor Insulation | 0.2172% | 1.2796 | 7.0786 | Residential_2030_Achievable_GWh_After Competition Groups_Floor Insulation
Residential | Res ¦ LED Tube Re-Lamp | 2030 | Technical | GWh | After Competition Groups | 27.9218 | 946224.0144 | 0.94622 | 13445.2579 | 0.0020767 | 57 | Residential_2030_Technical_GWh_After Competition Groups_57 | LED Tube Re-Lamp | 0.2077% | 0.94622 | 27.9218 | Residential_2030_Technical_GWh_After Competition Groups_LED Tube Re-Lamp
Residential | Res ¦ LED Tube Re-Lamp | 2030 | Economic | GWh | After Competition Groups | 15.1827 | 946224.0144 | 0.94622 | 7731.4615 | 0.0019638 | 41 | Residential_2030_Economic_GWh_After Competition Groups_41 | LED Tube Re-Lamp | 0.1964% | 0.94622 | 15.1827 | Residential_2030_Economic_GWh_After Competition Groups_LED Tube Re-Lamp
Residential | Res ¦ Ceiling Insulation | 2030 | Economic | GWh | After Competition Groups | 14.8242 | 415471.7421 | 0.41547 | 7731.4615 | 0.0019174 | 42 | Residential_2030_Economic_GWh_After Competition Groups_42 | Ceiling Insulation | 0.1917% | 0.41547 | 14.8242 | Residential_2030_Economic_GWh_After Competition Groups_Ceiling Insulation
Residential | Res ¦ Heat Recovery Ventilator | 2030 | Technical | GWh | After Competition Groups | 25.4248 | 2760427.8917 | 2.7604 | 13445.2579 | 0.001891 | 58 | Residential_2030_Technical_GWh_After Competition Groups_58 | Heat Recovery Ventilator | 0.1891% | 2.7604 | 25.4248 | Residential_2030_Technical_GWh_After Competition Groups_Heat Recovery Ventilator
Residential | Res ¦ Home Energy Reports | 2030 | Economic | GWh | After Competition Groups | 13.9366 | 67977.6972 | 0.067978 | 7731.4615 | 0.0018026 | 43 | Residential_2030_Economic_GWh_After Competition Groups_43 | Home Energy Reports | 0.1803% | 0.067978 | 13.9366 | Residential_2030_Economic_GWh_After Competition Groups_Home Energy Reports
Residential | Res ¦ Drain Water Heat Recovery | 2030 | Technical | GWh | After Competition Groups | 24.0384 | 555272.5202 | 0.55527 | 13445.2579 | 0.0017879 | 59 | Residential_2030_Technical_GWh_After Competition Groups_59 | Drain Water Heat Recovery | 0.1788% | 0.55527 | 24.0384 | Residential_2030_Technical_GWh_After Competition Groups_Drain Water Heat Recovery
Residential | Res ¦ Water Heater Temperature Setback | 2030 | Economic | GWh | After Competition Groups | 12.5664 | 61104.2317 | 0.061104 | 7731.4615 | 0.0016254 | 44 | Residential_2030_Economic_GWh_After Competition Groups_44 | Water Heater Temperature Setback | 0.1625% | 0.061104 | 12.5664 | Residential_2030_Economic_GWh_After Competition Groups_Water Heater Temperature Setback
Residential | Res ¦ Demand Control Ventilation | 2030 | Technical | GWh | After Competition Groups | 21.6443 | 17931.1961 | 0.017931 | 13445.2579 | 0.0016098 | 60 | Residential_2030_Technical_GWh_After Competition Groups_60 | Demand Control Ventilation | 0.161% | 0.017931 | 21.6443 | Residential_2030_Technical_GWh_After Competition Groups_Demand Control Ventilation
Residential | Res ¦ Wall Insulation | 2030 | Achievable | GWh | After Competition Groups | 5.1283 | 210168.882 | 0.21017 | 3258.8639 | 0.0015736 | 41 | Residential_2030_Achievable_GWh_After Competition Groups_41 | Wall Insulation | 0.1574% | 0.21017 | 5.1283 | Residential_2030_Achievable_GWh_After Competition Groups_Wall Insulation
Residential | Res ¦ Condensing Make Up Air Unit | 2030 | Achievable | GWh | After Competition Groups | 4.9309 | 1075222.864 | 1.0752 | 3258.8639 | 0.0015131 | 42 | Residential_2030_Achievable_GWh_After Competition Groups_42 | Condensing Make Up Air Unit | 0.1513% | 1.0752 | 4.9309 | Residential_2030_Achievable_GWh_After Competition Groups_Condensing Make Up Air Unit
Residential | Res ¦ Energy Star Freezer | 2030 | Achievable | GWh | After Competition Groups | 4.8968 | 2912419.0304 | 2.9124 | 3258.8639 | 0.0015026 | 43 | Residential_2030_Achievable_GWh_After Competition Groups_43 | Energy Star Freezer | 0.1503% | 2.9124 | 4.8968 | Residential_2030_Achievable_GWh_After Competition Groups_Energy Star Freezer
Residential | Res ¦ Home Energy Reports | 2030 | Achievable | GWh | After Competition Groups | 4.8536 | 67977.6972 | 0.067978 | 3258.8639 | 0.0014894 | 44 | Residential_2030_Achievable_GWh_After Competition Groups_44 | Home Energy Reports | 0.1489% | 0.067978 | 4.8536 | Residential_2030_Achievable_GWh_After Competition Groups_Home Energy Reports
Residential | Res ¦ Condensing Make Up Air Unit | 2030 | Economic | GWh | After Competition Groups | 11.1815 | 1075222.864 | 1.0752 | 7731.4615 | 0.0014462 | 45 | Residential_2030_Economic_GWh_After Competition Groups_45 | Condensing Make Up Air Unit | 0.1446% | 1.0752 | 11.1815 | Residential_2030_Economic_GWh_After Competition Groups_Condensing Make Up Air Unit
Residential | Res ¦ CO Sensors for parking garage exhaust fans | 2030 | Technical | GWh | After Competition Groups | 18.6022 | 633450.3754 | 0.63345 | 13445.2579 | 0.0013836 | 61 | Residential_2030_Technical_GWh_After Competition Groups_61 | CO Sensors for parking garage exhaust fans | 0.1384% | 0.63345 | 18.6022 | Residential_2030_Technical_GWh_After Competition Groups_CO Sensors for parking garage exhaust fans
Residential | Res ¦ Tankless Water Heater | 2030 | Achievable | GWh | After Competition Groups | 4.5031 | 968378.8842 | 0.96838 | 3258.8639 | 0.0013818 | 45 | Residential_2030_Achievable_GWh_After Competition Groups_45 | Tankless Water Heater | 0.1382% | 0.96838 | 4.5031 | Residential_2030_Achievable_GWh_After Competition Groups_Tankless Water Heater
Residential | Res ¦ High Efficiency Chiller (avg of water and air cooled) | 2030 | Economic | GWh | After Competition Groups | 10.5886 | 199080.4439 | 0.19908 | 7731.4615 | 0.0013695 | 46 | Residential_2030_Economic_GWh_After Competition Groups_46 | High Efficiency Chiller (avg of water and air cooled) | 0.137% | 0.19908 | 10.5886 | Residential_2030_Economic_GWh_After Competition Groups_High Efficiency Chiller (avg of water and air cooled)
Residential | Res ¦ ENERGY STAR LED LAMPS (REFLECTOR LAMPs/MR16/PAR 16) | 2030 | Technical | GWh | After Competition Groups | 18.1677 | 193393.8911 | 0.19339 | 13445.2579 | 0.0013512 | 62 | Residential_2030_Technical_GWh_After Competition Groups_62 | ENERGY STAR LED LAMPS (REFLECTOR LAMPs/MR16/PAR 16) | 0.1351% | 0.19339 | 18.1677 | Residential_2030_Technical_GWh_After Competition Groups_ENERGY STAR LED LAMPS (REFLECTOR LAMPs/MR16/PAR 16)
Residential | Res ¦ Energy Star Dishwasher | 2030 | Technical | GWh | After Competition Groups | 17.4166 | 0 | 0 | 13445.2579 | 0.0012954 | 63 | Residential_2030_Technical_GWh_After Competition Groups_63 | Energy Star Dishwasher | 0.1295% | 0 | 17.4166 | Residential_2030_Technical_GWh_After Competition Groups_Energy Star Dishwasher
Residential | Res ¦ Variable Frequency Drive (VFD) | 2030 | Technical | GWh | After Competition Groups | 17.0055 | 372578.0423 | 0.37258 | 13445.2579 | 0.0012648 | 64 | Residential_2030_Technical_GWh_After Competition Groups_64 | Variable Frequency Drive (VFD) | 0.1265% | 0.37258 | 17.0055 | Residential_2030_Technical_GWh_After Competition Groups_Variable Frequency Drive (VFD)
Residential | Res ¦ VFD on Pumps | 2030 | Achievable | GWh | After Competition Groups | 3.5193 | 139562.2258 | 0.13956 | 3258.8639 | 0.0010799 | 46 | Residential_2030_Achievable_GWh_After Competition Groups_46 | VFD on Pumps | 0.108% | 0.13956 | 3.5193 | Residential_2030_Achievable_GWh_After Competition Groups_VFD on Pumps
Residential | Res ¦ Duct Insulation MF | 2030 | Achievable | GWh | After Competition Groups | 3.1447 | 846601.0834 | 0.8466 | 3258.8639 | 0.00096495 | 47 | Residential_2030_Achievable_GWh_After Competition Groups_47 | Duct Insulation MF | 0.0965% | 0.8466 | 3.1447 | Residential_2030_Achievable_GWh_After Competition Groups_Duct Insulation MF
Residential | Res ¦ Water Heater Temperature Setback | 2030 | Technical | GWh | After Competition Groups | 12.5664 | 61104.2317 | 0.061104 | 13445.2579 | 0.00093464 | 65 | Residential_2030_Technical_GWh_After Competition Groups_65 | Water Heater Temperature Setback | 0.09346% | 0.061104 | 12.5664 | Residential_2030_Technical_GWh_After Competition Groups_Water Heater Temperature Setback
Residential | Res ¦ DHW Recirculation Systems | 2030 | Technical | GWh | After Competition Groups | 11.3211 | 0 | 0 | 13445.2579 | 0.00084201 | 66 | Residential_2030_Technical_GWh_After Competition Groups_66 | DHW Recirculation Systems | 0.0842% | 0 | 11.3211 | Residential_2030_Technical_GWh_After Competition Groups_DHW Recirculation Systems
Residential | Res ¦ Condensing Make Up Air Unit | 2030 | Technical | GWh | After Competition Groups | 11.1815 | 1075222.864 | 1.0752 | 13445.2579 | 0.00083163 | 67 | Residential_2030_Technical_GWh_After Competition Groups_67 | Condensing Make Up Air Unit | 0.08316% | 1.0752 | 11.1815 | Residential_2030_Technical_GWh_After Competition Groups_Condensing Make Up Air Unit
Residential | Res ¦ ENERGY STAR LED Lamps (General Service Lamps) | 2030 | Achievable | GWh | After Competition Groups | 2.5739 | 41035.0511 | 0.041035 | 3258.8639 | 0.00078981 | 48 | Residential_2030_Achievable_GWh_After Competition Groups_48 | ENERGY STAR LED Lamps (General Service Lamps) | 0.07898% | 0.041035 | 2.5739 | Residential_2030_Achievable_GWh_After Competition Groups_ENERGY STAR LED Lamps (General Service Lamps)
Residential | Res ¦ High Efficiency Chiller (avg of water and air cooled) | 2030 | Technical | GWh | After Competition Groups | 10.5886 | 199080.4439 | 0.19908 | 13445.2579 | 0.00078753 | 68 | Residential_2030_Technical_GWh_After Competition Groups_68 | High Efficiency Chiller (avg of water and air cooled) | 0.07875% | 0.19908 | 10.5886 | Residential_2030_Technical_GWh_After Competition Groups_High Efficiency Chiller (avg of water and air cooled)
Residential | Res ¦ Air Source Heat Pump Maintenance | 2030 | Technical | GWh | After Competition Groups | 10.2163 | 0 | 0 | 13445.2579 | 0.00075985 | 69 | Residential_2030_Technical_GWh_After Competition Groups_69 | Air Source Heat Pump Maintenance | 0.07598% | 0 | 10.2163 | Residential_2030_Technical_GWh_After Competition Groups_Air Source Heat Pump Maintenance
Residential | Res ¦ Drain Water Heat Recovery | 2030 | Economic | GWh | After Competition Groups | 5.3764 | 555272.5202 | 0.55527 | 7731.4615 | 0.00069539 | 47 | Residential_2030_Economic_GWh_After Competition Groups_47 | Drain Water Heat Recovery | 0.06954% | 0.55527 | 5.3764 | Residential_2030_Economic_GWh_After Competition Groups_Drain Water Heat Recovery
Residential | Res ¦ Heat Recovery Ventilator | 2030 | Achievable | GWh | After Competition Groups | 2.2306 | 2760427.8917 | 2.7604 | 3258.8639 | 0.00068448 | 49 | Residential_2030_Achievable_GWh_After Competition Groups_49 | Heat Recovery Ventilator | 0.06845% | 2.7604 | 2.2306 | Residential_2030_Achievable_GWh_After Competition Groups_Heat Recovery Ventilator
Residential | Res ¦ VFD on Pumps | 2030 | Economic | GWh | After Competition Groups | 5.2294 | 139562.2258 | 0.13956 | 7731.4615 | 0.00067638 | 48 | Residential_2030_Economic_GWh_After Competition Groups_48 | VFD on Pumps | 0.06764% | 0.13956 | 5.2294 | Residential_2030_Economic_GWh_After Competition Groups_VFD on Pumps
Residential | Res ¦ Energy Star Freezer | 2030 | Economic | GWh | After Competition Groups | 5.2123 | 2912419.0304 | 2.9124 | 7731.4615 | 0.00067417 | 49 | Residential_2030_Economic_GWh_After Competition Groups_49 | Energy Star Freezer | 0.06742% | 2.9124 | 5.2123 | Residential_2030_Economic_GWh_After Competition Groups_Energy Star Freezer
Residential | Res ¦ Basement or Crawlspace Insulation | 2030 | Achievable | GWh | After Competition Groups | 1.8778 | 0 | 0 | 3258.8639 | 0.00057623 | 50 | Residential_2030_Achievable_GWh_After Competition Groups_50 | Basement or Crawlspace Insulation | 0.05762% | 0 | 1.8778 | Residential_2030_Achievable_GWh_After Competition Groups_Basement or Crawlspace Insulation
Residential | Res ¦ ECM MOTORS FOR HVAC APPLICATION (FAN-POWERED VAV BOX) | 2030 | Achievable | GWh | After Competition Groups | 1.7496 | 69730 | 0.06973 | 3258.8639 | 0.00053687 | 51 | Residential_2030_Achievable_GWh_After Competition Groups_51 | ECM MOTORS FOR HVAC APPLICATION (FAN-POWERED VAV BOX) | 0.05369% | 0.06973 | 1.7496 | Residential_2030_Achievable_GWh_After Competition Groups_ECM MOTORS FOR HVAC APPLICATION (FAN-POWERED VAV BOX)
Residential | Res ¦ ENERGY STAR LED Lamps (General Service Lamps) | 2030 | Economic | GWh | After Competition Groups | 3.1619 | 41035.0511 | 0.041035 | 7731.4615 | 0.00040897 | 50 | Residential_2030_Economic_GWh_After Competition Groups_50 | ENERGY STAR LED Lamps (General Service Lamps) | 0.0409% | 0.041035 | 3.1619 | Residential_2030_Economic_GWh_After Competition Groups_ENERGY STAR LED Lamps (General Service Lamps)
Residential | Res ¦ ECM MOTORS FOR HVAC APPLICATION (FAN-POWERED VAV BOX) | 2030 | Economic | GWh | After Competition Groups | 3.01 | 69730 | 0.06973 | 7731.4615 | 0.00038931 | 51 | Residential_2030_Economic_GWh_After Competition Groups_51 | ECM MOTORS FOR HVAC APPLICATION (FAN-POWERED VAV BOX) | 0.03893% | 0.06973 | 3.01 | Residential_2030_Economic_GWh_After Competition Groups_ECM MOTORS FOR HVAC APPLICATION (FAN-POWERED VAV BOX)
Residential | Res ¦ VFD on Pumps | 2030 | Technical | GWh | After Competition Groups | 5.2294 | 139562.2258 | 0.13956 | 13445.2579 | 0.00038894 | 70 | Residential_2030_Technical_GWh_After Competition Groups_70 | VFD on Pumps | 0.03889% | 0.13956 | 5.2294 | Residential_2030_Technical_GWh_After Competition Groups_VFD on Pumps
Residential | Res ¦ Beverage Vending Machine Controls | 2030 | Achievable | GWh | After Competition Groups | 1.0454 | 28354.2628 | 0.028354 | 3258.8639 | 0.0003208 | 52 | Residential_2030_Achievable_GWh_After Competition Groups_52 | Beverage Vending Machine Controls | 0.03208% | 0.028354 | 1.0454 | Residential_2030_Achievable_GWh_After Competition Groups_Beverage Vending Machine Controls
Residential | Res ¦ Beverage Vending Machine Controls | 2030 | Economic | GWh | After Competition Groups | 2.1043 | 28354.2628 | 0.028354 | 7731.4615 | 0.00027218 | 52 | Residential_2030_Economic_GWh_After Competition Groups_52 | Beverage Vending Machine Controls | 0.02722% | 0.028354 | 2.1043 | Residential_2030_Economic_GWh_After Competition Groups_Beverage Vending Machine Controls
Residential | Res ¦ Drain Water Heat Recovery | 2030 | Achievable | GWh | After Competition Groups | 0.79266 | 555272.5202 | 0.55527 | 3258.8639 | 0.00024323 | 53 | Residential_2030_Achievable_GWh_After Competition Groups_53 | Drain Water Heat Recovery | 0.02432% | 0.55527 | 0.79266 | Residential_2030_Achievable_GWh_After Competition Groups_Drain Water Heat Recovery
Residential | Res ¦ ENERGY STAR LED Lamps (General Service Lamps) | 2030 | Technical | GWh | After Competition Groups | 3.1619 | 41035.0511 | 0.041035 | 13445.2579 | 0.00023517 | 71 | Residential_2030_Technical_GWh_After Competition Groups_71 | ENERGY STAR LED Lamps (General Service Lamps) | 0.02352% | 0.041035 | 3.1619 | Residential_2030_Technical_GWh_After Competition Groups_ENERGY STAR LED Lamps (General Service Lamps)
Residential | Res ¦ ECM MOTORS FOR HVAC APPLICATION (FAN-POWERED VAV BOX) | 2030 | Technical | GWh | After Competition Groups | 3.01 | 69730 | 0.06973 | 13445.2579 | 0.00022387 | 72 | Residential_2030_Technical_GWh_After Competition Groups_72 | ECM MOTORS FOR HVAC APPLICATION (FAN-POWERED VAV BOX) | 0.02239% | 0.06973 | 3.01 | Residential_2030_Technical_GWh_After Competition Groups_ECM MOTORS FOR HVAC APPLICATION (FAN-POWERED VAV BOX)
Residential | Res ¦ HVAC Optimization | 2030 | Technical | GWh | After Competition Groups | 2.6854 | 0 | 0 | 13445.2579 | 0.00019973 | 73 | Residential_2030_Technical_GWh_After Competition Groups_73 | HVAC Optimization | 0.01997% | 0 | 2.6854 | Residential_2030_Technical_GWh_After Competition Groups_HVAC Optimization
Residential | Res ¦ Tankless Water Heater | 2030 | Technical | GWh | After Competition Groups | 2.4934 | 68078.3214 | 0.068078 | 13445.2579 | 0.00018545 | 74 | Residential_2030_Technical_GWh_After Competition Groups_74 | Tankless Water Heater | 0.01855% | 0.068078 | 2.4934 | Residential_2030_Technical_GWh_After Competition Groups_Tankless Water Heater
Residential | Res ¦ Beverage Vending Machine Controls | 2030 | Technical | GWh | After Competition Groups | 2.1043 | 28354.2628 | 0.028354 | 13445.2579 | 0.00015651 | 75 | Residential_2030_Technical_GWh_After Competition Groups_75 | Beverage Vending Machine Controls | 0.01565% | 0.028354 | 2.1043 | Residential_2030_Technical_GWh_After Competition Groups_Beverage Vending Machine Controls
Residential | Res ¦ Ceiling Insulation | 2030 | Achievable | GWh | After Competition Groups | 0.32612 | 415471.7421 | 0.41547 | 3258.8639 | 0.00010007 | 54 | Residential_2030_Achievable_GWh_After Competition Groups_54 | Ceiling Insulation | 0.01001% | 0.41547 | 0.32612 | Residential_2030_Achievable_GWh_After Competition Groups_Ceiling Insulation
Residential | Res ¦ Wall Insulation MF | 2030 | Technical | GWh | After Competition Groups | 0.63622 | 0 | 0 | 13445.2579 | 4.7319e-05 | 76 | Residential_2030_Technical_GWh_After Competition Groups_76 | Wall Insulation MF | 0.004732% | 0 | 0.63622 | Residential_2030_Technical_GWh_After Competition Groups_Wall Insulation MF
Residential | Res ¦ Chilled Water Optimization | 2030 | Achievable | GWh | After Competition Groups | 0.12525 | 198.4567 | 0.00019846 | 3258.8639 | 3.8433e-05 | 55 | Residential_2030_Achievable_GWh_After Competition Groups_55 | Chilled Water Optimization | 0.003843% | 0.00019846 | 0.12525 | Residential_2030_Achievable_GWh_After Competition Groups_Chilled Water Optimization
Residential | Res ¦ LED High Bay Fixture | 2030 | Economic | GWh | After Competition Groups | 0.27705 | 36274.4368 | 0.036274 | 7731.4615 | 3.5834e-05 | 53 | Residential_2030_Economic_GWh_After Competition Groups_53 | LED High Bay Fixture | 0.003583% | 0.036274 | 0.27705 | Residential_2030_Economic_GWh_After Competition Groups_LED High Bay Fixture
Residential | Res ¦ Chilled Water Optimization | 2030 | Economic | GWh | After Competition Groups | 0.27298 | 198.4567 | 0.00019846 | 7731.4615 | 3.5307e-05 | 54 | Residential_2030_Economic_GWh_After Competition Groups_54 | Chilled Water Optimization | 0.003531% | 0.00019846 | 0.27298 | Residential_2030_Economic_GWh_After Competition Groups_Chilled Water Optimization
Residential | Res ¦ LED Recessed Downlights | 2030 | Technical | GWh | After Competition Groups | 0.32011 | 0 | 0 | 13445.2579 | 2.3808e-05 | 77 | Residential_2030_Technical_GWh_After Competition Groups_77 | LED Recessed Downlights | 0.002381% | 0 | 0.32011 | Residential_2030_Technical_GWh_After Competition Groups_LED Recessed Downlights
Residential | Res ¦ LED High Bay Fixture | 2030 | Technical | GWh | After Competition Groups | 0.27705 | 36274.4368 | 0.036274 | 13445.2579 | 2.0606e-05 | 78 | Residential_2030_Technical_GWh_After Competition Groups_78 | LED High Bay Fixture | 0.002061% | 0.036274 | 0.27705 | Residential_2030_Technical_GWh_After Competition Groups_LED High Bay Fixture
Residential | Res ¦ Chilled Water Optimization | 2030 | Technical | GWh | After Competition Groups | 0.27298 | 198.4567 | 0.00019846 | 13445.2579 | 2.0303e-05 | 79 | Residential_2030_Technical_GWh_After Competition Groups_79 | Chilled Water Optimization | 0.00203% | 0.00019846 | 0.27298 | Residential_2030_Technical_GWh_After Competition Groups_Chilled Water Optimization
Residential | Res ¦ LED High Bay Fixture | 2030 | Achievable | GWh | After Competition Groups | 0.064498 | 36274.4368 | 0.036274 | 3258.8639 | 1.9791e-05 | 56 | Residential_2030_Achievable_GWh_After Competition Groups_56 | LED High Bay Fixture | 0.001979% | 0.036274 | 0.064498 | Residential_2030_Achievable_GWh_After Competition Groups_LED High Bay Fixture
Residential | Res ¦ Wall Insulation MF | 2030 | Economic | GWh | After Competition Groups | 0.052223 | 0 | 0 | 7731.4615 | 6.7546e-06 | 55 | Residential_2030_Economic_GWh_After Competition Groups_55 | Wall Insulation MF | 0.0006755% | 0 | 0.052223 | Residential_2030_Economic_GWh_After Competition Groups_Wall Insulation MF
Residential | Res ¦ Solar Water Preheat (Pools/DHW) | 2030 | Technical | GWh | After Competition Groups | 0.061773 | 0 | 0 | 13445.2579 | 4.5944e-06 | 80 | Residential_2030_Technical_GWh_After Competition Groups_80 | Solar Water Preheat (Pools/DHW) | 0.0004594% | 0 | 0.061773 | Residential_2030_Technical_GWh_After Competition Groups_Solar Water Preheat (Pools/DHW)
Residential | Res ¦ Wall Insulation MF | 2030 | Achievable | GWh | After Competition Groups | 0.0063731 | 0 | 0 | 3258.8639 | 1.9556e-06 | 57 | Residential_2030_Achievable_GWh_After Competition Groups_57 | Wall Insulation MF | 0.0001956% | 0 | 0.0063731 | Residential_2030_Achievable_GWh_After Competition Groups_Wall Insulation MF
Residential | Res ¦ Photocell Controls (Outdoor) | 2030 | Technical | GWh | After Competition Groups | 0.0003431 | 0 | 0 | 13445.2579 | 2.5519e-08 | 81 | Residential_2030_Technical_GWh_After Competition Groups_81 | Photocell Controls (Outdoor) | 2.552e-06% | 0 | 0.0003431 | Residential_2030_Technical_GWh_After Competition Groups_Photocell Controls (Outdoor)
Residential | Res ¦ Air Source Heat Pump | 2030 | Achievable | GWh | After Competition Groups | 0 | 0 | 0 | 3258.8639 | 0 | 58 | Residential_2030_Achievable_GWh_After Competition Groups_58 | Air Source Heat Pump | 0% | 0 | 0 | Residential_2030_Achievable_GWh_After Competition Groups_Air Source Heat Pump
Residential | Res ¦ DHW Recirculation Systems | 2030 | Achievable | GWh | After Competition Groups | 0 | 0 | 0 | 3258.8639 | 0 | 59 | Residential_2030_Achievable_GWh_After Competition Groups_59 | DHW Recirculation Systems | 0% | 0 | 0 | Residential_2030_Achievable_GWh_After Competition Groups_DHW Recirculation Systems
Residential | Res ¦ DHW Recirculation Systems | 2030 | Economic | GWh | After Competition Groups | 0 | 0 | 0 | 7731.4615 | 0 | 56 | Residential_2030_Economic_GWh_After Competition Groups_56 | DHW Recirculation Systems | 0% | 0 | 0 | Residential_2030_Economic_GWh_After Competition Groups_DHW Recirculation Systems
Residential | Res ¦ Early Hot Water Heater Replacement | 2030 | Achievable | GWh | After Competition Groups | 0 | 0 | 0 | 3258.8639 | 0 | 60 | Residential_2030_Achievable_GWh_After Competition Groups_60 | Early Hot Water Heater Replacement | 0% | 0 | 0 | Residential_2030_Achievable_GWh_After Competition Groups_Early Hot Water Heater Replacement
Residential | Res ¦ Early Hot Water Heater Replacement | 2030 | Economic | GWh | After Competition Groups | 0 | 0 | 0 | 7731.4615 | 0 | 57 | Residential_2030_Economic_GWh_After Competition Groups_57 | Early Hot Water Heater Replacement | 0% | 0 | 0 | Residential_2030_Economic_GWh_After Competition Groups_Early Hot Water Heater Replacement
Residential | Res ¦ Energy Star Dehumidifier | 2030 | Achievable | GWh | After Competition Groups | 0 | 0 | 0 | 3258.8639 | 0 | 61 | Residential_2030_Achievable_GWh_After Competition Groups_61 | Energy Star Dehumidifier | 0% | 0 | 0 | Residential_2030_Achievable_GWh_After Competition Groups_Energy Star Dehumidifier
Residential | Res ¦ Energy Star Dehumidifier | 2030 | Economic | GWh | After Competition Groups | 0 | 0 | 0 | 7731.4615 | 0 | 58 | Residential_2030_Economic_GWh_After Competition Groups_58 | Energy Star Dehumidifier | 0% | 0 | 0 | Residential_2030_Economic_GWh_After Competition Groups_Energy Star Dehumidifier
Residential | Res ¦ Furnace with ECM | 2030 | Achievable | GWh | After Competition Groups | 0 | 0 | 0 | 3258.8639 | 0 | 62 | Residential_2030_Achievable_GWh_After Competition Groups_62 | Furnace with ECM | 0% | 0 | 0 | Residential_2030_Achievable_GWh_After Competition Groups_Furnace with ECM
Residential | Res ¦ Furnace with ECM | 2030 | Economic | GWh | After Competition Groups | 0 | 0 | 0 | 7731.4615 | 0 | 59 | Residential_2030_Economic_GWh_After Competition Groups_59 | Furnace with ECM | 0% | 0 | 0 | Residential_2030_Economic_GWh_After Competition Groups_Furnace with ECM
Residential | Res ¦ Heat Pump Water Heater | 2030 | Achievable | GWh | After Competition Groups | 0 | 0 | 0 | 3258.8639 | 0 | 63 | Residential_2030_Achievable_GWh_After Competition Groups_63 | Heat Pump Water Heater | 0% | 0 | 0 | Residential_2030_Achievable_GWh_After Competition Groups_Heat Pump Water Heater
Residential | Res ¦ Heat Pump Water Heater | 2030 | Economic | GWh | After Competition Groups | 0 | 0 | 0 | 7731.4615 | 0 | 60 | Residential_2030_Economic_GWh_After Competition Groups_60 | Heat Pump Water Heater | 0% | 0 | 0 | Residential_2030_Economic_GWh_After Competition Groups_Heat Pump Water Heater
Residential | Res ¦ LED Downlight | 2030 | Achievable | GWh | After Competition Groups | 0 | 0 | 0 | 3258.8639 | 0 | 64 | Residential_2030_Achievable_GWh_After Competition Groups_64 | LED Downlight | 0% | 0 | 0 | Residential_2030_Achievable_GWh_After Competition Groups_LED Downlight
Residential | Res ¦ LED Downlight | 2030 | Economic | GWh | After Competition Groups | 0 | 0 | 0 | 7731.4615 | 0 | 61 | Residential_2030_Economic_GWh_After Competition Groups_61 | LED Downlight | 0% | 0 | 0 | Residential_2030_Economic_GWh_After Competition Groups_LED Downlight
Residential | Res ¦ Lighting Motion Sensors, Timers, Dimmers | 2030 | Achievable | GWh | After Competition Groups | 0 | 0 | 0 | 3258.8639 | 0 | 65 | Residential_2030_Achievable_GWh_After Competition Groups_65 | Lighting Motion Sensors, Timers, Dimmers | 0% | 0 | 0 | Residential_2030_Achievable_GWh_After Competition Groups_Lighting Motion Sensors, Timers, Dimmers
Residential | Res ¦ Lighting Motion Sensors, Timers, Dimmers | 2030 | Economic | GWh | After Competition Groups | 0 | 0 | 0 | 7731.4615 | 0 | 62 | Residential_2030_Economic_GWh_After Competition Groups_62 | Lighting Motion Sensors, Timers, Dimmers | 0% | 0 | 0 | Residential_2030_Economic_GWh_After Competition Groups_Lighting Motion Sensors, Timers, Dimmers
Residential | Res ¦ Networked/ Connected - Indoor LED Luminaire | 2030 | Achievable | GWh | After Competition Groups | 0 | 0 | 0 | 3258.8639 | 0 | 66 | Residential_2030_Achievable_GWh_After Competition Groups_66 | Networked/ Connected - Indoor LED Luminaire | 0% | 0 | 0 | Residential_2030_Achievable_GWh_After Competition Groups_Networked/ Connected - Indoor LED Luminaire
Residential | Res ¦ Radiant Barrier | 2030 | Achievable | GWh | After Competition Groups | 0 | 0 | 0 | 3258.8639 | 0 | 67 | Residential_2030_Achievable_GWh_After Competition Groups_67 | Radiant Barrier | 0% | 0 | 0 | Residential_2030_Achievable_GWh_After Competition Groups_Radiant Barrier
Residential | Res ¦ Radiant Barrier | 2030 | Economic | GWh | After Competition Groups | 0 | 0 | 0 | 7731.4615 | 0 | 63 | Residential_2030_Economic_GWh_After Competition Groups_63 | Radiant Barrier | 0% | 0 | 0 | Residential_2030_Economic_GWh_After Competition Groups_Radiant Barrier
Residential | Res ¦ Smart Power Bar | 2030 | Achievable | GWh | After Competition Groups | 0 | 0 | 0 | 3258.8639 | 0 | 68 | Residential_2030_Achievable_GWh_After Competition Groups_68 | Smart Power Bar | 0% | 0 | 0 | Residential_2030_Achievable_GWh_After Competition Groups_Smart Power Bar
Residential | Res ¦ Smart Power Bar | 2030 | Economic | GWh | After Competition Groups | 0 | 0 | 0 | 7731.4615 | 0 | 64 | Residential_2030_Economic_GWh_After Competition Groups_64 | Smart Power Bar | 0% | 0 | 0 | Residential_2030_Economic_GWh_After Competition Groups_Smart Power Bar
Residential | Res ¦ Variable Refrigerant Flow Heat Pump | 2030 | Achievable | GWh | After Competition Groups | 0 | 0 | 0 | 3258.8639 | 0 | 69 | Residential_2030_Achievable_GWh_After Competition Groups_69 | Variable Refrigerant Flow Heat Pump | 0% | 0 | 0 | Residential_2030_Achievable_GWh_After Competition Groups_Variable Refrigerant Flow Heat Pump
Residential | Res ¦ Variable Refrigerant Flow Heat Pump | 2030 | Economic | GWh | After Competition Groups | 0 | 0 | 0 | 7731.4615 | 0 | 65 | Residential_2030_Economic_GWh_After Competition Groups_65 | Variable Refrigerant Flow Heat Pump | 0% | 0 | 0 | Residential_2030_Economic_GWh_After Competition Groups_Variable Refrigerant Flow Heat Pump
Residential | Res ¦ Smart Power Bar | 2031 | Economic | GWh | After Competition Groups | 1518.5387 | 56415844.8818 | 56.4158 | 9547.5155 | 0.15905 | 1 | Residential_2031_Economic_GWh_After Competition Groups_1 | Smart Power Bar | 15.91% | 56.4158 | 1518.5387 | Residential_2031_Economic_GWh_After Competition Groups_Smart Power Bar
Residential | Res ¦ Energy Star A Line, PAR, MR Lamps | 2031 | Economic | GWh | After Competition Groups | 1486.4495 | 29442.9931 | 0.029443 | 9547.5155 | 0.15569 | 2 | Residential_2031_Economic_GWh_After Competition Groups_2 | Energy Star A Line, PAR, MR Lamps | 15.57% | 0.029443 | 1486.4495 | Residential_2031_Economic_GWh_After Competition Groups_Energy Star A Line, PAR, MR Lamps
Residential | Res ¦ Smart Power Bar | 2031 | Technical | GWh | After Competition Groups | 1518.5387 | 56415844.8818 | 56.4158 | 13833.497 | 0.10977 | 1 | Residential_2031_Technical_GWh_After Competition Groups_1 | Smart Power Bar | 10.98% | 56.4158 | 1518.5387 | Residential_2031_Technical_GWh_After Competition Groups_Smart Power Bar
Residential | Res ¦ Energy Star A Line, PAR, MR Lamps | 2031 | Technical | GWh | After Competition Groups | 1486.4495 | 29442.9931 | 0.029443 | 13833.497 | 0.10745 | 2 | Residential_2031_Technical_GWh_After Competition Groups_2 | Energy Star A Line, PAR, MR Lamps | 10.75% | 0.029443 | 1486.4495 | Residential_2031_Technical_GWh_After Competition Groups_Energy Star A Line, PAR, MR Lamps
Residential | Res ¦ Energy Star Clothes Washer | 2031 | Achievable | GWh | After Competition Groups | 375.9032 | 19899853.0918 | 19.8999 | 3899.8468 | 0.096389 | 1 | Residential_2031_Achievable_GWh_After Competition Groups_1 | Energy Star Clothes Washer | 9.639% | 19.8999 | 375.9032 | Residential_2031_Achievable_GWh_After Competition Groups_Energy Star Clothes Washer
Residential | Res ¦ Variable Speed Pool Pump Motor | 2031 | Achievable | GWh | After Competition Groups | 307.1748 | 9180334.0443 | 9.1803 | 3899.8468 | 0.078766 | 2 | Residential_2031_Achievable_GWh_After Competition Groups_2 | Variable Speed Pool Pump Motor | 7.877% | 9.1803 | 307.1748 | Residential_2031_Achievable_GWh_After Competition Groups_Variable Speed Pool Pump Motor
Residential | Res ¦ Energy Star LED Bulbs General Purpose LEDs | 2031 | Achievable | GWh | After Competition Groups | 289.3783 | 0 | 0 | 3899.8468 | 0.074202 | 3 | Residential_2031_Achievable_GWh_After Competition Groups_3 | Energy Star LED Bulbs General Purpose LEDs | 7.42% | 0 | 289.3783 | Residential_2031_Achievable_GWh_After Competition Groups_Energy Star LED Bulbs General Purpose LEDs
Residential | Res ¦ Adaptive Thermostat | 2031 | Economic | GWh | After Competition Groups | 696.3676 | 5969460.0221 | 5.9695 | 9547.5155 | 0.072937 | 3 | Residential_2031_Economic_GWh_After Competition Groups_3 | Adaptive Thermostat | 7.294% | 5.9695 | 696.3676 | Residential_2031_Economic_GWh_After Competition Groups_Adaptive Thermostat
Residential | Res ¦ Car Block Heater Timer | 2031 | Achievable | GWh | After Competition Groups | 256.5249 | 627396.6643 | 0.6274 | 3899.8468 | 0.065778 | 4 | Residential_2031_Achievable_GWh_After Competition Groups_4 | Car Block Heater Timer | 6.578% | 0.6274 | 256.5249 | Residential_2031_Achievable_GWh_After Competition Groups_Car Block Heater Timer
Residential | Res ¦ Energy Star LED Specialty Bulbs | 2031 | Achievable | GWh | After Competition Groups | 256.4334 | 40451.7824 | 0.040452 | 3899.8468 | 0.065755 | 5 | Residential_2031_Achievable_GWh_After Competition Groups_5 | Energy Star LED Specialty Bulbs | 6.575% | 0.040452 | 256.4334 | Residential_2031_Achievable_GWh_After Competition Groups_Energy Star LED Specialty Bulbs
Residential | Res ¦ Building Recommissioning, Operations and Maintenance (O&M) Improvements | 2031 | Achievable | GWh | After Competition Groups | 241.2445 | 277737.1552 | 0.27774 | 3899.8468 | 0.06186 | 6 | Residential_2031_Achievable_GWh_After Competition Groups_6 | Building Recommissioning, Operations and Maintenance (O&M) Improvements | 6.186% | 0.27774 | 241.2445 | Residential_2031_Achievable_GWh_After Competition Groups_Building Recommissioning, Operations and Maintenance (O&M) Improvements
Residential | Res ¦ Ductless Mini-Split Heat Pump | 2031 | Achievable | GWh | After Competition Groups | 226.651 | 5902365.5566 | 5.9024 | 3899.8468 | 0.058118 | 7 | Residential_2031_Achievable_GWh_After Competition Groups_7 | Ductless Mini-Split Heat Pump | 5.812% | 5.9024 | 226.651 | Residential_2031_Achievable_GWh_After Competition Groups_Ductless Mini-Split Heat Pump
Residential | Res ¦ Air Sealing | 2031 | Economic | GWh | After Competition Groups | 538.1384 | 4582782.6586 | 4.5828 | 9547.5155 | 0.056364 | 4 | Residential_2031_Economic_GWh_After Competition Groups_4 | Air Sealing | 5.636% | 4.5828 | 538.1384 | Residential_2031_Economic_GWh_After Competition Groups_Air Sealing
Residential | Res ¦ Energy Star Clothes Washer | 2031 | Economic | GWh | After Competition Groups | 517.0344 | 19899853.0918 | 19.8999 | 9547.5155 | 0.054154 | 5 | Residential_2031_Economic_GWh_After Competition Groups_5 | Energy Star Clothes Washer | 5.415% | 19.8999 | 517.0344 | Residential_2031_Economic_GWh_After Competition Groups_Energy Star Clothes Washer
Residential | Res ¦ Adaptive Thermostat | 2031 | Technical | GWh | After Competition Groups | 696.3676 | 5969460.0221 | 5.9695 | 13833.497 | 0.050339 | 3 | Residential_2031_Technical_GWh_After Competition Groups_3 | Adaptive Thermostat | 5.034% | 5.9695 | 696.3676 | Residential_2031_Technical_GWh_After Competition Groups_Adaptive Thermostat
Residential | Res ¦ Ductless Mini-Split Heat Pump | 2031 | Economic | GWh | After Competition Groups | 473.9874 | 5902365.5566 | 5.9024 | 9547.5155 | 0.049645 | 6 | Residential_2031_Economic_GWh_After Competition Groups_6 | Ductless Mini-Split Heat Pump | 4.965% | 5.9024 | 473.9874 | Residential_2031_Economic_GWh_After Competition Groups_Ductless Mini-Split Heat Pump
Residential | Res ¦ Energy Star Refrigerator | 2031 | Technical | GWh | After Competition Groups | 616.2014 | 0 | 0 | 13833.497 | 0.044544 | 4 | Residential_2031_Technical_GWh_After Competition Groups_4 | Energy Star Refrigerator | 4.454% | 0 | 616.2014 | Residential_2031_Technical_GWh_After Competition Groups_Energy Star Refrigerator
Residential | Res ¦ Energy Star A Line, PAR, MR Lamps | 2031 | Achievable | GWh | After Competition Groups | 171.8428 | 29442.9931 | 0.029443 | 3899.8468 | 0.044064 | 8 | Residential_2031_Achievable_GWh_After Competition Groups_8 | Energy Star A Line, PAR, MR Lamps | 4.406% | 0.029443 | 171.8428 | Residential_2031_Achievable_GWh_After Competition Groups_Energy Star A Line, PAR, MR Lamps
Residential | Res ¦ Variable Speed Pool Pump Motor | 2031 | Economic | GWh | After Competition Groups | 403.7821 | 9180334.0443 | 9.1803 | 9547.5155 | 0.042292 | 7 | Residential_2031_Economic_GWh_After Competition Groups_7 | Variable Speed Pool Pump Motor | 4.229% | 9.1803 | 403.7821 | Residential_2031_Economic_GWh_After Competition Groups_Variable Speed Pool Pump Motor
Residential | Res ¦ Air Sealing | 2031 | Technical | GWh | After Competition Groups | 538.1384 | 4582782.6586 | 4.5828 | 13833.497 | 0.038901 | 5 | Residential_2031_Technical_GWh_After Competition Groups_5 | Air Sealing | 3.89% | 4.5828 | 538.1384 | Residential_2031_Technical_GWh_After Competition Groups_Air Sealing
Residential | Res ¦ Car Block Heater Timer | 2031 | Economic | GWh | After Competition Groups | 364.2799 | 627396.6643 | 0.6274 | 9547.5155 | 0.038154 | 8 | Residential_2031_Economic_GWh_After Competition Groups_8 | Car Block Heater Timer | 3.815% | 0.6274 | 364.2799 | Residential_2031_Economic_GWh_After Competition Groups_Car Block Heater Timer
Residential | Res ¦ Smart Burners | 2031 | Technical | GWh | After Competition Groups | 527.5504 | 25682833.7151 | 25.6828 | 13833.497 | 0.038136 | 6 | Residential_2031_Technical_GWh_After Competition Groups_6 | Smart Burners | 3.814% | 25.6828 | 527.5504 | Residential_2031_Technical_GWh_After Competition Groups_Smart Burners
Residential | Res ¦ Adaptive Thermostat | 2031 | Achievable | GWh | After Competition Groups | 147.2998 | 5969460.0221 | 5.9695 | 3899.8468 | 0.037771 | 9 | Residential_2031_Achievable_GWh_After Competition Groups_9 | Adaptive Thermostat | 3.777% | 5.9695 | 147.2998 | Residential_2031_Achievable_GWh_After Competition Groups_Adaptive Thermostat
Residential | Res ¦ Energy Star Clothes Washer | 2031 | Technical | GWh | After Competition Groups | 517.0344 | 19899853.0918 | 19.8999 | 13833.497 | 0.037376 | 7 | Residential_2031_Technical_GWh_After Competition Groups_7 | Energy Star Clothes Washer | 3.738% | 19.8999 | 517.0344 | Residential_2031_Technical_GWh_After Competition Groups_Energy Star Clothes Washer
Residential | Res ¦ Smart Power Bar | 2031 | Achievable | GWh | After Competition Groups | 140.4265 | 56415844.8818 | 56.4158 | 3899.8468 | 0.036008 | 10 | Residential_2031_Achievable_GWh_After Competition Groups_10 | Smart Power Bar | 3.601% | 56.4158 | 140.4265 | Residential_2031_Achievable_GWh_After Competition Groups_Smart Power Bar
Residential | Res ¦ Smart Burners | 2031 | Economic | GWh | After Competition Groups | 331.2186 | 25682833.7151 | 25.6828 | 9547.5155 | 0.034692 | 9 | Residential_2031_Economic_GWh_After Competition Groups_9 | Smart Burners | 3.469% | 25.6828 | 331.2186 | Residential_2031_Economic_GWh_After Competition Groups_Smart Burners
Residential | Res ¦ Energy Star Torchiere | 2031 | Achievable | GWh | After Competition Groups | 134.155 | 1961358.7886 | 1.9614 | 3899.8468 | 0.0344 | 11 | Residential_2031_Achievable_GWh_After Competition Groups_11 | Energy Star Torchiere | 3.44% | 1.9614 | 134.155 | Residential_2031_Achievable_GWh_After Competition Groups_Energy Star Torchiere
Residential | Res ¦ Ductless Mini-Split Heat Pump | 2031 | Technical | GWh | After Competition Groups | 473.9874 | 5902365.5566 | 5.9024 | 13833.497 | 0.034264 | 8 | Residential_2031_Technical_GWh_After Competition Groups_8 | Ductless Mini-Split Heat Pump | 3.426% | 5.9024 | 473.9874 | Residential_2031_Technical_GWh_After Competition Groups_Ductless Mini-Split Heat Pump
Residential | Res ¦ Energy Star Ground Source Heat Pump | 2031 | Technical | GWh | After Competition Groups | 465.8325 | 0 | 0 | 13833.497 | 0.033674 | 9 | Residential_2031_Technical_GWh_After Competition Groups_9 | Energy Star Ground Source Heat Pump | 3.367% | 0 | 465.8325 | Residential_2031_Technical_GWh_After Competition Groups_Energy Star Ground Source Heat Pump
Residential | Res ¦ Building Recommissioning, Operations and Maintenance (O&M) Improvements | 2031 | Economic | GWh | After Competition Groups | 317.0954 | 277737.1552 | 0.27774 | 9547.5155 | 0.033212 | 10 | Residential_2031_Economic_GWh_After Competition Groups_10 | Building Recommissioning, Operations and Maintenance (O&M) Improvements | 3.321% | 0.27774 | 317.0954 | Residential_2031_Economic_GWh_After Competition Groups_Building Recommissioning, Operations and Maintenance (O&M) Improvements
Residential | Res ¦ Energy Star Central Air Conditioner | 2031 | Technical | GWh | After Competition Groups | 436.62 | 0 | 0 | 13833.497 | 0.031563 | 10 | Residential_2031_Technical_GWh_After Competition Groups_10 | Energy Star Central Air Conditioner | 3.156% | 0 | 436.62 | Residential_2031_Technical_GWh_After Competition Groups_Energy Star Central Air Conditioner
Residential | Res ¦ Heat Pump Clothes Dryer | 2031 | Technical | GWh | After Competition Groups | 432.0705 | 0 | 0 | 13833.497 | 0.031234 | 11 | Residential_2031_Technical_GWh_After Competition Groups_11 | Heat Pump Clothes Dryer | 3.123% | 0 | 432.0705 | Residential_2031_Technical_GWh_After Competition Groups_Heat Pump Clothes Dryer
Residential | Res ¦ Comprehensive Draft Proofing | 2031 | Achievable | GWh | After Competition Groups | 121.1539 | 0 | 0 | 3899.8468 | 0.031066 | 12 | Residential_2031_Achievable_GWh_After Competition Groups_12 | Comprehensive Draft Proofing | 3.107% | 0 | 121.1539 | Residential_2031_Achievable_GWh_After Competition Groups_Comprehensive Draft Proofing
Residential | Res ¦ Basement Wall Insulation | 2031 | Economic | GWh | After Competition Groups | 281.8603 | 1956601.5219 | 1.9566 | 9547.5155 | 0.029522 | 11 | Residential_2031_Economic_GWh_After Competition Groups_11 | Basement Wall Insulation | 2.952% | 1.9566 | 281.8603 | Residential_2031_Economic_GWh_After Competition Groups_Basement Wall Insulation
Residential | Res ¦ Variable Speed Pool Pump Motor | 2031 | Technical | GWh | After Competition Groups | 403.7821 | 9180334.0443 | 9.1803 | 13833.497 | 0.029189 | 12 | Residential_2031_Technical_GWh_After Competition Groups_12 | Variable Speed Pool Pump Motor | 2.919% | 9.1803 | 403.7821 | Residential_2031_Technical_GWh_After Competition Groups_Variable Speed Pool Pump Motor
Residential | Res ¦ Energy Star Torchiere | 2031 | Economic | GWh | After Competition Groups | 269.7858 | 1961358.7886 | 1.9614 | 9547.5155 | 0.028257 | 12 | Residential_2031_Economic_GWh_After Competition Groups_12 | Energy Star Torchiere | 2.826% | 1.9614 | 269.7858 | Residential_2031_Economic_GWh_After Competition Groups_Energy Star Torchiere
Residential | Res ¦ Energy Star Air Source Heat Pump | 2031 | Economic | GWh | After Competition Groups | 263.3133 | 3072316.1579 | 3.0723 | 9547.5155 | 0.027579 | 13 | Residential_2031_Economic_GWh_After Competition Groups_13 | Energy Star Air Source Heat Pump | 2.758% | 3.0723 | 263.3133 | Residential_2031_Economic_GWh_After Competition Groups_Energy Star Air Source Heat Pump
Residential | Res ¦ Energy Star Light Fixture | 2031 | Achievable | GWh | After Competition Groups | 105.5644 | 10468780.4352 | 10.4688 | 3899.8468 | 0.027069 | 13 | Residential_2031_Achievable_GWh_After Competition Groups_13 | Energy Star Light Fixture | 2.707% | 10.4688 | 105.5644 | Residential_2031_Achievable_GWh_After Competition Groups_Energy Star Light Fixture
Residential | Res ¦ Energy Star Light Fixture | 2031 | Technical | GWh | After Competition Groups | 366.0149 | 10468780.4352 | 10.4688 | 13833.497 | 0.026459 | 13 | Residential_2031_Technical_GWh_After Competition Groups_13 | Energy Star Light Fixture | 2.646% | 10.4688 | 366.0149 | Residential_2031_Technical_GWh_After Competition Groups_Energy Star Light Fixture
Residential | Res ¦ Car Block Heater Timer | 2031 | Technical | GWh | After Competition Groups | 364.2799 | 627396.6643 | 0.6274 | 13833.497 | 0.026333 | 14 | Residential_2031_Technical_GWh_After Competition Groups_14 | Car Block Heater Timer | 2.633% | 0.6274 | 364.2799 | Residential_2031_Technical_GWh_After Competition Groups_Car Block Heater Timer
Residential | Res ¦ Heavy Duty Outdoor/Holiday Plug-in Timers | 2031 | Achievable | GWh | After Competition Groups | 102.0304 | 5357519.8176 | 5.3575 | 3899.8468 | 0.026163 | 14 | Residential_2031_Achievable_GWh_After Competition Groups_14 | Heavy Duty Outdoor/Holiday Plug-in Timers | 2.616% | 5.3575 | 102.0304 | Residential_2031_Achievable_GWh_After Competition Groups_Heavy Duty Outdoor/Holiday Plug-in Timers
Residential | Res ¦ Passive Attic Ventilation | 2031 | Technical | GWh | After Competition Groups | 322.6367 | 0 | 0 | 13833.497 | 0.023323 | 15 | Residential_2031_Technical_GWh_After Competition Groups_15 | Passive Attic Ventilation | 2.332% | 0 | 322.6367 | Residential_2031_Technical_GWh_After Competition Groups_Passive Attic Ventilation
Residential | Res ¦ Energy Star Light Fixture | 2031 | Economic | GWh | After Competition Groups | 220.785 | 10468780.4352 | 10.4688 | 9547.5155 | 0.023125 | 14 | Residential_2031_Economic_GWh_After Competition Groups_14 | Energy Star Light Fixture | 2.312% | 10.4688 | 220.785 | Residential_2031_Economic_GWh_After Competition Groups_Energy Star Light Fixture
Residential | Res ¦ Building Recommissioning, Operations and Maintenance (O&M) Improvements | 2031 | Technical | GWh | After Competition Groups | 317.0954 | 277737.1552 | 0.27774 | 13833.497 | 0.022922 | 16 | Residential_2031_Technical_GWh_After Competition Groups_16 | Building Recommissioning, Operations and Maintenance (O&M) Improvements | 2.292% | 0.27774 | 317.0954 | Residential_2031_Technical_GWh_After Competition Groups_Building Recommissioning, Operations and Maintenance (O&M) Improvements
Residential | Res ¦ Attic Insulation | 2031 | Economic | GWh | After Competition Groups | 217.5621 | 3420831.1258 | 3.4208 | 9547.5155 | 0.022787 | 15 | Residential_2031_Economic_GWh_After Competition Groups_15 | Attic Insulation | 2.279% | 3.4208 | 217.5621 | Residential_2031_Economic_GWh_After Competition Groups_Attic Insulation
Residential | Res ¦ LED Parking Lot Fixture | 2031 | Achievable | GWh | After Competition Groups | 83.739 | 1599336.3959 | 1.5993 | 3899.8468 | 0.021472 | 15 | Residential_2031_Achievable_GWh_After Competition Groups_15 | LED Parking Lot Fixture | 2.147% | 1.5993 | 83.739 | Residential_2031_Achievable_GWh_After Competition Groups_LED Parking Lot Fixture
Residential | Res ¦ Occupancy Sensors MF | 2031 | Achievable | GWh | After Competition Groups | 82.9356 | 34502.2145 | 0.034502 | 3899.8468 | 0.021266 | 16 | Residential_2031_Achievable_GWh_After Competition Groups_16 | Occupancy Sensors MF | 2.127% | 0.034502 | 82.9356 | Residential_2031_Achievable_GWh_After Competition Groups_Occupancy Sensors MF
Residential | Res ¦ Energy Star Windows | 2031 | Technical | GWh | After Competition Groups | 292.0997 | 0 | 0 | 13833.497 | 0.021115 | 17 | Residential_2031_Technical_GWh_After Competition Groups_17 | Energy Star Windows | 2.112% | 0 | 292.0997 | Residential_2031_Technical_GWh_After Competition Groups_Energy Star Windows
Residential | Res ¦ Smart Burners | 2031 | Achievable | GWh | After Competition Groups | 81.8183 | 25682833.7151 | 25.6828 | 3899.8468 | 0.02098 | 17 | Residential_2031_Achievable_GWh_After Competition Groups_17 | Smart Burners | 2.098% | 25.6828 | 81.8183 | Residential_2031_Achievable_GWh_After Competition Groups_Smart Burners
Residential | Res ¦ Basement Wall Insulation | 2031 | Technical | GWh | After Competition Groups | 281.8603 | 1956601.5219 | 1.9566 | 13833.497 | 0.020375 | 18 | Residential_2031_Technical_GWh_After Competition Groups_18 | Basement Wall Insulation | 2.038% | 1.9566 | 281.8603 | Residential_2031_Technical_GWh_After Competition Groups_Basement Wall Insulation
Residential | Res ¦ Air Sealing | 2031 | Achievable | GWh | After Competition Groups | 78.3951 | 4582782.6586 | 4.5828 | 3899.8468 | 0.020102 | 18 | Residential_2031_Achievable_GWh_After Competition Groups_18 | Air Sealing | 2.01% | 4.5828 | 78.3951 | Residential_2031_Achievable_GWh_After Competition Groups_Air Sealing
Residential | Res ¦ Energy Star Torchiere | 2031 | Technical | GWh | After Competition Groups | 269.7858 | 1961358.7886 | 1.9614 | 13833.497 | 0.019502 | 19 | Residential_2031_Technical_GWh_After Competition Groups_19 | Energy Star Torchiere | 1.95% | 1.9614 | 269.7858 | Residential_2031_Technical_GWh_After Competition Groups_Energy Star Torchiere
Residential | Res ¦ Ductless Mini-Split Air Conditioner | 2031 | Technical | GWh | After Competition Groups | 244.2612 | 0 | 0 | 13833.497 | 0.017657 | 20 | Residential_2031_Technical_GWh_After Competition Groups_20 | Ductless Mini-Split Air Conditioner | 1.766% | 0 | 244.2612 | Residential_2031_Technical_GWh_After Competition Groups_Ductless Mini-Split Air Conditioner
Residential | Res ¦ Basement or Crawlspace Insulation | 2031 | Technical | GWh | After Competition Groups | 234.5434 | 0 | 0 | 13833.497 | 0.016955 | 21 | Residential_2031_Technical_GWh_After Competition Groups_21 | Basement or Crawlspace Insulation | 1.695% | 0 | 234.5434 | Residential_2031_Technical_GWh_After Competition Groups_Basement or Crawlspace Insulation
Residential | Res ¦ Comprehensive Draft Proofing | 2031 | Economic | GWh | After Competition Groups | 159.2459 | 0 | 0 | 9547.5155 | 0.016679 | 16 | Residential_2031_Economic_GWh_After Competition Groups_16 | Comprehensive Draft Proofing | 1.668% | 0 | 159.2459 | Residential_2031_Economic_GWh_After Competition Groups_Comprehensive Draft Proofing
Residential | Res ¦ Refrigerator Recycling | 2031 | Achievable | GWh | After Competition Groups | 62.006 | 2319358.5381 | 2.3194 | 3899.8468 | 0.0159 | 19 | Residential_2031_Achievable_GWh_After Competition Groups_19 | Refrigerator Recycling | 1.59% | 2.3194 | 62.006 | Residential_2031_Achievable_GWh_After Competition Groups_Refrigerator Recycling
Residential | Res ¦ Attic Insulation | 2031 | Technical | GWh | After Competition Groups | 217.5621 | 3420831.1258 | 3.4208 | 13833.497 | 0.015727 | 22 | Residential_2031_Technical_GWh_After Competition Groups_22 | Attic Insulation | 1.573% | 3.4208 | 217.5621 | Residential_2031_Technical_GWh_After Competition Groups_Attic Insulation
Residential | Res ¦ Heavy Duty Outdoor/Holiday Plug-in Timers | 2031 | Economic | GWh | After Competition Groups | 148.835 | 5357519.8176 | 5.3575 | 9547.5155 | 0.015589 | 17 | Residential_2031_Economic_GWh_After Competition Groups_17 | Heavy Duty Outdoor/Holiday Plug-in Timers | 1.559% | 5.3575 | 148.835 | Residential_2031_Economic_GWh_After Competition Groups_Heavy Duty Outdoor/Holiday Plug-in Timers
Residential | Res ¦ Clothes Drying Racks | 2031 | Achievable | GWh | After Competition Groups | 56.5959 | 10020062.7613 | 10.0201 | 3899.8468 | 0.014512 | 20 | Residential_2031_Achievable_GWh_After Competition Groups_20 | Clothes Drying Racks | 1.451% | 10.0201 | 56.5959 | Residential_2031_Achievable_GWh_After Competition Groups_Clothes Drying Racks
Residential | Res ¦ Energy Star Air Source Heat Pump | 2031 | Achievable | GWh | After Competition Groups | 55.9392 | 3072316.1579 | 3.0723 | 3899.8468 | 0.014344 | 21 | Residential_2031_Achievable_GWh_After Competition Groups_21 | Energy Star Air Source Heat Pump | 1.434% | 3.0723 | 55.9392 | Residential_2031_Achievable_GWh_After Competition Groups_Energy Star Air Source Heat Pump
Residential | Res ¦ Freezer Recycling | 2031 | Achievable | GWh | After Competition Groups | 54.2872 | 49961320.5419 | 49.9613 | 3899.8468 | 0.01392 | 22 | Residential_2031_Achievable_GWh_After Competition Groups_22 | Freezer Recycling | 1.392% | 49.9613 | 54.2872 | Residential_2031_Achievable_GWh_After Competition Groups_Freezer Recycling
Residential | Res ¦ Wall Insulation | 2031 | Technical | GWh | After Competition Groups | 170.501 | 231651.5017 | 0.23165 | 13833.497 | 0.012325 | 23 | Residential_2031_Technical_GWh_After Competition Groups_23 | Wall Insulation | 1.233% | 0.23165 | 170.501 | Residential_2031_Technical_GWh_After Competition Groups_Wall Insulation
Residential | Res ¦ Heavy Duty Outdoor/Holiday Plug-in Timers | 2031 | Technical | GWh | After Competition Groups | 165.0693 | 5357519.8176 | 5.3575 | 13833.497 | 0.011933 | 24 | Residential_2031_Technical_GWh_After Competition Groups_24 | Heavy Duty Outdoor/Holiday Plug-in Timers | 1.193% | 5.3575 | 165.0693 | Residential_2031_Technical_GWh_After Competition Groups_Heavy Duty Outdoor/Holiday Plug-in Timers
Residential | Res ¦ Comprehensive Draft Proofing | 2031 | Technical | GWh | After Competition Groups | 159.2459 | 0 | 0 | 13833.497 | 0.011512 | 25 | Residential_2031_Technical_GWh_After Competition Groups_25 | Comprehensive Draft Proofing | 1.151% | 0 | 159.2459 | Residential_2031_Technical_GWh_After Competition Groups_Comprehensive Draft Proofing
Residential | Res ¦ Occupancy Sensors MF | 2031 | Economic | GWh | After Competition Groups | 109.6145 | 34502.2145 | 0.034502 | 9547.5155 | 0.011481 | 18 | Residential_2031_Economic_GWh_After Competition Groups_18 | Occupancy Sensors MF | 1.148% | 0.034502 | 109.6145 | Residential_2031_Economic_GWh_After Competition Groups_Occupancy Sensors MF
Residential | Res ¦ Basement Wall Insulation | 2031 | Achievable | GWh | After Competition Groups | 41.0635 | 1956601.5219 | 1.9566 | 3899.8468 | 0.01053 | 23 | Residential_2031_Achievable_GWh_After Competition Groups_23 | Basement Wall Insulation | 1.053% | 1.9566 | 41.0635 | Residential_2031_Achievable_GWh_After Competition Groups_Basement Wall Insulation
Residential | Res ¦ LED Parking Lot Fixture | 2031 | Economic | GWh | After Competition Groups | 98.9273 | 1599336.3959 | 1.5993 | 9547.5155 | 0.010362 | 19 | Residential_2031_Economic_GWh_After Competition Groups_19 | LED Parking Lot Fixture | 1.036% | 1.5993 | 98.9273 | Residential_2031_Economic_GWh_After Competition Groups_LED Parking Lot Fixture
Residential | Res ¦ Lighting Motion Sensors, Timers, Dimmers | 2031 | Technical | GWh | After Competition Groups | 137.5505 | 0 | 0 | 13833.497 | 0.0099433 | 26 | Residential_2031_Technical_GWh_After Competition Groups_26 | Lighting Motion Sensors, Timers, Dimmers | 0.9943% | 0 | 137.5505 | Residential_2031_Technical_GWh_After Competition Groups_Lighting Motion Sensors, Timers, Dimmers
Residential | Res ¦ LED Exterior Area Lights - LED Fixture (200W) | 2031 | Achievable | GWh | After Competition Groups | 38.6862 | 1257099.5988 | 1.2571 | 3899.8468 | 0.0099199 | 24 | Residential_2031_Achievable_GWh_After Competition Groups_24 | LED Exterior Area Lights - LED Fixture (200W) | 0.992% | 1.2571 | 38.6862 | Residential_2031_Achievable_GWh_After Competition Groups_LED Exterior Area Lights - LED Fixture (200W)
Residential | Res ¦ Energy Star Room Air Conditioner | 2031 | Economic | GWh | After Competition Groups | 93.1653 | 2258242.2703 | 2.2582 | 9547.5155 | 0.0097581 | 20 | Residential_2031_Economic_GWh_After Competition Groups_20 | Energy Star Room Air Conditioner | 0.9758% | 2.2582 | 93.1653 | Residential_2031_Economic_GWh_After Competition Groups_Energy Star Room Air Conditioner
Residential | Res ¦ Advanced BAS/Controllers | 2031 | Achievable | GWh | After Competition Groups | 35.2364 | 1386439.5641 | 1.3864 | 3899.8468 | 0.0090353 | 25 | Residential_2031_Achievable_GWh_After Competition Groups_25 | Advanced BAS/Controllers | 0.9035% | 1.3864 | 35.2364 | Residential_2031_Achievable_GWh_After Competition Groups_Advanced BAS/Controllers
Residential | Res ¦ Refrigerator Recycling | 2031 | Economic | GWh | After Competition Groups | 81.5079 | 2319358.5381 | 2.3194 | 9547.5155 | 0.0085371 | 21 | Residential_2031_Economic_GWh_After Competition Groups_21 | Refrigerator Recycling | 0.8537% | 2.3194 | 81.5079 | Residential_2031_Economic_GWh_After Competition Groups_Refrigerator Recycling
Residential | Res ¦ Furnace with ECM | 2031 | Technical | GWh | After Competition Groups | 118.0324 | 0 | 0 | 13833.497 | 0.0085324 | 27 | Residential_2031_Technical_GWh_After Competition Groups_27 | Furnace with ECM | 0.8532% | 0 | 118.0324 | Residential_2031_Technical_GWh_After Competition Groups_Furnace with ECM
Residential | Res ¦ Attic Insulation | 2031 | Achievable | GWh | After Competition Groups | 31.6906 | 3420831.1258 | 3.4208 | 3899.8468 | 0.0081261 | 26 | Residential_2031_Achievable_GWh_After Competition Groups_26 | Attic Insulation | 0.8126% | 3.4208 | 31.6906 | Residential_2031_Achievable_GWh_After Competition Groups_Attic Insulation
Residential | Res ¦ Occupancy Sensors MF | 2031 | Technical | GWh | After Competition Groups | 109.6145 | 34502.2145 | 0.034502 | 13833.497 | 0.0079238 | 28 | Residential_2031_Technical_GWh_After Competition Groups_28 | Occupancy Sensors MF | 0.7924% | 0.034502 | 109.6145 | Residential_2031_Technical_GWh_After Competition Groups_Occupancy Sensors MF
Residential | Res ¦ Radiant Barrier | 2031 | Technical | GWh | After Competition Groups | 108.6965 | 0 | 0 | 13833.497 | 0.0078575 | 29 | Residential_2031_Technical_GWh_After Competition Groups_29 | Radiant Barrier | 0.7857% | 0 | 108.6965 | Residential_2031_Technical_GWh_After Competition Groups_Radiant Barrier
Residential | Res ¦ Clothes Drying Racks | 2031 | Economic | GWh | After Competition Groups | 74.4207 | 10020062.7613 | 10.0201 | 9547.5155 | 0.0077948 | 22 | Residential_2031_Economic_GWh_After Competition Groups_22 | Clothes Drying Racks | 0.7795% | 10.0201 | 74.4207 | Residential_2031_Economic_GWh_After Competition Groups_Clothes Drying Racks
Residential | Res ¦ Energy Star Clothes Dryer | 2031 | Economic | GWh | After Competition Groups | 73.7954 | 5800337.9382 | 5.8003 | 9547.5155 | 0.0077293 | 23 | Residential_2031_Economic_GWh_After Competition Groups_23 | Energy Star Clothes Dryer | 0.7729% | 5.8003 | 73.7954 | Residential_2031_Economic_GWh_After Competition Groups_Energy Star Clothes Dryer
Residential | Res ¦ Energy Star Clothes Dryer | 2031 | Achievable | GWh | After Competition Groups | 29.5468 | 5800337.9382 | 5.8003 | 3899.8468 | 0.0075764 | 27 | Residential_2031_Achievable_GWh_After Competition Groups_27 | Energy Star Clothes Dryer | 0.7576% | 5.8003 | 29.5468 | Residential_2031_Achievable_GWh_After Competition Groups_Energy Star Clothes Dryer
Residential | Res ¦ Furnace Whistle | 2031 | Achievable | GWh | After Competition Groups | 29.5306 | 53952.1001 | 0.053952 | 3899.8468 | 0.0075723 | 28 | Residential_2031_Achievable_GWh_After Competition Groups_28 | Furnace Whistle | 0.7572% | 0.053952 | 29.5306 | Residential_2031_Achievable_GWh_After Competition Groups_Furnace Whistle
Residential | Res ¦ Freezer Recycling | 2031 | Economic | GWh | After Competition Groups | 71.5112 | 49961320.5419 | 49.9613 | 9547.5155 | 0.00749 | 24 | Residential_2031_Economic_GWh_After Competition Groups_24 | Freezer Recycling | 0.749% | 49.9613 | 71.5112 | Residential_2031_Economic_GWh_After Competition Groups_Freezer Recycling
Residential | Res ¦ Duct Insulation | 2031 | Economic | GWh | After Competition Groups | 69.4548 | 1296743.5286 | 1.2967 | 9547.5155 | 0.0072746 | 25 | Residential_2031_Economic_GWh_After Competition Groups_25 | Duct Insulation | 0.7275% | 1.2967 | 69.4548 | Residential_2031_Economic_GWh_After Competition Groups_Duct Insulation
Residential | Res ¦ Variable Refrigerant Flow Heat Pump | 2031 | Technical | GWh | After Competition Groups | 100.0981 | 0 | 0 | 13833.497 | 0.0072359 | 30 | Residential_2031_Technical_GWh_After Competition Groups_30 | Variable Refrigerant Flow Heat Pump | 0.7236% | 0 | 100.0981 | Residential_2031_Technical_GWh_After Competition Groups_Variable Refrigerant Flow Heat Pump
Residential | Res ¦ Energy Star Room Air Conditioner | 2031 | Achievable | GWh | After Competition Groups | 28.0768 | 2258242.2703 | 2.2582 | 3899.8468 | 0.0071995 | 29 | Residential_2031_Achievable_GWh_After Competition Groups_29 | Energy Star Room Air Conditioner | 0.7199% | 2.2582 | 28.0768 | Residential_2031_Achievable_GWh_After Competition Groups_Energy Star Room Air Conditioner
Residential | Res ¦ LED Parking Lot Fixture | 2031 | Technical | GWh | After Competition Groups | 98.9273 | 1599336.3959 | 1.5993 | 13833.497 | 0.0071513 | 31 | Residential_2031_Technical_GWh_After Competition Groups_31 | LED Parking Lot Fixture | 0.7151% | 1.5993 | 98.9273 | Residential_2031_Technical_GWh_After Competition Groups_LED Parking Lot Fixture
Residential | Res ¦ Energy Star Windows | 2031 | Economic | GWh | After Competition Groups | 59.8855 | 0 | 0 | 9547.5155 | 0.0062724 | 26 | Residential_2031_Economic_GWh_After Competition Groups_26 | Energy Star Windows | 0.6272% | 0 | 59.8855 | Residential_2031_Economic_GWh_After Competition Groups_Energy Star Windows
Residential | Res ¦ Outside Air Economizer | 2031 | Achievable | GWh | After Competition Groups | 24.2779 | 304609.9005 | 0.30461 | 3899.8468 | 0.0062253 | 30 | Residential_2031_Achievable_GWh_After Competition Groups_30 | Outside Air Economizer | 0.6225% | 0.30461 | 24.2779 | Residential_2031_Achievable_GWh_After Competition Groups_Outside Air Economizer
Residential | Res ¦ LED Downlight | 2031 | Technical | GWh | After Competition Groups | 85.3213 | 14785188.6871 | 14.7852 | 13833.497 | 0.0061677 | 32 | Residential_2031_Technical_GWh_After Competition Groups_32 | LED Downlight | 0.6168% | 14.7852 | 85.3213 | Residential_2031_Technical_GWh_After Competition Groups_LED Downlight
Residential | Res ¦ Ceiling Insulation | 2031 | Technical | GWh | After Competition Groups | 84.9284 | 463723.0381 | 0.46372 | 13833.497 | 0.0061393 | 33 | Residential_2031_Technical_GWh_After Competition Groups_33 | Ceiling Insulation | 0.6139% | 0.46372 | 84.9284 | Residential_2031_Technical_GWh_After Competition Groups_Ceiling Insulation
Residential | Res ¦ Window Film | 2031 | Technical | GWh | After Competition Groups | 84.6734 | 0 | 0 | 13833.497 | 0.0061209 | 34 | Residential_2031_Technical_GWh_After Competition Groups_34 | Window Film | 0.6121% | 0 | 84.6734 | Residential_2031_Technical_GWh_After Competition Groups_Window Film
Residential | Res ¦ Floor Insulation | 2031 | Economic | GWh | After Competition Groups | 57.1221 | 1399545.8182 | 1.3995 | 9547.5155 | 0.0059829 | 27 | Residential_2031_Economic_GWh_After Competition Groups_27 | Floor Insulation | 0.5983% | 1.3995 | 57.1221 | Residential_2031_Economic_GWh_After Competition Groups_Floor Insulation
Residential | Res ¦ Refrigerator Recycling | 2031 | Technical | GWh | After Competition Groups | 81.5079 | 2319358.5381 | 2.3194 | 13833.497 | 0.0058921 | 35 | Residential_2031_Technical_GWh_After Competition Groups_35 | Refrigerator Recycling | 0.5892% | 2.3194 | 81.5079 | Residential_2031_Technical_GWh_After Competition Groups_Refrigerator Recycling
Residential | Res ¦ Solar Powered Attic Fan | 2031 | Technical | GWh | After Competition Groups | 79.8629 | 0 | 0 | 13833.497 | 0.0057732 | 36 | Residential_2031_Technical_GWh_After Competition Groups_36 | Solar Powered Attic Fan | 0.5773% | 0 | 79.8629 | Residential_2031_Technical_GWh_After Competition Groups_Solar Powered Attic Fan
Residential | Res ¦ Clothes Drying Racks | 2031 | Technical | GWh | After Competition Groups | 74.4207 | 10020062.7613 | 10.0201 | 13833.497 | 0.0053797 | 37 | Residential_2031_Technical_GWh_After Competition Groups_37 | Clothes Drying Racks | 0.538% | 10.0201 | 74.4207 | Residential_2031_Technical_GWh_After Competition Groups_Clothes Drying Racks
Residential | Res ¦ LED Downlight | 2031 | Achievable | GWh | After Competition Groups | 20.187 | 14785188.6871 | 14.7852 | 3899.8468 | 0.0051764 | 31 | Residential_2031_Achievable_GWh_After Competition Groups_31 | LED Downlight | 0.5176% | 14.7852 | 20.187 | Residential_2031_Achievable_GWh_After Competition Groups_LED Downlight
Residential | Res ¦ Freezer Recycling | 2031 | Technical | GWh | After Competition Groups | 71.5112 | 49961320.5419 | 49.9613 | 13833.497 | 0.0051694 | 38 | Residential_2031_Technical_GWh_After Competition Groups_38 | Freezer Recycling | 0.5169% | 49.9613 | 71.5112 | Residential_2031_Technical_GWh_After Competition Groups_Freezer Recycling
Residential | Res ¦ Duct Insulation | 2031 | Technical | GWh | After Competition Groups | 70.8137 | 1296743.5286 | 1.2967 | 13833.497 | 0.005119 | 39 | Residential_2031_Technical_GWh_After Competition Groups_39 | Duct Insulation | 0.5119% | 1.2967 | 70.8137 | Residential_2031_Technical_GWh_After Competition Groups_Duct Insulation
Residential | Res ¦ Advanced BAS/Controllers | 2031 | Economic | GWh | After Competition Groups | 46.32 | 1386439.5641 | 1.3864 | 9547.5155 | 0.0048515 | 28 | Residential_2031_Economic_GWh_After Competition Groups_28 | Advanced BAS/Controllers | 0.4852% | 1.3864 | 46.32 | Residential_2031_Economic_GWh_After Competition Groups_Advanced BAS/Controllers
Residential | Res ¦ LED Exterior Area Lights - LED Fixture (200W) | 2031 | Economic | GWh | After Competition Groups | 46.0604 | 1257099.5988 | 1.2571 | 9547.5155 | 0.0048243 | 29 | Residential_2031_Economic_GWh_After Competition Groups_29 | LED Exterior Area Lights - LED Fixture (200W) | 0.4824% | 1.2571 | 46.0604 | Residential_2031_Economic_GWh_After Competition Groups_LED Exterior Area Lights - LED Fixture (200W)
Residential | Res ¦ Energy Star Ceiling Fan/Lighting | 2031 | Technical | GWh | After Competition Groups | 66.1926 | 0 | 0 | 13833.497 | 0.004785 | 40 | Residential_2031_Technical_GWh_After Competition Groups_40 | Energy Star Ceiling Fan/Lighting | 0.4785% | 0 | 66.1926 | Residential_2031_Technical_GWh_After Competition Groups_Energy Star Ceiling Fan/Lighting
Residential | Res ¦ Wall Insulation | 2031 | Economic | GWh | After Competition Groups | 43.3555 | 231651.5017 | 0.23165 | 9547.5155 | 0.004541 | 30 | Residential_2031_Economic_GWh_After Competition Groups_30 | Wall Insulation | 0.4541% | 0.23165 | 43.3555 | Residential_2031_Economic_GWh_After Competition Groups_Wall Insulation
Residential | Res ¦ INTEGRAL LED TROFFERS | 2031 | Technical | GWh | After Competition Groups | 59.9404 | 0 | 0 | 13833.497 | 0.004333 | 41 | Residential_2031_Technical_GWh_After Competition Groups_41 | INTEGRAL LED TROFFERS | 0.4333% | 0 | 59.9404 | Residential_2031_Technical_GWh_After Competition Groups_INTEGRAL LED TROFFERS
Residential | Res ¦ Energy Star Freezer | 2031 | Technical | GWh | After Competition Groups | 58.7257 | 3838366.2595 | 3.8384 | 13833.497 | 0.0042452 | 42 | Residential_2031_Technical_GWh_After Competition Groups_42 | Energy Star Freezer | 0.4245% | 3.8384 | 58.7257 | Residential_2031_Technical_GWh_After Competition Groups_Energy Star Freezer
Residential | Res ¦ LED Tube Re-Lamp | 2031 | Achievable | GWh | After Competition Groups | 16.2792 | 868188.2597 | 0.86819 | 3899.8468 | 0.0041743 | 32 | Residential_2031_Achievable_GWh_After Competition Groups_32 | LED Tube Re-Lamp | 0.4174% | 0.86819 | 16.2792 | Residential_2031_Achievable_GWh_After Competition Groups_LED Tube Re-Lamp
Residential | Res ¦ Minimize Hot and Warm Clothes Wash | 2031 | Economic | GWh | After Competition Groups | 39.6343 | 0 | 0 | 9547.5155 | 0.0041513 | 31 | Residential_2031_Economic_GWh_After Competition Groups_31 | Minimize Hot and Warm Clothes Wash | 0.4151% | 0 | 39.6343 | Residential_2031_Economic_GWh_After Competition Groups_Minimize Hot and Warm Clothes Wash
Residential | Res ¦ Floor Insulation | 2031 | Technical | GWh | After Competition Groups | 57.1221 | 1399545.8182 | 1.3995 | 13833.497 | 0.0041293 | 43 | Residential_2031_Technical_GWh_After Competition Groups_43 | Floor Insulation | 0.4129% | 1.3995 | 57.1221 | Residential_2031_Technical_GWh_After Competition Groups_Floor Insulation
Residential | Res ¦ Home Energy Reports | 2031 | Technical | GWh | After Competition Groups | 56.8192 | 108955.3645 | 0.10896 | 13833.497 | 0.0041074 | 44 | Residential_2031_Technical_GWh_After Competition Groups_44 | Home Energy Reports | 0.4107% | 0.10896 | 56.8192 | Residential_2031_Technical_GWh_After Competition Groups_Home Energy Reports
Residential | Res ¦ ENERGY STAR LED LAMPS (REFLECTOR LAMPs/MR16/PAR 16) | 2031 | Achievable | GWh | After Competition Groups | 16.0105 | 173428.8174 | 0.17343 | 3899.8468 | 0.0041054 | 33 | Residential_2031_Achievable_GWh_After Competition Groups_33 | ENERGY STAR LED LAMPS (REFLECTOR LAMPs/MR16/PAR 16) | 0.4105% | 0.17343 | 16.0105 | Residential_2031_Achievable_GWh_After Competition Groups_ENERGY STAR LED LAMPS (REFLECTOR LAMPs/MR16/PAR 16)
Residential | Res ¦ Furnace Whistle | 2031 | Economic | GWh | After Competition Groups | 38.8153 | 53952.1001 | 0.053952 | 9547.5155 | 0.0040655 | 32 | Residential_2031_Economic_GWh_After Competition Groups_32 | Furnace Whistle | 0.4065% | 0.053952 | 38.8153 | Residential_2031_Economic_GWh_After Competition Groups_Furnace Whistle
Residential | Res ¦ Minimize Hot and Warm Clothes Wash | 2031 | Achievable | GWh | After Competition Groups | 14.9693 | 0 | 0 | 3899.8468 | 0.0038384 | 34 | Residential_2031_Achievable_GWh_After Competition Groups_34 | Minimize Hot and Warm Clothes Wash | 0.3838% | 0 | 14.9693 | Residential_2031_Achievable_GWh_After Competition Groups_Minimize Hot and Warm Clothes Wash
Residential | Res ¦ Dehumidifier Recycling | 2031 | Technical | GWh | After Competition Groups | 49.1148 | 0 | 0 | 13833.497 | 0.0035504 | 45 | Residential_2031_Technical_GWh_After Competition Groups_45 | Dehumidifier Recycling | 0.355% | 0 | 49.1148 | Residential_2031_Technical_GWh_After Competition Groups_Dehumidifier Recycling
Residential | Res ¦ Energy Star Windows | 2031 | Achievable | GWh | After Competition Groups | 13.3811 | 0 | 0 | 3899.8468 | 0.0034312 | 35 | Residential_2031_Achievable_GWh_After Competition Groups_35 | Energy Star Windows | 0.3431% | 0 | 13.3811 | Residential_2031_Achievable_GWh_After Competition Groups_Energy Star Windows
Residential | Res ¦ Basement or Crawlspace Insulation | 2031 | Economic | GWh | After Competition Groups | 32.0842 | 0 | 0 | 9547.5155 | 0.0033605 | 33 | Residential_2031_Economic_GWh_After Competition Groups_33 | Basement or Crawlspace Insulation | 0.336% | 0 | 32.0842 | Residential_2031_Economic_GWh_After Competition Groups_Basement or Crawlspace Insulation
Residential | Res ¦ Advanced BAS/Controllers | 2031 | Technical | GWh | After Competition Groups | 46.32 | 1386439.5641 | 1.3864 | 13833.497 | 0.0033484 | 46 | Residential_2031_Technical_GWh_After Competition Groups_46 | Advanced BAS/Controllers | 0.3348% | 1.3864 | 46.32 | Residential_2031_Technical_GWh_After Competition Groups_Advanced BAS/Controllers
Residential | Res ¦ LED Exterior Area Lights - LED Fixture (200W) | 2031 | Technical | GWh | After Competition Groups | 46.0604 | 1257099.5988 | 1.2571 | 13833.497 | 0.0033296 | 47 | Residential_2031_Technical_GWh_After Competition Groups_47 | LED Exterior Area Lights - LED Fixture (200W) | 0.333% | 1.2571 | 46.0604 | Residential_2031_Technical_GWh_After Competition Groups_LED Exterior Area Lights - LED Fixture (200W)
Residential | Res ¦ Variable Frequency Drive (VFD) | 2031 | Achievable | GWh | After Competition Groups | 12.7328 | 332942.6514 | 0.33294 | 3899.8468 | 0.0032649 | 36 | Residential_2031_Achievable_GWh_After Competition Groups_36 | Variable Frequency Drive (VFD) | 0.3265% | 0.33294 | 12.7328 | Residential_2031_Achievable_GWh_After Competition Groups_Variable Frequency Drive (VFD)
Residential | Res ¦ CO Sensors for parking garage exhaust fans | 2031 | Achievable | GWh | After Competition Groups | 12.5526 | 598730.3315 | 0.59873 | 3899.8468 | 0.0032187 | 37 | Residential_2031_Achievable_GWh_After Competition Groups_37 | CO Sensors for parking garage exhaust fans | 0.3219% | 0.59873 | 12.5526 | Residential_2031_Achievable_GWh_After Competition Groups_CO Sensors for parking garage exhaust fans
Residential | Res ¦ Heat Pump Water Heater | 2031 | Technical | GWh | After Competition Groups | 43.9451 | 38810.9782 | 0.038811 | 13833.497 | 0.0031767 | 48 | Residential_2031_Technical_GWh_After Competition Groups_48 | Heat Pump Water Heater | 0.3177% | 0.038811 | 43.9451 | Residential_2031_Technical_GWh_After Competition Groups_Heat Pump Water Heater
Residential | Res ¦ Outside Air Economizer | 2031 | Economic | GWh | After Competition Groups | 29.936 | 304609.9005 | 0.30461 | 9547.5155 | 0.0031355 | 34 | Residential_2031_Economic_GWh_After Competition Groups_34 | Outside Air Economizer | 0.3135% | 0.30461 | 29.936 | Residential_2031_Economic_GWh_After Competition Groups_Outside Air Economizer
Residential | Res ¦ Energy Star Freezer | 2031 | Achievable | GWh | After Competition Groups | 11.224 | 3838366.2595 | 3.8384 | 3899.8468 | 0.002878 | 38 | Residential_2031_Achievable_GWh_After Competition Groups_38 | Energy Star Freezer | 0.2878% | 3.8384 | 11.224 | Residential_2031_Achievable_GWh_After Competition Groups_Energy Star Freezer
Residential | Res ¦ Heat Recovery Ventilator | 2031 | Economic | GWh | After Competition Groups | 27.4625 | 3260604.4802 | 3.2606 | 9547.5155 | 0.0028764 | 35 | Residential_2031_Economic_GWh_After Competition Groups_35 | Heat Recovery Ventilator | 0.2876% | 3.2606 | 27.4625 | Residential_2031_Economic_GWh_After Competition Groups_Heat Recovery Ventilator
Residential | Res ¦ Minimize Hot and Warm Clothes Wash | 2031 | Technical | GWh | After Competition Groups | 39.6343 | 0 | 0 | 13833.497 | 0.0028651 | 49 | Residential_2031_Technical_GWh_After Competition Groups_49 | Minimize Hot and Warm Clothes Wash | 0.2865% | 0 | 39.6343 | Residential_2031_Technical_GWh_After Competition Groups_Minimize Hot and Warm Clothes Wash
Residential | Res ¦ Furnace Whistle | 2031 | Technical | GWh | After Competition Groups | 38.8153 | 53952.1001 | 0.053952 | 13833.497 | 0.0028059 | 50 | Residential_2031_Technical_GWh_After Competition Groups_50 | Furnace Whistle | 0.2806% | 0.053952 | 38.8153 | Residential_2031_Technical_GWh_After Competition Groups_Furnace Whistle
Residential | Res ¦ Duct Insulation MF | 2031 | Economic | GWh | After Competition Groups | 26.7575 | 926615.5107 | 0.92662 | 9547.5155 | 0.0028026 | 36 | Residential_2031_Economic_GWh_After Competition Groups_36 | Duct Insulation MF | 0.2803% | 0.92662 | 26.7575 | Residential_2031_Economic_GWh_After Competition Groups_Duct Insulation MF
Residential | Res ¦ Central Lighting Control System | 2031 | Technical | GWh | After Competition Groups | 37.4224 | 0 | 0 | 13833.497 | 0.0027052 | 51 | Residential_2031_Technical_GWh_After Competition Groups_51 | Central Lighting Control System | 0.2705% | 0 | 37.4224 | Residential_2031_Technical_GWh_After Competition Groups_Central Lighting Control System
Residential | Res ¦ High Efficiency Chiller (avg of water and air cooled) | 2031 | Achievable | GWh | After Competition Groups | 10.398 | 198692.6312 | 0.19869 | 3899.8468 | 0.0026663 | 39 | Residential_2031_Achievable_GWh_After Competition Groups_39 | High Efficiency Chiller (avg of water and air cooled) | 0.2666% | 0.19869 | 10.398 | Residential_2031_Achievable_GWh_After Competition Groups_High Efficiency Chiller (avg of water and air cooled)
Residential | Res ¦ Early Hot Water Heater Replacement | 2031 | Technical | GWh | After Competition Groups | 35.2451 | 727348.5303 | 0.72735 | 13833.497 | 0.0025478 | 52 | Residential_2031_Technical_GWh_After Competition Groups_52 | Early Hot Water Heater Replacement | 0.2548% | 0.72735 | 35.2451 | Residential_2031_Technical_GWh_After Competition Groups_Early Hot Water Heater Replacement
Residential | Res ¦ Duct Insulation | 2031 | Achievable | GWh | After Competition Groups | 9.8494 | 1296743.5286 | 1.2967 | 3899.8468 | 0.0025256 | 40 | Residential_2031_Achievable_GWh_After Competition Groups_40 | Duct Insulation | 0.2526% | 1.2967 | 9.8494 | Residential_2031_Achievable_GWh_After Competition Groups_Duct Insulation
Residential | Res ¦ Water Heater Temperature Setback | 2031 | Achievable | GWh | After Competition Groups | 9.4094 | 54602.6692 | 0.054603 | 3899.8468 | 0.0024128 | 41 | Residential_2031_Achievable_GWh_After Competition Groups_41 | Water Heater Temperature Setback | 0.2413% | 0.054603 | 9.4094 | Residential_2031_Achievable_GWh_After Competition Groups_Water Heater Temperature Setback
Residential | Res ¦ Duct Insulation MF | 2031 | Technical | GWh | After Competition Groups | 31.9081 | 926615.5107 | 0.92662 | 13833.497 | 0.0023066 | 53 | Residential_2031_Technical_GWh_After Competition Groups_53 | Duct Insulation MF | 0.2307% | 0.92662 | 31.9081 | Residential_2031_Technical_GWh_After Competition Groups_Duct Insulation MF
Residential | Res ¦ Demand Control Ventilation | 2031 | Achievable | GWh | After Competition Groups | 8.8644 | 19109.9219 | 0.01911 | 3899.8468 | 0.002273 | 42 | Residential_2031_Achievable_GWh_After Competition Groups_42 | Demand Control Ventilation | 0.2273% | 0.01911 | 8.8644 | Residential_2031_Achievable_GWh_After Competition Groups_Demand Control Ventilation
Residential | Res ¦ Demand Control Ventilation | 2031 | Economic | GWh | After Competition Groups | 21.3023 | 19109.9219 | 0.01911 | 9547.5155 | 0.0022312 | 37 | Residential_2031_Economic_GWh_After Competition Groups_37 | Demand Control Ventilation | 0.2231% | 0.01911 | 21.3023 | Residential_2031_Economic_GWh_After Competition Groups_Demand Control Ventilation
Residential | Res ¦ LED Tube Re-Lamp | 2031 | Technical | GWh | After Competition Groups | 30.0338 | 868188.2597 | 0.86819 | 13833.497 | 0.0021711 | 54 | Residential_2031_Technical_GWh_After Competition Groups_54 | LED Tube Re-Lamp | 0.2171% | 0.86819 | 30.0338 | Residential_2031_Technical_GWh_After Competition Groups_LED Tube Re-Lamp
Residential | Res ¦ Outside Air Economizer | 2031 | Technical | GWh | After Competition Groups | 29.936 | 304609.9005 | 0.30461 | 13833.497 | 0.002164 | 55 | Residential_2031_Technical_GWh_After Competition Groups_55 | Outside Air Economizer | 0.2164% | 0.30461 | 29.936 | Residential_2031_Technical_GWh_After Competition Groups_Outside Air Economizer
Residential | Res ¦ Tankless Water Heater | 2031 | Economic | GWh | After Competition Groups | 20.4162 | 1096326.8805 | 1.0963 | 9547.5155 | 0.0021384 | 38 | Residential_2031_Economic_GWh_After Competition Groups_38 | Tankless Water Heater | 0.2138% | 1.0963 | 20.4162 | Residential_2031_Economic_GWh_After Competition Groups_Tankless Water Heater
Residential | Res ¦ Floor Insulation | 2031 | Achievable | GWh | After Competition Groups | 8.3174 | 1399545.8182 | 1.3995 | 3899.8468 | 0.0021327 | 43 | Residential_2031_Achievable_GWh_After Competition Groups_43 | Floor Insulation | 0.2133% | 1.3995 | 8.3174 | Residential_2031_Achievable_GWh_After Competition Groups_Floor Insulation
Residential | Res ¦ Central Air Conditioner Maintenance | 2031 | Technical | GWh | After Competition Groups | 29.0158 | 0 | 0 | 13833.497 | 0.0020975 | 56 | Residential_2031_Technical_GWh_After Competition Groups_56 | Central Air Conditioner Maintenance | 0.2098% | 0 | 29.0158 | Residential_2031_Technical_GWh_After Competition Groups_Central Air Conditioner Maintenance
Residential | Res ¦ Energy Star Dehumidifier | 2031 | Technical | GWh | After Competition Groups | 28.874 | 0 | 0 | 13833.497 | 0.0020873 | 57 | Residential_2031_Technical_GWh_After Competition Groups_57 | Energy Star Dehumidifier | 0.2087% | 0 | 28.874 | Residential_2031_Technical_GWh_After Competition Groups_Energy Star Dehumidifier
Residential | Res ¦ Heat Recovery Ventilator | 2031 | Technical | GWh | After Competition Groups | 28.375 | 3260604.4802 | 3.2606 | 13833.497 | 0.0020512 | 58 | Residential_2031_Technical_GWh_After Competition Groups_58 | Heat Recovery Ventilator | 0.2051% | 3.2606 | 28.375 | Residential_2031_Technical_GWh_After Competition Groups_Heat Recovery Ventilator
Residential | Res ¦ CO Sensors for parking garage exhaust fans | 2031 | Economic | GWh | After Competition Groups | 18.8873 | 598730.3315 | 0.59873 | 9547.5155 | 0.0019782 | 39 | Residential_2031_Economic_GWh_After Competition Groups_39 | CO Sensors for parking garage exhaust fans | 0.1978% | 0.59873 | 18.8873 | Residential_2031_Economic_GWh_After Competition Groups_CO Sensors for parking garage exhaust fans
Residential | Res ¦ ENERGY STAR LED LAMPS (REFLECTOR LAMPs/MR16/PAR 16) | 2031 | Economic | GWh | After Competition Groups | 18.4474 | 173428.8174 | 0.17343 | 9547.5155 | 0.0019322 | 40 | Residential_2031_Economic_GWh_After Competition Groups_40 | ENERGY STAR LED LAMPS (REFLECTOR LAMPs/MR16/PAR 16) | 0.1932% | 0.17343 | 18.4474 | Residential_2031_Economic_GWh_After Competition Groups_ENERGY STAR LED LAMPS (REFLECTOR LAMPs/MR16/PAR 16)
Residential | Res ¦ LED Tube Re-Lamp | 2031 | Economic | GWh | After Competition Groups | 17.2947 | 868188.2597 | 0.86819 | 9547.5155 | 0.0018114 | 41 | Residential_2031_Economic_GWh_After Competition Groups_41 | LED Tube Re-Lamp | 0.1811% | 0.86819 | 17.2947 | Residential_2031_Economic_GWh_After Competition Groups_LED Tube Re-Lamp
Residential | Res ¦ Variable Frequency Drive (VFD) | 2031 | Economic | GWh | After Competition Groups | 16.7369 | 332942.6514 | 0.33294 | 9547.5155 | 0.001753 | 42 | Residential_2031_Economic_GWh_After Competition Groups_42 | Variable Frequency Drive (VFD) | 0.1753% | 0.33294 | 16.7369 | Residential_2031_Economic_GWh_After Competition Groups_Variable Frequency Drive (VFD)
Residential | Res ¦ Drain Water Heat Recovery | 2031 | Technical | GWh | After Competition Groups | 23.6586 | 617073.1 | 0.61707 | 13833.497 | 0.0017102 | 59 | Residential_2031_Technical_GWh_After Competition Groups_59 | Drain Water Heat Recovery | 0.171% | 0.61707 | 23.6586 | Residential_2031_Technical_GWh_After Competition Groups_Drain Water Heat Recovery
Residential | Res ¦ Home Energy Reports | 2031 | Economic | GWh | After Competition Groups | 16.0285 | 108955.3645 | 0.10896 | 9547.5155 | 0.0016788 | 43 | Residential_2031_Economic_GWh_After Competition Groups_43 | Home Energy Reports | 0.1679% | 0.10896 | 16.0285 | Residential_2031_Economic_GWh_After Competition Groups_Home Energy Reports
Residential | Res ¦ Home Energy Reports | 2031 | Achievable | GWh | After Competition Groups | 6.3527 | 108955.3645 | 0.10896 | 3899.8468 | 0.001629 | 44 | Residential_2031_Achievable_GWh_After Competition Groups_44 | Home Energy Reports | 0.1629% | 0.10896 | 6.3527 | Residential_2031_Achievable_GWh_After Competition Groups_Home Energy Reports
Residential | Res ¦ Tankless Water Heater | 2031 | Achievable | GWh | After Competition Groups | 6.2284 | 1096326.8805 | 1.0963 | 3899.8468 | 0.0015971 | 45 | Residential_2031_Achievable_GWh_After Competition Groups_45 | Tankless Water Heater | 0.1597% | 1.0963 | 6.2284 | Residential_2031_Achievable_GWh_After Competition Groups_Tankless Water Heater
Residential | Res ¦ Wall Insulation | 2031 | Achievable | GWh | After Competition Groups | 6.0491 | 231651.5017 | 0.23165 | 3899.8468 | 0.0015511 | 46 | Residential_2031_Achievable_GWh_After Competition Groups_46 | Wall Insulation | 0.1551% | 0.23165 | 6.0491 | Residential_2031_Achievable_GWh_After Competition Groups_Wall Insulation
Residential | Res ¦ Demand Control Ventilation | 2031 | Technical | GWh | After Competition Groups | 21.3023 | 19109.9219 | 0.01911 | 13833.497 | 0.0015399 | 60 | Residential_2031_Technical_GWh_After Competition Groups_60 | Demand Control Ventilation | 0.154% | 0.01911 | 21.3023 | Residential_2031_Technical_GWh_After Competition Groups_Demand Control Ventilation
Residential | Res ¦ Condensing Make Up Air Unit | 2031 | Achievable | GWh | After Competition Groups | 5.9921 | 1165048.2195 | 1.165 | 3899.8468 | 0.0015365 | 47 | Residential_2031_Achievable_GWh_After Competition Groups_47 | Condensing Make Up Air Unit | 0.1536% | 1.165 | 5.9921 | Residential_2031_Achievable_GWh_After Competition Groups_Condensing Make Up Air Unit
Residential | Res ¦ Ceiling Insulation | 2031 | Economic | GWh | After Competition Groups | 14.59 | 463723.0381 | 0.46372 | 9547.5155 | 0.0015281 | 44 | Residential_2031_Economic_GWh_After Competition Groups_44 | Ceiling Insulation | 0.1528% | 0.46372 | 14.59 | Residential_2031_Economic_GWh_After Competition Groups_Ceiling Insulation
Residential | Res ¦ Energy Star Dishwasher | 2031 | Technical | GWh | After Competition Groups | 19.0961 | 0 | 0 | 13833.497 | 0.0013804 | 61 | Residential_2031_Technical_GWh_After Competition Groups_61 | Energy Star Dishwasher | 0.138% | 0 | 19.0961 | Residential_2031_Technical_GWh_After Competition Groups_Energy Star Dishwasher
Residential | Res ¦ CO Sensors for parking garage exhaust fans | 2031 | Technical | GWh | After Competition Groups | 18.8873 | 598730.3315 | 0.59873 | 13833.497 | 0.0013653 | 62 | Residential_2031_Technical_GWh_After Competition Groups_62 | CO Sensors for parking garage exhaust fans | 0.1365% | 0.59873 | 18.8873 | Residential_2031_Technical_GWh_After Competition Groups_CO Sensors for parking garage exhaust fans
Residential | Res ¦ ENERGY STAR LED LAMPS (REFLECTOR LAMPs/MR16/PAR 16) | 2031 | Technical | GWh | After Competition Groups | 18.4474 | 173428.8174 | 0.17343 | 13833.497 | 0.0013335 | 63 | Residential_2031_Technical_GWh_After Competition Groups_63 | ENERGY STAR LED LAMPS (REFLECTOR LAMPs/MR16/PAR 16) | 0.1334% | 0.17343 | 18.4474 | Residential_2031_Technical_GWh_After Competition Groups_ENERGY STAR LED LAMPS (REFLECTOR LAMPs/MR16/PAR 16)
Residential | Res ¦ Water Heater Temperature Setback | 2031 | Economic | GWh | After Competition Groups | 12.3679 | 54602.6692 | 0.054603 | 9547.5155 | 0.0012954 | 45 | Residential_2031_Economic_GWh_After Competition Groups_45 | Water Heater Temperature Setback | 0.1295% | 0.054603 | 12.3679 | Residential_2031_Economic_GWh_After Competition Groups_Water Heater Temperature Setback
Residential | Res ¦ Condensing Make Up Air Unit | 2031 | Economic | GWh | After Competition Groups | 12.3632 | 1165048.2195 | 1.165 | 9547.5155 | 0.0012949 | 46 | Residential_2031_Economic_GWh_After Competition Groups_46 | Condensing Make Up Air Unit | 0.1295% | 1.165 | 12.3632 | Residential_2031_Economic_GWh_After Competition Groups_Condensing Make Up Air Unit
Residential | Res ¦ High Efficiency Chiller (avg of water and air cooled) | 2031 | Economic | GWh | After Competition Groups | 11.759 | 198692.6312 | 0.19869 | 9547.5155 | 0.0012316 | 47 | Residential_2031_Economic_GWh_After Competition Groups_47 | High Efficiency Chiller (avg of water and air cooled) | 0.1232% | 0.19869 | 11.759 | Residential_2031_Economic_GWh_After Competition Groups_High Efficiency Chiller (avg of water and air cooled)
Residential | Res ¦ Variable Frequency Drive (VFD) | 2031 | Technical | GWh | After Competition Groups | 16.7369 | 332942.6514 | 0.33294 | 13833.497 | 0.0012099 | 64 | Residential_2031_Technical_GWh_After Competition Groups_64 | Variable Frequency Drive (VFD) | 0.121% | 0.33294 | 16.7369 | Residential_2031_Technical_GWh_After Competition Groups_Variable Frequency Drive (VFD)
Residential | Res ¦ Energy Star Freezer | 2031 | Economic | GWh | After Competition Groups | 10.1062 | 3838366.2595 | 3.8384 | 9547.5155 | 0.0010585 | 48 | Residential_2031_Economic_GWh_After Competition Groups_48 | Energy Star Freezer | 0.1059% | 3.8384 | 10.1062 | Residential_2031_Economic_GWh_After Competition Groups_Energy Star Freezer
Residential | Res ¦ VFD on Pumps | 2031 | Achievable | GWh | After Competition Groups | 3.9154 | 124716.1883 | 0.12472 | 3899.8468 | 0.001004 | 48 | Residential_2031_Achievable_GWh_After Competition Groups_48 | VFD on Pumps | 0.1004% | 0.12472 | 3.9154 | Residential_2031_Achievable_GWh_After Competition Groups_VFD on Pumps
Residential | Res ¦ Duct Insulation MF | 2031 | Achievable | GWh | After Competition Groups | 3.7117 | 926615.5107 | 0.92662 | 3899.8468 | 0.00095176 | 49 | Residential_2031_Achievable_GWh_After Competition Groups_49 | Duct Insulation MF | 0.09518% | 0.92662 | 3.7117 | Residential_2031_Achievable_GWh_After Competition Groups_Duct Insulation MF
Residential | Res ¦ Water Heater Temperature Setback | 2031 | Technical | GWh | After Competition Groups | 12.3679 | 54602.6692 | 0.054603 | 13833.497 | 0.00089405 | 65 | Residential_2031_Technical_GWh_After Competition Groups_65 | Water Heater Temperature Setback | 0.08941% | 0.054603 | 12.3679 | Residential_2031_Technical_GWh_After Competition Groups_Water Heater Temperature Setback
Residential | Res ¦ Condensing Make Up Air Unit | 2031 | Technical | GWh | After Competition Groups | 12.3632 | 1165048.2195 | 1.165 | 13833.497 | 0.00089371 | 66 | Residential_2031_Technical_GWh_After Competition Groups_66 | Condensing Make Up Air Unit | 0.08937% | 1.165 | 12.3632 | Residential_2031_Technical_GWh_After Competition Groups_Condensing Make Up Air Unit
Residential | Res ¦ High Efficiency Chiller (avg of water and air cooled) | 2031 | Technical | GWh | After Competition Groups | 11.759 | 198692.6312 | 0.19869 | 13833.497 | 0.00085004 | 67 | Residential_2031_Technical_GWh_After Competition Groups_67 | High Efficiency Chiller (avg of water and air cooled) | 0.085% | 0.19869 | 11.759 | Residential_2031_Technical_GWh_After Competition Groups_High Efficiency Chiller (avg of water and air cooled)
Residential | Res ¦ DHW Recirculation Systems | 2031 | Technical | GWh | After Competition Groups | 11.1422 | 0 | 0 | 13833.497 | 0.00080545 | 68 | Residential_2031_Technical_GWh_After Competition Groups_68 | DHW Recirculation Systems | 0.08055% | 0 | 11.1422 | Residential_2031_Technical_GWh_After Competition Groups_DHW Recirculation Systems
Residential | Res ¦ Heat Recovery Ventilator | 2031 | Achievable | GWh | After Competition Groups | 2.9441 | 3260604.4802 | 3.2606 | 3899.8468 | 0.00075492 | 50 | Residential_2031_Achievable_GWh_After Competition Groups_50 | Heat Recovery Ventilator | 0.07549% | 3.2606 | 2.9441 | Residential_2031_Achievable_GWh_After Competition Groups_Heat Recovery Ventilator
Residential | Res ¦ Air Source Heat Pump Maintenance | 2031 | Technical | GWh | After Competition Groups | 10.0549 | 0 | 0 | 13833.497 | 0.00072685 | 69 | Residential_2031_Technical_GWh_After Competition Groups_69 | Air Source Heat Pump Maintenance | 0.07269% | 0 | 10.0549 | Residential_2031_Technical_GWh_After Competition Groups_Air Source Heat Pump Maintenance
Residential | Res ¦ Early Hot Water Heater Replacement | 2031 | Economic | GWh | After Competition Groups | 6.8391 | 727348.5303 | 0.72735 | 9547.5155 | 0.00071632 | 49 | Residential_2031_Economic_GWh_After Competition Groups_49 | Early Hot Water Heater Replacement | 0.07163% | 0.72735 | 6.8391 | Residential_2031_Economic_GWh_After Competition Groups_Early Hot Water Heater Replacement
Residential | Res ¦ ENERGY STAR LED Lamps (General Service Lamps) | 2031 | Achievable | GWh | After Competition Groups | 2.7493 | 36774.5202 | 0.036775 | 3899.8468 | 0.00070498 | 51 | Residential_2031_Achievable_GWh_After Competition Groups_51 | ENERGY STAR LED Lamps (General Service Lamps) | 0.0705% | 0.036775 | 2.7493 | Residential_2031_Achievable_GWh_After Competition Groups_ENERGY STAR LED Lamps (General Service Lamps)
Residential | Res ¦ Basement or Crawlspace Insulation | 2031 | Achievable | GWh | After Competition Groups | 2.3906 | 0 | 0 | 3899.8468 | 0.000613 | 52 | Residential_2031_Achievable_GWh_After Competition Groups_52 | Basement or Crawlspace Insulation | 0.0613% | 0 | 2.3906 | Residential_2031_Achievable_GWh_After Competition Groups_Basement or Crawlspace Insulation
Residential | Res ¦ Drain Water Heat Recovery | 2031 | Economic | GWh | After Competition Groups | 5.2915 | 617073.1 | 0.61707 | 9547.5155 | 0.00055422 | 50 | Residential_2031_Economic_GWh_After Competition Groups_50 | Drain Water Heat Recovery | 0.05542% | 0.61707 | 5.2915 | Residential_2031_Economic_GWh_After Competition Groups_Drain Water Heat Recovery
Residential | Res ¦ VFD on Pumps | 2031 | Economic | GWh | After Competition Groups | 5.1468 | 124716.1883 | 0.12472 | 9547.5155 | 0.00053907 | 51 | Residential_2031_Economic_GWh_After Competition Groups_51 | VFD on Pumps | 0.05391% | 0.12472 | 5.1468 | Residential_2031_Economic_GWh_After Competition Groups_VFD on Pumps
Residential | Res ¦ ECM MOTORS FOR HVAC APPLICATION (FAN-POWERED VAV BOX) | 2031 | Achievable | GWh | After Competition Groups | 1.9806 | 65986.3718 | 0.065986 | 3899.8468 | 0.00050787 | 53 | Residential_2031_Achievable_GWh_After Competition Groups_53 | ECM MOTORS FOR HVAC APPLICATION (FAN-POWERED VAV BOX) | 0.05079% | 0.065986 | 1.9806 | Residential_2031_Achievable_GWh_After Competition Groups_ECM MOTORS FOR HVAC APPLICATION (FAN-POWERED VAV BOX)
Residential | Res ¦ VFD on Pumps | 2031 | Technical | GWh | After Competition Groups | 5.1468 | 124716.1883 | 0.12472 | 13833.497 | 0.00037205 | 70 | Residential_2031_Technical_GWh_After Competition Groups_70 | VFD on Pumps | 0.03721% | 0.12472 | 5.1468 | Residential_2031_Technical_GWh_After Competition Groups_VFD on Pumps
Residential | Res ¦ ENERGY STAR LED Lamps (General Service Lamps) | 2031 | Economic | GWh | After Competition Groups | 3.2283 | 36774.5202 | 0.036775 | 9547.5155 | 0.00033813 | 52 | Residential_2031_Economic_GWh_After Competition Groups_52 | ENERGY STAR LED Lamps (General Service Lamps) | 0.03381% | 0.036775 | 3.2283 | Residential_2031_Economic_GWh_After Competition Groups_ENERGY STAR LED Lamps (General Service Lamps)
Residential | Res ¦ Drain Water Heat Recovery | 2031 | Achievable | GWh | After Competition Groups | 1.2503 | 617073.1 | 0.61707 | 3899.8468 | 0.00032061 | 54 | Residential_2031_Achievable_GWh_After Competition Groups_54 | Drain Water Heat Recovery | 0.03206% | 0.61707 | 1.2503 | Residential_2031_Achievable_GWh_After Competition Groups_Drain Water Heat Recovery
Residential | Res ¦ ECM MOTORS FOR HVAC APPLICATION (FAN-POWERED VAV BOX) | 2031 | Economic | GWh | After Competition Groups | 3.056 | 65986.3718 | 0.065986 | 9547.5155 | 0.00032009 | 53 | Residential_2031_Economic_GWh_After Competition Groups_53 | ECM MOTORS FOR HVAC APPLICATION (FAN-POWERED VAV BOX) | 0.03201% | 0.065986 | 3.056 | Residential_2031_Economic_GWh_After Competition Groups_ECM MOTORS FOR HVAC APPLICATION (FAN-POWERED VAV BOX)
Residential | Res ¦ Beverage Vending Machine Controls | 2031 | Achievable | GWh | After Competition Groups | 1.2226 | 28492.9747 | 0.028493 | 3899.8468 | 0.00031349 | 55 | Residential_2031_Achievable_GWh_After Competition Groups_55 | Beverage Vending Machine Controls | 0.03135% | 0.028493 | 1.2226 | Residential_2031_Achievable_GWh_After Competition Groups_Beverage Vending Machine Controls
Residential | Res ¦ ENERGY STAR LED Lamps (General Service Lamps) | 2031 | Technical | GWh | After Competition Groups | 3.2283 | 36774.5202 | 0.036775 | 13833.497 | 0.00023337 | 71 | Residential_2031_Technical_GWh_After Competition Groups_71 | ENERGY STAR LED Lamps (General Service Lamps) | 0.02334% | 0.036775 | 3.2283 | Residential_2031_Technical_GWh_After Competition Groups_ENERGY STAR LED Lamps (General Service Lamps)
Residential | Res ¦ Beverage Vending Machine Controls | 2031 | Economic | GWh | After Competition Groups | 2.1586 | 28492.9747 | 0.028493 | 9547.5155 | 0.00022609 | 54 | Residential_2031_Economic_GWh_After Competition Groups_54 | Beverage Vending Machine Controls | 0.02261% | 0.028493 | 2.1586 | Residential_2031_Economic_GWh_After Competition Groups_Beverage Vending Machine Controls
Residential | Res ¦ ECM MOTORS FOR HVAC APPLICATION (FAN-POWERED VAV BOX) | 2031 | Technical | GWh | After Competition Groups | 3.056 | 65986.3718 | 0.065986 | 13833.497 | 0.00022091 | 72 | Residential_2031_Technical_GWh_After Competition Groups_72 | ECM MOTORS FOR HVAC APPLICATION (FAN-POWERED VAV BOX) | 0.02209% | 0.065986 | 3.056 | Residential_2031_Technical_GWh_After Competition Groups_ECM MOTORS FOR HVAC APPLICATION (FAN-POWERED VAV BOX)
Residential | Res ¦ LED Downlight | 2031 | Economic | GWh | After Competition Groups | 1.9766 | 14785188.6871 | 14.7852 | 9547.5155 | 0.00020703 | 55 | Residential_2031_Economic_GWh_After Competition Groups_55 | LED Downlight | 0.0207% | 14.7852 | 1.9766 | Residential_2031_Economic_GWh_After Competition Groups_LED Downlight
Residential | Res ¦ HVAC Optimization | 2031 | Technical | GWh | After Competition Groups | 2.7768 | 0 | 0 | 13833.497 | 0.00020073 | 73 | Residential_2031_Technical_GWh_After Competition Groups_73 | HVAC Optimization | 0.02007% | 0 | 2.7768 | Residential_2031_Technical_GWh_After Competition Groups_HVAC Optimization
Residential | Res ¦ Tankless Water Heater | 2031 | Technical | GWh | After Competition Groups | 2.7323 | 77898.3 | 0.077898 | 13833.497 | 0.00019751 | 74 | Residential_2031_Technical_GWh_After Competition Groups_74 | Tankless Water Heater | 0.01975% | 0.077898 | 2.7323 | Residential_2031_Technical_GWh_After Competition Groups_Tankless Water Heater
Residential | Res ¦ Beverage Vending Machine Controls | 2031 | Technical | GWh | After Competition Groups | 2.1586 | 28492.9747 | 0.028493 | 13833.497 | 0.00015604 | 75 | Residential_2031_Technical_GWh_After Competition Groups_75 | Beverage Vending Machine Controls | 0.0156% | 0.028493 | 2.1586 | Residential_2031_Technical_GWh_After Competition Groups_Beverage Vending Machine Controls
Residential | Res ¦ Ceiling Insulation | 2031 | Achievable | GWh | After Competition Groups | 0.51209 | 463723.0381 | 0.46372 | 3899.8468 | 0.00013131 | 56 | Residential_2031_Achievable_GWh_After Competition Groups_56 | Ceiling Insulation | 0.01313% | 0.46372 | 0.51209 | Residential_2031_Achievable_GWh_After Competition Groups_Ceiling Insulation
Residential | Res ¦ Early Hot Water Heater Replacement | 2031 | Achievable | GWh | After Competition Groups | 0.47298 | 727348.5303 | 0.72735 | 3899.8468 | 0.00012128 | 57 | Residential_2031_Achievable_GWh_After Competition Groups_57 | Early Hot Water Heater Replacement | 0.01213% | 0.72735 | 0.47298 | Residential_2031_Achievable_GWh_After Competition Groups_Early Hot Water Heater Replacement
Residential | Res ¦ Heat Pump Water Heater | 2031 | Economic | GWh | After Competition Groups | 0.77923 | 38810.9782 | 0.038811 | 9547.5155 | 8.1616e-05 | 56 | Residential_2031_Economic_GWh_After Competition Groups_56 | Heat Pump Water Heater | 0.008162% | 0.038811 | 0.77923 | Residential_2031_Economic_GWh_After Competition Groups_Heat Pump Water Heater
Residential | Res ¦ Wall Insulation MF | 2031 | Technical | GWh | After Competition Groups | 0.62617 | 0 | 0 | 13833.497 | 4.5264e-05 | 76 | Residential_2031_Technical_GWh_After Competition Groups_76 | Wall Insulation MF | 0.004526% | 0 | 0.62617 | Residential_2031_Technical_GWh_After Competition Groups_Wall Insulation MF
Residential | Res ¦ Chilled Water Optimization | 2031 | Achievable | GWh | After Competition Groups | 0.15195 | 214.7142 | 0.00021471 | 3899.8468 | 3.8964e-05 | 58 | Residential_2031_Achievable_GWh_After Competition Groups_58 | Chilled Water Optimization | 0.003896% | 0.00021471 | 0.15195 | Residential_2031_Achievable_GWh_After Competition Groups_Chilled Water Optimization
Residential | Res ¦ Chilled Water Optimization | 2031 | Economic | GWh | After Competition Groups | 0.30199 | 214.7142 | 0.00021471 | 9547.5155 | 3.163e-05 | 57 | Residential_2031_Economic_GWh_After Competition Groups_57 | Chilled Water Optimization | 0.003163% | 0.00021471 | 0.30199 | Residential_2031_Economic_GWh_After Competition Groups_Chilled Water Optimization
Residential | Res ¦ LED High Bay Fixture | 2031 | Economic | GWh | After Competition Groups | 0.27667 | 38862.216 | 0.038862 | 9547.5155 | 2.8978e-05 | 58 | Residential_2031_Economic_GWh_After Competition Groups_58 | LED High Bay Fixture | 0.002898% | 0.038862 | 0.27667 | Residential_2031_Economic_GWh_After Competition Groups_LED High Bay Fixture
Residential | Res ¦ LED Recessed Downlights | 2031 | Technical | GWh | After Competition Groups | 0.32091 | 0 | 0 | 13833.497 | 2.3198e-05 | 77 | Residential_2031_Technical_GWh_After Competition Groups_77 | LED Recessed Downlights | 0.00232% | 0 | 0.32091 | Residential_2031_Technical_GWh_After Competition Groups_LED Recessed Downlights
Residential | Res ¦ LED High Bay Fixture | 2031 | Achievable | GWh | After Competition Groups | 0.089877 | 38862.216 | 0.038862 | 3899.8468 | 2.3046e-05 | 59 | Residential_2031_Achievable_GWh_After Competition Groups_59 | LED High Bay Fixture | 0.002305% | 0.038862 | 0.089877 | Residential_2031_Achievable_GWh_After Competition Groups_LED High Bay Fixture
Residential | Res ¦ Chilled Water Optimization | 2031 | Technical | GWh | After Competition Groups | 0.30199 | 214.7142 | 0.00021471 | 13833.497 | 2.183e-05 | 78 | Residential_2031_Technical_GWh_After Competition Groups_78 | Chilled Water Optimization | 0.002183% | 0.00021471 | 0.30199 | Residential_2031_Technical_GWh_After Competition Groups_Chilled Water Optimization
Residential | Res ¦ LED High Bay Fixture | 2031 | Technical | GWh | After Competition Groups | 0.27667 | 38862.216 | 0.038862 | 13833.497 | 2e-05 | 79 | Residential_2031_Technical_GWh_After Competition Groups_79 | LED High Bay Fixture | 0.002% | 0.038862 | 0.27667 | Residential_2031_Technical_GWh_After Competition Groups_LED High Bay Fixture
Residential | Res ¦ Heat Pump Water Heater | 2031 | Achievable | GWh | After Competition Groups | 0.042211 | 38810.9782 | 0.038811 | 3899.8468 | 1.0824e-05 | 60 | Residential_2031_Achievable_GWh_After Competition Groups_60 | Heat Pump Water Heater | 0.001082% | 0.038811 | 0.042211 | Residential_2031_Achievable_GWh_After Competition Groups_Heat Pump Water Heater
Residential | Res ¦ Wall Insulation MF | 2031 | Economic | GWh | After Competition Groups | 0.051398 | 0 | 0 | 9547.5155 | 5.3834e-06 | 59 | Residential_2031_Economic_GWh_After Competition Groups_59 | Wall Insulation MF | 0.0005383% | 0 | 0.051398 | Residential_2031_Economic_GWh_After Competition Groups_Wall Insulation MF
Residential | Res ¦ Solar Water Preheat (Pools/DHW) | 2031 | Technical | GWh | After Competition Groups | 0.069276 | 0 | 0 | 13833.497 | 5.0079e-06 | 80 | Residential_2031_Technical_GWh_After Competition Groups_80 | Solar Water Preheat (Pools/DHW) | 0.0005008% | 0 | 0.069276 | Residential_2031_Technical_GWh_After Competition Groups_Solar Water Preheat (Pools/DHW)
Residential | Res ¦ Wall Insulation MF | 2031 | Achievable | GWh | After Competition Groups | 0.0074886 | 0 | 0 | 3899.8468 | 1.9202e-06 | 61 | Residential_2031_Achievable_GWh_After Competition Groups_61 | Wall Insulation MF | 0.000192% | 0 | 0.0074886 | Residential_2031_Achievable_GWh_After Competition Groups_Wall Insulation MF
Residential | Res ¦ Photocell Controls (Outdoor) | 2031 | Technical | GWh | After Competition Groups | 0.00034264 | 0 | 0 | 13833.497 | 2.4769e-08 | 81 | Residential_2031_Technical_GWh_After Competition Groups_81 | Photocell Controls (Outdoor) | 2.477e-06% | 0 | 0.00034264 | Residential_2031_Technical_GWh_After Competition Groups_Photocell Controls (Outdoor)
Residential | Res ¦ Air Source Heat Pump | 2031 | Achievable | GWh | After Competition Groups | 0 | 0 | 0 | 3899.8468 | 0 | 62 | Residential_2031_Achievable_GWh_After Competition Groups_62 | Air Source Heat Pump | 0% | 0 | 0 | Residential_2031_Achievable_GWh_After Competition Groups_Air Source Heat Pump
Residential | Res ¦ DHW Recirculation Systems | 2031 | Achievable | GWh | After Competition Groups | 0 | 0 | 0 | 3899.8468 | 0 | 63 | Residential_2031_Achievable_GWh_After Competition Groups_63 | DHW Recirculation Systems | 0% | 0 | 0 | Residential_2031_Achievable_GWh_After Competition Groups_DHW Recirculation Systems
Residential | Res ¦ DHW Recirculation Systems | 2031 | Economic | GWh | After Competition Groups | 0 | 0 | 0 | 9547.5155 | 0 | 60 | Residential_2031_Economic_GWh_After Competition Groups_60 | DHW Recirculation Systems | 0% | 0 | 0 | Residential_2031_Economic_GWh_After Competition Groups_DHW Recirculation Systems
Residential | Res ¦ Energy Star Dehumidifier | 2031 | Achievable | GWh | After Competition Groups | 0 | 0 | 0 | 3899.8468 | 0 | 64 | Residential_2031_Achievable_GWh_After Competition Groups_64 | Energy Star Dehumidifier | 0% | 0 | 0 | Residential_2031_Achievable_GWh_After Competition Groups_Energy Star Dehumidifier
Residential | Res ¦ Energy Star Dehumidifier | 2031 | Economic | GWh | After Competition Groups | 0 | 0 | 0 | 9547.5155 | 0 | 61 | Residential_2031_Economic_GWh_After Competition Groups_61 | Energy Star Dehumidifier | 0% | 0 | 0 | Residential_2031_Economic_GWh_After Competition Groups_Energy Star Dehumidifier
Residential | Res ¦ Furnace with ECM | 2031 | Achievable | GWh | After Competition Groups | 0 | 0 | 0 | 3899.8468 | 0 | 65 | Residential_2031_Achievable_GWh_After Competition Groups_65 | Furnace with ECM | 0% | 0 | 0 | Residential_2031_Achievable_GWh_After Competition Groups_Furnace with ECM
Residential | Res ¦ Furnace with ECM | 2031 | Economic | GWh | After Competition Groups | 0 | 0 | 0 | 9547.5155 | 0 | 62 | Residential_2031_Economic_GWh_After Competition Groups_62 | Furnace with ECM | 0% | 0 | 0 | Residential_2031_Economic_GWh_After Competition Groups_Furnace with ECM
Residential | Res ¦ Lighting Motion Sensors, Timers, Dimmers | 2031 | Achievable | GWh | After Competition Groups | 0 | 0 | 0 | 3899.8468 | 0 | 66 | Residential_2031_Achievable_GWh_After Competition Groups_66 | Lighting Motion Sensors, Timers, Dimmers | 0% | 0 | 0 | Residential_2031_Achievable_GWh_After Competition Groups_Lighting Motion Sensors, Timers, Dimmers
Residential | Res ¦ Lighting Motion Sensors, Timers, Dimmers | 2031 | Economic | GWh | After Competition Groups | 0 | 0 | 0 | 9547.5155 | 0 | 63 | Residential_2031_Economic_GWh_After Competition Groups_63 | Lighting Motion Sensors, Timers, Dimmers | 0% | 0 | 0 | Residential_2031_Economic_GWh_After Competition Groups_Lighting Motion Sensors, Timers, Dimmers
Residential | Res ¦ Networked/ Connected - Indoor LED Luminaire | 2031 | Achievable | GWh | After Competition Groups | 0 | 0 | 0 | 3899.8468 | 0 | 67 | Residential_2031_Achievable_GWh_After Competition Groups_67 | Networked/ Connected - Indoor LED Luminaire | 0% | 0 | 0 | Residential_2031_Achievable_GWh_After Competition Groups_Networked/ Connected - Indoor LED Luminaire
Residential | Res ¦ Radiant Barrier | 2031 | Achievable | GWh | After Competition Groups | 0 | 0 | 0 | 3899.8468 | 0 | 68 | Residential_2031_Achievable_GWh_After Competition Groups_68 | Radiant Barrier | 0% | 0 | 0 | Residential_2031_Achievable_GWh_After Competition Groups_Radiant Barrier
Residential | Res ¦ Radiant Barrier | 2031 | Economic | GWh | After Competition Groups | 0 | 0 | 0 | 9547.5155 | 0 | 64 | Residential_2031_Economic_GWh_After Competition Groups_64 | Radiant Barrier | 0% | 0 | 0 | Residential_2031_Economic_GWh_After Competition Groups_Radiant Barrier
Residential | Res ¦ Variable Refrigerant Flow Heat Pump | 2031 | Achievable | GWh | After Competition Groups | 0 | 0 | 0 | 3899.8468 | 0 | 69 | Residential_2031_Achievable_GWh_After Competition Groups_69 | Variable Refrigerant Flow Heat Pump | 0% | 0 | 0 | Residential_2031_Achievable_GWh_After Competition Groups_Variable Refrigerant Flow Heat Pump
Residential | Res ¦ Variable Refrigerant Flow Heat Pump | 2031 | Economic | GWh | After Competition Groups | 0 | 0 | 0 | 9547.5155 | 0 | 65 | Residential_2031_Economic_GWh_After Competition Groups_65 | Variable Refrigerant Flow Heat Pump | 0% | 0 | 0 | Residential_2031_Economic_GWh_After Competition Groups_Variable Refrigerant Flow Heat Pump
Residential | Res ¦ Energy Star A Line, PAR, MR Lamps | 2032 | Economic | GWh | After Competition Groups | 1550.5082 | 29685.9174 | 0.029686 | 9966.2919 | 0.15558 | 1 | Residential_2032_Economic_GWh_After Competition Groups_1 | Energy Star A Line, PAR, MR Lamps | 15.56% | 0.029686 | 1550.5082 | Residential_2032_Economic_GWh_After Competition Groups_Energy Star A Line, PAR, MR Lamps
Residential | Res ¦ Smart Power Bar | 2032 | Economic | GWh | After Competition Groups | 1494.5458 | 56918577.7822 | 56.9186 | 9966.2919 | 0.14996 | 2 | Residential_2032_Economic_GWh_After Competition Groups_2 | Smart Power Bar | 15% | 56.9186 | 1494.5458 | Residential_2032_Economic_GWh_After Competition Groups_Smart Power Bar
Residential | Res ¦ Energy Star A Line, PAR, MR Lamps | 2032 | Technical | GWh | After Competition Groups | 1550.5082 | 29685.9174 | 0.029686 | 14201.0176 | 0.10918 | 1 | Residential_2032_Technical_GWh_After Competition Groups_1 | Energy Star A Line, PAR, MR Lamps | 10.92% | 0.029686 | 1550.5082 | Residential_2032_Technical_GWh_After Competition Groups_Energy Star A Line, PAR, MR Lamps
Residential | Res ¦ Smart Power Bar | 2032 | Technical | GWh | After Competition Groups | 1494.5458 | 56918577.7822 | 56.9186 | 14201.0176 | 0.10524 | 2 | Residential_2032_Technical_GWh_After Competition Groups_2 | Smart Power Bar | 10.52% | 56.9186 | 1494.5458 | Residential_2032_Technical_GWh_After Competition Groups_Smart Power Bar
Residential | Res ¦ Energy Star Clothes Washer | 2032 | Achievable | GWh | After Competition Groups | 419.0412 | 19520412.6639 | 19.5204 | 4526.7041 | 0.092571 | 1 | Residential_2032_Achievable_GWh_After Competition Groups_1 | Energy Star Clothes Washer | 9.257% | 19.5204 | 419.0412 | Residential_2032_Achievable_GWh_After Competition Groups_Energy Star Clothes Washer
Residential | Res ¦ Variable Speed Pool Pump Motor | 2032 | Achievable | GWh | After Competition Groups | 333.0844 | 7807549.0847 | 7.8075 | 4526.7041 | 0.073582 | 2 | Residential_2032_Achievable_GWh_After Competition Groups_2 | Variable Speed Pool Pump Motor | 7.358% | 7.8075 | 333.0844 | Residential_2032_Achievable_GWh_After Competition Groups_Variable Speed Pool Pump Motor
Residential | Res ¦ Adaptive Thermostat | 2032 | Economic | GWh | After Competition Groups | 699.731 | 6416980.5691 | 6.417 | 9966.2919 | 0.07021 | 3 | Residential_2032_Economic_GWh_After Competition Groups_3 | Adaptive Thermostat | 7.021% | 6.417 | 699.731 | Residential_2032_Economic_GWh_After Competition Groups_Adaptive Thermostat
Residential | Res ¦ Energy Star LED Bulbs General Purpose LEDs | 2032 | Achievable | GWh | After Competition Groups | 317.6524 | 0 | 0 | 4526.7041 | 0.070173 | 3 | Residential_2032_Achievable_GWh_After Competition Groups_3 | Energy Star LED Bulbs General Purpose LEDs | 7.017% | 0 | 317.6524 | Residential_2032_Achievable_GWh_After Competition Groups_Energy Star LED Bulbs General Purpose LEDs
Residential | Res ¦ Energy Star LED Specialty Bulbs | 2032 | Achievable | GWh | After Competition Groups | 282.052 | 39384.7063 | 0.039385 | 4526.7041 | 0.062308 | 4 | Residential_2032_Achievable_GWh_After Competition Groups_4 | Energy Star LED Specialty Bulbs | 6.231% | 0.039385 | 282.052 | Residential_2032_Achievable_GWh_After Competition Groups_Energy Star LED Specialty Bulbs
Residential | Res ¦ Car Block Heater Timer | 2032 | Achievable | GWh | After Competition Groups | 281.8247 | 564251.3452 | 0.56425 | 4526.7041 | 0.062258 | 5 | Residential_2032_Achievable_GWh_After Competition Groups_5 | Car Block Heater Timer | 6.226% | 0.56425 | 281.8247 | Residential_2032_Achievable_GWh_After Competition Groups_Car Block Heater Timer
Residential | Res ¦ Smart Power Bar | 2032 | Achievable | GWh | After Competition Groups | 279.3263 | 56918577.7822 | 56.9186 | 4526.7041 | 0.061706 | 6 | Residential_2032_Achievable_GWh_After Competition Groups_6 | Smart Power Bar | 6.171% | 56.9186 | 279.3263 | Residential_2032_Achievable_GWh_After Competition Groups_Smart Power Bar
Residential | Res ¦ Ductless Mini-Split Heat Pump | 2032 | Achievable | GWh | After Competition Groups | 265.2089 | 6237710.2422 | 6.2377 | 4526.7041 | 0.058588 | 7 | Residential_2032_Achievable_GWh_After Competition Groups_7 | Ductless Mini-Split Heat Pump | 5.859% | 6.2377 | 265.2089 | Residential_2032_Achievable_GWh_After Competition Groups_Ductless Mini-Split Heat Pump
Residential | Res ¦ Building Recommissioning, Operations and Maintenance (O&M) Improvements | 2032 | Achievable | GWh | After Competition Groups | 261.5906 | 236196.0758 | 0.2362 | 4526.7041 | 0.057788 | 8 | Residential_2032_Achievable_GWh_After Competition Groups_8 | Building Recommissioning, Operations and Maintenance (O&M) Improvements | 5.779% | 0.2362 | 261.5906 | Residential_2032_Achievable_GWh_After Competition Groups_Building Recommissioning, Operations and Maintenance (O&M) Improvements
Residential | Res ¦ Energy Star Clothes Washer | 2032 | Economic | GWh | After Competition Groups | 557.4289 | 19520412.6639 | 19.5204 | 9966.2919 | 0.055931 | 4 | Residential_2032_Economic_GWh_After Competition Groups_4 | Energy Star Clothes Washer | 5.593% | 19.5204 | 557.4289 | Residential_2032_Economic_GWh_After Competition Groups_Energy Star Clothes Washer
Residential | Res ¦ Air Sealing | 2032 | Economic | GWh | After Competition Groups | 529.6358 | 4987845.3854 | 4.9878 | 9966.2919 | 0.053143 | 5 | Residential_2032_Economic_GWh_After Competition Groups_5 | Air Sealing | 5.314% | 4.9878 | 529.6358 | Residential_2032_Economic_GWh_After Competition Groups_Air Sealing
Residential | Res ¦ Ductless Mini-Split Heat Pump | 2032 | Economic | GWh | After Competition Groups | 518.0267 | 6237710.2422 | 6.2377 | 9966.2919 | 0.051978 | 6 | Residential_2032_Economic_GWh_After Competition Groups_6 | Ductless Mini-Split Heat Pump | 5.198% | 6.2377 | 518.0267 | Residential_2032_Economic_GWh_After Competition Groups_Ductless Mini-Split Heat Pump
Residential | Res ¦ Adaptive Thermostat | 2032 | Technical | GWh | After Competition Groups | 699.731 | 6416980.5691 | 6.417 | 14201.0176 | 0.049273 | 3 | Residential_2032_Technical_GWh_After Competition Groups_3 | Adaptive Thermostat | 4.927% | 6.417 | 699.731 | Residential_2032_Technical_GWh_After Competition Groups_Adaptive Thermostat
Residential | Res ¦ Energy Star Refrigerator | 2032 | Technical | GWh | After Competition Groups | 669.2408 | 0 | 0 | 14201.0176 | 0.047126 | 4 | Residential_2032_Technical_GWh_After Competition Groups_4 | Energy Star Refrigerator | 4.713% | 0 | 669.2408 | Residential_2032_Technical_GWh_After Competition Groups_Energy Star Refrigerator
Residential | Res ¦ Energy Star A Line, PAR, MR Lamps | 2032 | Achievable | GWh | After Competition Groups | 198.4417 | 29685.9174 | 0.029686 | 4526.7041 | 0.043838 | 9 | Residential_2032_Achievable_GWh_After Competition Groups_9 | Energy Star A Line, PAR, MR Lamps | 4.384% | 0.029686 | 198.4417 | Residential_2032_Achievable_GWh_After Competition Groups_Energy Star A Line, PAR, MR Lamps
Residential | Res ¦ Smart Burners | 2032 | Technical | GWh | After Competition Groups | 576.9769 | 29236953.9876 | 29.237 | 14201.0176 | 0.040629 | 5 | Residential_2032_Technical_GWh_After Competition Groups_5 | Smart Burners | 4.063% | 29.237 | 576.9769 | Residential_2032_Technical_GWh_After Competition Groups_Smart Burners
Residential | Res ¦ Variable Speed Pool Pump Motor | 2032 | Economic | GWh | After Competition Groups | 397.4023 | 7807549.0847 | 7.8075 | 9966.2919 | 0.039875 | 7 | Residential_2032_Economic_GWh_After Competition Groups_7 | Variable Speed Pool Pump Motor | 3.987% | 7.8075 | 397.4023 | Residential_2032_Economic_GWh_After Competition Groups_Variable Speed Pool Pump Motor
Residential | Res ¦ Energy Star Clothes Washer | 2032 | Technical | GWh | After Competition Groups | 557.4289 | 19520412.6639 | 19.5204 | 14201.0176 | 0.039253 | 6 | Residential_2032_Technical_GWh_After Competition Groups_6 | Energy Star Clothes Washer | 3.925% | 19.5204 | 557.4289 | Residential_2032_Technical_GWh_After Competition Groups_Energy Star Clothes Washer
Residential | Res ¦ Smart Burners | 2032 | Economic | GWh | After Competition Groups | 380.6451 | 29236953.9876 | 29.237 | 9966.2919 | 0.038193 | 8 | Residential_2032_Economic_GWh_After Competition Groups_8 | Smart Burners | 3.819% | 29.237 | 380.6451 | Residential_2032_Economic_GWh_After Competition Groups_Smart Burners
Residential | Res ¦ Adaptive Thermostat | 2032 | Achievable | GWh | After Competition Groups | 169.1414 | 6416980.5691 | 6.417 | 4526.7041 | 0.037365 | 10 | Residential_2032_Achievable_GWh_After Competition Groups_10 | Adaptive Thermostat | 3.737% | 6.417 | 169.1414 | Residential_2032_Achievable_GWh_After Competition Groups_Adaptive Thermostat
Residential | Res ¦ Air Sealing | 2032 | Technical | GWh | After Competition Groups | 529.6358 | 4987845.3854 | 4.9878 | 14201.0176 | 0.037296 | 7 | Residential_2032_Technical_GWh_After Competition Groups_7 | Air Sealing | 3.73% | 4.9878 | 529.6358 | Residential_2032_Technical_GWh_After Competition Groups_Air Sealing
Residential | Res ¦ Car Block Heater Timer | 2032 | Economic | GWh | After Competition Groups | 367.7131 | 564251.3452 | 0.56425 | 9966.2919 | 0.036896 | 9 | Residential_2032_Economic_GWh_After Competition Groups_9 | Car Block Heater Timer | 3.69% | 0.56425 | 367.7131 | Residential_2032_Economic_GWh_After Competition Groups_Car Block Heater Timer
Residential | Res ¦ Ductless Mini-Split Heat Pump | 2032 | Technical | GWh | After Competition Groups | 518.0267 | 6237710.2422 | 6.2377 | 14201.0176 | 0.036478 | 8 | Residential_2032_Technical_GWh_After Competition Groups_8 | Ductless Mini-Split Heat Pump | 3.648% | 6.2377 | 518.0267 | Residential_2032_Technical_GWh_After Competition Groups_Ductless Mini-Split Heat Pump
Residential | Res ¦ Energy Star Ground Source Heat Pump | 2032 | Technical | GWh | After Competition Groups | 508.1911 | 0 | 0 | 14201.0176 | 0.035786 | 9 | Residential_2032_Technical_GWh_After Competition Groups_9 | Energy Star Ground Source Heat Pump | 3.579% | 0 | 508.1911 | Residential_2032_Technical_GWh_After Competition Groups_Energy Star Ground Source Heat Pump
Residential | Res ¦ Energy Star Torchiere | 2032 | Achievable | GWh | After Competition Groups | 158.2736 | 2022194.3597 | 2.0222 | 4526.7041 | 0.034964 | 11 | Residential_2032_Achievable_GWh_After Competition Groups_11 | Energy Star Torchiere | 3.496% | 2.0222 | 158.2736 | Residential_2032_Achievable_GWh_After Competition Groups_Energy Star Torchiere
Residential | Res ¦ Heat Pump Clothes Dryer | 2032 | Technical | GWh | After Competition Groups | 467.1903 | 0 | 0 | 14201.0176 | 0.032898 | 10 | Residential_2032_Technical_GWh_After Competition Groups_10 | Heat Pump Clothes Dryer | 3.29% | 0 | 467.1903 | Residential_2032_Technical_GWh_After Competition Groups_Heat Pump Clothes Dryer
Residential | Res ¦ Building Recommissioning, Operations and Maintenance (O&M) Improvements | 2032 | Economic | GWh | After Competition Groups | 312.0852 | 236196.0758 | 0.2362 | 9966.2919 | 0.031314 | 10 | Residential_2032_Economic_GWh_After Competition Groups_10 | Building Recommissioning, Operations and Maintenance (O&M) Improvements | 3.131% | 0.2362 | 312.0852 | Residential_2032_Economic_GWh_After Competition Groups_Building Recommissioning, Operations and Maintenance (O&M) Improvements
Residential | Res ¦ Energy Star Central Air Conditioner | 2032 | Technical | GWh | After Competition Groups | 440.4242 | 0 | 0 | 14201.0176 | 0.031014 | 11 | Residential_2032_Technical_GWh_After Competition Groups_11 | Energy Star Central Air Conditioner | 3.101% | 0 | 440.4242 | Residential_2032_Technical_GWh_After Competition Groups_Energy Star Central Air Conditioner
Residential | Res ¦ Comprehensive Draft Proofing | 2032 | Achievable | GWh | After Competition Groups | 131.3718 | 0 | 0 | 4526.7041 | 0.029022 | 12 | Residential_2032_Achievable_GWh_After Competition Groups_12 | Comprehensive Draft Proofing | 2.902% | 0 | 131.3718 | Residential_2032_Achievable_GWh_After Competition Groups_Comprehensive Draft Proofing
Residential | Res ¦ Energy Star Torchiere | 2032 | Economic | GWh | After Competition Groups | 288.5822 | 2022194.3597 | 2.0222 | 9966.2919 | 0.028956 | 11 | Residential_2032_Economic_GWh_After Competition Groups_11 | Energy Star Torchiere | 2.896% | 2.0222 | 288.5822 | Residential_2032_Economic_GWh_After Competition Groups_Energy Star Torchiere
Residential | Res ¦ Energy Star Air Source Heat Pump | 2032 | Economic | GWh | After Competition Groups | 287.2487 | 3387270.6395 | 3.3873 | 9966.2919 | 0.028822 | 12 | Residential_2032_Economic_GWh_After Competition Groups_12 | Energy Star Air Source Heat Pump | 2.882% | 3.3873 | 287.2487 | Residential_2032_Economic_GWh_After Competition Groups_Energy Star Air Source Heat Pump
Residential | Res ¦ Variable Speed Pool Pump Motor | 2032 | Technical | GWh | After Competition Groups | 397.4023 | 7807549.0847 | 7.8075 | 14201.0176 | 0.027984 | 12 | Residential_2032_Technical_GWh_After Competition Groups_12 | Variable Speed Pool Pump Motor | 2.798% | 7.8075 | 397.4023 | Residential_2032_Technical_GWh_After Competition Groups_Variable Speed Pool Pump Motor
Residential | Res ¦ Basement Wall Insulation | 2032 | Economic | GWh | After Competition Groups | 277.4069 | 2129543.9891 | 2.1295 | 9966.2919 | 0.027835 | 13 | Residential_2032_Economic_GWh_After Competition Groups_13 | Basement Wall Insulation | 2.783% | 2.1295 | 277.4069 | Residential_2032_Economic_GWh_After Competition Groups_Basement Wall Insulation
Residential | Res ¦ Energy Star Light Fixture | 2032 | Achievable | GWh | After Competition Groups | 123.1169 | 10454461.7791 | 10.4545 | 4526.7041 | 0.027198 | 13 | Residential_2032_Achievable_GWh_After Competition Groups_13 | Energy Star Light Fixture | 2.72% | 10.4545 | 123.1169 | Residential_2032_Achievable_GWh_After Competition Groups_Energy Star Light Fixture
Residential | Res ¦ Energy Star Light Fixture | 2032 | Technical | GWh | After Competition Groups | 382.7691 | 10454461.7791 | 10.4545 | 14201.0176 | 0.026954 | 13 | Residential_2032_Technical_GWh_After Competition Groups_13 | Energy Star Light Fixture | 2.695% | 10.4545 | 382.7691 | Residential_2032_Technical_GWh_After Competition Groups_Energy Star Light Fixture
Residential | Res ¦ Car Block Heater Timer | 2032 | Technical | GWh | After Competition Groups | 367.7131 | 564251.3452 | 0.56425 | 14201.0176 | 0.025893 | 14 | Residential_2032_Technical_GWh_After Competition Groups_14 | Car Block Heater Timer | 2.589% | 0.56425 | 367.7131 | Residential_2032_Technical_GWh_After Competition Groups_Car Block Heater Timer
Residential | Res ¦ Heavy Duty Outdoor/Holiday Plug-in Timers | 2032 | Achievable | GWh | After Competition Groups | 112.5315 | 4645813.5165 | 4.6458 | 4526.7041 | 0.024859 | 14 | Residential_2032_Achievable_GWh_After Competition Groups_14 | Heavy Duty Outdoor/Holiday Plug-in Timers | 2.486% | 4.6458 | 112.5315 | Residential_2032_Achievable_GWh_After Competition Groups_Heavy Duty Outdoor/Holiday Plug-in Timers
Residential | Res ¦ Energy Star Light Fixture | 2032 | Economic | GWh | After Competition Groups | 237.5392 | 10454461.7791 | 10.4545 | 9966.2919 | 0.023834 | 14 | Residential_2032_Economic_GWh_After Competition Groups_14 | Energy Star Light Fixture | 2.383% | 10.4545 | 237.5392 | Residential_2032_Economic_GWh_After Competition Groups_Energy Star Light Fixture
Residential | Res ¦ Smart Burners | 2032 | Achievable | GWh | After Competition Groups | 106.2849 | 29236953.9876 | 29.237 | 4526.7041 | 0.02348 | 15 | Residential_2032_Achievable_GWh_After Competition Groups_15 | Smart Burners | 2.348% | 29.237 | 106.2849 | Residential_2032_Achievable_GWh_After Competition Groups_Smart Burners
Residential | Res ¦ Passive Attic Ventilation | 2032 | Technical | GWh | After Competition Groups | 317.5391 | 0 | 0 | 14201.0176 | 0.02236 | 15 | Residential_2032_Technical_GWh_After Competition Groups_15 | Passive Attic Ventilation | 2.236% | 0 | 317.5391 | Residential_2032_Technical_GWh_After Competition Groups_Passive Attic Ventilation
Residential | Res ¦ Building Recommissioning, Operations and Maintenance (O&M) Improvements | 2032 | Technical | GWh | After Competition Groups | 312.0852 | 236196.0758 | 0.2362 | 14201.0176 | 0.021976 | 16 | Residential_2032_Technical_GWh_After Competition Groups_16 | Building Recommissioning, Operations and Maintenance (O&M) Improvements | 2.198% | 0.2362 | 312.0852 | Residential_2032_Technical_GWh_After Competition Groups_Building Recommissioning, Operations and Maintenance (O&M) Improvements
Residential | Res ¦ Attic Insulation | 2032 | Economic | GWh | After Competition Groups | 214.1246 | 3723180.2231 | 3.7232 | 9966.2919 | 0.021485 | 15 | Residential_2032_Economic_GWh_After Competition Groups_15 | Attic Insulation | 2.148% | 3.7232 | 214.1246 | Residential_2032_Economic_GWh_After Competition Groups_Attic Insulation
Residential | Res ¦ Energy Star Torchiere | 2032 | Technical | GWh | After Competition Groups | 288.5822 | 2022194.3597 | 2.0222 | 14201.0176 | 0.020321 | 17 | Residential_2032_Technical_GWh_After Competition Groups_17 | Energy Star Torchiere | 2.032% | 2.0222 | 288.5822 | Residential_2032_Technical_GWh_After Competition Groups_Energy Star Torchiere
Residential | Res ¦ Energy Star Windows | 2032 | Technical | GWh | After Competition Groups | 287.4845 | 0 | 0 | 14201.0176 | 0.020244 | 18 | Residential_2032_Technical_GWh_After Competition Groups_18 | Energy Star Windows | 2.024% | 0 | 287.4845 | Residential_2032_Technical_GWh_After Competition Groups_Energy Star Windows
Residential | Res ¦ Air Sealing | 2032 | Achievable | GWh | After Competition Groups | 90.8555 | 4987845.3854 | 4.9878 | 4526.7041 | 0.020071 | 16 | Residential_2032_Achievable_GWh_After Competition Groups_16 | Air Sealing | 2.007% | 4.9878 | 90.8555 | Residential_2032_Achievable_GWh_After Competition Groups_Air Sealing
Residential | Res ¦ Occupancy Sensors MF | 2032 | Achievable | GWh | After Competition Groups | 90.1325 | 29341.4382 | 0.029341 | 4526.7041 | 0.019911 | 17 | Residential_2032_Achievable_GWh_After Competition Groups_17 | Occupancy Sensors MF | 1.991% | 0.029341 | 90.1325 | Residential_2032_Achievable_GWh_After Competition Groups_Occupancy Sensors MF
Residential | Res ¦ LED Parking Lot Fixture | 2032 | Achievable | GWh | After Competition Groups | 89.2377 | 1360109.9099 | 1.3601 | 4526.7041 | 0.019714 | 18 | Residential_2032_Achievable_GWh_After Competition Groups_18 | LED Parking Lot Fixture | 1.971% | 1.3601 | 89.2377 | Residential_2032_Achievable_GWh_After Competition Groups_LED Parking Lot Fixture
Residential | Res ¦ Basement Wall Insulation | 2032 | Technical | GWh | After Competition Groups | 277.4069 | 2129543.9891 | 2.1295 | 14201.0176 | 0.019534 | 19 | Residential_2032_Technical_GWh_After Competition Groups_19 | Basement Wall Insulation | 1.953% | 2.1295 | 277.4069 | Residential_2032_Technical_GWh_After Competition Groups_Basement Wall Insulation
Residential | Res ¦ Ductless Mini-Split Air Conditioner | 2032 | Technical | GWh | After Competition Groups | 262.9118 | 0 | 0 | 14201.0176 | 0.018514 | 20 | Residential_2032_Technical_GWh_After Competition Groups_20 | Ductless Mini-Split Air Conditioner | 1.851% | 0 | 262.9118 | Residential_2032_Technical_GWh_After Competition Groups_Ductless Mini-Split Air Conditioner
Residential | Res ¦ Basement or Crawlspace Insulation | 2032 | Technical | GWh | After Competition Groups | 230.8376 | 0 | 0 | 14201.0176 | 0.016255 | 21 | Residential_2032_Technical_GWh_After Competition Groups_21 | Basement or Crawlspace Insulation | 1.626% | 0 | 230.8376 | Residential_2032_Technical_GWh_After Competition Groups_Basement or Crawlspace Insulation
Residential | Res ¦ Comprehensive Draft Proofing | 2032 | Economic | GWh | After Competition Groups | 156.7299 | 0 | 0 | 9966.2919 | 0.015726 | 16 | Residential_2032_Economic_GWh_After Competition Groups_16 | Comprehensive Draft Proofing | 1.573% | 0 | 156.7299 | Residential_2032_Economic_GWh_After Competition Groups_Comprehensive Draft Proofing
Residential | Res ¦ Energy Star Air Source Heat Pump | 2032 | Achievable | GWh | After Competition Groups | 68.5534 | 3387270.6395 | 3.3873 | 4526.7041 | 0.015144 | 19 | Residential_2032_Achievable_GWh_After Competition Groups_19 | Energy Star Air Source Heat Pump | 1.514% | 3.3873 | 68.5534 | Residential_2032_Achievable_GWh_After Competition Groups_Energy Star Air Source Heat Pump
Residential | Res ¦ Attic Insulation | 2032 | Technical | GWh | After Competition Groups | 214.1246 | 3723180.2231 | 3.7232 | 14201.0176 | 0.015078 | 22 | Residential_2032_Technical_GWh_After Competition Groups_22 | Attic Insulation | 1.508% | 3.7232 | 214.1246 | Residential_2032_Technical_GWh_After Competition Groups_Attic Insulation
Residential | Res ¦ Heavy Duty Outdoor/Holiday Plug-in Timers | 2032 | Economic | GWh | After Competition Groups | 149.8731 | 4645813.5165 | 4.6458 | 9966.2919 | 0.015038 | 17 | Residential_2032_Economic_GWh_After Competition Groups_17 | Heavy Duty Outdoor/Holiday Plug-in Timers | 1.504% | 4.6458 | 149.8731 | Residential_2032_Economic_GWh_After Competition Groups_Heavy Duty Outdoor/Holiday Plug-in Timers
Residential | Res ¦ Refrigerator Recycling | 2032 | Achievable | GWh | After Competition Groups | 67.2362 | 1972545.6364 | 1.9725 | 4526.7041 | 0.014853 | 20 | Residential_2032_Achievable_GWh_After Competition Groups_20 | Refrigerator Recycling | 1.485% | 1.9725 | 67.2362 | Residential_2032_Achievable_GWh_After Competition Groups_Refrigerator Recycling
Residential | Res ¦ Clothes Drying Racks | 2032 | Achievable | GWh | After Competition Groups | 61.3724 | 8523612.7687 | 8.5236 | 4526.7041 | 0.013558 | 21 | Residential_2032_Achievable_GWh_After Competition Groups_21 | Clothes Drying Racks | 1.356% | 8.5236 | 61.3724 | Residential_2032_Achievable_GWh_After Competition Groups_Clothes Drying Racks
Residential | Res ¦ Freezer Recycling | 2032 | Achievable | GWh | After Competition Groups | 58.8828 | 42549100.51 | 42.5491 | 4526.7041 | 0.013008 | 22 | Residential_2032_Achievable_GWh_After Competition Groups_22 | Freezer Recycling | 1.301% | 42.5491 | 58.8828 | Residential_2032_Achievable_GWh_After Competition Groups_Freezer Recycling
Residential | Res ¦ Wall Insulation | 2032 | Technical | GWh | After Competition Groups | 167.8071 | 254264.3621 | 0.25426 | 14201.0176 | 0.011817 | 23 | Residential_2032_Technical_GWh_After Competition Groups_23 | Wall Insulation | 1.182% | 0.25426 | 167.8071 | Residential_2032_Technical_GWh_After Competition Groups_Wall Insulation
Residential | Res ¦ Heavy Duty Outdoor/Holiday Plug-in Timers | 2032 | Technical | GWh | After Competition Groups | 166.3704 | 4645813.5165 | 4.6458 | 14201.0176 | 0.011715 | 24 | Residential_2032_Technical_GWh_After Competition Groups_24 | Heavy Duty Outdoor/Holiday Plug-in Timers | 1.172% | 4.6458 | 166.3704 | Residential_2032_Technical_GWh_After Competition Groups_Heavy Duty Outdoor/Holiday Plug-in Timers
Residential | Res ¦ Furnace with ECM | 2032 | Economic | GWh | After Competition Groups | 116.1675 | 12890229.2797 | 12.8902 | 9966.2919 | 0.011656 | 18 | Residential_2032_Economic_GWh_After Competition Groups_18 | Furnace with ECM | 1.166% | 12.8902 | 116.1675 | Residential_2032_Economic_GWh_After Competition Groups_Furnace with ECM
Residential | Res ¦ Occupancy Sensors MF | 2032 | Economic | GWh | After Competition Groups | 110.3918 | 29341.4382 | 0.029341 | 9966.2919 | 0.011077 | 19 | Residential_2032_Economic_GWh_After Competition Groups_19 | Occupancy Sensors MF | 1.108% | 0.029341 | 110.3918 | Residential_2032_Economic_GWh_After Competition Groups_Occupancy Sensors MF
Residential | Res ¦ Comprehensive Draft Proofing | 2032 | Technical | GWh | After Competition Groups | 156.7299 | 0 | 0 | 14201.0176 | 0.011037 | 25 | Residential_2032_Technical_GWh_After Competition Groups_25 | Comprehensive Draft Proofing | 1.104% | 0 | 156.7299 | Residential_2032_Technical_GWh_After Competition Groups_Comprehensive Draft Proofing
Residential | Res ¦ Basement Wall Insulation | 2032 | Achievable | GWh | After Competition Groups | 47.5904 | 2129543.9891 | 2.1295 | 4526.7041 | 0.010513 | 23 | Residential_2032_Achievable_GWh_After Competition Groups_23 | Basement Wall Insulation | 1.051% | 2.1295 | 47.5904 | Residential_2032_Achievable_GWh_After Competition Groups_Basement Wall Insulation
Residential | Res ¦ Lighting Motion Sensors, Timers, Dimmers | 2032 | Technical | GWh | After Competition Groups | 148.2626 | 0 | 0 | 14201.0176 | 0.01044 | 26 | Residential_2032_Technical_GWh_After Competition Groups_26 | Lighting Motion Sensors, Timers, Dimmers | 1.044% | 0 | 148.2626 | Residential_2032_Technical_GWh_After Competition Groups_Lighting Motion Sensors, Timers, Dimmers
Residential | Res ¦ LED Parking Lot Fixture | 2032 | Economic | GWh | After Competition Groups | 101.6796 | 1360109.9099 | 1.3601 | 9966.2919 | 0.010202 | 20 | Residential_2032_Economic_GWh_After Competition Groups_20 | LED Parking Lot Fixture | 1.02% | 1.3601 | 101.6796 | Residential_2032_Economic_GWh_After Competition Groups_LED Parking Lot Fixture
Residential | Res ¦ Energy Star Room Air Conditioner | 2032 | Economic | GWh | After Competition Groups | 100.273 | 2377607.5255 | 2.3776 | 9966.2919 | 0.010061 | 21 | Residential_2032_Economic_GWh_After Competition Groups_21 | Energy Star Room Air Conditioner | 1.006% | 2.3776 | 100.273 | Residential_2032_Economic_GWh_After Competition Groups_Energy Star Room Air Conditioner
Residential | Res ¦ LED Exterior Area Lights - LED Fixture (200W) | 2032 | Achievable | GWh | After Competition Groups | 41.437 | 1099786.9873 | 1.0998 | 4526.7041 | 0.0091539 | 24 | Residential_2032_Achievable_GWh_After Competition Groups_24 | LED Exterior Area Lights - LED Fixture (200W) | 0.9154% | 1.0998 | 41.437 | Residential_2032_Achievable_GWh_After Competition Groups_LED Exterior Area Lights - LED Fixture (200W)
Residential | Res ¦ Energy Star Clothes Dryer | 2032 | Economic | GWh | After Competition Groups | 89.7218 | 5975140.2405 | 5.9751 | 9966.2919 | 0.0090025 | 22 | Residential_2032_Economic_GWh_After Competition Groups_22 | Energy Star Clothes Dryer | 0.9003% | 5.9751 | 89.7218 | Residential_2032_Economic_GWh_After Competition Groups_Energy Star Clothes Dryer
Residential | Res ¦ Energy Star Clothes Dryer | 2032 | Achievable | GWh | After Competition Groups | 38.4604 | 5975140.2405 | 5.9751 | 4526.7041 | 0.0084963 | 25 | Residential_2032_Achievable_GWh_After Competition Groups_25 | Energy Star Clothes Dryer | 0.8496% | 5.9751 | 38.4604 | Residential_2032_Achievable_GWh_After Competition Groups_Energy Star Clothes Dryer
Residential | Res ¦ Advanced BAS/Controllers | 2032 | Achievable | GWh | After Competition Groups | 38.2088 | 1179144.3506 | 1.1791 | 4526.7041 | 0.0084407 | 26 | Residential_2032_Achievable_GWh_After Competition Groups_26 | Advanced BAS/Controllers | 0.8441% | 1.1791 | 38.2088 | Residential_2032_Achievable_GWh_After Competition Groups_Advanced BAS/Controllers
Residential | Res ¦ Furnace with ECM | 2032 | Technical | GWh | After Competition Groups | 116.1675 | 12890229.2797 | 12.8902 | 14201.0176 | 0.0081802 | 27 | Residential_2032_Technical_GWh_After Competition Groups_27 | Furnace with ECM | 0.818% | 12.8902 | 116.1675 | Residential_2032_Technical_GWh_After Competition Groups_Furnace with ECM
Residential | Res ¦ Attic Insulation | 2032 | Achievable | GWh | After Competition Groups | 36.7274 | 3723180.2231 | 3.7232 | 4526.7041 | 0.0081135 | 27 | Residential_2032_Achievable_GWh_After Competition Groups_27 | Attic Insulation | 0.8114% | 3.7232 | 36.7274 | Residential_2032_Achievable_GWh_After Competition Groups_Attic Insulation
Residential | Res ¦ Refrigerator Recycling | 2032 | Economic | GWh | After Competition Groups | 80.2201 | 1972545.6364 | 1.9725 | 9966.2919 | 0.0080491 | 23 | Residential_2032_Economic_GWh_After Competition Groups_23 | Refrigerator Recycling | 0.8049% | 1.9725 | 80.2201 | Residential_2032_Economic_GWh_After Competition Groups_Refrigerator Recycling
Residential | Res ¦ Occupancy Sensors MF | 2032 | Technical | GWh | After Competition Groups | 110.3918 | 29341.4382 | 0.029341 | 14201.0176 | 0.0077735 | 28 | Residential_2032_Technical_GWh_After Competition Groups_28 | Occupancy Sensors MF | 0.7774% | 0.029341 | 110.3918 | Residential_2032_Technical_GWh_After Competition Groups_Occupancy Sensors MF
Residential | Res ¦ Radiant Barrier | 2032 | Technical | GWh | After Competition Groups | 106.9791 | 0 | 0 | 14201.0176 | 0.0075332 | 29 | Residential_2032_Technical_GWh_After Competition Groups_29 | Radiant Barrier | 0.7533% | 0 | 106.9791 | Residential_2032_Technical_GWh_After Competition Groups_Radiant Barrier
Residential | Res ¦ Clothes Drying Racks | 2032 | Economic | GWh | After Competition Groups | 73.2448 | 8523612.7687 | 8.5236 | 9966.2919 | 0.0073493 | 24 | Residential_2032_Economic_GWh_After Competition Groups_24 | Clothes Drying Racks | 0.7349% | 8.5236 | 73.2448 | Residential_2032_Economic_GWh_After Competition Groups_Clothes Drying Racks
Residential | Res ¦ Variable Refrigerant Flow Heat Pump | 2032 | Technical | GWh | After Competition Groups | 103.3409 | 0 | 0 | 14201.0176 | 0.007277 | 30 | Residential_2032_Technical_GWh_After Competition Groups_30 | Variable Refrigerant Flow Heat Pump | 0.7277% | 0 | 103.3409 | Residential_2032_Technical_GWh_After Competition Groups_Variable Refrigerant Flow Heat Pump
Residential | Res ¦ Energy Star Room Air Conditioner | 2032 | Achievable | GWh | After Competition Groups | 32.7969 | 2377607.5255 | 2.3776 | 4526.7041 | 0.0072452 | 28 | Residential_2032_Achievable_GWh_After Competition Groups_28 | Energy Star Room Air Conditioner | 0.7245% | 2.3776 | 32.7969 | Residential_2032_Achievable_GWh_After Competition Groups_Energy Star Room Air Conditioner
Residential | Res ¦ LED Parking Lot Fixture | 2032 | Technical | GWh | After Competition Groups | 101.6796 | 1360109.9099 | 1.3601 | 14201.0176 | 0.00716 | 31 | Residential_2032_Technical_GWh_After Competition Groups_31 | LED Parking Lot Fixture | 0.716% | 1.3601 | 101.6796 | Residential_2032_Technical_GWh_After Competition Groups_LED Parking Lot Fixture
Residential | Res ¦ LED Downlight | 2032 | Achievable | GWh | After Competition Groups | 32.1886 | 7898672.3554 | 7.8987 | 4526.7041 | 0.0071108 | 29 | Residential_2032_Achievable_GWh_After Competition Groups_29 | LED Downlight | 0.7111% | 7.8987 | 32.1886 | Residential_2032_Achievable_GWh_After Competition Groups_LED Downlight
Residential | Res ¦ Furnace Whistle | 2032 | Achievable | GWh | After Competition Groups | 32.0212 | 45882.1519 | 0.045882 | 4526.7041 | 0.0070738 | 30 | Residential_2032_Achievable_GWh_After Competition Groups_30 | Furnace Whistle | 0.7074% | 0.045882 | 32.0212 | Residential_2032_Achievable_GWh_After Competition Groups_Furnace Whistle
Residential | Res ¦ Freezer Recycling | 2032 | Economic | GWh | After Competition Groups | 70.3814 | 42549100.51 | 42.5491 | 9966.2919 | 0.0070619 | 25 | Residential_2032_Economic_GWh_After Competition Groups_25 | Freezer Recycling | 0.7062% | 42.5491 | 70.3814 | Residential_2032_Economic_GWh_After Competition Groups_Freezer Recycling
Residential | Res ¦ Duct Insulation | 2032 | Economic | GWh | After Competition Groups | 68.3574 | 1414012.6934 | 1.414 | 9966.2919 | 0.0068589 | 26 | Residential_2032_Economic_GWh_After Competition Groups_26 | Duct Insulation | 0.6859% | 1.414 | 68.3574 | Residential_2032_Economic_GWh_After Competition Groups_Duct Insulation
Residential | Res ¦ Energy Star Windows | 2032 | Economic | GWh | After Competition Groups | 67.5935 | 0 | 0 | 9966.2919 | 0.0067822 | 27 | Residential_2032_Economic_GWh_After Competition Groups_27 | Energy Star Windows | 0.6782% | 0 | 67.5935 | Residential_2032_Economic_GWh_After Competition Groups_Energy Star Windows
Residential | Res ¦ Solar Powered Attic Fan | 2032 | Technical | GWh | After Competition Groups | 88.0116 | 0 | 0 | 14201.0176 | 0.0061976 | 32 | Residential_2032_Technical_GWh_After Competition Groups_32 | Solar Powered Attic Fan | 0.6198% | 0 | 88.0116 | Residential_2032_Technical_GWh_After Competition Groups_Solar Powered Attic Fan
Residential | Res ¦ LED Downlight | 2032 | Technical | GWh | After Competition Groups | 87.2578 | 7898672.3554 | 7.8987 | 14201.0176 | 0.0061445 | 33 | Residential_2032_Technical_GWh_After Competition Groups_33 | LED Downlight | 0.6144% | 7.8987 | 87.2578 | Residential_2032_Technical_GWh_After Competition Groups_LED Downlight
Residential | Res ¦ Ceiling Insulation | 2032 | Technical | GWh | After Competition Groups | 83.5865 | 516121.6005 | 0.51612 | 14201.0176 | 0.005886 | 34 | Residential_2032_Technical_GWh_After Competition Groups_34 | Ceiling Insulation | 0.5886% | 0.51612 | 83.5865 | Residential_2032_Technical_GWh_After Competition Groups_Ceiling Insulation
Residential | Res ¦ Window Film | 2032 | Technical | GWh | After Competition Groups | 83.3355 | 0 | 0 | 14201.0176 | 0.0058683 | 35 | Residential_2032_Technical_GWh_After Competition Groups_35 | Window Film | 0.5868% | 0 | 83.3355 | Residential_2032_Technical_GWh_After Competition Groups_Window Film
Residential | Res ¦ Outside Air Economizer | 2032 | Achievable | GWh | After Competition Groups | 26.5361 | 277520.395 | 0.27752 | 4526.7041 | 0.0058621 | 31 | Residential_2032_Achievable_GWh_After Competition Groups_31 | Outside Air Economizer | 0.5862% | 0.27752 | 26.5361 | Residential_2032_Achievable_GWh_After Competition Groups_Outside Air Economizer
Residential | Res ¦ Refrigerator Recycling | 2032 | Technical | GWh | After Competition Groups | 80.2201 | 1972545.6364 | 1.9725 | 14201.0176 | 0.0056489 | 36 | Residential_2032_Technical_GWh_After Competition Groups_36 | Refrigerator Recycling | 0.5649% | 1.9725 | 80.2201 | Residential_2032_Technical_GWh_After Competition Groups_Refrigerator Recycling
Residential | Res ¦ Floor Insulation | 2032 | Economic | GWh | After Competition Groups | 56.2195 | 1523233.2176 | 1.5232 | 9966.2919 | 0.005641 | 28 | Residential_2032_Economic_GWh_After Competition Groups_28 | Floor Insulation | 0.5641% | 1.5232 | 56.2195 | Residential_2032_Economic_GWh_After Competition Groups_Floor Insulation
Residential | Res ¦ Clothes Drying Racks | 2032 | Technical | GWh | After Competition Groups | 73.2448 | 8523612.7687 | 8.5236 | 14201.0176 | 0.0051577 | 37 | Residential_2032_Technical_GWh_After Competition Groups_37 | Clothes Drying Racks | 0.5158% | 8.5236 | 73.2448 | Residential_2032_Technical_GWh_After Competition Groups_Clothes Drying Racks
Residential | Res ¦ Energy Star Ceiling Fan/Lighting | 2032 | Technical | GWh | After Competition Groups | 71.194 | 0 | 0 | 14201.0176 | 0.0050133 | 38 | Residential_2032_Technical_GWh_After Competition Groups_38 | Energy Star Ceiling Fan/Lighting | 0.5013% | 0 | 71.194 | Residential_2032_Technical_GWh_After Competition Groups_Energy Star Ceiling Fan/Lighting
Residential | Res ¦ Freezer Recycling | 2032 | Technical | GWh | After Competition Groups | 70.3814 | 42549100.51 | 42.5491 | 14201.0176 | 0.0049561 | 39 | Residential_2032_Technical_GWh_After Competition Groups_39 | Freezer Recycling | 0.4956% | 42.5491 | 70.3814 | Residential_2032_Technical_GWh_After Competition Groups_Freezer Recycling
Residential | Res ¦ Duct Insulation | 2032 | Technical | GWh | After Competition Groups | 69.6948 | 1414012.6934 | 1.414 | 14201.0176 | 0.0049077 | 40 | Residential_2032_Technical_GWh_After Competition Groups_40 | Duct Insulation | 0.4908% | 1.414 | 69.6948 | Residential_2032_Technical_GWh_After Competition Groups_Duct Insulation
Residential | Res ¦ LED Exterior Area Lights - LED Fixture (200W) | 2032 | Economic | GWh | After Competition Groups | 47.5421 | 1099786.9873 | 1.0998 | 9966.2919 | 0.0047703 | 29 | Residential_2032_Economic_GWh_After Competition Groups_29 | LED Exterior Area Lights - LED Fixture (200W) | 0.477% | 1.0998 | 47.5421 | Residential_2032_Economic_GWh_After Competition Groups_LED Exterior Area Lights - LED Fixture (200W)
Residential | Res ¦ Advanced BAS/Controllers | 2032 | Economic | GWh | After Competition Groups | 45.5881 | 1179144.3506 | 1.1791 | 9966.2919 | 0.0045742 | 30 | Residential_2032_Economic_GWh_After Competition Groups_30 | Advanced BAS/Controllers | 0.4574% | 1.1791 | 45.5881 | Residential_2032_Economic_GWh_After Competition Groups_Advanced BAS/Controllers
Residential | Res ¦ Energy Star Freezer | 2032 | Technical | GWh | After Competition Groups | 63.3255 | 3808516.51 | 3.8085 | 14201.0176 | 0.0044592 | 41 | Residential_2032_Technical_GWh_After Competition Groups_41 | Energy Star Freezer | 0.4459% | 3.8085 | 63.3255 | Residential_2032_Technical_GWh_After Competition Groups_Energy Star Freezer
Residential | Res ¦ Home Energy Reports | 2032 | Technical | GWh | After Competition Groups | 62.5208 | 149195.8686 | 0.1492 | 14201.0176 | 0.0044026 | 42 | Residential_2032_Technical_GWh_After Competition Groups_42 | Home Energy Reports | 0.4403% | 0.1492 | 62.5208 | Residential_2032_Technical_GWh_After Competition Groups_Home Energy Reports
Residential | Res ¦ Wall Insulation | 2032 | Economic | GWh | After Competition Groups | 42.6705 | 254264.3621 | 0.25426 | 9966.2919 | 0.0042815 | 31 | Residential_2032_Economic_GWh_After Competition Groups_31 | Wall Insulation | 0.4281% | 0.25426 | 42.6705 | Residential_2032_Economic_GWh_After Competition Groups_Wall Insulation
Residential | Res ¦ INTEGRAL LED TROFFERS | 2032 | Technical | GWh | After Competition Groups | 60.4789 | 0 | 0 | 14201.0176 | 0.0042588 | 43 | Residential_2032_Technical_GWh_After Competition Groups_43 | INTEGRAL LED TROFFERS | 0.4259% | 0 | 60.4789 | Residential_2032_Technical_GWh_After Competition Groups_INTEGRAL LED TROFFERS
Residential | Res ¦ Energy Star Windows | 2032 | Achievable | GWh | After Competition Groups | 18.8478 | 0 | 0 | 4526.7041 | 0.0041637 | 32 | Residential_2032_Achievable_GWh_After Competition Groups_32 | Energy Star Windows | 0.4164% | 0 | 18.8478 | Residential_2032_Achievable_GWh_After Competition Groups_Energy Star Windows
Residential | Res ¦ LED Tube Re-Lamp | 2032 | Achievable | GWh | After Competition Groups | 18.1798 | 793690.656 | 0.79369 | 4526.7041 | 0.0040161 | 33 | Residential_2032_Achievable_GWh_After Competition Groups_33 | LED Tube Re-Lamp | 0.4016% | 0.79369 | 18.1798 | Residential_2032_Achievable_GWh_After Competition Groups_LED Tube Re-Lamp
Residential | Res ¦ Floor Insulation | 2032 | Technical | GWh | After Competition Groups | 56.2195 | 1523233.2176 | 1.5232 | 14201.0176 | 0.0039588 | 44 | Residential_2032_Technical_GWh_After Competition Groups_44 | Floor Insulation | 0.3959% | 1.5232 | 56.2195 | Residential_2032_Technical_GWh_After Competition Groups_Floor Insulation
Residential | Res ¦ Minimize Hot and Warm Clothes Wash | 2032 | Economic | GWh | After Competition Groups | 39.0081 | 0 | 0 | 9966.2919 | 0.003914 | 32 | Residential_2032_Economic_GWh_After Competition Groups_32 | Minimize Hot and Warm Clothes Wash | 0.3914% | 0 | 39.0081 | Residential_2032_Economic_GWh_After Competition Groups_Minimize Hot and Warm Clothes Wash
Residential | Res ¦ Energy Star Freezer | 2032 | Achievable | GWh | After Competition Groups | 17.3788 | 3808516.51 | 3.8085 | 4526.7041 | 0.0038392 | 34 | Residential_2032_Achievable_GWh_After Competition Groups_34 | Energy Star Freezer | 0.3839% | 3.8085 | 17.3788 | Residential_2032_Achievable_GWh_After Competition Groups_Energy Star Freezer
Residential | Res ¦ Furnace Whistle | 2032 | Economic | GWh | After Competition Groups | 38.202 | 45882.1519 | 0.045882 | 9966.2919 | 0.0038331 | 33 | Residential_2032_Economic_GWh_After Competition Groups_33 | Furnace Whistle | 0.3833% | 0.045882 | 38.202 | Residential_2032_Economic_GWh_After Competition Groups_Furnace Whistle
Residential | Res ¦ ENERGY STAR LED LAMPS (REFLECTOR LAMPs/MR16/PAR 16) | 2032 | Achievable | GWh | After Competition Groups | 16.8523 | 152522.9224 | 0.15252 | 4526.7041 | 0.0037229 | 35 | Residential_2032_Achievable_GWh_After Competition Groups_35 | ENERGY STAR LED LAMPS (REFLECTOR LAMPs/MR16/PAR 16) | 0.3723% | 0.15252 | 16.8523 | Residential_2032_Achievable_GWh_After Competition Groups_ENERGY STAR LED LAMPS (REFLECTOR LAMPs/MR16/PAR 16)
Residential | Res ¦ Minimize Hot and Warm Clothes Wash | 2032 | Achievable | GWh | After Competition Groups | 16.6325 | 0 | 0 | 4526.7041 | 0.0036743 | 36 | Residential_2032_Achievable_GWh_After Competition Groups_36 | Minimize Hot and Warm Clothes Wash | 0.3674% | 0 | 16.6325 | Residential_2032_Achievable_GWh_After Competition Groups_Minimize Hot and Warm Clothes Wash
Residential | Res ¦ Early Hot Water Heater Replacement | 2032 | Economic | GWh | After Competition Groups | 34.6882 | 4087837.108 | 4.0878 | 9966.2919 | 0.0034806 | 34 | Residential_2032_Economic_GWh_After Competition Groups_34 | Early Hot Water Heater Replacement | 0.3481% | 4.0878 | 34.6882 | Residential_2032_Economic_GWh_After Competition Groups_Early Hot Water Heater Replacement
Residential | Res ¦ Dehumidifier Recycling | 2032 | Technical | GWh | After Competition Groups | 48.3388 | 0 | 0 | 14201.0176 | 0.0034039 | 45 | Residential_2032_Technical_GWh_After Competition Groups_45 | Dehumidifier Recycling | 0.3404% | 0 | 48.3388 | Residential_2032_Technical_GWh_After Competition Groups_Dehumidifier Recycling
Residential | Res ¦ Heat Pump Water Heater | 2032 | Technical | GWh | After Competition Groups | 47.5727 | 72678.8674 | 0.072679 | 14201.0176 | 0.0033499 | 46 | Residential_2032_Technical_GWh_After Competition Groups_46 | Heat Pump Water Heater | 0.335% | 0.072679 | 47.5727 | Residential_2032_Technical_GWh_After Competition Groups_Heat Pump Water Heater
Residential | Res ¦ LED Exterior Area Lights - LED Fixture (200W) | 2032 | Technical | GWh | After Competition Groups | 47.5421 | 1099786.9873 | 1.0998 | 14201.0176 | 0.0033478 | 47 | Residential_2032_Technical_GWh_After Competition Groups_47 | LED Exterior Area Lights - LED Fixture (200W) | 0.3348% | 1.0998 | 47.5421 | Residential_2032_Technical_GWh_After Competition Groups_LED Exterior Area Lights - LED Fixture (200W)
Residential | Res ¦ Advanced BAS/Controllers | 2032 | Technical | GWh | After Competition Groups | 45.5881 | 1179144.3506 | 1.1791 | 14201.0176 | 0.0032102 | 48 | Residential_2032_Technical_GWh_After Competition Groups_48 | Advanced BAS/Controllers | 0.321% | 1.1791 | 45.5881 | Residential_2032_Technical_GWh_After Competition Groups_Advanced BAS/Controllers
Residential | Res ¦ Basement or Crawlspace Insulation | 2032 | Economic | GWh | After Competition Groups | 31.5773 | 0 | 0 | 9966.2919 | 0.0031684 | 35 | Residential_2032_Economic_GWh_After Competition Groups_35 | Basement or Crawlspace Insulation | 0.3168% | 0 | 31.5773 | Residential_2032_Economic_GWh_After Competition Groups_Basement or Crawlspace Insulation
Residential | Res ¦ CO Sensors for parking garage exhaust fans | 2032 | Achievable | GWh | After Competition Groups | 13.8733 | 552366.377 | 0.55237 | 4526.7041 | 0.0030648 | 37 | Residential_2032_Achievable_GWh_After Competition Groups_37 | CO Sensors for parking garage exhaust fans | 0.3065% | 0.55237 | 13.8733 | Residential_2032_Achievable_GWh_After Competition Groups_CO Sensors for parking garage exhaust fans
Residential | Res ¦ Outside Air Economizer | 2032 | Economic | GWh | After Competition Groups | 30.4082 | 277520.395 | 0.27752 | 9966.2919 | 0.0030511 | 36 | Residential_2032_Economic_GWh_After Competition Groups_36 | Outside Air Economizer | 0.3051% | 0.27752 | 30.4082 | Residential_2032_Economic_GWh_After Competition Groups_Outside Air Economizer
Residential | Res ¦ Variable Frequency Drive (VFD) | 2032 | Achievable | GWh | After Competition Groups | 13.8067 | 283150.9828 | 0.28315 | 4526.7041 | 0.0030501 | 38 | Residential_2032_Achievable_GWh_After Competition Groups_38 | Variable Frequency Drive (VFD) | 0.305% | 0.28315 | 13.8067 | Residential_2032_Achievable_GWh_After Competition Groups_Variable Frequency Drive (VFD)
Residential | Res ¦ Heat Recovery Ventilator | 2032 | Economic | GWh | After Competition Groups | 30.2405 | 3722313.9524 | 3.7223 | 9966.2919 | 0.0030343 | 37 | Residential_2032_Economic_GWh_After Competition Groups_37 | Heat Recovery Ventilator | 0.3034% | 3.7223 | 30.2405 | Residential_2032_Economic_GWh_After Competition Groups_Heat Recovery Ventilator
Residential | Res ¦ Central Lighting Control System | 2032 | Technical | GWh | After Competition Groups | 40.1211 | 0 | 0 | 14201.0176 | 0.0028252 | 49 | Residential_2032_Technical_GWh_After Competition Groups_49 | Central Lighting Control System | 0.2825% | 0 | 40.1211 | Residential_2032_Technical_GWh_After Competition Groups_Central Lighting Control System
Residential | Res ¦ Minimize Hot and Warm Clothes Wash | 2032 | Technical | GWh | After Competition Groups | 39.0081 | 0 | 0 | 14201.0176 | 0.0027468 | 50 | Residential_2032_Technical_GWh_After Competition Groups_50 | Minimize Hot and Warm Clothes Wash | 0.2747% | 0 | 39.0081 | Residential_2032_Technical_GWh_After Competition Groups_Minimize Hot and Warm Clothes Wash
Residential | Res ¦ Furnace Whistle | 2032 | Technical | GWh | After Competition Groups | 38.202 | 45882.1519 | 0.045882 | 14201.0176 | 0.0026901 | 51 | Residential_2032_Technical_GWh_After Competition Groups_51 | Furnace Whistle | 0.269% | 0.045882 | 38.202 | Residential_2032_Technical_GWh_After Competition Groups_Furnace Whistle
Residential | Res ¦ Duct Insulation MF | 2032 | Economic | GWh | After Competition Groups | 26.3347 | 1009278.5479 | 1.0093 | 9966.2919 | 0.0026424 | 38 | Residential_2032_Economic_GWh_After Competition Groups_38 | Duct Insulation MF | 0.2642% | 1.0093 | 26.3347 | Residential_2032_Economic_GWh_After Competition Groups_Duct Insulation MF
Residential | Res ¦ High Efficiency Chiller (avg of water and air cooled) | 2032 | Achievable | GWh | After Competition Groups | 11.4966 | 200463.4012 | 0.20046 | 4526.7041 | 0.0025397 | 39 | Residential_2032_Achievable_GWh_After Competition Groups_39 | High Efficiency Chiller (avg of water and air cooled) | 0.254% | 0.20046 | 11.4966 | Residential_2032_Achievable_GWh_After Competition Groups_High Efficiency Chiller (avg of water and air cooled)
Residential | Res ¦ Duct Insulation | 2032 | Achievable | GWh | After Competition Groups | 11.4341 | 1414012.6934 | 1.414 | 4526.7041 | 0.0025259 | 40 | Residential_2032_Achievable_GWh_After Competition Groups_40 | Duct Insulation | 0.2526% | 1.414 | 11.4341 | Residential_2032_Achievable_GWh_After Competition Groups_Duct Insulation
Residential | Res ¦ Early Hot Water Heater Replacement | 2032 | Technical | GWh | After Competition Groups | 34.6882 | 4087837.108 | 4.0878 | 14201.0176 | 0.0024427 | 52 | Residential_2032_Technical_GWh_After Competition Groups_52 | Early Hot Water Heater Replacement | 0.2443% | 4.0878 | 34.6882 | Residential_2032_Technical_GWh_After Competition Groups_Early Hot Water Heater Replacement
Residential | Res ¦ Tankless Water Heater | 2032 | Economic | GWh | After Competition Groups | 23.3033 | 1204597.4311 | 1.2046 | 9966.2919 | 0.0023382 | 39 | Residential_2032_Economic_GWh_After Competition Groups_39 | Tankless Water Heater | 0.2338% | 1.2046 | 23.3033 | Residential_2032_Economic_GWh_After Competition Groups_Tankless Water Heater
Residential | Res ¦ Drain Water Heat Recovery | 2032 | Economic | GWh | After Competition Groups | 23.2848 | 2826897.3104 | 2.8269 | 9966.2919 | 0.0023364 | 40 | Residential_2032_Economic_GWh_After Competition Groups_40 | Drain Water Heat Recovery | 0.2336% | 2.8269 | 23.2848 | Residential_2032_Economic_GWh_After Competition Groups_Drain Water Heat Recovery
Residential | Res ¦ Water Heater Temperature Setback | 2032 | Achievable | GWh | After Competition Groups | 10.203 | 46435.6547 | 0.046436 | 4526.7041 | 0.002254 | 41 | Residential_2032_Achievable_GWh_After Competition Groups_41 | Water Heater Temperature Setback | 0.2254% | 0.046436 | 10.203 | Residential_2032_Achievable_GWh_After Competition Groups_Water Heater Temperature Setback
Residential | Res ¦ LED Tube Re-Lamp | 2032 | Technical | GWh | After Competition Groups | 31.9786 | 793690.656 | 0.79369 | 14201.0176 | 0.0022519 | 53 | Residential_2032_Technical_GWh_After Competition Groups_53 | LED Tube Re-Lamp | 0.2252% | 0.79369 | 31.9786 | Residential_2032_Technical_GWh_After Competition Groups_LED Tube Re-Lamp
Residential | Res ¦ Duct Insulation MF | 2032 | Technical | GWh | After Competition Groups | 31.4039 | 1009278.5479 | 1.0093 | 14201.0176 | 0.0022114 | 54 | Residential_2032_Technical_GWh_After Competition Groups_54 | Duct Insulation MF | 0.2211% | 1.0093 | 31.4039 | Residential_2032_Technical_GWh_After Competition Groups_Duct Insulation MF
Residential | Res ¦ Heat Recovery Ventilator | 2032 | Technical | GWh | After Competition Groups | 31.2496 | 3722313.9524 | 3.7223 | 14201.0176 | 0.0022005 | 55 | Residential_2032_Technical_GWh_After Competition Groups_55 | Heat Recovery Ventilator | 0.2201% | 3.7223 | 31.2496 | Residential_2032_Technical_GWh_After Competition Groups_Heat Recovery Ventilator
Residential | Res ¦ Demand Control Ventilation | 2032 | Achievable | GWh | After Competition Groups | 9.903 | 19873.3949 | 0.019873 | 4526.7041 | 0.0021877 | 42 | Residential_2032_Achievable_GWh_After Competition Groups_42 | Demand Control Ventilation | 0.2188% | 0.019873 | 9.903 | Residential_2032_Achievable_GWh_After Competition Groups_Demand Control Ventilation
Residential | Res ¦ Outside Air Economizer | 2032 | Technical | GWh | After Competition Groups | 30.4082 | 277520.395 | 0.27752 | 14201.0176 | 0.0021413 | 56 | Residential_2032_Technical_GWh_After Competition Groups_56 | Outside Air Economizer | 0.2141% | 0.27752 | 30.4082 | Residential_2032_Technical_GWh_After Competition Groups_Outside Air Economizer
Residential | Res ¦ Floor Insulation | 2032 | Achievable | GWh | After Competition Groups | 9.6392 | 1523233.2176 | 1.5232 | 4526.7041 | 0.0021294 | 43 | Residential_2032_Achievable_GWh_After Competition Groups_43 | Floor Insulation | 0.2129% | 1.5232 | 9.6392 | Residential_2032_Achievable_GWh_After Competition Groups_Floor Insulation
Residential | Res ¦ Demand Control Ventilation | 2032 | Economic | GWh | After Competition Groups | 20.9657 | 19873.3949 | 0.019873 | 9966.2919 | 0.0021037 | 41 | Residential_2032_Economic_GWh_After Competition Groups_41 | Demand Control Ventilation | 0.2104% | 0.019873 | 20.9657 | Residential_2032_Economic_GWh_After Competition Groups_Demand Control Ventilation
Residential | Res ¦ Central Air Conditioner Maintenance | 2032 | Technical | GWh | After Competition Groups | 28.5574 | 0 | 0 | 14201.0176 | 0.0020109 | 57 | Residential_2032_Technical_GWh_After Competition Groups_57 | Central Air Conditioner Maintenance | 0.2011% | 0 | 28.5574 | Residential_2032_Technical_GWh_After Competition Groups_Central Air Conditioner Maintenance
Residential | Res ¦ Energy Star Dehumidifier | 2032 | Technical | GWh | After Competition Groups | 28.4178 | 0 | 0 | 14201.0176 | 0.0020011 | 58 | Residential_2032_Technical_GWh_After Competition Groups_58 | Energy Star Dehumidifier | 0.2001% | 0 | 28.4178 | Residential_2032_Technical_GWh_After Competition Groups_Energy Star Dehumidifier
Residential | Res ¦ LED Tube Re-Lamp | 2032 | Economic | GWh | After Competition Groups | 19.2395 | 793690.656 | 0.79369 | 9966.2919 | 0.0019305 | 42 | Residential_2032_Economic_GWh_After Competition Groups_42 | LED Tube Re-Lamp | 0.193% | 0.79369 | 19.2395 | Residential_2032_Economic_GWh_After Competition Groups_LED Tube Re-Lamp
Residential | Res ¦ CO Sensors for parking garage exhaust fans | 2032 | Economic | GWh | After Competition Groups | 19.1852 | 552366.377 | 0.55237 | 9966.2919 | 0.001925 | 43 | Residential_2032_Economic_GWh_After Competition Groups_43 | CO Sensors for parking garage exhaust fans | 0.1925% | 0.55237 | 19.1852 | Residential_2032_Economic_GWh_After Competition Groups_CO Sensors for parking garage exhaust fans
Residential | Res ¦ ENERGY STAR LED LAMPS (REFLECTOR LAMPs/MR16/PAR 16) | 2032 | Economic | GWh | After Competition Groups | 18.7893 | 152522.9224 | 0.15252 | 9966.2919 | 0.0018853 | 44 | Residential_2032_Economic_GWh_After Competition Groups_44 | ENERGY STAR LED LAMPS (REFLECTOR LAMPs/MR16/PAR 16) | 0.1885% | 0.15252 | 18.7893 | Residential_2032_Economic_GWh_After Competition Groups_ENERGY STAR LED LAMPS (REFLECTOR LAMPs/MR16/PAR 16)
Residential | Res ¦ Furnace with ECM | 2032 | Achievable | GWh | After Competition Groups | 8.2285 | 12890229.2797 | 12.8902 | 4526.7041 | 0.0018178 | 44 | Residential_2032_Achievable_GWh_After Competition Groups_44 | Furnace with ECM | 0.1818% | 12.8902 | 8.2285 | Residential_2032_Achievable_GWh_After Competition Groups_Furnace with ECM
Residential | Res ¦ Home Energy Reports | 2032 | Economic | GWh | After Competition Groups | 17.881 | 149195.8686 | 0.1492 | 9966.2919 | 0.0017942 | 45 | Residential_2032_Economic_GWh_After Competition Groups_45 | Home Energy Reports | 0.1794% | 0.1492 | 17.881 | Residential_2032_Economic_GWh_After Competition Groups_Home Energy Reports
Residential | Res ¦ Tankless Water Heater | 2032 | Achievable | GWh | After Competition Groups | 8.0863 | 1204597.4311 | 1.2046 | 4526.7041 | 0.0017864 | 45 | Residential_2032_Achievable_GWh_After Competition Groups_45 | Tankless Water Heater | 0.1786% | 1.2046 | 8.0863 | Residential_2032_Achievable_GWh_After Competition Groups_Tankless Water Heater
Residential | Res ¦ Home Energy Reports | 2032 | Achievable | GWh | After Competition Groups | 8.0303 | 149195.8686 | 0.1492 | 4526.7041 | 0.001774 | 46 | Residential_2032_Achievable_GWh_After Competition Groups_46 | Home Energy Reports | 0.1774% | 0.1492 | 8.0303 | Residential_2032_Achievable_GWh_After Competition Groups_Home Energy Reports
Residential | Res ¦ Variable Frequency Drive (VFD) | 2032 | Economic | GWh | After Competition Groups | 16.4724 | 283150.9828 | 0.28315 | 9966.2919 | 0.0016528 | 46 | Residential_2032_Economic_GWh_After Competition Groups_46 | Variable Frequency Drive (VFD) | 0.1653% | 0.28315 | 16.4724 | Residential_2032_Economic_GWh_After Competition Groups_Variable Frequency Drive (VFD)
Residential | Res ¦ Drain Water Heat Recovery | 2032 | Technical | GWh | After Competition Groups | 23.2848 | 2826897.3104 | 2.8269 | 14201.0176 | 0.0016397 | 59 | Residential_2032_Technical_GWh_After Competition Groups_59 | Drain Water Heat Recovery | 0.164% | 2.8269 | 23.2848 | Residential_2032_Technical_GWh_After Competition Groups_Drain Water Heat Recovery
Residential | Res ¦ Condensing Make Up Air Unit | 2032 | Achievable | GWh | After Competition Groups | 7.1015 | 1242421.3384 | 1.2424 | 4526.7041 | 0.0015688 | 47 | Residential_2032_Achievable_GWh_After Competition Groups_47 | Condensing Make Up Air Unit | 0.1569% | 1.2424 | 7.1015 | Residential_2032_Achievable_GWh_After Competition Groups_Condensing Make Up Air Unit
Residential | Res ¦ Wall Insulation | 2032 | Achievable | GWh | After Competition Groups | 7.0326 | 254264.3621 | 0.25426 | 4526.7041 | 0.0015536 | 48 | Residential_2032_Achievable_GWh_After Competition Groups_48 | Wall Insulation | 0.1554% | 0.25426 | 7.0326 | Residential_2032_Achievable_GWh_After Competition Groups_Wall Insulation
Residential | Res ¦ Demand Control Ventilation | 2032 | Technical | GWh | After Competition Groups | 20.9657 | 19873.3949 | 0.019873 | 14201.0176 | 0.0014764 | 60 | Residential_2032_Technical_GWh_After Competition Groups_60 | Demand Control Ventilation | 0.1476% | 0.019873 | 20.9657 | Residential_2032_Technical_GWh_After Competition Groups_Demand Control Ventilation
Residential | Res ¦ Energy Star Freezer | 2032 | Economic | GWh | After Competition Groups | 14.706 | 3808516.51 | 3.8085 | 9966.2919 | 0.0014756 | 47 | Residential_2032_Economic_GWh_After Competition Groups_47 | Energy Star Freezer | 0.1476% | 3.8085 | 14.706 | Residential_2032_Economic_GWh_After Competition Groups_Energy Star Freezer
Residential | Res ¦ Energy Star Dishwasher | 2032 | Technical | GWh | After Competition Groups | 20.6928 | 0 | 0 | 14201.0176 | 0.0014571 | 61 | Residential_2032_Technical_GWh_After Competition Groups_61 | Energy Star Dishwasher | 0.1457% | 0 | 20.6928 | Residential_2032_Technical_GWh_After Competition Groups_Energy Star Dishwasher
Residential | Res ¦ Ceiling Insulation | 2032 | Economic | GWh | After Competition Groups | 14.3594 | 516121.6005 | 0.51612 | 9966.2919 | 0.0014408 | 48 | Residential_2032_Economic_GWh_After Competition Groups_48 | Ceiling Insulation | 0.1441% | 0.51612 | 14.3594 | Residential_2032_Economic_GWh_After Competition Groups_Ceiling Insulation
Residential | Res ¦ Condensing Make Up Air Unit | 2032 | Economic | GWh | After Competition Groups | 13.5167 | 1242421.3384 | 1.2424 | 9966.2919 | 0.0013562 | 49 | Residential_2032_Economic_GWh_After Competition Groups_49 | Condensing Make Up Air Unit | 0.1356% | 1.2424 | 13.5167 | Residential_2032_Economic_GWh_After Competition Groups_Condensing Make Up Air Unit
Residential | Res ¦ CO Sensors for parking garage exhaust fans | 2032 | Technical | GWh | After Competition Groups | 19.1852 | 552366.377 | 0.55237 | 14201.0176 | 0.001351 | 62 | Residential_2032_Technical_GWh_After Competition Groups_62 | CO Sensors for parking garage exhaust fans | 0.1351% | 0.55237 | 19.1852 | Residential_2032_Technical_GWh_After Competition Groups_CO Sensors for parking garage exhaust fans
Residential | Res ¦ ENERGY STAR LED LAMPS (REFLECTOR LAMPs/MR16/PAR 16) | 2032 | Technical | GWh | After Competition Groups | 18.7893 | 152522.9224 | 0.15252 | 14201.0176 | 0.0013231 | 63 | Residential_2032_Technical_GWh_After Competition Groups_63 | ENERGY STAR LED LAMPS (REFLECTOR LAMPs/MR16/PAR 16) | 0.1323% | 0.15252 | 18.7893 | Residential_2032_Technical_GWh_After Competition Groups_ENERGY STAR LED LAMPS (REFLECTOR LAMPs/MR16/PAR 16)
Residential | Res ¦ High Efficiency Chiller (avg of water and air cooled) | 2032 | Economic | GWh | After Competition Groups | 12.9157 | 200463.4012 | 0.20046 | 9966.2919 | 0.0012959 | 50 | Residential_2032_Economic_GWh_After Competition Groups_50 | High Efficiency Chiller (avg of water and air cooled) | 0.1296% | 0.20046 | 12.9157 | Residential_2032_Economic_GWh_After Competition Groups_High Efficiency Chiller (avg of water and air cooled)
Residential | Res ¦ Water Heater Temperature Setback | 2032 | Economic | GWh | After Competition Groups | 12.1725 | 46435.6547 | 0.046436 | 9966.2919 | 0.0012214 | 51 | Residential_2032_Economic_GWh_After Competition Groups_51 | Water Heater Temperature Setback | 0.1221% | 0.046436 | 12.1725 | Residential_2032_Economic_GWh_After Competition Groups_Water Heater Temperature Setback
Residential | Res ¦ Variable Frequency Drive (VFD) | 2032 | Technical | GWh | After Competition Groups | 16.4724 | 283150.9828 | 0.28315 | 14201.0176 | 0.0011599 | 64 | Residential_2032_Technical_GWh_After Competition Groups_64 | Variable Frequency Drive (VFD) | 0.116% | 0.28315 | 16.4724 | Residential_2032_Technical_GWh_After Competition Groups_Variable Frequency Drive (VFD)
Residential | Res ¦ Duct Insulation MF | 2032 | Achievable | GWh | After Competition Groups | 4.3173 | 1009278.5479 | 1.0093 | 4526.7041 | 0.00095374 | 49 | Residential_2032_Achievable_GWh_After Competition Groups_49 | Duct Insulation MF | 0.09537% | 1.0093 | 4.3173 | Residential_2032_Achievable_GWh_After Competition Groups_Duct Insulation MF
Residential | Res ¦ Condensing Make Up Air Unit | 2032 | Technical | GWh | After Competition Groups | 13.5167 | 1242421.3384 | 1.2424 | 14201.0176 | 0.00095181 | 65 | Residential_2032_Technical_GWh_After Competition Groups_65 | Condensing Make Up Air Unit | 0.09518% | 1.2424 | 13.5167 | Residential_2032_Technical_GWh_After Competition Groups_Condensing Make Up Air Unit
Residential | Res ¦ VFD on Pumps | 2032 | Achievable | GWh | After Competition Groups | 4.2457 | 106065.6168 | 0.10607 | 4526.7041 | 0.00093792 | 50 | Residential_2032_Achievable_GWh_After Competition Groups_50 | VFD on Pumps | 0.09379% | 0.10607 | 4.2457 | Residential_2032_Achievable_GWh_After Competition Groups_VFD on Pumps
Residential | Res ¦ High Efficiency Chiller (avg of water and air cooled) | 2032 | Technical | GWh | After Competition Groups | 12.9157 | 200463.4012 | 0.20046 | 14201.0176 | 0.00090949 | 66 | Residential_2032_Technical_GWh_After Competition Groups_66 | High Efficiency Chiller (avg of water and air cooled) | 0.09095% | 0.20046 | 12.9157 | Residential_2032_Technical_GWh_After Competition Groups_High Efficiency Chiller (avg of water and air cooled)
Residential | Res ¦ Water Heater Temperature Setback | 2032 | Technical | GWh | After Competition Groups | 12.1725 | 46435.6547 | 0.046436 | 14201.0176 | 0.00085716 | 67 | Residential_2032_Technical_GWh_After Competition Groups_67 | Water Heater Temperature Setback | 0.08572% | 0.046436 | 12.1725 | Residential_2032_Technical_GWh_After Competition Groups_Water Heater Temperature Setback
Residential | Res ¦ Heat Recovery Ventilator | 2032 | Achievable | GWh | After Competition Groups | 3.7372 | 3722313.9524 | 3.7223 | 4526.7041 | 0.0008256 | 51 | Residential_2032_Achievable_GWh_After Competition Groups_51 | Heat Recovery Ventilator | 0.08256% | 3.7223 | 3.7372 | Residential_2032_Achievable_GWh_After Competition Groups_Heat Recovery Ventilator
Residential | Res ¦ DHW Recirculation Systems | 2032 | Technical | GWh | After Competition Groups | 10.9662 | 0 | 0 | 14201.0176 | 0.00077221 | 68 | Residential_2032_Technical_GWh_After Competition Groups_68 | DHW Recirculation Systems | 0.07722% | 0 | 10.9662 | Residential_2032_Technical_GWh_After Competition Groups_DHW Recirculation Systems
Residential | Res ¦ Air Source Heat Pump Maintenance | 2032 | Technical | GWh | After Competition Groups | 9.8961 | 0 | 0 | 14201.0176 | 0.00069686 | 69 | Residential_2032_Technical_GWh_After Competition Groups_69 | Air Source Heat Pump Maintenance | 0.06969% | 0 | 9.8961 | Residential_2032_Technical_GWh_After Competition Groups_Air Source Heat Pump Maintenance
Residential | Res ¦ Drain Water Heat Recovery | 2032 | Achievable | GWh | After Competition Groups | 2.9657 | 2826897.3104 | 2.8269 | 4526.7041 | 0.00065515 | 52 | Residential_2032_Achievable_GWh_After Competition Groups_52 | Drain Water Heat Recovery | 0.06551% | 2.8269 | 2.9657 | Residential_2032_Achievable_GWh_After Competition Groups_Drain Water Heat Recovery
Residential | Res ¦ Early Hot Water Heater Replacement | 2032 | Achievable | GWh | After Competition Groups | 2.9514 | 4087837.108 | 4.0878 | 4526.7041 | 0.00065199 | 53 | Residential_2032_Achievable_GWh_After Competition Groups_53 | Early Hot Water Heater Replacement | 0.0652% | 4.0878 | 2.9514 | Residential_2032_Achievable_GWh_After Competition Groups_Early Hot Water Heater Replacement
Residential | Res ¦ Basement or Crawlspace Insulation | 2032 | Achievable | GWh | After Competition Groups | 2.9455 | 0 | 0 | 4526.7041 | 0.00065069 | 54 | Residential_2032_Achievable_GWh_After Competition Groups_54 | Basement or Crawlspace Insulation | 0.06507% | 0 | 2.9455 | Residential_2032_Achievable_GWh_After Competition Groups_Basement or Crawlspace Insulation
Residential | Res ¦ ENERGY STAR LED Lamps (General Service Lamps) | 2032 | Achievable | GWh | After Competition Groups | 2.9069 | 32143.0923 | 0.032143 | 4526.7041 | 0.00064216 | 55 | Residential_2032_Achievable_GWh_After Competition Groups_55 | ENERGY STAR LED Lamps (General Service Lamps) | 0.06422% | 0.032143 | 2.9069 | Residential_2032_Achievable_GWh_After Competition Groups_ENERGY STAR LED Lamps (General Service Lamps)
Residential | Res ¦ VFD on Pumps | 2032 | Economic | GWh | After Competition Groups | 5.0654 | 106065.6168 | 0.10607 | 9966.2919 | 0.00050826 | 52 | Residential_2032_Economic_GWh_After Competition Groups_52 | VFD on Pumps | 0.05083% | 0.10607 | 5.0654 | Residential_2032_Economic_GWh_After Competition Groups_VFD on Pumps
Residential | Res ¦ ECM MOTORS FOR HVAC APPLICATION (FAN-POWERED VAV BOX) | 2032 | Achievable | GWh | After Competition Groups | 2.1898 | 60947.4023 | 0.060947 | 4526.7041 | 0.00048376 | 56 | Residential_2032_Achievable_GWh_After Competition Groups_56 | ECM MOTORS FOR HVAC APPLICATION (FAN-POWERED VAV BOX) | 0.04838% | 0.060947 | 2.1898 | Residential_2032_Achievable_GWh_After Competition Groups_ECM MOTORS FOR HVAC APPLICATION (FAN-POWERED VAV BOX)
Residential | Res ¦ LED Downlight | 2032 | Economic | GWh | After Competition Groups | 3.9131 | 7898672.3554 | 7.8987 | 9966.2919 | 0.00039263 | 53 | Residential_2032_Economic_GWh_After Competition Groups_53 | LED Downlight | 0.03926% | 7.8987 | 3.9131 | Residential_2032_Economic_GWh_After Competition Groups_LED Downlight
Residential | Res ¦ VFD on Pumps | 2032 | Technical | GWh | After Competition Groups | 5.0654 | 106065.6168 | 0.10607 | 14201.0176 | 0.0003567 | 70 | Residential_2032_Technical_GWh_After Competition Groups_70 | VFD on Pumps | 0.03567% | 0.10607 | 5.0654 | Residential_2032_Technical_GWh_After Competition Groups_VFD on Pumps
Residential | Res ¦ ENERGY STAR LED Lamps (General Service Lamps) | 2032 | Economic | GWh | After Competition Groups | 3.3065 | 32143.0923 | 0.032143 | 9966.2919 | 0.00033176 | 54 | Residential_2032_Economic_GWh_After Competition Groups_54 | ENERGY STAR LED Lamps (General Service Lamps) | 0.03318% | 0.032143 | 3.3065 | Residential_2032_Economic_GWh_After Competition Groups_ENERGY STAR LED Lamps (General Service Lamps)
Residential | Res ¦ ECM MOTORS FOR HVAC APPLICATION (FAN-POWERED VAV BOX) | 2032 | Economic | GWh | After Competition Groups | 3.1042 | 60947.4023 | 0.060947 | 9966.2919 | 0.00031147 | 55 | Residential_2032_Economic_GWh_After Competition Groups_55 | ECM MOTORS FOR HVAC APPLICATION (FAN-POWERED VAV BOX) | 0.03115% | 0.060947 | 3.1042 | Residential_2032_Economic_GWh_After Competition Groups_ECM MOTORS FOR HVAC APPLICATION (FAN-POWERED VAV BOX)
Residential | Res ¦ Beverage Vending Machine Controls | 2032 | Achievable | GWh | After Competition Groups | 1.3921 | 27814.7293 | 0.027815 | 4526.7041 | 0.00030753 | 57 | Residential_2032_Achievable_GWh_After Competition Groups_57 | Beverage Vending Machine Controls | 0.03075% | 0.027815 | 1.3921 | Residential_2032_Achievable_GWh_After Competition Groups_Beverage Vending Machine Controls
Residential | Res ¦ ENERGY STAR LED Lamps (General Service Lamps) | 2032 | Technical | GWh | After Competition Groups | 3.3065 | 32143.0923 | 0.032143 | 14201.0176 | 0.00023283 | 71 | Residential_2032_Technical_GWh_After Competition Groups_71 | ENERGY STAR LED Lamps (General Service Lamps) | 0.02328% | 0.032143 | 3.3065 | Residential_2032_Technical_GWh_After Competition Groups_ENERGY STAR LED Lamps (General Service Lamps)
Residential | Res ¦ Beverage Vending Machine Controls | 2032 | Economic | GWh | After Competition Groups | 2.2065 | 27814.7293 | 0.027815 | 9966.2919 | 0.0002214 | 56 | Residential_2032_Economic_GWh_After Competition Groups_56 | Beverage Vending Machine Controls | 0.02214% | 0.027815 | 2.2065 | Residential_2032_Economic_GWh_After Competition Groups_Beverage Vending Machine Controls
Residential | Res ¦ ECM MOTORS FOR HVAC APPLICATION (FAN-POWERED VAV BOX) | 2032 | Technical | GWh | After Competition Groups | 3.1042 | 60947.4023 | 0.060947 | 14201.0176 | 0.00021859 | 72 | Residential_2032_Technical_GWh_After Competition Groups_72 | ECM MOTORS FOR HVAC APPLICATION (FAN-POWERED VAV BOX) | 0.02186% | 0.060947 | 3.1042 | Residential_2032_Technical_GWh_After Competition Groups_ECM MOTORS FOR HVAC APPLICATION (FAN-POWERED VAV BOX)
Residential | Res ¦ Tankless Water Heater | 2032 | Technical | GWh | After Competition Groups | 2.959 | 86223.1955 | 0.086223 | 14201.0176 | 0.00020837 | 73 | Residential_2032_Technical_GWh_After Competition Groups_73 | Tankless Water Heater | 0.02084% | 0.086223 | 2.959 | Residential_2032_Technical_GWh_After Competition Groups_Tankless Water Heater
Residential | Res ¦ HVAC Optimization | 2032 | Technical | GWh | After Competition Groups | 2.8591 | 0 | 0 | 14201.0176 | 0.00020133 | 74 | Residential_2032_Technical_GWh_After Competition Groups_74 | HVAC Optimization | 0.02013% | 0 | 2.8591 | Residential_2032_Technical_GWh_After Competition Groups_HVAC Optimization
Residential | Res ¦ Ceiling Insulation | 2032 | Achievable | GWh | After Competition Groups | 0.71501 | 516121.6005 | 0.51612 | 4526.7041 | 0.00015795 | 58 | Residential_2032_Achievable_GWh_After Competition Groups_58 | Ceiling Insulation | 0.0158% | 0.51612 | 0.71501 | Residential_2032_Achievable_GWh_After Competition Groups_Ceiling Insulation
Residential | Res ¦ Beverage Vending Machine Controls | 2032 | Technical | GWh | After Competition Groups | 2.2065 | 27814.7293 | 0.027815 | 14201.0176 | 0.00015538 | 75 | Residential_2032_Technical_GWh_After Competition Groups_75 | Beverage Vending Machine Controls | 0.01554% | 0.027815 | 2.2065 | Residential_2032_Technical_GWh_After Competition Groups_Beverage Vending Machine Controls
Residential | Res ¦ Heat Pump Water Heater | 2032 | Economic | GWh | After Competition Groups | 1.508 | 72678.8674 | 0.072679 | 9966.2919 | 0.00015131 | 57 | Residential_2032_Economic_GWh_After Competition Groups_57 | Heat Pump Water Heater | 0.01513% | 0.072679 | 1.508 | Residential_2032_Economic_GWh_After Competition Groups_Heat Pump Water Heater
Residential | Res ¦ Wall Insulation MF | 2032 | Technical | GWh | After Competition Groups | 0.61627 | 0 | 0 | 14201.0176 | 4.3396e-05 | 76 | Residential_2032_Technical_GWh_After Competition Groups_76 | Wall Insulation MF | 0.00434% | 0 | 0.61627 | Residential_2032_Technical_GWh_After Competition Groups_Wall Insulation MF
Residential | Res ¦ Chilled Water Optimization | 2032 | Achievable | GWh | After Competition Groups | 0.1799 | 229.1384 | 0.00022914 | 4526.7041 | 3.9742e-05 | 59 | Residential_2032_Achievable_GWh_After Competition Groups_59 | Chilled Water Optimization | 0.003974% | 0.00022914 | 0.1799 | Residential_2032_Achievable_GWh_After Competition Groups_Chilled Water Optimization
Residential | Res ¦ Chilled Water Optimization | 2032 | Economic | GWh | After Competition Groups | 0.33042 | 229.1384 | 0.00022914 | 9966.2919 | 3.3154e-05 | 58 | Residential_2032_Economic_GWh_After Competition Groups_58 | Chilled Water Optimization | 0.003315% | 0.00022914 | 0.33042 | Residential_2032_Economic_GWh_After Competition Groups_Chilled Water Optimization
Residential | Res ¦ LED High Bay Fixture | 2032 | Economic | GWh | After Competition Groups | 0.27866 | 39812.5406 | 0.039813 | 9966.2919 | 2.7961e-05 | 59 | Residential_2032_Economic_GWh_After Competition Groups_59 | LED High Bay Fixture | 0.002796% | 0.039813 | 0.27866 | Residential_2032_Economic_GWh_After Competition Groups_LED High Bay Fixture
Residential | Res ¦ Heat Pump Water Heater | 2032 | Achievable | GWh | After Competition Groups | 0.11971 | 72678.8674 | 0.072679 | 4526.7041 | 2.6445e-05 | 60 | Residential_2032_Achievable_GWh_After Competition Groups_60 | Heat Pump Water Heater | 0.002644% | 0.072679 | 0.11971 | Residential_2032_Achievable_GWh_After Competition Groups_Heat Pump Water Heater
Residential | Res ¦ LED High Bay Fixture | 2032 | Achievable | GWh | After Competition Groups | 0.11596 | 39812.5406 | 0.039813 | 4526.7041 | 2.5616e-05 | 61 | Residential_2032_Achievable_GWh_After Competition Groups_61 | LED High Bay Fixture | 0.002562% | 0.039813 | 0.11596 | Residential_2032_Achievable_GWh_After Competition Groups_LED High Bay Fixture
Residential | Res ¦ Chilled Water Optimization | 2032 | Technical | GWh | After Competition Groups | 0.33042 | 229.1384 | 0.00022914 | 14201.0176 | 2.3267e-05 | 77 | Residential_2032_Technical_GWh_After Competition Groups_77 | Chilled Water Optimization | 0.002327% | 0.00022914 | 0.33042 | Residential_2032_Technical_GWh_After Competition Groups_Chilled Water Optimization
Residential | Res ¦ LED Recessed Downlights | 2032 | Technical | GWh | After Competition Groups | 0.32417 | 0 | 0 | 14201.0176 | 2.2827e-05 | 78 | Residential_2032_Technical_GWh_After Competition Groups_78 | LED Recessed Downlights | 0.002283% | 0 | 0.32417 | Residential_2032_Technical_GWh_After Competition Groups_LED Recessed Downlights
Residential | Res ¦ LED High Bay Fixture | 2032 | Technical | GWh | After Competition Groups | 0.27866 | 39812.5406 | 0.039813 | 14201.0176 | 1.9623e-05 | 79 | Residential_2032_Technical_GWh_After Competition Groups_79 | LED High Bay Fixture | 0.001962% | 0.039813 | 0.27866 | Residential_2032_Technical_GWh_After Competition Groups_LED High Bay Fixture
Residential | Res ¦ Solar Water Preheat (Pools/DHW) | 2032 | Technical | GWh | After Competition Groups | 0.076886 | 0 | 0 | 14201.0176 | 5.4141e-06 | 80 | Residential_2032_Technical_GWh_After Competition Groups_80 | Solar Water Preheat (Pools/DHW) | 0.0005414% | 0 | 0.076886 | Residential_2032_Technical_GWh_After Competition Groups_Solar Water Preheat (Pools/DHW)
Residential | Res ¦ Wall Insulation MF | 2032 | Economic | GWh | After Competition Groups | 0.050586 | 0 | 0 | 9966.2919 | 5.0757e-06 | 60 | Residential_2032_Economic_GWh_After Competition Groups_60 | Wall Insulation MF | 0.0005076% | 0 | 0.050586 | Residential_2032_Economic_GWh_After Competition Groups_Wall Insulation MF
Residential | Res ¦ Wall Insulation MF | 2032 | Achievable | GWh | After Competition Groups | 0.0086789 | 0 | 0 | 4526.7041 | 1.9173e-06 | 62 | Residential_2032_Achievable_GWh_After Competition Groups_62 | Wall Insulation MF | 0.0001917% | 0 | 0.0086789 | Residential_2032_Achievable_GWh_After Competition Groups_Wall Insulation MF
Residential | Res ¦ Air Source Heat Pump | 2032 | Achievable | GWh | After Competition Groups | 0.0070737 | 11352.0029 | 0.011352 | 4526.7041 | 1.5627e-06 | 63 | Residential_2032_Achievable_GWh_After Competition Groups_63 | Air Source Heat Pump | 0.0001563% | 0.011352 | 0.0070737 | Residential_2032_Achievable_GWh_After Competition Groups_Air Source Heat Pump
Residential | Res ¦ Photocell Controls (Outdoor) | 2032 | Technical | GWh | After Competition Groups | 0.00034503 | 0 | 0 | 14201.0176 | 2.4296e-08 | 81 | Residential_2032_Technical_GWh_After Competition Groups_81 | Photocell Controls (Outdoor) | 2.43e-06% | 0 | 0.00034503 | Residential_2032_Technical_GWh_After Competition Groups_Photocell Controls (Outdoor)
Residential | Res ¦ DHW Recirculation Systems | 2032 | Achievable | GWh | After Competition Groups | 0 | 0 | 0 | 4526.7041 | 0 | 64 | Residential_2032_Achievable_GWh_After Competition Groups_64 | DHW Recirculation Systems | 0% | 0 | 0 | Residential_2032_Achievable_GWh_After Competition Groups_DHW Recirculation Systems
Residential | Res ¦ DHW Recirculation Systems | 2032 | Economic | GWh | After Competition Groups | 0 | 0 | 0 | 9966.2919 | 0 | 61 | Residential_2032_Economic_GWh_After Competition Groups_61 | DHW Recirculation Systems | 0% | 0 | 0 | Residential_2032_Economic_GWh_After Competition Groups_DHW Recirculation Systems
Residential | Res ¦ Energy Star Dehumidifier | 2032 | Achievable | GWh | After Competition Groups | 0 | 0 | 0 | 4526.7041 | 0 | 65 | Residential_2032_Achievable_GWh_After Competition Groups_65 | Energy Star Dehumidifier | 0% | 0 | 0 | Residential_2032_Achievable_GWh_After Competition Groups_Energy Star Dehumidifier
Residential | Res ¦ Energy Star Dehumidifier | 2032 | Economic | GWh | After Competition Groups | 0 | 0 | 0 | 9966.2919 | 0 | 62 | Residential_2032_Economic_GWh_After Competition Groups_62 | Energy Star Dehumidifier | 0% | 0 | 0 | Residential_2032_Economic_GWh_After Competition Groups_Energy Star Dehumidifier
Residential | Res ¦ Lighting Motion Sensors, Timers, Dimmers | 2032 | Achievable | GWh | After Competition Groups | 0 | 0 | 0 | 4526.7041 | 0 | 66 | Residential_2032_Achievable_GWh_After Competition Groups_66 | Lighting Motion Sensors, Timers, Dimmers | 0% | 0 | 0 | Residential_2032_Achievable_GWh_After Competition Groups_Lighting Motion Sensors, Timers, Dimmers
Residential | Res ¦ Lighting Motion Sensors, Timers, Dimmers | 2032 | Economic | GWh | After Competition Groups | 0 | 0 | 0 | 9966.2919 | 0 | 63 | Residential_2032_Economic_GWh_After Competition Groups_63 | Lighting Motion Sensors, Timers, Dimmers | 0% | 0 | 0 | Residential_2032_Economic_GWh_After Competition Groups_Lighting Motion Sensors, Timers, Dimmers
Residential | Res ¦ Networked/ Connected - Indoor LED Luminaire | 2032 | Achievable | GWh | After Competition Groups | 0 | 0 | 0 | 4526.7041 | 0 | 67 | Residential_2032_Achievable_GWh_After Competition Groups_67 | Networked/ Connected - Indoor LED Luminaire | 0% | 0 | 0 | Residential_2032_Achievable_GWh_After Competition Groups_Networked/ Connected - Indoor LED Luminaire
Residential | Res ¦ Radiant Barrier | 2032 | Achievable | GWh | After Competition Groups | 0 | 0 | 0 | 4526.7041 | 0 | 68 | Residential_2032_Achievable_GWh_After Competition Groups_68 | Radiant Barrier | 0% | 0 | 0 | Residential_2032_Achievable_GWh_After Competition Groups_Radiant Barrier
Residential | Res ¦ Radiant Barrier | 2032 | Economic | GWh | After Competition Groups | 0 | 0 | 0 | 9966.2919 | 0 | 64 | Residential_2032_Economic_GWh_After Competition Groups_64 | Radiant Barrier | 0% | 0 | 0 | Residential_2032_Economic_GWh_After Competition Groups_Radiant Barrier
Residential | Res ¦ Variable Refrigerant Flow Heat Pump | 2032 | Achievable | GWh | After Competition Groups | 0 | 0 | 0 | 4526.7041 | 0 | 69 | Residential_2032_Achievable_GWh_After Competition Groups_69 | Variable Refrigerant Flow Heat Pump | 0% | 0 | 0 | Residential_2032_Achievable_GWh_After Competition Groups_Variable Refrigerant Flow Heat Pump
Residential | Res ¦ Variable Refrigerant Flow Heat Pump | 2032 | Economic | GWh | After Competition Groups | 0 | 0 | 0 | 9966.2919 | 0 | 65 | Residential_2032_Economic_GWh_After Competition Groups_65 | Variable Refrigerant Flow Heat Pump | 0% | 0 | 0 | Residential_2032_Economic_GWh_After Competition Groups_Variable Refrigerant Flow Heat Pump
Residential | Res ¦ Energy Star A Line, PAR, MR Lamps | 2033 | Economic | GWh | After Competition Groups | 1608.1441 | 29040.3998 | 0.02904 | 10259.1212 | 0.15675 | 1 | Residential_2033_Economic_GWh_After Competition Groups_1 | Energy Star A Line, PAR, MR Lamps | 15.68% | 0.02904 | 1608.1441 | Residential_2033_Economic_GWh_After Competition Groups_Energy Star A Line, PAR, MR Lamps
Residential | Res ¦ Smart Power Bar | 2033 | Economic | GWh | After Competition Groups | 1470.932 | 54659782.5766 | 54.6598 | 10259.1212 | 0.14338 | 2 | Residential_2033_Economic_GWh_After Competition Groups_2 | Smart Power Bar | 14.34% | 54.6598 | 1470.932 | Residential_2033_Economic_GWh_After Competition Groups_Smart Power Bar
Residential | Res ¦ Energy Star A Line, PAR, MR Lamps | 2033 | Technical | GWh | After Competition Groups | 1608.1441 | 29040.3998 | 0.02904 | 14537.2324 | 0.11062 | 1 | Residential_2033_Technical_GWh_After Competition Groups_1 | Energy Star A Line, PAR, MR Lamps | 11.06% | 0.02904 | 1608.1441 | Residential_2033_Technical_GWh_After Competition Groups_Energy Star A Line, PAR, MR Lamps
Residential | Res ¦ Smart Power Bar | 2033 | Technical | GWh | After Competition Groups | 1470.932 | 54659782.5766 | 54.6598 | 14537.2324 | 0.10118 | 2 | Residential_2033_Technical_GWh_After Competition Groups_2 | Smart Power Bar | 10.12% | 54.6598 | 1470.932 | Residential_2033_Technical_GWh_After Competition Groups_Smart Power Bar
Residential | Res ¦ Energy Star Clothes Washer | 2033 | Achievable | GWh | After Competition Groups | 460.3295 | 19057026.7725 | 19.057 | 5122.7553 | 0.08986 | 1 | Residential_2033_Achievable_GWh_After Competition Groups_1 | Energy Star Clothes Washer | 8.986% | 19.057 | 460.3295 | Residential_2033_Achievable_GWh_After Competition Groups_Energy Star Clothes Washer
Residential | Res ¦ Smart Power Bar | 2033 | Achievable | GWh | After Competition Groups | 410.0985 | 54659782.5766 | 54.6598 | 5122.7553 | 0.080054 | 2 | Residential_2033_Achievable_GWh_After Competition Groups_2 | Smart Power Bar | 8.005% | 54.6598 | 410.0985 | Residential_2033_Achievable_GWh_After Competition Groups_Smart Power Bar
Residential | Res ¦ Variable Speed Pool Pump Motor | 2033 | Achievable | GWh | After Competition Groups | 353.7337 | 6346852.3758 | 6.3469 | 5122.7553 | 0.069051 | 3 | Residential_2033_Achievable_GWh_After Competition Groups_3 | Variable Speed Pool Pump Motor | 6.905% | 6.3469 | 353.7337 | Residential_2033_Achievable_GWh_After Competition Groups_Variable Speed Pool Pump Motor
Residential | Res ¦ Adaptive Thermostat | 2033 | Economic | GWh | After Competition Groups | 703.0043 | 6876404.2749 | 6.8764 | 10259.1212 | 0.068525 | 3 | Residential_2033_Economic_GWh_After Competition Groups_3 | Adaptive Thermostat | 6.852% | 6.8764 | 703.0043 | Residential_2033_Economic_GWh_After Competition Groups_Adaptive Thermostat
Residential | Res ¦ Energy Star LED Bulbs General Purpose LEDs | 2033 | Achievable | GWh | After Competition Groups | 345.2146 | 0 | 0 | 5122.7553 | 0.067388 | 4 | Residential_2033_Achievable_GWh_After Competition Groups_4 | Energy Star LED Bulbs General Purpose LEDs | 6.739% | 0 | 345.2146 | Residential_2033_Achievable_GWh_After Competition Groups_Energy Star LED Bulbs General Purpose LEDs
Residential | Res ¦ Energy Star LED Specialty Bulbs | 2033 | Achievable | GWh | After Competition Groups | 307.0878 | 38752.876 | 0.038753 | 5122.7553 | 0.059946 | 5 | Residential_2033_Achievable_GWh_After Competition Groups_5 | Energy Star LED Specialty Bulbs | 5.995% | 0.038753 | 307.0878 | Residential_2033_Achievable_GWh_After Competition Groups_Energy Star LED Specialty Bulbs
Residential | Res ¦ Ductless Mini-Split Heat Pump | 2033 | Achievable | GWh | After Competition Groups | 304.3385 | 6457720.7678 | 6.4577 | 5122.7553 | 0.059409 | 6 | Residential_2033_Achievable_GWh_After Competition Groups_6 | Ductless Mini-Split Heat Pump | 5.941% | 6.4577 | 304.3385 | Residential_2033_Achievable_GWh_After Competition Groups_Ductless Mini-Split Heat Pump
Residential | Res ¦ Car Block Heater Timer | 2033 | Achievable | GWh | After Competition Groups | 303.5919 | 495173.4047 | 0.49517 | 5122.7553 | 0.059263 | 7 | Residential_2033_Achievable_GWh_After Competition Groups_7 | Car Block Heater Timer | 5.926% | 0.49517 | 303.5919 | Residential_2033_Achievable_GWh_After Competition Groups_Car Block Heater Timer
Residential | Res ¦ Energy Star Clothes Washer | 2033 | Economic | GWh | After Competition Groups | 595.5202 | 19057026.7725 | 19.057 | 10259.1212 | 0.058048 | 4 | Residential_2033_Economic_GWh_After Competition Groups_4 | Energy Star Clothes Washer | 5.805% | 19.057 | 595.5202 | Residential_2033_Economic_GWh_After Competition Groups_Energy Star Clothes Washer
Residential | Res ¦ Ductless Mini-Split Heat Pump | 2033 | Economic | GWh | After Competition Groups | 560.7097 | 6457720.7678 | 6.4577 | 10259.1212 | 0.054655 | 5 | Residential_2033_Economic_GWh_After Competition Groups_5 | Ductless Mini-Split Heat Pump | 5.465% | 6.4577 | 560.7097 | Residential_2033_Economic_GWh_After Competition Groups_Ductless Mini-Split Heat Pump
Residential | Res ¦ Building Recommissioning, Operations and Maintenance (O&M) Improvements | 2033 | Achievable | GWh | After Competition Groups | 277.8052 | 191998.3006 | 0.192 | 5122.7553 | 0.05423 | 8 | Residential_2033_Achievable_GWh_After Competition Groups_8 | Building Recommissioning, Operations and Maintenance (O&M) Improvements | 5.423% | 0.192 | 277.8052 | Residential_2033_Achievable_GWh_After Competition Groups_Building Recommissioning, Operations and Maintenance (O&M) Improvements
Residential | Res ¦ Air Sealing | 2033 | Economic | GWh | After Competition Groups | 521.2675 | 5399485.7503 | 5.3995 | 10259.1212 | 0.05081 | 6 | Residential_2033_Economic_GWh_After Competition Groups_6 | Air Sealing | 5.081% | 5.3995 | 521.2675 | Residential_2033_Economic_GWh_After Competition Groups_Air Sealing
Residential | Res ¦ Energy Star Refrigerator | 2033 | Technical | GWh | After Competition Groups | 720.0192 | 0 | 0 | 14537.2324 | 0.049529 | 3 | Residential_2033_Technical_GWh_After Competition Groups_3 | Energy Star Refrigerator | 4.953% | 0 | 720.0192 | Residential_2033_Technical_GWh_After Competition Groups_Energy Star Refrigerator
Residential | Res ¦ Adaptive Thermostat | 2033 | Technical | GWh | After Competition Groups | 703.0043 | 6876404.2749 | 6.8764 | 14537.2324 | 0.048359 | 4 | Residential_2033_Technical_GWh_After Competition Groups_4 | Adaptive Thermostat | 4.836% | 6.8764 | 703.0043 | Residential_2033_Technical_GWh_After Competition Groups_Adaptive Thermostat
Residential | Res ¦ Energy Star A Line, PAR, MR Lamps | 2033 | Achievable | GWh | After Competition Groups | 224.0481 | 29040.3998 | 0.02904 | 5122.7553 | 0.043736 | 9 | Residential_2033_Achievable_GWh_After Competition Groups_9 | Energy Star A Line, PAR, MR Lamps | 4.374% | 0.02904 | 224.0481 | Residential_2033_Achievable_GWh_After Competition Groups_Energy Star A Line, PAR, MR Lamps
Residential | Res ¦ Smart Burners | 2033 | Technical | GWh | After Competition Groups | 624.9619 | 32322616.2823 | 32.3226 | 14537.2324 | 0.04299 | 5 | Residential_2033_Technical_GWh_After Competition Groups_5 | Smart Burners | 4.299% | 32.3226 | 624.9619 | Residential_2033_Technical_GWh_After Competition Groups_Smart Burners
Residential | Res ¦ Smart Burners | 2033 | Economic | GWh | After Competition Groups | 428.6301 | 32322616.2823 | 32.3226 | 10259.1212 | 0.04178 | 7 | Residential_2033_Economic_GWh_After Competition Groups_7 | Smart Burners | 4.178% | 32.3226 | 428.6301 | Residential_2033_Economic_GWh_After Competition Groups_Smart Burners
Residential | Res ¦ Energy Star Clothes Washer | 2033 | Technical | GWh | After Competition Groups | 595.5202 | 19057026.7725 | 19.057 | 14537.2324 | 0.040965 | 6 | Residential_2033_Technical_GWh_After Competition Groups_6 | Energy Star Clothes Washer | 4.097% | 19.057 | 595.5202 | Residential_2033_Technical_GWh_After Competition Groups_Energy Star Clothes Washer
Residential | Res ¦ Ductless Mini-Split Heat Pump | 2033 | Technical | GWh | After Competition Groups | 560.7097 | 6457720.7678 | 6.4577 | 14537.2324 | 0.038571 | 7 | Residential_2033_Technical_GWh_After Competition Groups_7 | Ductless Mini-Split Heat Pump | 3.857% | 6.4577 | 560.7097 | Residential_2033_Technical_GWh_After Competition Groups_Ductless Mini-Split Heat Pump
Residential | Res ¦ Variable Speed Pool Pump Motor | 2033 | Economic | GWh | After Competition Groups | 391.1234 | 6346852.3758 | 6.3469 | 10259.1212 | 0.038124 | 8 | Residential_2033_Economic_GWh_After Competition Groups_8 | Variable Speed Pool Pump Motor | 3.812% | 6.3469 | 391.1234 | Residential_2033_Economic_GWh_After Competition Groups_Variable Speed Pool Pump Motor
Residential | Res ¦ Energy Star Ground Source Heat Pump | 2033 | Technical | GWh | After Competition Groups | 549.1686 | 0 | 0 | 14537.2324 | 0.037777 | 8 | Residential_2033_Technical_GWh_After Competition Groups_8 | Energy Star Ground Source Heat Pump | 3.778% | 0 | 549.1686 | Residential_2033_Technical_GWh_After Competition Groups_Energy Star Ground Source Heat Pump
Residential | Res ¦ Adaptive Thermostat | 2033 | Achievable | GWh | After Competition Groups | 192.0012 | 6876404.2749 | 6.8764 | 5122.7553 | 0.03748 | 10 | Residential_2033_Achievable_GWh_After Competition Groups_10 | Adaptive Thermostat | 3.748% | 6.8764 | 192.0012 | Residential_2033_Achievable_GWh_After Competition Groups_Adaptive Thermostat
Residential | Res ¦ Car Block Heater Timer | 2033 | Economic | GWh | After Competition Groups | 371.12 | 495173.4047 | 0.49517 | 10259.1212 | 0.036175 | 9 | Residential_2033_Economic_GWh_After Competition Groups_9 | Car Block Heater Timer | 3.617% | 0.49517 | 371.12 | Residential_2033_Economic_GWh_After Competition Groups_Car Block Heater Timer
Residential | Res ¦ Air Sealing | 2033 | Technical | GWh | After Competition Groups | 521.2675 | 5399485.7503 | 5.3995 | 14537.2324 | 0.035857 | 9 | Residential_2033_Technical_GWh_After Competition Groups_9 | Air Sealing | 3.586% | 5.3995 | 521.2675 | Residential_2033_Technical_GWh_After Competition Groups_Air Sealing
Residential | Res ¦ Energy Star Torchiere | 2033 | Achievable | GWh | After Competition Groups | 182.1587 | 2037435.1061 | 2.0374 | 5122.7553 | 0.035559 | 11 | Residential_2033_Achievable_GWh_After Competition Groups_11 | Energy Star Torchiere | 3.556% | 2.0374 | 182.1587 | Residential_2033_Achievable_GWh_After Competition Groups_Energy Star Torchiere
Residential | Res ¦ Heat Pump Clothes Dryer | 2033 | Technical | GWh | After Competition Groups | 500.5087 | 0 | 0 | 14537.2324 | 0.034429 | 10 | Residential_2033_Technical_GWh_After Competition Groups_10 | Heat Pump Clothes Dryer | 3.443% | 0 | 500.5087 | Residential_2033_Technical_GWh_After Competition Groups_Heat Pump Clothes Dryer
Residential | Res ¦ Energy Star Central Air Conditioner | 2033 | Technical | GWh | After Competition Groups | 443.963 | 0 | 0 | 14537.2324 | 0.03054 | 11 | Residential_2033_Technical_GWh_After Competition Groups_11 | Energy Star Central Air Conditioner | 3.054% | 0 | 443.963 | Residential_2033_Technical_GWh_After Competition Groups_Energy Star Central Air Conditioner
Residential | Res ¦ Energy Star Air Source Heat Pump | 2033 | Economic | GWh | After Competition Groups | 310.3963 | 3669218.6966 | 3.6692 | 10259.1212 | 0.030256 | 10 | Residential_2033_Economic_GWh_After Competition Groups_10 | Energy Star Air Source Heat Pump | 3.026% | 3.6692 | 310.3963 | Residential_2033_Economic_GWh_After Competition Groups_Energy Star Air Source Heat Pump
Residential | Res ¦ Building Recommissioning, Operations and Maintenance (O&M) Improvements | 2033 | Economic | GWh | After Competition Groups | 307.1543 | 191998.3006 | 0.192 | 10259.1212 | 0.02994 | 11 | Residential_2033_Economic_GWh_After Competition Groups_11 | Building Recommissioning, Operations and Maintenance (O&M) Improvements | 2.994% | 0.192 | 307.1543 | Residential_2033_Economic_GWh_After Competition Groups_Building Recommissioning, Operations and Maintenance (O&M) Improvements
Residential | Res ¦ Energy Star Torchiere | 2033 | Economic | GWh | After Competition Groups | 306.0207 | 2037435.1061 | 2.0374 | 10259.1212 | 0.029829 | 12 | Residential_2033_Economic_GWh_After Competition Groups_12 | Energy Star Torchiere | 2.983% | 2.0374 | 306.0207 | Residential_2033_Economic_GWh_After Competition Groups_Energy Star Torchiere
Residential | Res ¦ Energy Star Light Fixture | 2033 | Achievable | GWh | After Competition Groups | 140.292 | 10407663.6071 | 10.4077 | 5122.7553 | 0.027386 | 12 | Residential_2033_Achievable_GWh_After Competition Groups_12 | Energy Star Light Fixture | 2.739% | 10.4077 | 140.292 | Residential_2033_Achievable_GWh_After Competition Groups_Energy Star Light Fixture
Residential | Res ¦ Energy Star Light Fixture | 2033 | Technical | GWh | After Competition Groups | 397.8151 | 10407663.6071 | 10.4077 | 14537.2324 | 0.027365 | 12 | Residential_2033_Technical_GWh_After Competition Groups_12 | Energy Star Light Fixture | 2.737% | 10.4077 | 397.8151 | Residential_2033_Technical_GWh_After Competition Groups_Energy Star Light Fixture
Residential | Res ¦ Comprehensive Draft Proofing | 2033 | Achievable | GWh | After Competition Groups | 139.5147 | 0 | 0 | 5122.7553 | 0.027234 | 13 | Residential_2033_Achievable_GWh_After Competition Groups_13 | Comprehensive Draft Proofing | 2.723% | 0 | 139.5147 | Residential_2033_Achievable_GWh_After Competition Groups_Comprehensive Draft Proofing
Residential | Res ¦ Variable Speed Pool Pump Motor | 2033 | Technical | GWh | After Competition Groups | 391.1234 | 6346852.3758 | 6.3469 | 14537.2324 | 0.026905 | 13 | Residential_2033_Technical_GWh_After Competition Groups_13 | Variable Speed Pool Pump Motor | 2.69% | 6.3469 | 391.1234 | Residential_2033_Technical_GWh_After Competition Groups_Variable Speed Pool Pump Motor
Residential | Res ¦ Basement Wall Insulation | 2033 | Economic | GWh | After Competition Groups | 273.0239 | 2305294.7382 | 2.3053 | 10259.1212 | 0.026613 | 13 | Residential_2033_Economic_GWh_After Competition Groups_13 | Basement Wall Insulation | 2.661% | 2.3053 | 273.0239 | Residential_2033_Economic_GWh_After Competition Groups_Basement Wall Insulation
Residential | Res ¦ Smart Burners | 2033 | Achievable | GWh | After Competition Groups | 132.8034 | 32322616.2823 | 32.3226 | 5122.7553 | 0.025924 | 14 | Residential_2033_Achievable_GWh_After Competition Groups_14 | Smart Burners | 2.592% | 32.3226 | 132.8034 | Residential_2033_Achievable_GWh_After Competition Groups_Smart Burners
Residential | Res ¦ Car Block Heater Timer | 2033 | Technical | GWh | After Competition Groups | 371.12 | 495173.4047 | 0.49517 | 14537.2324 | 0.025529 | 14 | Residential_2033_Technical_GWh_After Competition Groups_14 | Car Block Heater Timer | 2.553% | 0.49517 | 371.12 | Residential_2033_Technical_GWh_After Competition Groups_Car Block Heater Timer
Residential | Res ¦ Energy Star Light Fixture | 2033 | Economic | GWh | After Competition Groups | 252.5852 | 10407663.6071 | 10.4077 | 10259.1212 | 0.024621 | 14 | Residential_2033_Economic_GWh_After Competition Groups_14 | Energy Star Light Fixture | 2.462% | 10.4077 | 252.5852 | Residential_2033_Economic_GWh_After Competition Groups_Energy Star Light Fixture
Residential | Res ¦ Heavy Duty Outdoor/Holiday Plug-in Timers | 2033 | Achievable | GWh | After Competition Groups | 121.0687 | 3843135.3358 | 3.8431 | 5122.7553 | 0.023634 | 15 | Residential_2033_Achievable_GWh_After Competition Groups_15 | Heavy Duty Outdoor/Holiday Plug-in Timers | 2.363% | 3.8431 | 121.0687 | Residential_2033_Achievable_GWh_After Competition Groups_Heavy Duty Outdoor/Holiday Plug-in Timers
Residential | Res ¦ Passive Attic Ventilation | 2033 | Technical | GWh | After Competition Groups | 312.5219 | 0 | 0 | 14537.2324 | 0.021498 | 15 | Residential_2033_Technical_GWh_After Competition Groups_15 | Passive Attic Ventilation | 2.15% | 0 | 312.5219 | Residential_2033_Technical_GWh_After Competition Groups_Passive Attic Ventilation
Residential | Res ¦ Building Recommissioning, Operations and Maintenance (O&M) Improvements | 2033 | Technical | GWh | After Competition Groups | 307.1543 | 191998.3006 | 0.192 | 14537.2324 | 0.021129 | 16 | Residential_2033_Technical_GWh_After Competition Groups_16 | Building Recommissioning, Operations and Maintenance (O&M) Improvements | 2.113% | 0.192 | 307.1543 | Residential_2033_Technical_GWh_After Competition Groups_Building Recommissioning, Operations and Maintenance (O&M) Improvements
Residential | Res ¦ Energy Star Torchiere | 2033 | Technical | GWh | After Competition Groups | 306.0207 | 2037435.1061 | 2.0374 | 14537.2324 | 0.021051 | 17 | Residential_2033_Technical_GWh_After Competition Groups_17 | Energy Star Torchiere | 2.105% | 2.0374 | 306.0207 | Residential_2033_Technical_GWh_After Competition Groups_Energy Star Torchiere
Residential | Res ¦ Attic Insulation | 2033 | Economic | GWh | After Competition Groups | 210.7415 | 4030439.2851 | 4.0304 | 10259.1212 | 0.020542 | 15 | Residential_2033_Economic_GWh_After Competition Groups_15 | Attic Insulation | 2.054% | 4.0304 | 210.7415 | Residential_2033_Economic_GWh_After Competition Groups_Attic Insulation
Residential | Res ¦ Air Sealing | 2033 | Achievable | GWh | After Competition Groups | 104.0798 | 5399485.7503 | 5.3995 | 5122.7553 | 0.020317 | 16 | Residential_2033_Achievable_GWh_After Competition Groups_16 | Air Sealing | 2.032% | 5.3995 | 104.0798 | Residential_2033_Achievable_GWh_After Competition Groups_Air Sealing
Residential | Res ¦ Energy Star Windows | 2033 | Technical | GWh | After Competition Groups | 282.9422 | 0 | 0 | 14537.2324 | 0.019463 | 18 | Residential_2033_Technical_GWh_After Competition Groups_18 | Energy Star Windows | 1.946% | 0 | 282.9422 | Residential_2033_Technical_GWh_After Competition Groups_Energy Star Windows
Residential | Res ¦ Ductless Mini-Split Air Conditioner | 2033 | Technical | GWh | After Competition Groups | 280.4544 | 0 | 0 | 14537.2324 | 0.019292 | 19 | Residential_2033_Technical_GWh_After Competition Groups_19 | Ductless Mini-Split Air Conditioner | 1.929% | 0 | 280.4544 | Residential_2033_Technical_GWh_After Competition Groups_Ductless Mini-Split Air Conditioner
Residential | Res ¦ Basement Wall Insulation | 2033 | Technical | GWh | After Competition Groups | 273.0239 | 2305294.7382 | 2.3053 | 14537.2324 | 0.018781 | 20 | Residential_2033_Technical_GWh_After Competition Groups_20 | Basement Wall Insulation | 1.878% | 2.3053 | 273.0239 | Residential_2033_Technical_GWh_After Competition Groups_Basement Wall Insulation
Residential | Res ¦ Occupancy Sensors MF | 2033 | Achievable | GWh | After Competition Groups | 95.8818 | 23850.7197 | 0.023851 | 5122.7553 | 0.018717 | 17 | Residential_2033_Achievable_GWh_After Competition Groups_17 | Occupancy Sensors MF | 1.872% | 0.023851 | 95.8818 | Residential_2033_Achievable_GWh_After Competition Groups_Occupancy Sensors MF
Residential | Res ¦ LED Parking Lot Fixture | 2033 | Achievable | GWh | After Competition Groups | 93.916 | 1105589.3218 | 1.1056 | 5122.7553 | 0.018333 | 18 | Residential_2033_Achievable_GWh_After Competition Groups_18 | LED Parking Lot Fixture | 1.833% | 1.1056 | 93.916 | Residential_2033_Achievable_GWh_After Competition Groups_LED Parking Lot Fixture
Residential | Res ¦ Energy Star Air Source Heat Pump | 2033 | Achievable | GWh | After Competition Groups | 81.9502 | 3669218.6966 | 3.6692 | 5122.7553 | 0.015997 | 19 | Residential_2033_Achievable_GWh_After Competition Groups_19 | Energy Star Air Source Heat Pump | 1.6% | 3.6692 | 81.9502 | Residential_2033_Achievable_GWh_After Competition Groups_Energy Star Air Source Heat Pump
Residential | Res ¦ Basement or Crawlspace Insulation | 2033 | Technical | GWh | After Competition Groups | 227.1904 | 0 | 0 | 14537.2324 | 0.015628 | 21 | Residential_2033_Technical_GWh_After Competition Groups_21 | Basement or Crawlspace Insulation | 1.563% | 0 | 227.1904 | Residential_2033_Technical_GWh_After Competition Groups_Basement or Crawlspace Insulation
Residential | Res ¦ Comprehensive Draft Proofing | 2033 | Economic | GWh | After Competition Groups | 154.2535 | 0 | 0 | 10259.1212 | 0.015036 | 16 | Residential_2033_Economic_GWh_After Competition Groups_16 | Comprehensive Draft Proofing | 1.504% | 0 | 154.2535 | Residential_2033_Economic_GWh_After Competition Groups_Comprehensive Draft Proofing
Residential | Res ¦ Attic Insulation | 2033 | Technical | GWh | After Competition Groups | 210.7415 | 4030439.2851 | 4.0304 | 14537.2324 | 0.014497 | 22 | Residential_2033_Technical_GWh_After Competition Groups_22 | Attic Insulation | 1.45% | 4.0304 | 210.7415 | Residential_2033_Technical_GWh_After Competition Groups_Attic Insulation
Residential | Res ¦ Heavy Duty Outdoor/Holiday Plug-in Timers | 2033 | Economic | GWh | After Competition Groups | 147.8654 | 3843135.3358 | 3.8431 | 10259.1212 | 0.014413 | 17 | Residential_2033_Economic_GWh_After Competition Groups_17 | Heavy Duty Outdoor/Holiday Plug-in Timers | 1.441% | 3.8431 | 147.8654 | Residential_2033_Economic_GWh_After Competition Groups_Heavy Duty Outdoor/Holiday Plug-in Timers
Residential | Res ¦ Refrigerator Recycling | 2033 | Achievable | GWh | After Competition Groups | 71.4046 | 1603518.2341 | 1.6035 | 5122.7553 | 0.013939 | 20 | Residential_2033_Achievable_GWh_After Competition Groups_20 | Refrigerator Recycling | 1.394% | 1.6035 | 71.4046 | Residential_2033_Achievable_GWh_After Competition Groups_Refrigerator Recycling
Residential | Res ¦ Clothes Drying Racks | 2033 | Achievable | GWh | After Competition Groups | 65.1801 | 6930623.327 | 6.9306 | 5122.7553 | 0.012724 | 21 | Residential_2033_Achievable_GWh_After Competition Groups_21 | Clothes Drying Racks | 1.272% | 6.9306 | 65.1801 | Residential_2033_Achievable_GWh_After Competition Groups_Clothes Drying Racks
Residential | Res ¦ Freezer Recycling | 2033 | Achievable | GWh | After Competition Groups | 62.5509 | 34640434.8935 | 34.6404 | 5122.7553 | 0.01221 | 22 | Residential_2033_Achievable_GWh_After Competition Groups_22 | Freezer Recycling | 1.221% | 34.6404 | 62.5509 | Residential_2033_Achievable_GWh_After Competition Groups_Freezer Recycling
Residential | Res ¦ Wall Insulation | 2033 | Technical | GWh | After Competition Groups | 165.1557 | 277803.6825 | 0.2778 | 14537.2324 | 0.011361 | 23 | Residential_2033_Technical_GWh_After Competition Groups_23 | Wall Insulation | 1.136% | 0.2778 | 165.1557 | Residential_2033_Technical_GWh_After Competition Groups_Wall Insulation
Residential | Res ¦ Heavy Duty Outdoor/Holiday Plug-in Timers | 2033 | Technical | GWh | After Competition Groups | 164.1552 | 3843135.3358 | 3.8431 | 14537.2324 | 0.011292 | 24 | Residential_2033_Technical_GWh_After Competition Groups_24 | Heavy Duty Outdoor/Holiday Plug-in Timers | 1.129% | 3.8431 | 164.1552 | Residential_2033_Technical_GWh_After Competition Groups_Heavy Duty Outdoor/Holiday Plug-in Timers
Residential | Res ¦ Furnace with ECM | 2033 | Economic | GWh | After Competition Groups | 114.3321 | 14700625.7032 | 14.7006 | 10259.1212 | 0.011144 | 18 | Residential_2033_Economic_GWh_After Competition Groups_18 | Furnace with ECM | 1.114% | 14.7006 | 114.3321 | Residential_2033_Economic_GWh_After Competition Groups_Furnace with ECM
Residential | Res ¦ Lighting Motion Sensors, Timers, Dimmers | 2033 | Technical | GWh | After Competition Groups | 158.3453 | 0 | 0 | 14537.2324 | 0.010892 | 25 | Residential_2033_Technical_GWh_After Competition Groups_25 | Lighting Motion Sensors, Timers, Dimmers | 1.089% | 0 | 158.3453 | Residential_2033_Technical_GWh_After Competition Groups_Lighting Motion Sensors, Timers, Dimmers
Residential | Res ¦ Basement Wall Insulation | 2033 | Achievable | GWh | After Competition Groups | 54.5174 | 2305294.7382 | 2.3053 | 5122.7553 | 0.010642 | 23 | Residential_2033_Achievable_GWh_After Competition Groups_23 | Basement Wall Insulation | 1.064% | 2.3053 | 54.5174 | Residential_2033_Achievable_GWh_After Competition Groups_Basement Wall Insulation
Residential | Res ¦ Occupancy Sensors MF | 2033 | Economic | GWh | After Competition Groups | 108.9128 | 23850.7197 | 0.023851 | 10259.1212 | 0.010616 | 19 | Residential_2033_Economic_GWh_After Competition Groups_19 | Occupancy Sensors MF | 1.062% | 0.023851 | 108.9128 | Residential_2033_Economic_GWh_After Competition Groups_Occupancy Sensors MF
Residential | Res ¦ Comprehensive Draft Proofing | 2033 | Technical | GWh | After Competition Groups | 154.2535 | 0 | 0 | 14537.2324 | 0.010611 | 26 | Residential_2033_Technical_GWh_After Competition Groups_26 | Comprehensive Draft Proofing | 1.061% | 0 | 154.2535 | Residential_2033_Technical_GWh_After Competition Groups_Comprehensive Draft Proofing
Residential | Res ¦ Energy Star Room Air Conditioner | 2033 | Economic | GWh | After Competition Groups | 106.9574 | 2470708.1734 | 2.4707 | 10259.1212 | 0.010426 | 20 | Residential_2033_Economic_GWh_After Competition Groups_20 | Energy Star Room Air Conditioner | 1.043% | 2.4707 | 106.9574 | Residential_2033_Economic_GWh_After Competition Groups_Energy Star Room Air Conditioner
Residential | Res ¦ Energy Star Clothes Dryer | 2033 | Economic | GWh | After Competition Groups | 104.809 | 6170552.6265 | 6.1706 | 10259.1212 | 0.010216 | 21 | Residential_2033_Economic_GWh_After Competition Groups_21 | Energy Star Clothes Dryer | 1.022% | 6.1706 | 104.809 | Residential_2033_Economic_GWh_After Competition Groups_Energy Star Clothes Dryer
Residential | Res ¦ LED Parking Lot Fixture | 2033 | Economic | GWh | After Competition Groups | 103.3607 | 1105589.3218 | 1.1056 | 10259.1212 | 0.010075 | 22 | Residential_2033_Economic_GWh_After Competition Groups_22 | LED Parking Lot Fixture | 1.008% | 1.1056 | 103.3607 | Residential_2033_Economic_GWh_After Competition Groups_LED Parking Lot Fixture
Residential | Res ¦ Energy Star Clothes Dryer | 2033 | Achievable | GWh | After Competition Groups | 47.485 | 6170552.6265 | 6.1706 | 5122.7553 | 0.0092694 | 24 | Residential_2033_Achievable_GWh_After Competition Groups_24 | Energy Star Clothes Dryer | 0.9269% | 6.1706 | 47.485 | Residential_2033_Achievable_GWh_After Competition Groups_Energy Star Clothes Dryer
Residential | Res ¦ LED Exterior Area Lights - LED Fixture (200W) | 2033 | Achievable | GWh | After Competition Groups | 43.7918 | 936398.6901 | 0.9364 | 5122.7553 | 0.0085485 | 25 | Residential_2033_Achievable_GWh_After Competition Groups_25 | LED Exterior Area Lights - LED Fixture (200W) | 0.8548% | 0.9364 | 43.7918 | Residential_2033_Achievable_GWh_After Competition Groups_LED Exterior Area Lights - LED Fixture (200W)
Residential | Res ¦ Attic Insulation | 2033 | Achievable | GWh | After Competition Groups | 42.0731 | 4030439.2851 | 4.0304 | 5122.7553 | 0.008213 | 26 | Residential_2033_Achievable_GWh_After Competition Groups_26 | Attic Insulation | 0.8213% | 4.0304 | 42.0731 | Residential_2033_Achievable_GWh_After Competition Groups_Attic Insulation
Residential | Res ¦ Advanced BAS/Controllers | 2033 | Achievable | GWh | After Competition Groups | 40.5777 | 958564.2656 | 0.95856 | 5122.7553 | 0.0079211 | 27 | Residential_2033_Achievable_GWh_After Competition Groups_27 | Advanced BAS/Controllers | 0.7921% | 0.95856 | 40.5777 | Residential_2033_Achievable_GWh_After Competition Groups_Advanced BAS/Controllers
Residential | Res ¦ Furnace with ECM | 2033 | Technical | GWh | After Competition Groups | 114.3321 | 14700625.7032 | 14.7006 | 14537.2324 | 0.0078648 | 27 | Residential_2033_Technical_GWh_After Competition Groups_27 | Furnace with ECM | 0.7865% | 14.7006 | 114.3321 | Residential_2033_Technical_GWh_After Competition Groups_Furnace with ECM
Residential | Res ¦ Refrigerator Recycling | 2033 | Economic | GWh | After Competition Groups | 78.9526 | 1603518.2341 | 1.6035 | 10259.1212 | 0.0076958 | 23 | Residential_2033_Economic_GWh_After Competition Groups_23 | Refrigerator Recycling | 0.7696% | 1.6035 | 78.9526 | Residential_2033_Economic_GWh_After Competition Groups_Refrigerator Recycling
Residential | Res ¦ LED Downlight | 2033 | Achievable | GWh | After Competition Groups | 39.0563 | 4121207.6691 | 4.1212 | 5122.7553 | 0.0076241 | 28 | Residential_2033_Achievable_GWh_After Competition Groups_28 | LED Downlight | 0.7624% | 4.1212 | 39.0563 | Residential_2033_Achievable_GWh_After Competition Groups_LED Downlight
Residential | Res ¦ Occupancy Sensors MF | 2033 | Technical | GWh | After Competition Groups | 108.9128 | 23850.7197 | 0.023851 | 14537.2324 | 0.007492 | 28 | Residential_2033_Technical_GWh_After Competition Groups_28 | Occupancy Sensors MF | 0.7492% | 0.023851 | 108.9128 | Residential_2033_Technical_GWh_After Competition Groups_Occupancy Sensors MF
Residential | Res ¦ Ceiling Insulation | 2033 | Economic | GWh | After Competition Groups | 76.1906 | 2715883.1785 | 2.7159 | 10259.1212 | 0.0074266 | 24 | Residential_2033_Economic_GWh_After Competition Groups_24 | Ceiling Insulation | 0.7427% | 2.7159 | 76.1906 | Residential_2033_Economic_GWh_After Competition Groups_Ceiling Insulation
Residential | Res ¦ Energy Star Room Air Conditioner | 2033 | Achievable | GWh | After Competition Groups | 37.6053 | 2470708.1734 | 2.4707 | 5122.7553 | 0.0073408 | 29 | Residential_2033_Achievable_GWh_After Competition Groups_29 | Energy Star Room Air Conditioner | 0.7341% | 2.4707 | 37.6053 | Residential_2033_Achievable_GWh_After Competition Groups_Energy Star Room Air Conditioner
Residential | Res ¦ Variable Refrigerant Flow Heat Pump | 2033 | Technical | GWh | After Competition Groups | 106.4915 | 6480622.641 | 6.4806 | 14537.2324 | 0.0073254 | 29 | Residential_2033_Technical_GWh_After Competition Groups_29 | Variable Refrigerant Flow Heat Pump | 0.7325% | 6.4806 | 106.4915 | Residential_2033_Technical_GWh_After Competition Groups_Variable Refrigerant Flow Heat Pump
Residential | Res ¦ Radiant Barrier | 2033 | Technical | GWh | After Competition Groups | 105.2889 | 0 | 0 | 14537.2324 | 0.0072427 | 30 | Residential_2033_Technical_GWh_After Competition Groups_30 | Radiant Barrier | 0.7243% | 0 | 105.2889 | Residential_2033_Technical_GWh_After Competition Groups_Radiant Barrier
Residential | Res ¦ LED Parking Lot Fixture | 2033 | Technical | GWh | After Competition Groups | 103.3607 | 1105589.3218 | 1.1056 | 14537.2324 | 0.0071101 | 31 | Residential_2033_Technical_GWh_After Competition Groups_31 | LED Parking Lot Fixture | 0.711% | 1.1056 | 103.3607 | Residential_2033_Technical_GWh_After Competition Groups_LED Parking Lot Fixture
Residential | Res ¦ Clothes Drying Racks | 2033 | Economic | GWh | After Competition Groups | 72.0876 | 6930623.327 | 6.9306 | 10259.1212 | 0.0070267 | 25 | Residential_2033_Economic_GWh_After Competition Groups_25 | Clothes Drying Racks | 0.7027% | 6.9306 | 72.0876 | Residential_2033_Economic_GWh_After Competition Groups_Clothes Drying Racks
Residential | Res ¦ Freezer Recycling | 2033 | Economic | GWh | After Competition Groups | 69.2693 | 34640434.8935 | 34.6404 | 10259.1212 | 0.006752 | 26 | Residential_2033_Economic_GWh_After Competition Groups_26 | Freezer Recycling | 0.6752% | 34.6404 | 69.2693 | Residential_2033_Economic_GWh_After Competition Groups_Freezer Recycling
Residential | Res ¦ Furnace Whistle | 2033 | Achievable | GWh | After Competition Groups | 34.0059 | 37296.2313 | 0.037296 | 5122.7553 | 0.0066382 | 30 | Residential_2033_Achievable_GWh_After Competition Groups_30 | Furnace Whistle | 0.6638% | 0.037296 | 34.0059 | Residential_2033_Achievable_GWh_After Competition Groups_Furnace Whistle
Residential | Res ¦ Solar Powered Attic Fan | 2033 | Technical | GWh | After Competition Groups | 96.0853 | 0 | 0 | 14537.2324 | 0.0066096 | 32 | Residential_2033_Technical_GWh_After Competition Groups_32 | Solar Powered Attic Fan | 0.661% | 0 | 96.0853 | Residential_2033_Technical_GWh_After Competition Groups_Solar Powered Attic Fan
Residential | Res ¦ Duct Insulation | 2033 | Economic | GWh | After Competition Groups | 67.2774 | 1533972.122 | 1.534 | 10259.1212 | 0.0065578 | 27 | Residential_2033_Economic_GWh_After Competition Groups_27 | Duct Insulation | 0.6558% | 1.534 | 67.2774 | Residential_2033_Economic_GWh_After Competition Groups_Duct Insulation
Residential | Res ¦ Energy Star Windows | 2033 | Economic | GWh | After Competition Groups | 66.5255 | 0 | 0 | 10259.1212 | 0.0064845 | 28 | Residential_2033_Economic_GWh_After Competition Groups_28 | Energy Star Windows | 0.6485% | 0 | 66.5255 | Residential_2033_Economic_GWh_After Competition Groups_Energy Star Windows
Residential | Res ¦ LED Downlight | 2033 | Technical | GWh | After Competition Groups | 89.1552 | 4121207.6691 | 4.1212 | 14537.2324 | 0.0061329 | 33 | Residential_2033_Technical_GWh_After Competition Groups_33 | LED Downlight | 0.6133% | 4.1212 | 89.1552 | Residential_2033_Technical_GWh_After Competition Groups_LED Downlight
Residential | Res ¦ Ceiling Insulation | 2033 | Technical | GWh | After Competition Groups | 82.2658 | 2715883.1785 | 2.7159 | 14537.2324 | 0.005659 | 34 | Residential_2033_Technical_GWh_After Competition Groups_34 | Ceiling Insulation | 0.5659% | 2.7159 | 82.2658 | Residential_2033_Technical_GWh_After Competition Groups_Ceiling Insulation
Residential | Res ¦ Window Film | 2033 | Technical | GWh | After Competition Groups | 82.0188 | 0 | 0 | 14537.2324 | 0.005642 | 35 | Residential_2033_Technical_GWh_After Competition Groups_35 | Window Film | 0.5642% | 0 | 82.0188 | Residential_2033_Technical_GWh_After Competition Groups_Window Film
Residential | Res ¦ Outside Air Economizer | 2033 | Achievable | GWh | After Competition Groups | 28.5021 | 246437.0047 | 0.24644 | 5122.7553 | 0.0055638 | 31 | Residential_2033_Achievable_GWh_After Competition Groups_31 | Outside Air Economizer | 0.5564% | 0.24644 | 28.5021 | Residential_2033_Achievable_GWh_After Competition Groups_Outside Air Economizer
Residential | Res ¦ Refrigerator Recycling | 2033 | Technical | GWh | After Competition Groups | 78.9526 | 1603518.2341 | 1.6035 | 14537.2324 | 0.0054311 | 36 | Residential_2033_Technical_GWh_After Competition Groups_36 | Refrigerator Recycling | 0.5431% | 1.6035 | 78.9526 | Residential_2033_Technical_GWh_After Competition Groups_Refrigerator Recycling
Residential | Res ¦ Floor Insulation | 2033 | Economic | GWh | After Competition Groups | 55.3313 | 1648929.4679 | 1.6489 | 10259.1212 | 0.0053934 | 29 | Residential_2033_Economic_GWh_After Competition Groups_29 | Floor Insulation | 0.5393% | 1.6489 | 55.3313 | Residential_2033_Economic_GWh_After Competition Groups_Floor Insulation
Residential | Res ¦ Energy Star Ceiling Fan/Lighting | 2033 | Technical | GWh | After Competition Groups | 75.8889 | 0 | 0 | 14537.2324 | 0.0052203 | 37 | Residential_2033_Technical_GWh_After Competition Groups_37 | Energy Star Ceiling Fan/Lighting | 0.522% | 0 | 75.8889 | Residential_2033_Technical_GWh_After Competition Groups_Energy Star Ceiling Fan/Lighting
Residential | Res ¦ Clothes Drying Racks | 2033 | Technical | GWh | After Competition Groups | 72.0876 | 6930623.327 | 6.9306 | 14537.2324 | 0.0049588 | 38 | Residential_2033_Technical_GWh_After Competition Groups_38 | Clothes Drying Racks | 0.4959% | 6.9306 | 72.0876 | Residential_2033_Technical_GWh_After Competition Groups_Clothes Drying Racks
Residential | Res ¦ Energy Star Windows | 2033 | Achievable | GWh | After Competition Groups | 24.6259 | 0 | 0 | 5122.7553 | 0.0048072 | 32 | Residential_2033_Achievable_GWh_After Competition Groups_32 | Energy Star Windows | 0.4807% | 0 | 24.6259 | Residential_2033_Achievable_GWh_After Competition Groups_Energy Star Windows
Residential | Res ¦ Freezer Recycling | 2033 | Technical | GWh | After Competition Groups | 69.2693 | 34640434.8935 | 34.6404 | 14537.2324 | 0.004765 | 39 | Residential_2033_Technical_GWh_After Competition Groups_39 | Freezer Recycling | 0.4765% | 34.6404 | 69.2693 | Residential_2033_Technical_GWh_After Competition Groups_Freezer Recycling
Residential | Res ¦ LED Exterior Area Lights - LED Fixture (200W) | 2033 | Economic | GWh | After Competition Groups | 48.4953 | 936398.6901 | 0.9364 | 10259.1212 | 0.004727 | 30 | Residential_2033_Economic_GWh_After Competition Groups_30 | LED Exterior Area Lights - LED Fixture (200W) | 0.4727% | 0.9364 | 48.4953 | Residential_2033_Economic_GWh_After Competition Groups_LED Exterior Area Lights - LED Fixture (200W)
Residential | Res ¦ Duct Insulation | 2033 | Technical | GWh | After Competition Groups | 68.5936 | 1533972.122 | 1.534 | 14537.2324 | 0.0047185 | 40 | Residential_2033_Technical_GWh_After Competition Groups_40 | Duct Insulation | 0.4718% | 1.534 | 68.5936 | Residential_2033_Technical_GWh_After Competition Groups_Duct Insulation
Residential | Res ¦ Home Energy Reports | 2033 | Technical | GWh | After Competition Groups | 68.1368 | 185402.4018 | 0.1854 | 14537.2324 | 0.0046871 | 41 | Residential_2033_Technical_GWh_After Competition Groups_41 | Home Energy Reports | 0.4687% | 0.1854 | 68.1368 | Residential_2033_Technical_GWh_After Competition Groups_Home Energy Reports
Residential | Res ¦ Energy Star Freezer | 2033 | Technical | GWh | After Competition Groups | 67.6639 | 3742347.9698 | 3.7423 | 14537.2324 | 0.0046545 | 42 | Residential_2033_Technical_GWh_After Competition Groups_42 | Energy Star Freezer | 0.4655% | 3.7423 | 67.6639 | Residential_2033_Technical_GWh_After Competition Groups_Energy Star Freezer
Residential | Res ¦ Energy Star Freezer | 2033 | Achievable | GWh | After Competition Groups | 23.3081 | 3742347.9698 | 3.7423 | 5122.7553 | 0.0045499 | 33 | Residential_2033_Achievable_GWh_After Competition Groups_33 | Energy Star Freezer | 0.455% | 3.7423 | 23.3081 | Residential_2033_Achievable_GWh_After Competition Groups_Energy Star Freezer
Residential | Res ¦ Advanced BAS/Controllers | 2033 | Economic | GWh | After Competition Groups | 44.8678 | 958564.2656 | 0.95856 | 10259.1212 | 0.0043735 | 31 | Residential_2033_Economic_GWh_After Competition Groups_31 | Advanced BAS/Controllers | 0.4373% | 0.95856 | 44.8678 | Residential_2033_Economic_GWh_After Competition Groups_Advanced BAS/Controllers
Residential | Res ¦ INTEGRAL LED TROFFERS | 2033 | Technical | GWh | After Competition Groups | 59.6562 | 0 | 0 | 14537.2324 | 0.0041037 | 43 | Residential_2033_Technical_GWh_After Competition Groups_43 | INTEGRAL LED TROFFERS | 0.4104% | 0 | 59.6562 | Residential_2033_Technical_GWh_After Competition Groups_INTEGRAL LED TROFFERS
Residential | Res ¦ Wall Insulation | 2033 | Economic | GWh | After Competition Groups | 41.9963 | 277803.6825 | 0.2778 | 10259.1212 | 0.0040936 | 32 | Residential_2033_Economic_GWh_After Competition Groups_32 | Wall Insulation | 0.4094% | 0.2778 | 41.9963 | Residential_2033_Economic_GWh_After Competition Groups_Wall Insulation
Residential | Res ¦ LED Tube Re-Lamp | 2033 | Achievable | GWh | After Competition Groups | 19.8827 | 723559.687 | 0.72356 | 5122.7553 | 0.0038813 | 34 | Residential_2033_Achievable_GWh_After Competition Groups_34 | LED Tube Re-Lamp | 0.3881% | 0.72356 | 19.8827 | Residential_2033_Achievable_GWh_After Competition Groups_LED Tube Re-Lamp
Residential | Res ¦ Floor Insulation | 2033 | Technical | GWh | After Competition Groups | 55.3313 | 1648929.4679 | 1.6489 | 14537.2324 | 0.0038062 | 44 | Residential_2033_Technical_GWh_After Competition Groups_44 | Floor Insulation | 0.3806% | 1.6489 | 55.3313 | Residential_2033_Technical_GWh_After Competition Groups_Floor Insulation
Residential | Res ¦ Minimize Hot and Warm Clothes Wash | 2033 | Economic | GWh | After Competition Groups | 38.3917 | 0 | 0 | 10259.1212 | 0.0037422 | 33 | Residential_2033_Economic_GWh_After Competition Groups_33 | Minimize Hot and Warm Clothes Wash | 0.3742% | 0 | 38.3917 | Residential_2033_Economic_GWh_After Competition Groups_Minimize Hot and Warm Clothes Wash
Residential | Res ¦ Furnace Whistle | 2033 | Economic | GWh | After Competition Groups | 37.5984 | 37296.2313 | 0.037296 | 10259.1212 | 0.0036649 | 34 | Residential_2033_Economic_GWh_After Competition Groups_34 | Furnace Whistle | 0.3665% | 0.037296 | 37.5984 | Residential_2033_Economic_GWh_After Competition Groups_Furnace Whistle
Residential | Res ¦ Minimize Hot and Warm Clothes Wash | 2033 | Achievable | GWh | After Competition Groups | 18.2958 | 0 | 0 | 5122.7553 | 0.0035715 | 35 | Residential_2033_Achievable_GWh_After Competition Groups_35 | Minimize Hot and Warm Clothes Wash | 0.3571% | 0 | 18.2958 | Residential_2033_Achievable_GWh_After Competition Groups_Minimize Hot and Warm Clothes Wash
Residential | Res ¦ Heat Pump Water Heater | 2033 | Technical | GWh | After Competition Groups | 51.0201 | 199360.2311 | 0.19936 | 14537.2324 | 0.0035096 | 45 | Residential_2033_Technical_GWh_After Competition Groups_45 | Heat Pump Water Heater | 0.351% | 0.19936 | 51.0201 | Residential_2033_Technical_GWh_After Competition Groups_Heat Pump Water Heater
Residential | Res ¦ ENERGY STAR LED LAMPS (REFLECTOR LAMPs/MR16/PAR 16) | 2033 | Achievable | GWh | After Competition Groups | 17.5728 | 130991.596 | 0.13099 | 5122.7553 | 0.0034303 | 36 | Residential_2033_Achievable_GWh_After Competition Groups_36 | ENERGY STAR LED LAMPS (REFLECTOR LAMPs/MR16/PAR 16) | 0.343% | 0.13099 | 17.5728 | Residential_2033_Achievable_GWh_After Competition Groups_ENERGY STAR LED LAMPS (REFLECTOR LAMPs/MR16/PAR 16)
Residential | Res ¦ Furnace with ECM | 2033 | Achievable | GWh | After Competition Groups | 17.4287 | 14700625.7032 | 14.7006 | 5122.7553 | 0.0034022 | 37 | Residential_2033_Achievable_GWh_After Competition Groups_37 | Furnace with ECM | 0.3402% | 14.7006 | 17.4287 | Residential_2033_Achievable_GWh_After Competition Groups_Furnace with ECM
Residential | Res ¦ LED Exterior Area Lights - LED Fixture (200W) | 2033 | Technical | GWh | After Competition Groups | 48.4953 | 936398.6901 | 0.9364 | 14537.2324 | 0.0033359 | 46 | Residential_2033_Technical_GWh_After Competition Groups_46 | LED Exterior Area Lights - LED Fixture (200W) | 0.3336% | 0.9364 | 48.4953 | Residential_2033_Technical_GWh_After Competition Groups_LED Exterior Area Lights - LED Fixture (200W)
Residential | Res ¦ Early Hot Water Heater Replacement | 2033 | Economic | GWh | After Competition Groups | 34.1401 | 4648668.1031 | 4.6487 | 10259.1212 | 0.0033278 | 35 | Residential_2033_Economic_GWh_After Competition Groups_35 | Early Hot Water Heater Replacement | 0.3328% | 4.6487 | 34.1401 | Residential_2033_Economic_GWh_After Competition Groups_Early Hot Water Heater Replacement
Residential | Res ¦ Dehumidifier Recycling | 2033 | Technical | GWh | After Competition Groups | 47.575 | 0 | 0 | 14537.2324 | 0.0032726 | 47 | Residential_2033_Technical_GWh_After Competition Groups_47 | Dehumidifier Recycling | 0.3273% | 0 | 47.575 | Residential_2033_Technical_GWh_After Competition Groups_Dehumidifier Recycling
Residential | Res ¦ Heat Recovery Ventilator | 2033 | Economic | GWh | After Competition Groups | 32.9615 | 4143839.7281 | 4.1438 | 10259.1212 | 0.0032129 | 36 | Residential_2033_Economic_GWh_After Competition Groups_36 | Heat Recovery Ventilator | 0.3213% | 4.1438 | 32.9615 | Residential_2033_Economic_GWh_After Competition Groups_Heat Recovery Ventilator
Residential | Res ¦ Advanced BAS/Controllers | 2033 | Technical | GWh | After Competition Groups | 44.8678 | 958564.2656 | 0.95856 | 14537.2324 | 0.0030864 | 48 | Residential_2033_Technical_GWh_After Competition Groups_48 | Advanced BAS/Controllers | 0.3086% | 0.95856 | 44.8678 | Residential_2033_Technical_GWh_After Competition Groups_Advanced BAS/Controllers
Residential | Res ¦ Basement or Crawlspace Insulation | 2033 | Economic | GWh | After Competition Groups | 31.0784 | 0 | 0 | 10259.1212 | 0.0030293 | 37 | Residential_2033_Economic_GWh_After Competition Groups_37 | Basement or Crawlspace Insulation | 0.3029% | 0 | 31.0784 | Residential_2033_Economic_GWh_After Competition Groups_Basement or Crawlspace Insulation
Residential | Res ¦ Duct Insulation MF | 2033 | Economic | GWh | After Competition Groups | 30.9077 | 1209217.2723 | 1.2092 | 10259.1212 | 0.0030127 | 38 | Residential_2033_Economic_GWh_After Competition Groups_38 | Duct Insulation MF | 0.3013% | 1.2092 | 30.9077 | Residential_2033_Economic_GWh_After Competition Groups_Duct Insulation MF
Residential | Res ¦ Outside Air Economizer | 2033 | Economic | GWh | After Competition Groups | 30.8843 | 246437.0047 | 0.24644 | 10259.1212 | 0.0030104 | 39 | Residential_2033_Economic_GWh_After Competition Groups_39 | Outside Air Economizer | 0.301% | 0.24644 | 30.8843 | Residential_2033_Economic_GWh_After Competition Groups_Outside Air Economizer
Residential | Res ¦ CO Sensors for parking garage exhaust fans | 2033 | Achievable | GWh | After Competition Groups | 15.0369 | 496375.1665 | 0.49638 | 5122.7553 | 0.0029353 | 38 | Residential_2033_Achievable_GWh_After Competition Groups_38 | CO Sensors for parking garage exhaust fans | 0.2935% | 0.49638 | 15.0369 | Residential_2033_Achievable_GWh_After Competition Groups_CO Sensors for parking garage exhaust fans
Residential | Res ¦ Central Lighting Control System | 2033 | Technical | GWh | After Competition Groups | 42.6426 | 0 | 0 | 14537.2324 | 0.0029333 | 49 | Residential_2033_Technical_GWh_After Competition Groups_49 | Central Lighting Control System | 0.2933% | 0 | 42.6426 | Residential_2033_Technical_GWh_After Competition Groups_Central Lighting Control System
Residential | Res ¦ Variable Frequency Drive (VFD) | 2033 | Achievable | GWh | After Competition Groups | 14.6626 | 230172.5512 | 0.23017 | 5122.7553 | 0.0028623 | 39 | Residential_2033_Achievable_GWh_After Competition Groups_39 | Variable Frequency Drive (VFD) | 0.2862% | 0.23017 | 14.6626 | Residential_2033_Achievable_GWh_After Competition Groups_Variable Frequency Drive (VFD)
Residential | Res ¦ Minimize Hot and Warm Clothes Wash | 2033 | Technical | GWh | After Competition Groups | 38.3917 | 0 | 0 | 14537.2324 | 0.0026409 | 50 | Residential_2033_Technical_GWh_After Competition Groups_50 | Minimize Hot and Warm Clothes Wash | 0.2641% | 0 | 38.3917 | Residential_2033_Technical_GWh_After Competition Groups_Minimize Hot and Warm Clothes Wash
Residential | Res ¦ Furnace Whistle | 2033 | Technical | GWh | After Competition Groups | 37.5984 | 37296.2313 | 0.037296 | 14537.2324 | 0.0025864 | 51 | Residential_2033_Technical_GWh_After Competition Groups_51 | Furnace Whistle | 0.2586% | 0.037296 | 37.5984 | Residential_2033_Technical_GWh_After Competition Groups_Furnace Whistle
Residential | Res ¦ Duct Insulation | 2033 | Achievable | GWh | After Competition Groups | 13.1169 | 1533972.122 | 1.534 | 5122.7553 | 0.0025605 | 40 | Residential_2033_Achievable_GWh_After Competition Groups_40 | Duct Insulation | 0.2561% | 1.534 | 13.1169 | Residential_2033_Achievable_GWh_After Competition Groups_Duct Insulation
Residential | Res ¦ High Efficiency Chiller (avg of water and air cooled) | 2033 | Achievable | GWh | After Competition Groups | 12.5703 | 199833.525 | 0.19983 | 5122.7553 | 0.0024538 | 41 | Residential_2033_Achievable_GWh_After Competition Groups_41 | High Efficiency Chiller (avg of water and air cooled) | 0.2454% | 0.19983 | 12.5703 | Residential_2033_Achievable_GWh_After Competition Groups_High Efficiency Chiller (avg of water and air cooled)
Residential | Res ¦ Early Hot Water Heater Replacement | 2033 | Technical | GWh | After Competition Groups | 34.1401 | 4648668.1031 | 4.6487 | 14537.2324 | 0.0023485 | 52 | Residential_2033_Technical_GWh_After Competition Groups_52 | Early Hot Water Heater Replacement | 0.2348% | 4.6487 | 34.1401 | Residential_2033_Technical_GWh_After Competition Groups_Early Hot Water Heater Replacement
Residential | Res ¦ Heat Recovery Ventilator | 2033 | Technical | GWh | After Competition Groups | 34.0665 | 4143839.7281 | 4.1438 | 14537.2324 | 0.0023434 | 53 | Residential_2033_Technical_GWh_After Competition Groups_53 | Heat Recovery Ventilator | 0.2343% | 4.1438 | 34.0665 | Residential_2033_Technical_GWh_After Competition Groups_Heat Recovery Ventilator
Residential | Res ¦ LED Tube Re-Lamp | 2033 | Technical | GWh | After Competition Groups | 33.7332 | 723559.687 | 0.72356 | 14537.2324 | 0.0023205 | 54 | Residential_2033_Technical_GWh_After Competition Groups_54 | LED Tube Re-Lamp | 0.232% | 0.72356 | 33.7332 | Residential_2033_Technical_GWh_After Competition Groups_LED Tube Re-Lamp
Residential | Res ¦ Tankless Water Heater | 2033 | Economic | GWh | After Competition Groups | 23.5187 | 1283572.9615 | 1.2836 | 10259.1212 | 0.0022925 | 40 | Residential_2033_Economic_GWh_After Competition Groups_40 | Tankless Water Heater | 0.2292% | 1.2836 | 23.5187 | Residential_2033_Economic_GWh_After Competition Groups_Tankless Water Heater
Residential | Res ¦ Drain Water Heat Recovery | 2033 | Economic | GWh | After Competition Groups | 22.9169 | 3164153.0811 | 3.1642 | 10259.1212 | 0.0022338 | 41 | Residential_2033_Economic_GWh_After Competition Groups_41 | Drain Water Heat Recovery | 0.2234% | 3.1642 | 22.9169 | Residential_2033_Economic_GWh_After Competition Groups_Drain Water Heat Recovery
Residential | Res ¦ Floor Insulation | 2033 | Achievable | GWh | After Competition Groups | 11.0421 | 1648929.4679 | 1.6489 | 5122.7553 | 0.0021555 | 42 | Residential_2033_Achievable_GWh_After Competition Groups_42 | Floor Insulation | 0.2156% | 1.6489 | 11.0421 | Residential_2033_Achievable_GWh_After Competition Groups_Floor Insulation
Residential | Res ¦ Duct Insulation MF | 2033 | Technical | GWh | After Competition Groups | 30.9077 | 1209217.2723 | 1.2092 | 14537.2324 | 0.0021261 | 55 | Residential_2033_Technical_GWh_After Competition Groups_55 | Duct Insulation MF | 0.2126% | 1.2092 | 30.9077 | Residential_2033_Technical_GWh_After Competition Groups_Duct Insulation MF
Residential | Res ¦ Outside Air Economizer | 2033 | Technical | GWh | After Competition Groups | 30.8843 | 246437.0047 | 0.24644 | 14537.2324 | 0.0021245 | 56 | Residential_2033_Technical_GWh_After Competition Groups_56 | Outside Air Economizer | 0.2124% | 0.24644 | 30.8843 | Residential_2033_Technical_GWh_After Competition Groups_Outside Air Economizer
Residential | Res ¦ Demand Control Ventilation | 2033 | Achievable | GWh | After Competition Groups | 10.8798 | 20236.8442 | 0.020237 | 5122.7553 | 0.0021238 | 43 | Residential_2033_Achievable_GWh_After Competition Groups_43 | Demand Control Ventilation | 0.2124% | 0.020237 | 10.8798 | Residential_2033_Achievable_GWh_After Competition Groups_Demand Control Ventilation
Residential | Res ¦ Water Heater Temperature Setback | 2033 | Achievable | GWh | After Competition Groups | 10.8354 | 37746.371 | 0.037746 | 5122.7553 | 0.0021152 | 44 | Residential_2033_Achievable_GWh_After Competition Groups_44 | Water Heater Temperature Setback | 0.2115% | 0.037746 | 10.8354 | Residential_2033_Achievable_GWh_After Competition Groups_Water Heater Temperature Setback
Residential | Res ¦ LED Tube Re-Lamp | 2033 | Economic | GWh | After Competition Groups | 20.9941 | 723559.687 | 0.72356 | 10259.1212 | 0.0020464 | 42 | Residential_2033_Economic_GWh_After Competition Groups_42 | LED Tube Re-Lamp | 0.2046% | 0.72356 | 20.9941 | Residential_2033_Economic_GWh_After Competition Groups_LED Tube Re-Lamp
Residential | Res ¦ Demand Control Ventilation | 2033 | Economic | GWh | After Competition Groups | 20.6345 | 20236.8442 | 0.020237 | 10259.1212 | 0.0020113 | 43 | Residential_2033_Economic_GWh_After Competition Groups_43 | Demand Control Ventilation | 0.2011% | 0.020237 | 20.6345 | Residential_2033_Economic_GWh_After Competition Groups_Demand Control Ventilation
Residential | Res ¦ Tankless Water Heater | 2033 | Achievable | GWh | After Competition Groups | 10.0273 | 1283572.9615 | 1.2836 | 5122.7553 | 0.0019574 | 45 | Residential_2033_Achievable_GWh_After Competition Groups_45 | Tankless Water Heater | 0.1957% | 1.2836 | 10.0273 | Residential_2033_Achievable_GWh_After Competition Groups_Tankless Water Heater
Residential | Res ¦ Central Air Conditioner Maintenance | 2033 | Technical | GWh | After Competition Groups | 28.1062 | 0 | 0 | 14537.2324 | 0.0019334 | 57 | Residential_2033_Technical_GWh_After Competition Groups_57 | Central Air Conditioner Maintenance | 0.1933% | 0 | 28.1062 | Residential_2033_Technical_GWh_After Competition Groups_Central Air Conditioner Maintenance
Residential | Res ¦ Energy Star Dehumidifier | 2033 | Technical | GWh | After Competition Groups | 27.9688 | 0 | 0 | 14537.2324 | 0.0019239 | 58 | Residential_2033_Technical_GWh_After Competition Groups_58 | Energy Star Dehumidifier | 0.1924% | 0 | 27.9688 | Residential_2033_Technical_GWh_After Competition Groups_Energy Star Dehumidifier
Residential | Res ¦ Home Energy Reports | 2033 | Economic | GWh | After Competition Groups | 19.6324 | 185402.4018 | 0.1854 | 10259.1212 | 0.0019137 | 44 | Residential_2033_Economic_GWh_After Competition Groups_44 | Home Energy Reports | 0.1914% | 0.1854 | 19.6324 | Residential_2033_Economic_GWh_After Competition Groups_Home Energy Reports
Residential | Res ¦ CO Sensors for parking garage exhaust fans | 2033 | Economic | GWh | After Competition Groups | 19.4856 | 496375.1665 | 0.49638 | 10259.1212 | 0.0018993 | 45 | Residential_2033_Economic_GWh_After Competition Groups_45 | CO Sensors for parking garage exhaust fans | 0.1899% | 0.49638 | 19.4856 | Residential_2033_Economic_GWh_After Competition Groups_CO Sensors for parking garage exhaust fans
Residential | Res ¦ Home Energy Reports | 2033 | Achievable | GWh | After Competition Groups | 9.7019 | 185402.4018 | 0.1854 | 5122.7553 | 0.0018939 | 46 | Residential_2033_Achievable_GWh_After Competition Groups_46 | Home Energy Reports | 0.1894% | 0.1854 | 9.7019 | Residential_2033_Achievable_GWh_After Competition Groups_Home Energy Reports
Residential | Res ¦ Energy Star Freezer | 2033 | Economic | GWh | After Competition Groups | 19.0444 | 3742347.9698 | 3.7423 | 10259.1212 | 0.0018563 | 46 | Residential_2033_Economic_GWh_After Competition Groups_46 | Energy Star Freezer | 0.1856% | 3.7423 | 19.0444 | Residential_2033_Economic_GWh_After Competition Groups_Energy Star Freezer
Residential | Res ¦ ENERGY STAR LED LAMPS (REFLECTOR LAMPs/MR16/PAR 16) | 2033 | Economic | GWh | After Competition Groups | 18.9735 | 130991.596 | 0.13099 | 10259.1212 | 0.0018494 | 47 | Residential_2033_Economic_GWh_After Competition Groups_47 | ENERGY STAR LED LAMPS (REFLECTOR LAMPs/MR16/PAR 16) | 0.1849% | 0.13099 | 18.9735 | Residential_2033_Economic_GWh_After Competition Groups_ENERGY STAR LED LAMPS (REFLECTOR LAMPs/MR16/PAR 16)
Residential | Res ¦ Condensing Make Up Air Unit | 2033 | Achievable | GWh | After Competition Groups | 8.2318 | 1290996.4206 | 1.291 | 5122.7553 | 0.0016069 | 47 | Residential_2033_Achievable_GWh_After Competition Groups_47 | Condensing Make Up Air Unit | 0.1607% | 1.291 | 8.2318 | Residential_2033_Achievable_GWh_After Competition Groups_Condensing Make Up Air Unit
Residential | Res ¦ Variable Frequency Drive (VFD) | 2033 | Economic | GWh | After Competition Groups | 16.2122 | 230172.5512 | 0.23017 | 10259.1212 | 0.0015803 | 48 | Residential_2033_Economic_GWh_After Competition Groups_48 | Variable Frequency Drive (VFD) | 0.158% | 0.23017 | 16.2122 | Residential_2033_Economic_GWh_After Competition Groups_Variable Frequency Drive (VFD)
Residential | Res ¦ Wall Insulation | 2033 | Achievable | GWh | After Competition Groups | 8.0776 | 277803.6825 | 0.2778 | 5122.7553 | 0.0015768 | 48 | Residential_2033_Achievable_GWh_After Competition Groups_48 | Wall Insulation | 0.1577% | 0.2778 | 8.0776 | Residential_2033_Achievable_GWh_After Competition Groups_Wall Insulation
Residential | Res ¦ Drain Water Heat Recovery | 2033 | Technical | GWh | After Competition Groups | 22.9169 | 3164153.0811 | 3.1642 | 14537.2324 | 0.0015764 | 59 | Residential_2033_Technical_GWh_After Competition Groups_59 | Drain Water Heat Recovery | 0.1576% | 3.1642 | 22.9169 | Residential_2033_Technical_GWh_After Competition Groups_Drain Water Heat Recovery
Residential | Res ¦ Energy Star Dishwasher | 2033 | Technical | GWh | After Competition Groups | 22.2142 | 0 | 0 | 14537.2324 | 0.0015281 | 60 | Residential_2033_Technical_GWh_After Competition Groups_60 | Energy Star Dishwasher | 0.1528% | 0 | 22.2142 | Residential_2033_Technical_GWh_After Competition Groups_Energy Star Dishwasher
Residential | Res ¦ Condensing Make Up Air Unit | 2033 | Economic | GWh | After Competition Groups | 14.6344 | 1290996.4206 | 1.291 | 10259.1212 | 0.0014265 | 49 | Residential_2033_Economic_GWh_After Competition Groups_49 | Condensing Make Up Air Unit | 0.1426% | 1.291 | 14.6344 | Residential_2033_Economic_GWh_After Competition Groups_Condensing Make Up Air Unit
Residential | Res ¦ Demand Control Ventilation | 2033 | Technical | GWh | After Competition Groups | 20.6345 | 20236.8442 | 0.020237 | 14537.2324 | 0.0014194 | 61 | Residential_2033_Technical_GWh_After Competition Groups_61 | Demand Control Ventilation | 0.1419% | 0.020237 | 20.6345 | Residential_2033_Technical_GWh_After Competition Groups_Demand Control Ventilation
Residential | Res ¦ High Efficiency Chiller (avg of water and air cooled) | 2033 | Economic | GWh | After Competition Groups | 14.0474 | 199833.525 | 0.19983 | 10259.1212 | 0.0013693 | 50 | Residential_2033_Economic_GWh_After Competition Groups_50 | High Efficiency Chiller (avg of water and air cooled) | 0.1369% | 0.19983 | 14.0474 | Residential_2033_Economic_GWh_After Competition Groups_High Efficiency Chiller (avg of water and air cooled)
Residential | Res ¦ CO Sensors for parking garage exhaust fans | 2033 | Technical | GWh | After Competition Groups | 19.4856 | 496375.1665 | 0.49638 | 14537.2324 | 0.0013404 | 62 | Residential_2033_Technical_GWh_After Competition Groups_62 | CO Sensors for parking garage exhaust fans | 0.134% | 0.49638 | 19.4856 | Residential_2033_Technical_GWh_After Competition Groups_CO Sensors for parking garage exhaust fans
Residential | Res ¦ ENERGY STAR LED LAMPS (REFLECTOR LAMPs/MR16/PAR 16) | 2033 | Technical | GWh | After Competition Groups | 18.9735 | 130991.596 | 0.13099 | 14537.2324 | 0.0013052 | 63 | Residential_2033_Technical_GWh_After Competition Groups_63 | ENERGY STAR LED LAMPS (REFLECTOR LAMPs/MR16/PAR 16) | 0.1305% | 0.13099 | 18.9735 | Residential_2033_Technical_GWh_After Competition Groups_ENERGY STAR LED LAMPS (REFLECTOR LAMPs/MR16/PAR 16)
Residential | Res ¦ Water Heater Temperature Setback | 2033 | Economic | GWh | After Competition Groups | 11.9802 | 37746.371 | 0.037746 | 10259.1212 | 0.0011678 | 51 | Residential_2033_Economic_GWh_After Competition Groups_51 | Water Heater Temperature Setback | 0.1168% | 0.037746 | 11.9802 | Residential_2033_Economic_GWh_After Competition Groups_Water Heater Temperature Setback
Residential | Res ¦ Early Hot Water Heater Replacement | 2033 | Achievable | GWh | After Competition Groups | 5.7135 | 4648668.1031 | 4.6487 | 5122.7553 | 0.0011153 | 49 | Residential_2033_Achievable_GWh_After Competition Groups_49 | Early Hot Water Heater Replacement | 0.1115% | 4.6487 | 5.7135 | Residential_2033_Achievable_GWh_After Competition Groups_Early Hot Water Heater Replacement
Residential | Res ¦ Variable Frequency Drive (VFD) | 2033 | Technical | GWh | After Competition Groups | 16.2122 | 230172.5512 | 0.23017 | 14537.2324 | 0.0011152 | 64 | Residential_2033_Technical_GWh_After Competition Groups_64 | Variable Frequency Drive (VFD) | 0.1115% | 0.23017 | 16.2122 | Residential_2033_Technical_GWh_After Competition Groups_Variable Frequency Drive (VFD)
Residential | Res ¦ Condensing Make Up Air Unit | 2033 | Technical | GWh | After Competition Groups | 14.6344 | 1290996.4206 | 1.291 | 14537.2324 | 0.0010067 | 65 | Residential_2033_Technical_GWh_After Competition Groups_65 | Condensing Make Up Air Unit | 0.1007% | 1.291 | 14.6344 | Residential_2033_Technical_GWh_After Competition Groups_Condensing Make Up Air Unit
Residential | Res ¦ Duct Insulation MF | 2033 | Achievable | GWh | After Competition Groups | 5.0171 | 1209217.2723 | 1.2092 | 5122.7553 | 0.00097938 | 50 | Residential_2033_Achievable_GWh_After Competition Groups_50 | Duct Insulation MF | 0.09794% | 1.2092 | 5.0171 | Residential_2033_Achievable_GWh_After Competition Groups_Duct Insulation MF
Residential | Res ¦ High Efficiency Chiller (avg of water and air cooled) | 2033 | Technical | GWh | After Competition Groups | 14.0474 | 199833.525 | 0.19983 | 14537.2324 | 0.0009663 | 66 | Residential_2033_Technical_GWh_After Competition Groups_66 | High Efficiency Chiller (avg of water and air cooled) | 0.09663% | 0.19983 | 14.0474 | Residential_2033_Technical_GWh_After Competition Groups_High Efficiency Chiller (avg of water and air cooled)
Residential | Res ¦ Drain Water Heat Recovery | 2033 | Achievable | GWh | After Competition Groups | 4.838 | 3164153.0811 | 3.1642 | 5122.7553 | 0.00094441 | 51 | Residential_2033_Achievable_GWh_After Competition Groups_51 | Drain Water Heat Recovery | 0.09444% | 3.1642 | 4.838 | Residential_2033_Achievable_GWh_After Competition Groups_Drain Water Heat Recovery
Residential | Res ¦ Heat Recovery Ventilator | 2033 | Achievable | GWh | After Competition Groups | 4.5982 | 4143839.7281 | 4.1438 | 5122.7553 | 0.0008976 | 52 | Residential_2033_Achievable_GWh_After Competition Groups_52 | Heat Recovery Ventilator | 0.08976% | 4.1438 | 4.5982 | Residential_2033_Achievable_GWh_After Competition Groups_Heat Recovery Ventilator
Residential | Res ¦ VFD on Pumps | 2033 | Achievable | GWh | After Competition Groups | 4.5089 | 86221.0859 | 0.086221 | 5122.7553 | 0.00088017 | 53 | Residential_2033_Achievable_GWh_After Competition Groups_53 | VFD on Pumps | 0.08802% | 0.086221 | 4.5089 | Residential_2033_Achievable_GWh_After Competition Groups_VFD on Pumps
Residential | Res ¦ Water Heater Temperature Setback | 2033 | Technical | GWh | After Competition Groups | 11.9802 | 37746.371 | 0.037746 | 14537.2324 | 0.0008241 | 67 | Residential_2033_Technical_GWh_After Competition Groups_67 | Water Heater Temperature Setback | 0.08241% | 0.037746 | 11.9802 | Residential_2033_Technical_GWh_After Competition Groups_Water Heater Temperature Setback
Residential | Res ¦ DHW Recirculation Systems | 2033 | Technical | GWh | After Competition Groups | 10.7929 | 0 | 0 | 14537.2324 | 0.00074243 | 68 | Residential_2033_Technical_GWh_After Competition Groups_68 | DHW Recirculation Systems | 0.07424% | 0 | 10.7929 | Residential_2033_Technical_GWh_After Competition Groups_DHW Recirculation Systems
Residential | Res ¦ Basement or Crawlspace Insulation | 2033 | Achievable | GWh | After Competition Groups | 3.5436 | 0 | 0 | 5122.7553 | 0.00069173 | 54 | Residential_2033_Achievable_GWh_After Competition Groups_54 | Basement or Crawlspace Insulation | 0.06917% | 0 | 3.5436 | Residential_2033_Achievable_GWh_After Competition Groups_Basement or Crawlspace Insulation
Residential | Res ¦ Air Source Heat Pump Maintenance | 2033 | Technical | GWh | After Competition Groups | 9.7397 | 0 | 0 | 14537.2324 | 0.00066998 | 69 | Residential_2033_Technical_GWh_After Competition Groups_69 | Air Source Heat Pump Maintenance | 0.067% | 0 | 9.7397 | Residential_2033_Technical_GWh_After Competition Groups_Air Source Heat Pump Maintenance
Residential | Res ¦ Variable Refrigerant Flow Heat Pump | 2033 | Achievable | GWh | After Competition Groups | 3.2969 | 6480622.641 | 6.4806 | 5122.7553 | 0.00064358 | 55 | Residential_2033_Achievable_GWh_After Competition Groups_55 | Variable Refrigerant Flow Heat Pump | 0.06436% | 6.4806 | 3.2969 | Residential_2033_Achievable_GWh_After Competition Groups_Variable Refrigerant Flow Heat Pump
Residential | Res ¦ ENERGY STAR LED Lamps (General Service Lamps) | 2033 | Achievable | GWh | After Competition Groups | 3.043 | 27338.3303 | 0.027338 | 5122.7553 | 0.00059402 | 56 | Residential_2033_Achievable_GWh_After Competition Groups_56 | ENERGY STAR LED Lamps (General Service Lamps) | 0.0594% | 0.027338 | 3.043 | Residential_2033_Achievable_GWh_After Competition Groups_ENERGY STAR LED Lamps (General Service Lamps)
Residential | Res ¦ LED Downlight | 2033 | Economic | GWh | After Competition Groups | 5.8105 | 4121207.6691 | 4.1212 | 10259.1212 | 0.00056637 | 52 | Residential_2033_Economic_GWh_After Competition Groups_52 | LED Downlight | 0.05664% | 4.1212 | 5.8105 | Residential_2033_Economic_GWh_After Competition Groups_LED Downlight
Residential | Res ¦ VFD on Pumps | 2033 | Economic | GWh | After Competition Groups | 4.9854 | 86221.0859 | 0.086221 | 10259.1212 | 0.00048595 | 53 | Residential_2033_Economic_GWh_After Competition Groups_53 | VFD on Pumps | 0.04859% | 0.086221 | 4.9854 | Residential_2033_Economic_GWh_After Competition Groups_VFD on Pumps
Residential | Res ¦ Heat Pump Water Heater | 2033 | Economic | GWh | After Competition Groups | 4.9554 | 199360.2311 | 0.19936 | 10259.1212 | 0.00048303 | 54 | Residential_2033_Economic_GWh_After Competition Groups_54 | Heat Pump Water Heater | 0.0483% | 0.19936 | 4.9554 | Residential_2033_Economic_GWh_After Competition Groups_Heat Pump Water Heater
Residential | Res ¦ ECM MOTORS FOR HVAC APPLICATION (FAN-POWERED VAV BOX) | 2033 | Achievable | GWh | After Competition Groups | 2.3745 | 54871.9328 | 0.054872 | 5122.7553 | 0.00046352 | 57 | Residential_2033_Achievable_GWh_After Competition Groups_57 | ECM MOTORS FOR HVAC APPLICATION (FAN-POWERED VAV BOX) | 0.04635% | 0.054872 | 2.3745 | Residential_2033_Achievable_GWh_After Competition Groups_ECM MOTORS FOR HVAC APPLICATION (FAN-POWERED VAV BOX)
Residential | Res ¦ Variable Refrigerant Flow Heat Pump | 2033 | Economic | GWh | After Competition Groups | 4.0361 | 6480622.641 | 6.4806 | 10259.1212 | 0.00039341 | 55 | Residential_2033_Economic_GWh_After Competition Groups_55 | Variable Refrigerant Flow Heat Pump | 0.03934% | 6.4806 | 4.0361 | Residential_2033_Economic_GWh_After Competition Groups_Variable Refrigerant Flow Heat Pump
Residential | Res ¦ VFD on Pumps | 2033 | Technical | GWh | After Competition Groups | 4.9854 | 86221.0859 | 0.086221 | 14537.2324 | 0.00034294 | 70 | Residential_2033_Technical_GWh_After Competition Groups_70 | VFD on Pumps | 0.03429% | 0.086221 | 4.9854 | Residential_2033_Technical_GWh_After Competition Groups_VFD on Pumps
Residential | Res ¦ ENERGY STAR LED Lamps (General Service Lamps) | 2033 | Economic | GWh | After Competition Groups | 3.3551 | 27338.3303 | 0.027338 | 10259.1212 | 0.00032703 | 56 | Residential_2033_Economic_GWh_After Competition Groups_56 | ENERGY STAR LED Lamps (General Service Lamps) | 0.0327% | 0.027338 | 3.3551 | Residential_2033_Economic_GWh_After Competition Groups_ENERGY STAR LED Lamps (General Service Lamps)
Residential | Res ¦ ECM MOTORS FOR HVAC APPLICATION (FAN-POWERED VAV BOX) | 2033 | Economic | GWh | After Competition Groups | 3.1527 | 54871.9328 | 0.054872 | 10259.1212 | 0.00030731 | 57 | Residential_2033_Economic_GWh_After Competition Groups_57 | ECM MOTORS FOR HVAC APPLICATION (FAN-POWERED VAV BOX) | 0.03073% | 0.054872 | 3.1527 | Residential_2033_Economic_GWh_After Competition Groups_ECM MOTORS FOR HVAC APPLICATION (FAN-POWERED VAV BOX)
Residential | Res ¦ Ceiling Insulation | 2033 | Achievable | GWh | After Competition Groups | 1.5647 | 2715883.1785 | 2.7159 | 5122.7553 | 0.00030545 | 58 | Residential_2033_Achievable_GWh_After Competition Groups_58 | Ceiling Insulation | 0.03054% | 2.7159 | 1.5647 | Residential_2033_Achievable_GWh_After Competition Groups_Ceiling Insulation
Residential | Res ¦ Beverage Vending Machine Controls | 2033 | Achievable | GWh | After Competition Groups | 1.5497 | 26383.4149 | 0.026383 | 5122.7553 | 0.00030252 | 59 | Residential_2033_Achievable_GWh_After Competition Groups_59 | Beverage Vending Machine Controls | 0.03025% | 0.026383 | 1.5497 | Residential_2033_Achievable_GWh_After Competition Groups_Beverage Vending Machine Controls
Residential | Res ¦ ENERGY STAR LED Lamps (General Service Lamps) | 2033 | Technical | GWh | After Competition Groups | 3.3551 | 27338.3303 | 0.027338 | 14537.2324 | 0.00023079 | 71 | Residential_2033_Technical_GWh_After Competition Groups_71 | ENERGY STAR LED Lamps (General Service Lamps) | 0.02308% | 0.027338 | 3.3551 | Residential_2033_Technical_GWh_After Competition Groups_ENERGY STAR LED Lamps (General Service Lamps)
Residential | Res ¦ Beverage Vending Machine Controls | 2033 | Economic | GWh | After Competition Groups | 2.249 | 26383.4149 | 0.026383 | 10259.1212 | 0.00021922 | 58 | Residential_2033_Economic_GWh_After Competition Groups_58 | Beverage Vending Machine Controls | 0.02192% | 0.026383 | 2.249 | Residential_2033_Economic_GWh_After Competition Groups_Beverage Vending Machine Controls
Residential | Res ¦ Tankless Water Heater | 2033 | Technical | GWh | After Competition Groups | 3.1744 | 93108.2048 | 0.093108 | 14537.2324 | 0.00021836 | 72 | Residential_2033_Technical_GWh_After Competition Groups_72 | Tankless Water Heater | 0.02184% | 0.093108 | 3.1744 | Residential_2033_Technical_GWh_After Competition Groups_Tankless Water Heater
Residential | Res ¦ ECM MOTORS FOR HVAC APPLICATION (FAN-POWERED VAV BOX) | 2033 | Technical | GWh | After Competition Groups | 3.1527 | 54871.9328 | 0.054872 | 14537.2324 | 0.00021687 | 73 | Residential_2033_Technical_GWh_After Competition Groups_73 | ECM MOTORS FOR HVAC APPLICATION (FAN-POWERED VAV BOX) | 0.02169% | 0.054872 | 3.1527 | Residential_2033_Technical_GWh_After Competition Groups_ECM MOTORS FOR HVAC APPLICATION (FAN-POWERED VAV BOX)
Residential | Res ¦ HVAC Optimization | 2033 | Technical | GWh | After Competition Groups | 2.9344 | 0 | 0 | 14537.2324 | 0.00020185 | 74 | Residential_2033_Technical_GWh_After Competition Groups_74 | HVAC Optimization | 0.02019% | 0 | 2.9344 | Residential_2033_Technical_GWh_After Competition Groups_HVAC Optimization
Residential | Res ¦ Beverage Vending Machine Controls | 2033 | Technical | GWh | After Competition Groups | 2.249 | 26383.4149 | 0.026383 | 14537.2324 | 0.00015471 | 75 | Residential_2033_Technical_GWh_After Competition Groups_75 | Beverage Vending Machine Controls | 0.01547% | 0.026383 | 2.249 | Residential_2033_Technical_GWh_After Competition Groups_Beverage Vending Machine Controls
Residential | Res ¦ Heat Pump Water Heater | 2033 | Achievable | GWh | After Competition Groups | 0.30495 | 199360.2311 | 0.19936 | 5122.7553 | 5.9529e-05 | 60 | Residential_2033_Achievable_GWh_After Competition Groups_60 | Heat Pump Water Heater | 0.005953% | 0.19936 | 0.30495 | Residential_2033_Achievable_GWh_After Competition Groups_Heat Pump Water Heater
Residential | Res ¦ Wall Insulation MF | 2033 | Technical | GWh | After Competition Groups | 0.60653 | 0 | 0 | 14537.2324 | 4.1723e-05 | 76 | Residential_2033_Technical_GWh_After Competition Groups_76 | Wall Insulation MF | 0.004172% | 0 | 0.60653 | Residential_2033_Technical_GWh_After Competition Groups_Wall Insulation MF
Residential | Res ¦ Chilled Water Optimization | 2033 | Achievable | GWh | After Competition Groups | 0.20838 | 238.0709 | 0.00023807 | 5122.7553 | 4.0678e-05 | 61 | Residential_2033_Achievable_GWh_After Competition Groups_61 | Chilled Water Optimization | 0.004068% | 0.00023807 | 0.20838 | Residential_2033_Achievable_GWh_After Competition Groups_Chilled Water Optimization
Residential | Res ¦ Chilled Water Optimization | 2033 | Economic | GWh | After Competition Groups | 0.35803 | 238.0709 | 0.00023807 | 10259.1212 | 3.4899e-05 | 59 | Residential_2033_Economic_GWh_After Competition Groups_59 | Chilled Water Optimization | 0.00349% | 0.00023807 | 0.35803 | Residential_2033_Economic_GWh_After Competition Groups_Chilled Water Optimization
Residential | Res ¦ LED High Bay Fixture | 2033 | Achievable | GWh | After Competition Groups | 0.14096 | 38839.5014 | 0.03884 | 5122.7553 | 2.7516e-05 | 62 | Residential_2033_Achievable_GWh_After Competition Groups_62 | LED High Bay Fixture | 0.002752% | 0.03884 | 0.14096 | Residential_2033_Achievable_GWh_After Competition Groups_LED High Bay Fixture
Residential | Res ¦ LED High Bay Fixture | 2033 | Economic | GWh | After Competition Groups | 0.27493 | 38839.5014 | 0.03884 | 10259.1212 | 2.6798e-05 | 60 | Residential_2033_Economic_GWh_After Competition Groups_60 | LED High Bay Fixture | 0.00268% | 0.03884 | 0.27493 | Residential_2033_Economic_GWh_After Competition Groups_LED High Bay Fixture
Residential | Res ¦ Chilled Water Optimization | 2033 | Technical | GWh | After Competition Groups | 0.35803 | 238.0709 | 0.00023807 | 14537.2324 | 2.4629e-05 | 77 | Residential_2033_Technical_GWh_After Competition Groups_77 | Chilled Water Optimization | 0.002463% | 0.00023807 | 0.35803 | Residential_2033_Technical_GWh_After Competition Groups_Chilled Water Optimization
Residential | Res ¦ LED Recessed Downlights | 2033 | Technical | GWh | After Competition Groups | 0.31981 | 0 | 0 | 14537.2324 | 2.1999e-05 | 78 | Residential_2033_Technical_GWh_After Competition Groups_78 | LED Recessed Downlights | 0.0022% | 0 | 0.31981 | Residential_2033_Technical_GWh_After Competition Groups_LED Recessed Downlights
Residential | Res ¦ LED High Bay Fixture | 2033 | Technical | GWh | After Competition Groups | 0.27493 | 38839.5014 | 0.03884 | 14537.2324 | 1.8912e-05 | 79 | Residential_2033_Technical_GWh_After Competition Groups_79 | LED High Bay Fixture | 0.001891% | 0.03884 | 0.27493 | Residential_2033_Technical_GWh_After Competition Groups_LED High Bay Fixture
Residential | Res ¦ Air Source Heat Pump | 2033 | Achievable | GWh | After Competition Groups | 0.078648 | 126199.2156 | 0.1262 | 5122.7553 | 1.5353e-05 | 63 | Residential_2033_Achievable_GWh_After Competition Groups_63 | Air Source Heat Pump | 0.001535% | 0.1262 | 0.078648 | Residential_2033_Achievable_GWh_After Competition Groups_Air Source Heat Pump
Residential | Res ¦ Solar Water Preheat (Pools/DHW) | 2033 | Technical | GWh | After Competition Groups | 0.084491 | 0 | 0 | 14537.2324 | 5.812e-06 | 80 | Residential_2033_Technical_GWh_After Competition Groups_80 | Solar Water Preheat (Pools/DHW) | 0.0005812% | 0 | 0.084491 | Residential_2033_Technical_GWh_After Competition Groups_Solar Water Preheat (Pools/DHW)
Residential | Res ¦ Wall Insulation MF | 2033 | Economic | GWh | After Competition Groups | 0.049786 | 0 | 0 | 10259.1212 | 4.8529e-06 | 61 | Residential_2033_Economic_GWh_After Competition Groups_61 | Wall Insulation MF | 0.0004853% | 0 | 0.049786 | Residential_2033_Economic_GWh_After Competition Groups_Wall Insulation MF
Residential | Res ¦ Wall Insulation MF | 2033 | Achievable | GWh | After Competition Groups | 0.0099422 | 0 | 0 | 5122.7553 | 1.9408e-06 | 64 | Residential_2033_Achievable_GWh_After Competition Groups_64 | Wall Insulation MF | 0.0001941% | 0 | 0.0099422 | Residential_2033_Achievable_GWh_After Competition Groups_Wall Insulation MF
Residential | Res ¦ Networked/ Connected - Indoor LED Luminaire | 2033 | Achievable | GWh | After Competition Groups | 0.0032637 | 5213.218 | 0.0052132 | 5122.7553 | 6.371e-07 | 65 | Residential_2033_Achievable_GWh_After Competition Groups_65 | Networked/ Connected - Indoor LED Luminaire | 6.371e-05% | 0.0052132 | 0.0032637 | Residential_2033_Achievable_GWh_After Competition Groups_Networked/ Connected - Indoor LED Luminaire
Residential | Res ¦ Photocell Controls (Outdoor) | 2033 | Technical | GWh | After Competition Groups | 0.00034041 | 0 | 0 | 14537.2324 | 2.3416e-08 | 81 | Residential_2033_Technical_GWh_After Competition Groups_81 | Photocell Controls (Outdoor) | 2.342e-06% | 0 | 0.00034041 | Residential_2033_Technical_GWh_After Competition Groups_Photocell Controls (Outdoor)
Residential | Res ¦ DHW Recirculation Systems | 2033 | Achievable | GWh | After Competition Groups | 0 | 0 | 0 | 5122.7553 | 0 | 66 | Residential_2033_Achievable_GWh_After Competition Groups_66 | DHW Recirculation Systems | 0% | 0 | 0 | Residential_2033_Achievable_GWh_After Competition Groups_DHW Recirculation Systems
Residential | Res ¦ DHW Recirculation Systems | 2033 | Economic | GWh | After Competition Groups | 0 | 0 | 0 | 10259.1212 | 0 | 62 | Residential_2033_Economic_GWh_After Competition Groups_62 | DHW Recirculation Systems | 0% | 0 | 0 | Residential_2033_Economic_GWh_After Competition Groups_DHW Recirculation Systems
Residential | Res ¦ Energy Star Dehumidifier | 2033 | Achievable | GWh | After Competition Groups | 0 | 0 | 0 | 5122.7553 | 0 | 67 | Residential_2033_Achievable_GWh_After Competition Groups_67 | Energy Star Dehumidifier | 0% | 0 | 0 | Residential_2033_Achievable_GWh_After Competition Groups_Energy Star Dehumidifier
Residential | Res ¦ Energy Star Dehumidifier | 2033 | Economic | GWh | After Competition Groups | 0 | 0 | 0 | 10259.1212 | 0 | 63 | Residential_2033_Economic_GWh_After Competition Groups_63 | Energy Star Dehumidifier | 0% | 0 | 0 | Residential_2033_Economic_GWh_After Competition Groups_Energy Star Dehumidifier
Residential | Res ¦ Lighting Motion Sensors, Timers, Dimmers | 2033 | Achievable | GWh | After Competition Groups | 0 | 0 | 0 | 5122.7553 | 0 | 68 | Residential_2033_Achievable_GWh_After Competition Groups_68 | Lighting Motion Sensors, Timers, Dimmers | 0% | 0 | 0 | Residential_2033_Achievable_GWh_After Competition Groups_Lighting Motion Sensors, Timers, Dimmers
Residential | Res ¦ Lighting Motion Sensors, Timers, Dimmers | 2033 | Economic | GWh | After Competition Groups | 0 | 0 | 0 | 10259.1212 | 0 | 64 | Residential_2033_Economic_GWh_After Competition Groups_64 | Lighting Motion Sensors, Timers, Dimmers | 0% | 0 | 0 | Residential_2033_Economic_GWh_After Competition Groups_Lighting Motion Sensors, Timers, Dimmers
Residential | Res ¦ Radiant Barrier | 2033 | Achievable | GWh | After Competition Groups | 0 | 0 | 0 | 5122.7553 | 0 | 69 | Residential_2033_Achievable_GWh_After Competition Groups_69 | Radiant Barrier | 0% | 0 | 0 | Residential_2033_Achievable_GWh_After Competition Groups_Radiant Barrier
Residential | Res ¦ Radiant Barrier | 2033 | Economic | GWh | After Competition Groups | 0 | 0 | 0 | 10259.1212 | 0 | 65 | Residential_2033_Economic_GWh_After Competition Groups_65 | Radiant Barrier | 0% | 0 | 0 | Residential_2033_Economic_GWh_After Competition Groups_Radiant Barrier
Residential | Res ¦ Energy Star A Line, PAR, MR Lamps | 2034 | Economic | GWh | After Competition Groups | 1660.3909 | 28287.6235 | 0.028288 | 10609.0344 | 0.15651 | 1 | Residential_2034_Economic_GWh_After Competition Groups_1 | Energy Star A Line, PAR, MR Lamps | 15.65% | 0.028288 | 1660.3909 | Residential_2034_Economic_GWh_After Competition Groups_Energy Star A Line, PAR, MR Lamps
Residential | Res ¦ Smart Power Bar | 2034 | Economic | GWh | After Competition Groups | 1447.6913 | 49884620.865 | 49.8846 | 10609.0344 | 0.13646 | 2 | Residential_2034_Economic_GWh_After Competition Groups_2 | Smart Power Bar | 13.65% | 49.8846 | 1447.6913 | Residential_2034_Economic_GWh_After Competition Groups_Smart Power Bar
Residential | Res ¦ Energy Star A Line, PAR, MR Lamps | 2034 | Technical | GWh | After Competition Groups | 1660.3909 | 28287.6235 | 0.028288 | 14849.954 | 0.11181 | 1 | Residential_2034_Technical_GWh_After Competition Groups_1 | Energy Star A Line, PAR, MR Lamps | 11.18% | 0.028288 | 1660.3909 | Residential_2034_Technical_GWh_After Competition Groups_Energy Star A Line, PAR, MR Lamps
Residential | Res ¦ Smart Power Bar | 2034 | Technical | GWh | After Competition Groups | 1447.6913 | 49884620.865 | 49.8846 | 14849.954 | 0.097488 | 2 | Residential_2034_Technical_GWh_After Competition Groups_2 | Smart Power Bar | 9.749% | 49.8846 | 1447.6913 | Residential_2034_Technical_GWh_After Competition Groups_Smart Power Bar
Residential | Res ¦ Smart Power Bar | 2034 | Achievable | GWh | After Competition Groups | 527.1061 | 49884620.865 | 49.8846 | 5687.4355 | 0.092679 | 1 | Residential_2034_Achievable_GWh_After Competition Groups_1 | Smart Power Bar | 9.268% | 49.8846 | 527.1061 | Residential_2034_Achievable_GWh_After Competition Groups_Smart Power Bar
Residential | Res ¦ Energy Star Clothes Washer | 2034 | Achievable | GWh | After Competition Groups | 499.4358 | 18410976.8015 | 18.411 | 5687.4355 | 0.087814 | 2 | Residential_2034_Achievable_GWh_After Competition Groups_2 | Energy Star Clothes Washer | 8.781% | 18.411 | 499.4358 | Residential_2034_Achievable_GWh_After Competition Groups_Energy Star Clothes Washer
Residential | Res ¦ Adaptive Thermostat | 2034 | Economic | GWh | After Competition Groups | 705.9544 | 7296110.1055 | 7.2961 | 10609.0344 | 0.066543 | 3 | Residential_2034_Economic_GWh_After Competition Groups_3 | Adaptive Thermostat | 6.654% | 7.2961 | 705.9544 | Residential_2034_Economic_GWh_After Competition Groups_Adaptive Thermostat
Residential | Res ¦ Energy Star LED Bulbs General Purpose LEDs | 2034 | Achievable | GWh | After Competition Groups | 371.8654 | 0 | 0 | 5687.4355 | 0.065384 | 3 | Residential_2034_Achievable_GWh_After Competition Groups_3 | Energy Star LED Bulbs General Purpose LEDs | 6.538% | 0 | 371.8654 | Residential_2034_Achievable_GWh_After Competition Groups_Energy Star LED Bulbs General Purpose LEDs
Residential | Res ¦ Variable Speed Pool Pump Motor | 2034 | Achievable | GWh | After Competition Groups | 369.5596 | 4961617.7552 | 4.9616 | 5687.4355 | 0.064978 | 4 | Residential_2034_Achievable_GWh_After Competition Groups_4 | Variable Speed Pool Pump Motor | 6.498% | 4.9616 | 369.5596 | Residential_2034_Achievable_GWh_After Competition Groups_Variable Speed Pool Pump Motor
Residential | Res ¦ Ductless Mini-Split Heat Pump | 2034 | Achievable | GWh | After Competition Groups | 343.4183 | 6579100.2827 | 6.5791 | 5687.4355 | 0.060382 | 5 | Residential_2034_Achievable_GWh_After Competition Groups_5 | Ductless Mini-Split Heat Pump | 6.038% | 6.5791 | 343.4183 | Residential_2034_Achievable_GWh_After Competition Groups_Ductless Mini-Split Heat Pump
Residential | Res ¦ Energy Star Clothes Washer | 2034 | Economic | GWh | After Competition Groups | 631.2983 | 18410976.8015 | 18.411 | 10609.0344 | 0.059506 | 4 | Residential_2034_Economic_GWh_After Competition Groups_4 | Energy Star Clothes Washer | 5.951% | 18.411 | 631.2983 | Residential_2034_Economic_GWh_After Competition Groups_Energy Star Clothes Washer
Residential | Res ¦ Energy Star LED Specialty Bulbs | 2034 | Achievable | GWh | After Competition Groups | 331.3532 | 37901.0343 | 0.037901 | 5687.4355 | 0.058261 | 6 | Residential_2034_Achievable_GWh_After Competition Groups_6 | Energy Star LED Specialty Bulbs | 5.826% | 0.037901 | 331.3532 | Residential_2034_Achievable_GWh_After Competition Groups_Energy Star LED Specialty Bulbs
Residential | Res ¦ Ductless Mini-Split Heat Pump | 2034 | Economic | GWh | After Competition Groups | 601.9567 | 6579100.2827 | 6.5791 | 10609.0344 | 0.05674 | 5 | Residential_2034_Economic_GWh_After Competition Groups_5 | Ductless Mini-Split Heat Pump | 5.674% | 6.5791 | 601.9567 | Residential_2034_Economic_GWh_After Competition Groups_Ductless Mini-Split Heat Pump
Residential | Res ¦ Car Block Heater Timer | 2034 | Achievable | GWh | After Competition Groups | 321.9348 | 425621.6905 | 0.42562 | 5687.4355 | 0.056605 | 7 | Residential_2034_Achievable_GWh_After Competition Groups_7 | Car Block Heater Timer | 5.66% | 0.42562 | 321.9348 | Residential_2034_Achievable_GWh_After Competition Groups_Car Block Heater Timer
Residential | Res ¦ Energy Star Refrigerator | 2034 | Technical | GWh | After Competition Groups | 768.4518 | 0 | 0 | 14849.954 | 0.051748 | 3 | Residential_2034_Technical_GWh_After Competition Groups_3 | Energy Star Refrigerator | 5.175% | 0 | 768.4518 | Residential_2034_Technical_GWh_After Competition Groups_Energy Star Refrigerator
Residential | Res ¦ Building Recommissioning, Operations and Maintenance (O&M) Improvements | 2034 | Achievable | GWh | After Competition Groups | 290.2317 | 150086.6623 | 0.15009 | 5687.4355 | 0.05103 | 8 | Residential_2034_Achievable_GWh_After Competition Groups_8 | Building Recommissioning, Operations and Maintenance (O&M) Improvements | 5.103% | 0.15009 | 290.2317 | Residential_2034_Achievable_GWh_After Competition Groups_Building Recommissioning, Operations and Maintenance (O&M) Improvements
Residential | Res ¦ Air Sealing | 2034 | Economic | GWh | After Competition Groups | 513.0315 | 5810910.6496 | 5.8109 | 10609.0344 | 0.048358 | 6 | Residential_2034_Economic_GWh_After Competition Groups_6 | Air Sealing | 4.836% | 5.8109 | 513.0315 | Residential_2034_Economic_GWh_After Competition Groups_Air Sealing
Residential | Res ¦ Adaptive Thermostat | 2034 | Technical | GWh | After Competition Groups | 705.9544 | 7296110.1055 | 7.2961 | 14849.954 | 0.047539 | 4 | Residential_2034_Technical_GWh_After Competition Groups_4 | Adaptive Thermostat | 4.754% | 7.2961 | 705.9544 | Residential_2034_Technical_GWh_After Competition Groups_Adaptive Thermostat
Residential | Res ¦ Smart Burners | 2034 | Technical | GWh | After Competition Groups | 671.3387 | 34694637.2723 | 34.6946 | 14849.954 | 0.045208 | 5 | Residential_2034_Technical_GWh_After Competition Groups_5 | Smart Burners | 4.521% | 34.6946 | 671.3387 | Residential_2034_Technical_GWh_After Competition Groups_Smart Burners
Residential | Res ¦ Smart Burners | 2034 | Economic | GWh | After Competition Groups | 475.007 | 34694637.2723 | 34.6946 | 10609.0344 | 0.044774 | 7 | Residential_2034_Economic_GWh_After Competition Groups_7 | Smart Burners | 4.477% | 34.6946 | 475.007 | Residential_2034_Economic_GWh_After Competition Groups_Smart Burners
Residential | Res ¦ Energy Star A Line, PAR, MR Lamps | 2034 | Achievable | GWh | After Competition Groups | 248.5497 | 28287.6235 | 0.028288 | 5687.4355 | 0.043702 | 9 | Residential_2034_Achievable_GWh_After Competition Groups_9 | Energy Star A Line, PAR, MR Lamps | 4.37% | 0.028288 | 248.5497 | Residential_2034_Achievable_GWh_After Competition Groups_Energy Star A Line, PAR, MR Lamps
Residential | Res ¦ Energy Star Clothes Washer | 2034 | Technical | GWh | After Competition Groups | 631.2983 | 18410976.8015 | 18.411 | 14849.954 | 0.042512 | 6 | Residential_2034_Technical_GWh_After Competition Groups_6 | Energy Star Clothes Washer | 4.251% | 18.411 | 631.2983 | Residential_2034_Technical_GWh_After Competition Groups_Energy Star Clothes Washer
Residential | Res ¦ Ductless Mini-Split Heat Pump | 2034 | Technical | GWh | After Competition Groups | 601.9567 | 6579100.2827 | 6.5791 | 14849.954 | 0.040536 | 7 | Residential_2034_Technical_GWh_After Competition Groups_7 | Ductless Mini-Split Heat Pump | 4.054% | 6.5791 | 601.9567 | Residential_2034_Technical_GWh_After Competition Groups_Ductless Mini-Split Heat Pump
Residential | Res ¦ Energy Star Ground Source Heat Pump | 2034 | Technical | GWh | After Competition Groups | 588.5584 | 0 | 0 | 14849.954 | 0.039634 | 8 | Residential_2034_Technical_GWh_After Competition Groups_8 | Energy Star Ground Source Heat Pump | 3.963% | 0 | 588.5584 | Residential_2034_Technical_GWh_After Competition Groups_Energy Star Ground Source Heat Pump
Residential | Res ¦ Adaptive Thermostat | 2034 | Achievable | GWh | After Competition Groups | 215.6317 | 7296110.1055 | 7.2961 | 5687.4355 | 0.037914 | 10 | Residential_2034_Achievable_GWh_After Competition Groups_10 | Adaptive Thermostat | 3.791% | 7.2961 | 215.6317 | Residential_2034_Achievable_GWh_After Competition Groups_Adaptive Thermostat
Residential | Res ¦ Variable Speed Pool Pump Motor | 2034 | Economic | GWh | After Competition Groups | 384.9436 | 4961617.7552 | 4.9616 | 10609.0344 | 0.036285 | 8 | Residential_2034_Economic_GWh_After Competition Groups_8 | Variable Speed Pool Pump Motor | 3.628% | 4.9616 | 384.9436 | Residential_2034_Economic_GWh_After Competition Groups_Variable Speed Pool Pump Motor
Residential | Res ¦ Energy Star Torchiere | 2034 | Achievable | GWh | After Competition Groups | 205.2329 | 2007633.8782 | 2.0076 | 5687.4355 | 0.036085 | 11 | Residential_2034_Achievable_GWh_After Competition Groups_11 | Energy Star Torchiere | 3.609% | 2.0076 | 205.2329 | Residential_2034_Achievable_GWh_After Competition Groups_Energy Star Torchiere
Residential | Res ¦ Heat Pump Clothes Dryer | 2034 | Technical | GWh | After Competition Groups | 532.002 | 0 | 0 | 14849.954 | 0.035825 | 9 | Residential_2034_Technical_GWh_After Competition Groups_9 | Heat Pump Clothes Dryer | 3.583% | 0 | 532.002 | Residential_2034_Technical_GWh_After Competition Groups_Heat Pump Clothes Dryer
Residential | Res ¦ Car Block Heater Timer | 2034 | Economic | GWh | After Competition Groups | 374.3677 | 425621.6905 | 0.42562 | 10609.0344 | 0.035288 | 9 | Residential_2034_Economic_GWh_After Competition Groups_9 | Car Block Heater Timer | 3.529% | 0.42562 | 374.3677 | Residential_2034_Economic_GWh_After Competition Groups_Car Block Heater Timer
Residential | Res ¦ Air Sealing | 2034 | Technical | GWh | After Competition Groups | 513.0315 | 5810910.6496 | 5.8109 | 14849.954 | 0.034548 | 10 | Residential_2034_Technical_GWh_After Competition Groups_10 | Air Sealing | 3.455% | 5.8109 | 513.0315 | Residential_2034_Technical_GWh_After Competition Groups_Air Sealing
Residential | Res ¦ Energy Star Air Source Heat Pump | 2034 | Economic | GWh | After Competition Groups | 332.6396 | 3863146.667 | 3.8631 | 10609.0344 | 0.031354 | 10 | Residential_2034_Economic_GWh_After Competition Groups_10 | Energy Star Air Source Heat Pump | 3.135% | 3.8631 | 332.6396 | Residential_2034_Economic_GWh_After Competition Groups_Energy Star Air Source Heat Pump
Residential | Res ¦ Energy Star Torchiere | 2034 | Economic | GWh | After Competition Groups | 322.1354 | 2007633.8782 | 2.0076 | 10609.0344 | 0.030364 | 11 | Residential_2034_Economic_GWh_After Competition Groups_11 | Energy Star Torchiere | 3.036% | 2.0076 | 322.1354 | Residential_2034_Economic_GWh_After Competition Groups_Energy Star Torchiere
Residential | Res ¦ Energy Star Central Air Conditioner | 2034 | Technical | GWh | After Competition Groups | 447.2074 | 0 | 0 | 14849.954 | 0.030115 | 11 | Residential_2034_Technical_GWh_After Competition Groups_11 | Energy Star Central Air Conditioner | 3.012% | 0 | 447.2074 | Residential_2034_Technical_GWh_After Competition Groups_Energy Star Central Air Conditioner
Residential | Res ¦ Building Recommissioning, Operations and Maintenance (O&M) Improvements | 2034 | Economic | GWh | After Competition Groups | 302.3013 | 150086.6623 | 0.15009 | 10609.0344 | 0.028495 | 12 | Residential_2034_Economic_GWh_After Competition Groups_12 | Building Recommissioning, Operations and Maintenance (O&M) Improvements | 2.849% | 0.15009 | 302.3013 | Residential_2034_Economic_GWh_After Competition Groups_Building Recommissioning, Operations and Maintenance (O&M) Improvements
Residential | Res ¦ Smart Burners | 2034 | Achievable | GWh | After Competition Groups | 160.7098 | 34694637.2723 | 34.6946 | 5687.4355 | 0.028257 | 12 | Residential_2034_Achievable_GWh_After Competition Groups_12 | Smart Burners | 2.826% | 34.6946 | 160.7098 | Residential_2034_Achievable_GWh_After Competition Groups_Smart Burners
Residential | Res ¦ Energy Star Light Fixture | 2034 | Technical | GWh | After Competition Groups | 411.3745 | 10263072.8012 | 10.2631 | 14849.954 | 0.027702 | 12 | Residential_2034_Technical_GWh_After Competition Groups_12 | Energy Star Light Fixture | 2.77% | 10.2631 | 411.3745 | Residential_2034_Technical_GWh_After Competition Groups_Energy Star Light Fixture
Residential | Res ¦ Energy Star Light Fixture | 2034 | Achievable | GWh | After Competition Groups | 156.9001 | 10263072.8012 | 10.2631 | 5687.4355 | 0.027587 | 13 | Residential_2034_Achievable_GWh_After Competition Groups_13 | Energy Star Light Fixture | 2.759% | 10.2631 | 156.9001 | Residential_2034_Achievable_GWh_After Competition Groups_Energy Star Light Fixture
Residential | Res ¦ Variable Speed Pool Pump Motor | 2034 | Technical | GWh | After Competition Groups | 384.9436 | 4961617.7552 | 4.9616 | 14849.954 | 0.025922 | 13 | Residential_2034_Technical_GWh_After Competition Groups_13 | Variable Speed Pool Pump Motor | 2.592% | 4.9616 | 384.9436 | Residential_2034_Technical_GWh_After Competition Groups_Variable Speed Pool Pump Motor
Residential | Res ¦ Comprehensive Draft Proofing | 2034 | Achievable | GWh | After Competition Groups | 145.7553 | 0 | 0 | 5687.4355 | 0.025628 | 14 | Residential_2034_Achievable_GWh_After Competition Groups_14 | Comprehensive Draft Proofing | 2.563% | 0 | 145.7553 | Residential_2034_Achievable_GWh_After Competition Groups_Comprehensive Draft Proofing
Residential | Res ¦ Basement Wall Insulation | 2034 | Economic | GWh | After Competition Groups | 268.7101 | 2480951.365 | 2.481 | 10609.0344 | 0.025328 | 13 | Residential_2034_Economic_GWh_After Competition Groups_13 | Basement Wall Insulation | 2.533% | 2.481 | 268.7101 | Residential_2034_Economic_GWh_After Competition Groups_Basement Wall Insulation
Residential | Res ¦ Car Block Heater Timer | 2034 | Technical | GWh | After Competition Groups | 374.3677 | 425621.6905 | 0.42562 | 14849.954 | 0.02521 | 14 | Residential_2034_Technical_GWh_After Competition Groups_14 | Car Block Heater Timer | 2.521% | 0.42562 | 374.3677 | Residential_2034_Technical_GWh_After Competition Groups_Car Block Heater Timer
Residential | Res ¦ Energy Star Light Fixture | 2034 | Economic | GWh | After Competition Groups | 266.1446 | 10263072.8012 | 10.2631 | 10609.0344 | 0.025087 | 14 | Residential_2034_Economic_GWh_After Competition Groups_14 | Energy Star Light Fixture | 2.509% | 10.2631 | 266.1446 | Residential_2034_Economic_GWh_After Competition Groups_Energy Star Light Fixture
Residential | Res ¦ Heavy Duty Outdoor/Holiday Plug-in Timers | 2034 | Achievable | GWh | After Competition Groups | 127.7099 | 3049403.835 | 3.0494 | 5687.4355 | 0.022455 | 15 | Residential_2034_Achievable_GWh_After Competition Groups_15 | Heavy Duty Outdoor/Holiday Plug-in Timers | 2.245% | 3.0494 | 127.7099 | Residential_2034_Achievable_GWh_After Competition Groups_Heavy Duty Outdoor/Holiday Plug-in Timers
Residential | Res ¦ Energy Star Torchiere | 2034 | Technical | GWh | After Competition Groups | 322.1354 | 2007633.8782 | 2.0076 | 14849.954 | 0.021693 | 15 | Residential_2034_Technical_GWh_After Competition Groups_15 | Energy Star Torchiere | 2.169% | 2.0076 | 322.1354 | Residential_2034_Technical_GWh_After Competition Groups_Energy Star Torchiere
Residential | Res ¦ Air Sealing | 2034 | Achievable | GWh | After Competition Groups | 118.0326 | 5810910.6496 | 5.8109 | 5687.4355 | 0.020753 | 16 | Residential_2034_Achievable_GWh_After Competition Groups_16 | Air Sealing | 2.075% | 5.8109 | 118.0326 | Residential_2034_Achievable_GWh_After Competition Groups_Air Sealing
Residential | Res ¦ Passive Attic Ventilation | 2034 | Technical | GWh | After Competition Groups | 307.5841 | 0 | 0 | 14849.954 | 0.020713 | 16 | Residential_2034_Technical_GWh_After Competition Groups_16 | Passive Attic Ventilation | 2.071% | 0 | 307.5841 | Residential_2034_Technical_GWh_After Competition Groups_Passive Attic Ventilation
Residential | Res ¦ Building Recommissioning, Operations and Maintenance (O&M) Improvements | 2034 | Technical | GWh | After Competition Groups | 302.3013 | 150086.6623 | 0.15009 | 14849.954 | 0.020357 | 17 | Residential_2034_Technical_GWh_After Competition Groups_17 | Building Recommissioning, Operations and Maintenance (O&M) Improvements | 2.036% | 0.15009 | 302.3013 | Residential_2034_Technical_GWh_After Competition Groups_Building Recommissioning, Operations and Maintenance (O&M) Improvements
Residential | Res ¦ Ductless Mini-Split Air Conditioner | 2034 | Technical | GWh | After Competition Groups | 296.9208 | 0 | 0 | 14849.954 | 0.019995 | 18 | Residential_2034_Technical_GWh_After Competition Groups_18 | Ductless Mini-Split Air Conditioner | 1.999% | 0 | 296.9208 | Residential_2034_Technical_GWh_After Competition Groups_Ductless Mini-Split Air Conditioner
Residential | Res ¦ Attic Insulation | 2034 | Economic | GWh | After Competition Groups | 207.4117 | 4337547.0417 | 4.3375 | 10609.0344 | 0.01955 | 15 | Residential_2034_Economic_GWh_After Competition Groups_15 | Attic Insulation | 1.955% | 4.3375 | 207.4117 | Residential_2034_Economic_GWh_After Competition Groups_Attic Insulation
Residential | Res ¦ Energy Star Windows | 2034 | Technical | GWh | After Competition Groups | 278.4718 | 0 | 0 | 14849.954 | 0.018752 | 19 | Residential_2034_Technical_GWh_After Competition Groups_19 | Energy Star Windows | 1.875% | 0 | 278.4718 | Residential_2034_Technical_GWh_After Competition Groups_Energy Star Windows
Residential | Res ¦ Basement Wall Insulation | 2034 | Technical | GWh | After Competition Groups | 268.7101 | 2480951.365 | 2.481 | 14849.954 | 0.018095 | 20 | Residential_2034_Technical_GWh_After Competition Groups_20 | Basement Wall Insulation | 1.81% | 2.481 | 268.7101 | Residential_2034_Technical_GWh_After Competition Groups_Basement Wall Insulation
Residential | Res ¦ Occupancy Sensors MF | 2034 | Achievable | GWh | After Competition Groups | 100.288 | 18644.0943 | 0.018644 | 5687.4355 | 0.017633 | 17 | Residential_2034_Achievable_GWh_After Competition Groups_17 | Occupancy Sensors MF | 1.763% | 0.018644 | 100.288 | Residential_2034_Achievable_GWh_After Competition Groups_Occupancy Sensors MF
Residential | Res ¦ LED Parking Lot Fixture | 2034 | Achievable | GWh | After Competition Groups | 97.8571 | 864238.0025 | 0.86424 | 5687.4355 | 0.017206 | 18 | Residential_2034_Achievable_GWh_After Competition Groups_18 | LED Parking Lot Fixture | 1.721% | 0.86424 | 97.8571 | Residential_2034_Achievable_GWh_After Competition Groups_LED Parking Lot Fixture
Residential | Res ¦ Energy Star Air Source Heat Pump | 2034 | Achievable | GWh | After Competition Groups | 95.7803 | 3863146.667 | 3.8631 | 5687.4355 | 0.016841 | 19 | Residential_2034_Achievable_GWh_After Competition Groups_19 | Energy Star Air Source Heat Pump | 1.684% | 3.8631 | 95.7803 | Residential_2034_Achievable_GWh_After Competition Groups_Energy Star Air Source Heat Pump
Residential | Res ¦ Basement or Crawlspace Insulation | 2034 | Technical | GWh | After Competition Groups | 223.6008 | 907728.1501 | 0.90773 | 14849.954 | 0.015057 | 21 | Residential_2034_Technical_GWh_After Competition Groups_21 | Basement or Crawlspace Insulation | 1.506% | 0.90773 | 223.6008 | Residential_2034_Technical_GWh_After Competition Groups_Basement or Crawlspace Insulation
Residential | Res ¦ Comprehensive Draft Proofing | 2034 | Economic | GWh | After Competition Groups | 151.8163 | 0 | 0 | 10609.0344 | 0.01431 | 16 | Residential_2034_Economic_GWh_After Competition Groups_16 | Comprehensive Draft Proofing | 1.431% | 0 | 151.8163 | Residential_2034_Economic_GWh_After Competition Groups_Comprehensive Draft Proofing
Residential | Res ¦ Attic Insulation | 2034 | Technical | GWh | After Competition Groups | 207.4117 | 4337547.0417 | 4.3375 | 14849.954 | 0.013967 | 22 | Residential_2034_Technical_GWh_After Competition Groups_22 | Attic Insulation | 1.397% | 4.3375 | 207.4117 | Residential_2034_Technical_GWh_After Competition Groups_Attic Insulation
Residential | Res ¦ Heavy Duty Outdoor/Holiday Plug-in Timers | 2034 | Economic | GWh | After Competition Groups | 145.5291 | 3049403.835 | 3.0494 | 10609.0344 | 0.013717 | 17 | Residential_2034_Economic_GWh_After Competition Groups_17 | Heavy Duty Outdoor/Holiday Plug-in Timers | 1.372% | 3.0494 | 145.5291 | Residential_2034_Economic_GWh_After Competition Groups_Heavy Duty Outdoor/Holiday Plug-in Timers
Residential | Res ¦ Refrigerator Recycling | 2034 | Achievable | GWh | After Competition Groups | 74.5993 | 1253551.5058 | 1.2536 | 5687.4355 | 0.013117 | 20 | Residential_2034_Achievable_GWh_After Competition Groups_20 | Refrigerator Recycling | 1.312% | 1.2536 | 74.5993 | Residential_2034_Achievable_GWh_After Competition Groups_Refrigerator Recycling
Residential | Res ¦ Clothes Drying Racks | 2034 | Achievable | GWh | After Competition Groups | 68.0991 | 5419371.2141 | 5.4194 | 5687.4355 | 0.011974 | 21 | Residential_2034_Achievable_GWh_After Competition Groups_21 | Clothes Drying Racks | 1.197% | 5.4194 | 68.0991 | Residential_2034_Achievable_GWh_After Competition Groups_Clothes Drying Racks
Residential | Res ¦ Freezer Recycling | 2034 | Achievable | GWh | After Competition Groups | 65.3666 | 27123136.5935 | 27.1231 | 5687.4355 | 0.011493 | 22 | Residential_2034_Achievable_GWh_After Competition Groups_22 | Freezer Recycling | 1.149% | 27.1231 | 65.3666 | Residential_2034_Achievable_GWh_After Competition Groups_Freezer Recycling
Residential | Res ¦ Lighting Motion Sensors, Timers, Dimmers | 2034 | Technical | GWh | After Competition Groups | 167.7878 | 0 | 0 | 14849.954 | 0.011299 | 23 | Residential_2034_Technical_GWh_After Competition Groups_23 | Lighting Motion Sensors, Timers, Dimmers | 1.13% | 0 | 167.7878 | Residential_2034_Technical_GWh_After Competition Groups_Lighting Motion Sensors, Timers, Dimmers
Residential | Res ¦ Energy Star Clothes Dryer | 2034 | Economic | GWh | After Competition Groups | 119.0396 | 6304713.7959 | 6.3047 | 10609.0344 | 0.011221 | 18 | Residential_2034_Economic_GWh_After Competition Groups_18 | Energy Star Clothes Dryer | 1.122% | 6.3047 | 119.0396 | Residential_2034_Economic_GWh_After Competition Groups_Energy Star Clothes Dryer
Residential | Res ¦ Wall Insulation | 2034 | Technical | GWh | After Competition Groups | 162.5463 | 654333.4367 | 0.65433 | 14849.954 | 0.010946 | 24 | Residential_2034_Technical_GWh_After Competition Groups_24 | Wall Insulation | 1.095% | 0.65433 | 162.5463 | Residential_2034_Technical_GWh_After Competition Groups_Wall Insulation
Residential | Res ¦ Heavy Duty Outdoor/Holiday Plug-in Timers | 2034 | Technical | GWh | After Competition Groups | 161.5616 | 3049403.835 | 3.0494 | 14849.954 | 0.01088 | 25 | Residential_2034_Technical_GWh_After Competition Groups_25 | Heavy Duty Outdoor/Holiday Plug-in Timers | 1.088% | 3.0494 | 161.5616 | Residential_2034_Technical_GWh_After Competition Groups_Heavy Duty Outdoor/Holiday Plug-in Timers
Residential | Res ¦ Basement Wall Insulation | 2034 | Achievable | GWh | After Competition Groups | 61.826 | 2480951.365 | 2.481 | 5687.4355 | 0.010871 | 23 | Residential_2034_Achievable_GWh_After Competition Groups_23 | Basement Wall Insulation | 1.087% | 2.481 | 61.826 | Residential_2034_Achievable_GWh_After Competition Groups_Basement Wall Insulation
Residential | Res ¦ Energy Star Room Air Conditioner | 2034 | Economic | GWh | After Competition Groups | 113.2311 | 2527016.2395 | 2.527 | 10609.0344 | 0.010673 | 19 | Residential_2034_Economic_GWh_After Competition Groups_19 | Energy Star Room Air Conditioner | 1.067% | 2.527 | 113.2311 | Residential_2034_Economic_GWh_After Competition Groups_Energy Star Room Air Conditioner
Residential | Res ¦ Furnace with ECM | 2034 | Economic | GWh | After Competition Groups | 112.5256 | 16178231.2404 | 16.1782 | 10609.0344 | 0.010607 | 20 | Residential_2034_Economic_GWh_After Competition Groups_20 | Furnace with ECM | 1.061% | 16.1782 | 112.5256 | Residential_2034_Economic_GWh_After Competition Groups_Furnace with ECM
Residential | Res ¦ Comprehensive Draft Proofing | 2034 | Technical | GWh | After Competition Groups | 151.8163 | 0 | 0 | 14849.954 | 0.010223 | 26 | Residential_2034_Technical_GWh_After Competition Groups_26 | Comprehensive Draft Proofing | 1.022% | 0 | 151.8163 | Residential_2034_Technical_GWh_After Competition Groups_Comprehensive Draft Proofing
Residential | Res ¦ Occupancy Sensors MF | 2034 | Economic | GWh | After Competition Groups | 107.192 | 18644.0943 | 0.018644 | 10609.0344 | 0.010104 | 21 | Residential_2034_Economic_GWh_After Competition Groups_21 | Occupancy Sensors MF | 1.01% | 0.018644 | 107.192 | Residential_2034_Economic_GWh_After Competition Groups_Occupancy Sensors MF
Residential | Res ¦ Energy Star Clothes Dryer | 2034 | Achievable | GWh | After Competition Groups | 56.525 | 6304713.7959 | 6.3047 | 5687.4355 | 0.0099386 | 24 | Residential_2034_Achievable_GWh_After Competition Groups_24 | Energy Star Clothes Dryer | 0.9939% | 6.3047 | 56.525 | Residential_2034_Achievable_GWh_After Competition Groups_Energy Star Clothes Dryer
Residential | Res ¦ LED Parking Lot Fixture | 2034 | Economic | GWh | After Competition Groups | 104.768 | 864238.0025 | 0.86424 | 10609.0344 | 0.0098754 | 22 | Residential_2034_Economic_GWh_After Competition Groups_22 | LED Parking Lot Fixture | 0.9875% | 0.86424 | 104.768 | Residential_2034_Economic_GWh_After Competition Groups_LED Parking Lot Fixture
Residential | Res ¦ Attic Insulation | 2034 | Achievable | GWh | After Competition Groups | 47.7133 | 4337547.0417 | 4.3375 | 5687.4355 | 0.0083892 | 25 | Residential_2034_Achievable_GWh_After Competition Groups_25 | Attic Insulation | 0.8389% | 4.3375 | 47.7133 | Residential_2034_Achievable_GWh_After Competition Groups_Attic Insulation
Residential | Res ¦ LED Exterior Area Lights - LED Fixture (200W) | 2034 | Achievable | GWh | After Competition Groups | 45.7858 | 783903.5744 | 0.7839 | 5687.4355 | 0.0080504 | 26 | Residential_2034_Achievable_GWh_After Competition Groups_26 | LED Exterior Area Lights - LED Fixture (200W) | 0.805% | 0.7839 | 45.7858 | Residential_2034_Achievable_GWh_After Competition Groups_LED Exterior Area Lights - LED Fixture (200W)
Residential | Res ¦ LED Downlight | 2034 | Achievable | GWh | After Competition Groups | 43.375 | 2338447.8287 | 2.3384 | 5687.4355 | 0.0076265 | 27 | Residential_2034_Achievable_GWh_After Competition Groups_27 | LED Downlight | 0.7626% | 2.3384 | 43.375 | Residential_2034_Achievable_GWh_After Competition Groups_LED Downlight
Residential | Res ¦ Furnace with ECM | 2034 | Technical | GWh | After Competition Groups | 112.5256 | 16178231.2404 | 16.1782 | 14849.954 | 0.0075775 | 27 | Residential_2034_Technical_GWh_After Competition Groups_27 | Furnace with ECM | 0.7578% | 16.1782 | 112.5256 | Residential_2034_Technical_GWh_After Competition Groups_Furnace with ECM
Residential | Res ¦ Energy Star Room Air Conditioner | 2034 | Achievable | GWh | After Competition Groups | 42.4262 | 2527016.2395 | 2.527 | 5687.4355 | 0.0074596 | 28 | Residential_2034_Achievable_GWh_After Competition Groups_28 | Energy Star Room Air Conditioner | 0.746% | 2.527 | 42.4262 | Residential_2034_Achievable_GWh_After Competition Groups_Energy Star Room Air Conditioner
Residential | Res ¦ Advanced BAS/Controllers | 2034 | Achievable | GWh | After Competition Groups | 42.3933 | 749371.912 | 0.74937 | 5687.4355 | 0.0074538 | 29 | Residential_2034_Achievable_GWh_After Competition Groups_29 | Advanced BAS/Controllers | 0.7454% | 0.74937 | 42.3933 | Residential_2034_Achievable_GWh_After Competition Groups_Advanced BAS/Controllers
Residential | Res ¦ Variable Refrigerant Flow Heat Pump | 2034 | Technical | GWh | After Competition Groups | 109.5418 | 10171329.5544 | 10.1713 | 14849.954 | 0.0073766 | 28 | Residential_2034_Technical_GWh_After Competition Groups_28 | Variable Refrigerant Flow Heat Pump | 0.7377% | 10.1713 | 109.5418 | Residential_2034_Technical_GWh_After Competition Groups_Variable Refrigerant Flow Heat Pump
Residential | Res ¦ Refrigerator Recycling | 2034 | Economic | GWh | After Competition Groups | 77.7052 | 1253551.5058 | 1.2536 | 10609.0344 | 0.0073244 | 23 | Residential_2034_Economic_GWh_After Competition Groups_23 | Refrigerator Recycling | 0.7324% | 1.2536 | 77.7052 | Residential_2034_Economic_GWh_After Competition Groups_Refrigerator Recycling
Residential | Res ¦ Occupancy Sensors MF | 2034 | Technical | GWh | After Competition Groups | 107.192 | 18644.0943 | 0.018644 | 14849.954 | 0.0072183 | 29 | Residential_2034_Technical_GWh_After Competition Groups_29 | Occupancy Sensors MF | 0.7218% | 0.018644 | 107.192 | Residential_2034_Technical_GWh_After Competition Groups_Occupancy Sensors MF
Residential | Res ¦ Ceiling Insulation | 2034 | Economic | GWh | After Competition Groups | 74.9868 | 3031973.5058 | 3.032 | 10609.0344 | 0.0070682 | 24 | Residential_2034_Economic_GWh_After Competition Groups_24 | Ceiling Insulation | 0.7068% | 3.032 | 74.9868 | Residential_2034_Economic_GWh_After Competition Groups_Ceiling Insulation
Residential | Res ¦ LED Parking Lot Fixture | 2034 | Technical | GWh | After Competition Groups | 104.768 | 864238.0025 | 0.86424 | 14849.954 | 0.0070551 | 30 | Residential_2034_Technical_GWh_After Competition Groups_30 | LED Parking Lot Fixture | 0.7055% | 0.86424 | 104.768 | Residential_2034_Technical_GWh_After Competition Groups_LED Parking Lot Fixture
Residential | Res ¦ Solar Powered Attic Fan | 2034 | Technical | GWh | After Competition Groups | 103.9794 | 0 | 0 | 14849.954 | 0.007002 | 31 | Residential_2034_Technical_GWh_After Competition Groups_31 | Solar Powered Attic Fan | 0.7002% | 0 | 103.9794 | Residential_2034_Technical_GWh_After Competition Groups_Solar Powered Attic Fan
Residential | Res ¦ Radiant Barrier | 2034 | Technical | GWh | After Competition Groups | 103.6253 | 9429791.4568 | 9.4298 | 14849.954 | 0.0069782 | 32 | Residential_2034_Technical_GWh_After Competition Groups_32 | Radiant Barrier | 0.6978% | 9.4298 | 103.6253 | Residential_2034_Technical_GWh_After Competition Groups_Radiant Barrier
Residential | Res ¦ Clothes Drying Racks | 2034 | Economic | GWh | After Competition Groups | 70.9486 | 5419371.2141 | 5.4194 | 10609.0344 | 0.0066876 | 25 | Residential_2034_Economic_GWh_After Competition Groups_25 | Clothes Drying Racks | 0.6688% | 5.4194 | 70.9486 | Residential_2034_Economic_GWh_After Competition Groups_Clothes Drying Racks
Residential | Res ¦ Radiant Barrier | 2034 | Economic | GWh | After Competition Groups | 69.7994 | 9429791.4568 | 9.4298 | 10609.0344 | 0.0065792 | 26 | Residential_2034_Economic_GWh_After Competition Groups_26 | Radiant Barrier | 0.6579% | 9.4298 | 69.7994 | Residential_2034_Economic_GWh_After Competition Groups_Radiant Barrier
Residential | Res ¦ Freezer Recycling | 2034 | Economic | GWh | After Competition Groups | 68.1749 | 27123136.5935 | 27.1231 | 10609.0344 | 0.0064261 | 27 | Residential_2034_Economic_GWh_After Competition Groups_27 | Freezer Recycling | 0.6426% | 27.1231 | 68.1749 | Residential_2034_Economic_GWh_After Competition Groups_Freezer Recycling
Residential | Res ¦ Furnace Whistle | 2034 | Achievable | GWh | After Competition Groups | 35.527 | 29154.5203 | 0.029155 | 5687.4355 | 0.0062466 | 30 | Residential_2034_Achievable_GWh_After Competition Groups_30 | Furnace Whistle | 0.6247% | 0.029155 | 35.527 | Residential_2034_Achievable_GWh_After Competition Groups_Furnace Whistle
Residential | Res ¦ Duct Insulation | 2034 | Economic | GWh | After Competition Groups | 66.2144 | 1654897.6547 | 1.6549 | 10609.0344 | 0.0062413 | 28 | Residential_2034_Economic_GWh_After Competition Groups_28 | Duct Insulation | 0.6241% | 1.6549 | 66.2144 | Residential_2034_Economic_GWh_After Competition Groups_Duct Insulation
Residential | Res ¦ Energy Star Windows | 2034 | Economic | GWh | After Competition Groups | 65.4744 | 0 | 0 | 10609.0344 | 0.0061716 | 29 | Residential_2034_Economic_GWh_After Competition Groups_29 | Energy Star Windows | 0.6172% | 0 | 65.4744 | Residential_2034_Economic_GWh_After Competition Groups_Energy Star Windows
Residential | Res ¦ LED Downlight | 2034 | Technical | GWh | After Competition Groups | 91.0014 | 2338447.8287 | 2.3384 | 14849.954 | 0.0061281 | 33 | Residential_2034_Technical_GWh_After Competition Groups_33 | LED Downlight | 0.6128% | 2.3384 | 91.0014 | Residential_2034_Technical_GWh_After Competition Groups_LED Downlight
Residential | Res ¦ Basement or Crawlspace Insulation | 2034 | Economic | GWh | After Competition Groups | 60.1578 | 907728.1501 | 0.90773 | 10609.0344 | 0.0056704 | 30 | Residential_2034_Economic_GWh_After Competition Groups_30 | Basement or Crawlspace Insulation | 0.567% | 0.90773 | 60.1578 | Residential_2034_Economic_GWh_After Competition Groups_Basement or Crawlspace Insulation
Residential | Res ¦ Ceiling Insulation | 2034 | Technical | GWh | After Competition Groups | 80.966 | 3031973.5058 | 3.032 | 14849.954 | 0.0054523 | 34 | Residential_2034_Technical_GWh_After Competition Groups_34 | Ceiling Insulation | 0.5452% | 3.032 | 80.966 | Residential_2034_Technical_GWh_After Competition Groups_Ceiling Insulation
Residential | Res ¦ Window Film | 2034 | Technical | GWh | After Competition Groups | 80.7229 | 0 | 0 | 14849.954 | 0.0054359 | 35 | Residential_2034_Technical_GWh_After Competition Groups_35 | Window Film | 0.5436% | 0 | 80.7229 | Residential_2034_Technical_GWh_After Competition Groups_Window Film
Residential | Res ¦ Energy Star Ceiling Fan/Lighting | 2034 | Technical | GWh | After Competition Groups | 80.2837 | 0 | 0 | 14849.954 | 0.0054063 | 36 | Residential_2034_Technical_GWh_After Competition Groups_36 | Energy Star Ceiling Fan/Lighting | 0.5406% | 0 | 80.2837 | Residential_2034_Technical_GWh_After Competition Groups_Energy Star Ceiling Fan/Lighting
Residential | Res ¦ Energy Star Windows | 2034 | Achievable | GWh | After Competition Groups | 30.4939 | 0 | 0 | 5687.4355 | 0.0053616 | 31 | Residential_2034_Achievable_GWh_After Competition Groups_31 | Energy Star Windows | 0.5362% | 0 | 30.4939 | Residential_2034_Achievable_GWh_After Competition Groups_Energy Star Windows
Residential | Res ¦ Outside Air Economizer | 2034 | Achievable | GWh | After Competition Groups | 30.1946 | 216401.7834 | 0.2164 | 5687.4355 | 0.005309 | 32 | Residential_2034_Achievable_GWh_After Competition Groups_32 | Outside Air Economizer | 0.5309% | 0.2164 | 30.1946 | Residential_2034_Achievable_GWh_After Competition Groups_Outside Air Economizer
Residential | Res ¦ Wall Insulation | 2034 | Economic | GWh | After Competition Groups | 55.9262 | 654333.4367 | 0.65433 | 10609.0344 | 0.0052716 | 31 | Residential_2034_Economic_GWh_After Competition Groups_31 | Wall Insulation | 0.5272% | 0.65433 | 55.9262 | Residential_2034_Economic_GWh_After Competition Groups_Wall Insulation
Residential | Res ¦ Refrigerator Recycling | 2034 | Technical | GWh | After Competition Groups | 77.7052 | 1253551.5058 | 1.2536 | 14849.954 | 0.0052327 | 37 | Residential_2034_Technical_GWh_After Competition Groups_37 | Refrigerator Recycling | 0.5233% | 1.2536 | 77.7052 | Residential_2034_Technical_GWh_After Competition Groups_Refrigerator Recycling
Residential | Res ¦ Floor Insulation | 2034 | Economic | GWh | After Competition Groups | 54.457 | 1774573.2515 | 1.7746 | 10609.0344 | 0.0051331 | 32 | Residential_2034_Economic_GWh_After Competition Groups_32 | Floor Insulation | 0.5133% | 1.7746 | 54.457 | Residential_2034_Economic_GWh_After Competition Groups_Floor Insulation
Residential | Res ¦ Energy Star Freezer | 2034 | Achievable | GWh | After Competition Groups | 28.9502 | 3632310.8199 | 3.6323 | 5687.4355 | 0.0050902 | 33 | Residential_2034_Achievable_GWh_After Competition Groups_33 | Energy Star Freezer | 0.509% | 3.6323 | 28.9502 | Residential_2034_Achievable_GWh_After Competition Groups_Energy Star Freezer
Residential | Res ¦ Home Energy Reports | 2034 | Technical | GWh | After Competition Groups | 73.5753 | 224186.4468 | 0.22419 | 14849.954 | 0.0049546 | 38 | Residential_2034_Technical_GWh_After Competition Groups_38 | Home Energy Reports | 0.4955% | 0.22419 | 73.5753 | Residential_2034_Technical_GWh_After Competition Groups_Home Energy Reports
Residential | Res ¦ Energy Star Freezer | 2034 | Technical | GWh | After Competition Groups | 71.74 | 3632310.8199 | 3.6323 | 14849.954 | 0.004831 | 39 | Residential_2034_Technical_GWh_After Competition Groups_39 | Energy Star Freezer | 0.4831% | 3.6323 | 71.74 | Residential_2034_Technical_GWh_After Competition Groups_Energy Star Freezer
Residential | Res ¦ Furnace with ECM | 2034 | Achievable | GWh | After Competition Groups | 27.355 | 16178231.2404 | 16.1782 | 5687.4355 | 0.0048097 | 34 | Residential_2034_Achievable_GWh_After Competition Groups_34 | Furnace with ECM | 0.481% | 16.1782 | 27.355 | Residential_2034_Achievable_GWh_After Competition Groups_Furnace with ECM
Residential | Res ¦ Clothes Drying Racks | 2034 | Technical | GWh | After Competition Groups | 70.9486 | 5419371.2141 | 5.4194 | 14849.954 | 0.0047777 | 40 | Residential_2034_Technical_GWh_After Competition Groups_40 | Clothes Drying Racks | 0.4778% | 5.4194 | 70.9486 | Residential_2034_Technical_GWh_After Competition Groups_Clothes Drying Racks
Residential | Res ¦ LED Exterior Area Lights - LED Fixture (200W) | 2034 | Economic | GWh | After Competition Groups | 49.3012 | 783903.5744 | 0.7839 | 10609.0344 | 0.0046471 | 33 | Residential_2034_Economic_GWh_After Competition Groups_33 | LED Exterior Area Lights - LED Fixture (200W) | 0.4647% | 0.7839 | 49.3012 | Residential_2034_Economic_GWh_After Competition Groups_LED Exterior Area Lights - LED Fixture (200W)
Residential | Res ¦ Freezer Recycling | 2034 | Technical | GWh | After Competition Groups | 68.1749 | 27123136.5935 | 27.1231 | 14849.954 | 0.0045909 | 41 | Residential_2034_Technical_GWh_After Competition Groups_41 | Freezer Recycling | 0.4591% | 27.1231 | 68.1749 | Residential_2034_Technical_GWh_After Competition Groups_Freezer Recycling
Residential | Res ¦ Duct Insulation | 2034 | Technical | GWh | After Competition Groups | 67.5098 | 1654897.6547 | 1.6549 | 14849.954 | 0.0045461 | 42 | Residential_2034_Technical_GWh_After Competition Groups_42 | Duct Insulation | 0.4546% | 1.6549 | 67.5098 | Residential_2034_Technical_GWh_After Competition Groups_Duct Insulation
Residential | Res ¦ Advanced BAS/Controllers | 2034 | Economic | GWh | After Competition Groups | 44.1589 | 749371.912 | 0.74937 | 10609.0344 | 0.0041624 | 34 | Residential_2034_Economic_GWh_After Competition Groups_34 | Advanced BAS/Controllers | 0.4162% | 0.74937 | 44.1589 | Residential_2034_Economic_GWh_After Competition Groups_Advanced BAS/Controllers
Residential | Res ¦ INTEGRAL LED TROFFERS | 2034 | Technical | GWh | After Competition Groups | 58.7137 | 0 | 0 | 14849.954 | 0.0039538 | 43 | Residential_2034_Technical_GWh_After Competition Groups_43 | INTEGRAL LED TROFFERS | 0.3954% | 0 | 58.7137 | Residential_2034_Technical_GWh_After Competition Groups_INTEGRAL LED TROFFERS
Residential | Res ¦ LED Tube Re-Lamp | 2034 | Achievable | GWh | After Competition Groups | 21.4014 | 658217.1681 | 0.65822 | 5687.4355 | 0.0037629 | 35 | Residential_2034_Achievable_GWh_After Competition Groups_35 | LED Tube Re-Lamp | 0.3763% | 0.65822 | 21.4014 | Residential_2034_Achievable_GWh_After Competition Groups_LED Tube Re-Lamp
Residential | Res ¦ Floor Insulation | 2034 | Technical | GWh | After Competition Groups | 54.457 | 1774573.2515 | 1.7746 | 14849.954 | 0.0036672 | 44 | Residential_2034_Technical_GWh_After Competition Groups_44 | Floor Insulation | 0.3667% | 1.7746 | 54.457 | Residential_2034_Technical_GWh_After Competition Groups_Floor Insulation
Residential | Res ¦ Heat Pump Water Heater | 2034 | Technical | GWh | After Competition Groups | 54.2793 | 393270.7388 | 0.39327 | 14849.954 | 0.0036552 | 45 | Residential_2034_Technical_GWh_After Competition Groups_45 | Heat Pump Water Heater | 0.3655% | 0.39327 | 54.2793 | Residential_2034_Technical_GWh_After Competition Groups_Heat Pump Water Heater
Residential | Res ¦ Minimize Hot and Warm Clothes Wash | 2034 | Economic | GWh | After Competition Groups | 37.7851 | 0 | 0 | 10609.0344 | 0.0035616 | 35 | Residential_2034_Economic_GWh_After Competition Groups_35 | Minimize Hot and Warm Clothes Wash | 0.3562% | 0 | 37.7851 | Residential_2034_Economic_GWh_After Competition Groups_Minimize Hot and Warm Clothes Wash
Residential | Res ¦ Minimize Hot and Warm Clothes Wash | 2034 | Achievable | GWh | After Competition Groups | 19.959 | 0 | 0 | 5687.4355 | 0.0035093 | 36 | Residential_2034_Achievable_GWh_After Competition Groups_36 | Minimize Hot and Warm Clothes Wash | 0.3509% | 0 | 19.959 | Residential_2034_Achievable_GWh_After Competition Groups_Minimize Hot and Warm Clothes Wash
Residential | Res ¦ Furnace Whistle | 2034 | Economic | GWh | After Competition Groups | 37.0043 | 29154.5203 | 0.029155 | 10609.0344 | 0.003488 | 36 | Residential_2034_Economic_GWh_After Competition Groups_36 | Furnace Whistle | 0.3488% | 0.029155 | 37.0043 | Residential_2034_Economic_GWh_After Competition Groups_Furnace Whistle
Residential | Res ¦ Heat Recovery Ventilator | 2034 | Economic | GWh | After Competition Groups | 35.5796 | 4442597.0484 | 4.4426 | 10609.0344 | 0.0033537 | 37 | Residential_2034_Economic_GWh_After Competition Groups_37 | Heat Recovery Ventilator | 0.3354% | 4.4426 | 35.5796 | Residential_2034_Economic_GWh_After Competition Groups_Heat Recovery Ventilator
Residential | Res ¦ LED Exterior Area Lights - LED Fixture (200W) | 2034 | Technical | GWh | After Competition Groups | 49.3012 | 783903.5744 | 0.7839 | 14849.954 | 0.00332 | 46 | Residential_2034_Technical_GWh_After Competition Groups_46 | LED Exterior Area Lights - LED Fixture (200W) | 0.332% | 0.7839 | 49.3012 | Residential_2034_Technical_GWh_After Competition Groups_LED Exterior Area Lights - LED Fixture (200W)
Residential | Res ¦ ENERGY STAR LED LAMPS (REFLECTOR LAMPs/MR16/PAR 16) | 2034 | Achievable | GWh | After Competition Groups | 18.1839 | 111117.8852 | 0.11112 | 5687.4355 | 0.0031972 | 37 | Residential_2034_Achievable_GWh_After Competition Groups_37 | ENERGY STAR LED LAMPS (REFLECTOR LAMPs/MR16/PAR 16) | 0.3197% | 0.11112 | 18.1839 | Residential_2034_Achievable_GWh_After Competition Groups_ENERGY STAR LED LAMPS (REFLECTOR LAMPs/MR16/PAR 16)
Residential | Res ¦ Early Hot Water Heater Replacement | 2034 | Economic | GWh | After Competition Groups | 33.6007 | 5100353.321 | 5.1004 | 10609.0344 | 0.0031672 | 38 | Residential_2034_Economic_GWh_After Competition Groups_38 | Early Hot Water Heater Replacement | 0.3167% | 5.1004 | 33.6007 | Residential_2034_Economic_GWh_After Competition Groups_Early Hot Water Heater Replacement
Residential | Res ¦ Dehumidifier Recycling | 2034 | Technical | GWh | After Competition Groups | 46.8233 | 0 | 0 | 14849.954 | 0.0031531 | 47 | Residential_2034_Technical_GWh_After Competition Groups_47 | Dehumidifier Recycling | 0.3153% | 0 | 46.8233 | Residential_2034_Technical_GWh_After Competition Groups_Dehumidifier Recycling
Residential | Res ¦ Central Lighting Control System | 2034 | Technical | GWh | After Competition Groups | 44.9968 | 0 | 0 | 14849.954 | 0.0030301 | 48 | Residential_2034_Technical_GWh_After Competition Groups_48 | Central Lighting Control System | 0.303% | 0 | 44.9968 | Residential_2034_Technical_GWh_After Competition Groups_Central Lighting Control System
Residential | Res ¦ Advanced BAS/Controllers | 2034 | Technical | GWh | After Competition Groups | 44.1589 | 749371.912 | 0.74937 | 14849.954 | 0.0029737 | 49 | Residential_2034_Technical_GWh_After Competition Groups_49 | Advanced BAS/Controllers | 0.2974% | 0.74937 | 44.1589 | Residential_2034_Technical_GWh_After Competition Groups_Advanced BAS/Controllers
Residential | Res ¦ Outside Air Economizer | 2034 | Economic | GWh | After Competition Groups | 31.3589 | 216401.7834 | 0.2164 | 10609.0344 | 0.0029559 | 39 | Residential_2034_Economic_GWh_After Competition Groups_39 | Outside Air Economizer | 0.2956% | 0.2164 | 31.3589 | Residential_2034_Economic_GWh_After Competition Groups_Outside Air Economizer
Residential | Res ¦ Duct Insulation MF | 2034 | Economic | GWh | After Competition Groups | 30.4194 | 1307157.9506 | 1.3072 | 10609.0344 | 0.0028673 | 40 | Residential_2034_Economic_GWh_After Competition Groups_40 | Duct Insulation MF | 0.2867% | 1.3072 | 30.4194 | Residential_2034_Economic_GWh_After Competition Groups_Duct Insulation MF
Residential | Res ¦ CO Sensors for parking garage exhaust fans | 2034 | Achievable | GWh | After Competition Groups | 16.0494 | 440602.4355 | 0.4406 | 5687.4355 | 0.0028219 | 38 | Residential_2034_Achievable_GWh_After Competition Groups_38 | CO Sensors for parking garage exhaust fans | 0.2822% | 0.4406 | 16.0494 | Residential_2034_Achievable_GWh_After Competition Groups_CO Sensors for parking garage exhaust fans
Residential | Res ¦ Variable Frequency Drive (VFD) | 2034 | Achievable | GWh | After Competition Groups | 15.3186 | 179932.5321 | 0.17993 | 5687.4355 | 0.0026934 | 39 | Residential_2034_Achievable_GWh_After Competition Groups_39 | Variable Frequency Drive (VFD) | 0.2693% | 0.17993 | 15.3186 | Residential_2034_Achievable_GWh_After Competition Groups_Variable Frequency Drive (VFD)
Residential | Res ¦ Duct Insulation | 2034 | Achievable | GWh | After Competition Groups | 14.8934 | 1654897.6547 | 1.6549 | 5687.4355 | 0.0026186 | 40 | Residential_2034_Achievable_GWh_After Competition Groups_40 | Duct Insulation | 0.2619% | 1.6549 | 14.8934 | Residential_2034_Achievable_GWh_After Competition Groups_Duct Insulation
Residential | Res ¦ Energy Star Dehumidifier | 2034 | Economic | GWh | After Competition Groups | 27.5269 | 3065671.5437 | 3.0657 | 10609.0344 | 0.0025947 | 41 | Residential_2034_Economic_GWh_After Competition Groups_41 | Energy Star Dehumidifier | 0.2595% | 3.0657 | 27.5269 | Residential_2034_Economic_GWh_After Competition Groups_Energy Star Dehumidifier
Residential | Res ¦ Minimize Hot and Warm Clothes Wash | 2034 | Technical | GWh | After Competition Groups | 37.7851 | 0 | 0 | 14849.954 | 0.0025445 | 50 | Residential_2034_Technical_GWh_After Competition Groups_50 | Minimize Hot and Warm Clothes Wash | 0.2544% | 0 | 37.7851 | Residential_2034_Technical_GWh_After Competition Groups_Minimize Hot and Warm Clothes Wash
Residential | Res ¦ Furnace Whistle | 2034 | Technical | GWh | After Competition Groups | 37.0043 | 29154.5203 | 0.029155 | 14849.954 | 0.0024919 | 51 | Residential_2034_Technical_GWh_After Competition Groups_51 | Furnace Whistle | 0.2492% | 0.029155 | 37.0043 | Residential_2034_Technical_GWh_After Competition Groups_Furnace Whistle
Residential | Res ¦ Heat Recovery Ventilator | 2034 | Technical | GWh | After Competition Groups | 36.7793 | 4442597.0484 | 4.4426 | 14849.954 | 0.0024767 | 52 | Residential_2034_Technical_GWh_After Competition Groups_52 | Heat Recovery Ventilator | 0.2477% | 4.4426 | 36.7793 | Residential_2034_Technical_GWh_After Competition Groups_Heat Recovery Ventilator
Residential | Res ¦ High Efficiency Chiller (avg of water and air cooled) | 2034 | Achievable | GWh | After Competition Groups | 13.6153 | 198377.1696 | 0.19838 | 5687.4355 | 0.0023939 | 41 | Residential_2034_Achievable_GWh_After Competition Groups_41 | High Efficiency Chiller (avg of water and air cooled) | 0.2394% | 0.19838 | 13.6153 | Residential_2034_Achievable_GWh_After Competition Groups_High Efficiency Chiller (avg of water and air cooled)
Residential | Res ¦ LED Tube Re-Lamp | 2034 | Technical | GWh | After Competition Groups | 35.3123 | 658217.1681 | 0.65822 | 14849.954 | 0.0023779 | 53 | Residential_2034_Technical_GWh_After Competition Groups_53 | LED Tube Re-Lamp | 0.2378% | 0.65822 | 35.3123 | Residential_2034_Technical_GWh_After Competition Groups_LED Tube Re-Lamp
Residential | Res ¦ Early Hot Water Heater Replacement | 2034 | Technical | GWh | After Competition Groups | 33.6007 | 5100353.321 | 5.1004 | 14849.954 | 0.0022627 | 54 | Residential_2034_Technical_GWh_After Competition Groups_54 | Early Hot Water Heater Replacement | 0.2263% | 5.1004 | 33.6007 | Residential_2034_Technical_GWh_After Competition Groups_Early Hot Water Heater Replacement
Residential | Res ¦ Tankless Water Heater | 2034 | Economic | GWh | After Competition Groups | 23.7218 | 1323644.1385 | 1.3236 | 10609.0344 | 0.002236 | 42 | Residential_2034_Economic_GWh_After Competition Groups_42 | Tankless Water Heater | 0.2236% | 1.3236 | 23.7218 | Residential_2034_Economic_GWh_After Competition Groups_Tankless Water Heater
Residential | Res ¦ Floor Insulation | 2034 | Achievable | GWh | After Competition Groups | 12.5223 | 1774573.2515 | 1.7746 | 5687.4355 | 0.0022017 | 42 | Residential_2034_Achievable_GWh_After Competition Groups_42 | Floor Insulation | 0.2202% | 1.7746 | 12.5223 | Residential_2034_Achievable_GWh_After Competition Groups_Floor Insulation
Residential | Res ¦ Energy Star Freezer | 2034 | Economic | GWh | After Competition Groups | 23.1205 | 3632310.8199 | 3.6323 | 10609.0344 | 0.0021793 | 43 | Residential_2034_Economic_GWh_After Competition Groups_43 | Energy Star Freezer | 0.2179% | 3.6323 | 23.1205 | Residential_2034_Economic_GWh_After Competition Groups_Energy Star Freezer
Residential | Res ¦ LED Tube Re-Lamp | 2034 | Economic | GWh | After Competition Groups | 22.5733 | 658217.1681 | 0.65822 | 10609.0344 | 0.0021277 | 44 | Residential_2034_Economic_GWh_After Competition Groups_44 | LED Tube Re-Lamp | 0.2128% | 0.65822 | 22.5733 | Residential_2034_Economic_GWh_After Competition Groups_LED Tube Re-Lamp
Residential | Res ¦ Drain Water Heat Recovery | 2034 | Economic | GWh | After Competition Groups | 22.5548 | 3420601.5587 | 3.4206 | 10609.0344 | 0.002126 | 45 | Residential_2034_Economic_GWh_After Competition Groups_45 | Drain Water Heat Recovery | 0.2126% | 3.4206 | 22.5548 | Residential_2034_Economic_GWh_After Competition Groups_Drain Water Heat Recovery
Residential | Res ¦ Outside Air Economizer | 2034 | Technical | GWh | After Competition Groups | 31.3589 | 216401.7834 | 0.2164 | 14849.954 | 0.0021117 | 55 | Residential_2034_Technical_GWh_After Competition Groups_55 | Outside Air Economizer | 0.2112% | 0.2164 | 31.3589 | Residential_2034_Technical_GWh_After Competition Groups_Outside Air Economizer
Residential | Res ¦ Tankless Water Heater | 2034 | Achievable | GWh | After Competition Groups | 11.9895 | 1323644.1385 | 1.3236 | 5687.4355 | 0.0021081 | 43 | Residential_2034_Achievable_GWh_After Competition Groups_43 | Tankless Water Heater | 0.2108% | 1.3236 | 11.9895 | Residential_2034_Achievable_GWh_After Competition Groups_Tankless Water Heater
Residential | Res ¦ Home Energy Reports | 2034 | Economic | GWh | After Competition Groups | 22.2278 | 224186.4468 | 0.22419 | 10609.0344 | 0.0020952 | 46 | Residential_2034_Economic_GWh_After Competition Groups_46 | Home Energy Reports | 0.2095% | 0.22419 | 22.2278 | Residential_2034_Economic_GWh_After Competition Groups_Home Energy Reports
Residential | Res ¦ Demand Control Ventilation | 2034 | Achievable | GWh | After Competition Groups | 11.7811 | 21059.9182 | 0.02106 | 5687.4355 | 0.0020714 | 44 | Residential_2034_Achievable_GWh_After Competition Groups_44 | Demand Control Ventilation | 0.2071% | 0.02106 | 11.7811 | Residential_2034_Achievable_GWh_After Competition Groups_Demand Control Ventilation
Residential | Res ¦ Duct Insulation MF | 2034 | Technical | GWh | After Competition Groups | 30.4194 | 1307157.9506 | 1.3072 | 14849.954 | 0.0020484 | 56 | Residential_2034_Technical_GWh_After Competition Groups_56 | Duct Insulation MF | 0.2048% | 1.3072 | 30.4194 | Residential_2034_Technical_GWh_After Competition Groups_Duct Insulation MF
Residential | Res ¦ Home Energy Reports | 2034 | Achievable | GWh | After Competition Groups | 11.3277 | 224186.4468 | 0.22419 | 5687.4355 | 0.0019917 | 45 | Residential_2034_Achievable_GWh_After Competition Groups_45 | Home Energy Reports | 0.1992% | 0.22419 | 11.3277 | Residential_2034_Achievable_GWh_After Competition Groups_Home Energy Reports
Residential | Res ¦ Water Heater Temperature Setback | 2034 | Achievable | GWh | After Competition Groups | 11.3201 | 29506.5731 | 0.029507 | 5687.4355 | 0.0019904 | 46 | Residential_2034_Achievable_GWh_After Competition Groups_46 | Water Heater Temperature Setback | 0.199% | 0.029507 | 11.3201 | Residential_2034_Achievable_GWh_After Competition Groups_Water Heater Temperature Setback
Residential | Res ¦ Demand Control Ventilation | 2034 | Economic | GWh | After Competition Groups | 20.3085 | 21059.9182 | 0.02106 | 10609.0344 | 0.0019143 | 47 | Residential_2034_Economic_GWh_After Competition Groups_47 | Demand Control Ventilation | 0.1914% | 0.02106 | 20.3085 | Residential_2034_Economic_GWh_After Competition Groups_Demand Control Ventilation
Residential | Res ¦ CO Sensors for parking garage exhaust fans | 2034 | Economic | GWh | After Competition Groups | 19.785 | 440602.4355 | 0.4406 | 10609.0344 | 0.0018649 | 48 | Residential_2034_Economic_GWh_After Competition Groups_48 | CO Sensors for parking garage exhaust fans | 0.1865% | 0.4406 | 19.785 | Residential_2034_Economic_GWh_After Competition Groups_CO Sensors for parking garage exhaust fans
Residential | Res ¦ Central Air Conditioner Maintenance | 2034 | Technical | GWh | After Competition Groups | 27.6621 | 0 | 0 | 14849.954 | 0.0018628 | 57 | Residential_2034_Technical_GWh_After Competition Groups_57 | Central Air Conditioner Maintenance | 0.1863% | 0 | 27.6621 | Residential_2034_Technical_GWh_After Competition Groups_Central Air Conditioner Maintenance
Residential | Res ¦ Energy Star Dehumidifier | 2034 | Technical | GWh | After Competition Groups | 27.5269 | 3065671.5437 | 3.0657 | 14849.954 | 0.0018537 | 58 | Residential_2034_Technical_GWh_After Competition Groups_58 | Energy Star Dehumidifier | 0.1854% | 3.0657 | 27.5269 | Residential_2034_Technical_GWh_After Competition Groups_Energy Star Dehumidifier
Residential | Res ¦ ENERGY STAR LED LAMPS (REFLECTOR LAMPs/MR16/PAR 16) | 2034 | Economic | GWh | After Competition Groups | 19.1367 | 111117.8852 | 0.11112 | 10609.0344 | 0.0018038 | 49 | Residential_2034_Economic_GWh_After Competition Groups_49 | ENERGY STAR LED LAMPS (REFLECTOR LAMPs/MR16/PAR 16) | 0.1804% | 0.11112 | 19.1367 | Residential_2034_Economic_GWh_After Competition Groups_ENERGY STAR LED LAMPS (REFLECTOR LAMPs/MR16/PAR 16)
Residential | Res ¦ Condensing Make Up Air Unit | 2034 | Achievable | GWh | After Competition Groups | 9.3628 | 1317779.7152 | 1.3178 | 5687.4355 | 0.0016462 | 47 | Residential_2034_Achievable_GWh_After Competition Groups_47 | Condensing Make Up Air Unit | 0.1646% | 1.3178 | 9.3628 | Residential_2034_Achievable_GWh_After Competition Groups_Condensing Make Up Air Unit
Residential | Res ¦ Wall Insulation | 2034 | Achievable | GWh | After Competition Groups | 9.3438 | 654333.4367 | 0.65433 | 5687.4355 | 0.0016429 | 48 | Residential_2034_Achievable_GWh_After Competition Groups_48 | Wall Insulation | 0.1643% | 0.65433 | 9.3438 | Residential_2034_Achievable_GWh_After Competition Groups_Wall Insulation
Residential | Res ¦ Energy Star Dishwasher | 2034 | Technical | GWh | After Competition Groups | 23.6584 | 0 | 0 | 14849.954 | 0.0015932 | 59 | Residential_2034_Technical_GWh_After Competition Groups_59 | Energy Star Dishwasher | 0.1593% | 0 | 23.6584 | Residential_2034_Technical_GWh_After Competition Groups_Energy Star Dishwasher
Residential | Res ¦ Early Hot Water Heater Replacement | 2034 | Achievable | GWh | After Competition Groups | 8.6833 | 5100353.321 | 5.1004 | 5687.4355 | 0.0015268 | 49 | Residential_2034_Achievable_GWh_After Competition Groups_49 | Early Hot Water Heater Replacement | 0.1527% | 5.1004 | 8.6833 | Residential_2034_Achievable_GWh_After Competition Groups_Early Hot Water Heater Replacement
Residential | Res ¦ Drain Water Heat Recovery | 2034 | Technical | GWh | After Competition Groups | 22.5548 | 3420601.5587 | 3.4206 | 14849.954 | 0.0015188 | 60 | Residential_2034_Technical_GWh_After Competition Groups_60 | Drain Water Heat Recovery | 0.1519% | 3.4206 | 22.5548 | Residential_2034_Technical_GWh_After Competition Groups_Drain Water Heat Recovery
Residential | Res ¦ Variable Frequency Drive (VFD) | 2034 | Economic | GWh | After Competition Groups | 15.956 | 179932.5321 | 0.17993 | 10609.0344 | 0.001504 | 50 | Residential_2034_Economic_GWh_After Competition Groups_50 | Variable Frequency Drive (VFD) | 0.1504% | 0.17993 | 15.956 | Residential_2034_Economic_GWh_After Competition Groups_Variable Frequency Drive (VFD)
Residential | Res ¦ Condensing Make Up Air Unit | 2034 | Economic | GWh | After Competition Groups | 15.7144 | 1317779.7152 | 1.3178 | 10609.0344 | 0.0014812 | 51 | Residential_2034_Economic_GWh_After Competition Groups_51 | Condensing Make Up Air Unit | 0.1481% | 1.3178 | 15.7144 | Residential_2034_Economic_GWh_After Competition Groups_Condensing Make Up Air Unit
Residential | Res ¦ Variable Refrigerant Flow Heat Pump | 2034 | Achievable | GWh | After Competition Groups | 8.3699 | 10171329.5544 | 10.1713 | 5687.4355 | 0.0014716 | 50 | Residential_2034_Achievable_GWh_After Competition Groups_50 | Variable Refrigerant Flow Heat Pump | 0.1472% | 10.1713 | 8.3699 | Residential_2034_Achievable_GWh_After Competition Groups_Variable Refrigerant Flow Heat Pump
Residential | Res ¦ High Efficiency Chiller (avg of water and air cooled) | 2034 | Economic | GWh | After Competition Groups | 15.1514 | 198377.1696 | 0.19838 | 10609.0344 | 0.0014282 | 52 | Residential_2034_Economic_GWh_After Competition Groups_52 | High Efficiency Chiller (avg of water and air cooled) | 0.1428% | 0.19838 | 15.1514 | Residential_2034_Economic_GWh_After Competition Groups_High Efficiency Chiller (avg of water and air cooled)
Residential | Res ¦ Demand Control Ventilation | 2034 | Technical | GWh | After Competition Groups | 20.3085 | 21059.9182 | 0.02106 | 14849.954 | 0.0013676 | 61 | Residential_2034_Technical_GWh_After Competition Groups_61 | Demand Control Ventilation | 0.1368% | 0.02106 | 20.3085 | Residential_2034_Technical_GWh_After Competition Groups_Demand Control Ventilation
Residential | Res ¦ CO Sensors for parking garage exhaust fans | 2034 | Technical | GWh | After Competition Groups | 19.785 | 440602.4355 | 0.4406 | 14849.954 | 0.0013323 | 62 | Residential_2034_Technical_GWh_After Competition Groups_62 | CO Sensors for parking garage exhaust fans | 0.1332% | 0.4406 | 19.785 | Residential_2034_Technical_GWh_After Competition Groups_CO Sensors for parking garage exhaust fans
Residential | Res ¦ ENERGY STAR LED LAMPS (REFLECTOR LAMPs/MR16/PAR 16) | 2034 | Technical | GWh | After Competition Groups | 19.1367 | 111117.8852 | 0.11112 | 14849.954 | 0.0012887 | 63 | Residential_2034_Technical_GWh_After Competition Groups_63 | ENERGY STAR LED LAMPS (REFLECTOR LAMPs/MR16/PAR 16) | 0.1289% | 0.11112 | 19.1367 | Residential_2034_Technical_GWh_After Competition Groups_ENERGY STAR LED LAMPS (REFLECTOR LAMPs/MR16/PAR 16)
Residential | Res ¦ Drain Water Heat Recovery | 2034 | Achievable | GWh | After Competition Groups | 6.8113 | 3420601.5587 | 3.4206 | 5687.4355 | 0.0011976 | 51 | Residential_2034_Achievable_GWh_After Competition Groups_51 | Drain Water Heat Recovery | 0.1198% | 3.4206 | 6.8113 | Residential_2034_Achievable_GWh_After Competition Groups_Drain Water Heat Recovery
Residential | Res ¦ Water Heater Temperature Setback | 2034 | Economic | GWh | After Competition Groups | 11.7909 | 29506.5731 | 0.029507 | 10609.0344 | 0.0011114 | 53 | Residential_2034_Economic_GWh_After Competition Groups_53 | Water Heater Temperature Setback | 0.1111% | 0.029507 | 11.7909 | Residential_2034_Economic_GWh_After Competition Groups_Water Heater Temperature Setback
Residential | Res ¦ Variable Frequency Drive (VFD) | 2034 | Technical | GWh | After Competition Groups | 15.956 | 179932.5321 | 0.17993 | 14849.954 | 0.0010745 | 64 | Residential_2034_Technical_GWh_After Competition Groups_64 | Variable Frequency Drive (VFD) | 0.1074% | 0.17993 | 15.956 | Residential_2034_Technical_GWh_After Competition Groups_Variable Frequency Drive (VFD)
Residential | Res ¦ Condensing Make Up Air Unit | 2034 | Technical | GWh | After Competition Groups | 15.7144 | 1317779.7152 | 1.3178 | 14849.954 | 0.0010582 | 65 | Residential_2034_Technical_GWh_After Competition Groups_65 | Condensing Make Up Air Unit | 0.1058% | 1.3178 | 15.7144 | Residential_2034_Technical_GWh_After Competition Groups_Condensing Make Up Air Unit
Residential | Res ¦ High Efficiency Chiller (avg of water and air cooled) | 2034 | Technical | GWh | After Competition Groups | 15.1514 | 198377.1696 | 0.19838 | 14849.954 | 0.0010203 | 66 | Residential_2034_Technical_GWh_After Competition Groups_66 | High Efficiency Chiller (avg of water and air cooled) | 0.102% | 0.19838 | 15.1514 | Residential_2034_Technical_GWh_After Competition Groups_High Efficiency Chiller (avg of water and air cooled)
Residential | Res ¦ Duct Insulation MF | 2034 | Achievable | GWh | After Competition Groups | 5.7584 | 1307157.9506 | 1.3072 | 5687.4355 | 0.0010125 | 52 | Residential_2034_Achievable_GWh_After Competition Groups_52 | Duct Insulation MF | 0.1012% | 1.3072 | 5.7584 | Residential_2034_Achievable_GWh_After Competition Groups_Duct Insulation MF
Residential | Res ¦ Heat Recovery Ventilator | 2034 | Achievable | GWh | After Competition Groups | 5.4954 | 4442597.0484 | 4.4426 | 5687.4355 | 0.00096623 | 53 | Residential_2034_Achievable_GWh_After Competition Groups_53 | Heat Recovery Ventilator | 0.09662% | 4.4426 | 5.4954 | Residential_2034_Achievable_GWh_After Competition Groups_Heat Recovery Ventilator
Residential | Res ¦ VFD on Pumps | 2034 | Achievable | GWh | After Competition Groups | 4.7106 | 67402.0766 | 0.067402 | 5687.4355 | 0.00082825 | 54 | Residential_2034_Achievable_GWh_After Competition Groups_54 | VFD on Pumps | 0.08282% | 0.067402 | 4.7106 | Residential_2034_Achievable_GWh_After Competition Groups_VFD on Pumps
Residential | Res ¦ Radiant Barrier | 2034 | Achievable | GWh | After Competition Groups | 4.6999 | 9429791.4568 | 9.4298 | 5687.4355 | 0.00082636 | 55 | Residential_2034_Achievable_GWh_After Competition Groups_55 | Radiant Barrier | 0.08264% | 9.4298 | 4.6999 | Residential_2034_Achievable_GWh_After Competition Groups_Radiant Barrier
Residential | Res ¦ Water Heater Temperature Setback | 2034 | Technical | GWh | After Competition Groups | 11.7909 | 29506.5731 | 0.029507 | 14849.954 | 0.000794 | 67 | Residential_2034_Technical_GWh_After Competition Groups_67 | Water Heater Temperature Setback | 0.0794% | 0.029507 | 11.7909 | Residential_2034_Technical_GWh_After Competition Groups_Water Heater Temperature Setback
Residential | Res ¦ Basement or Crawlspace Insulation | 2034 | Achievable | GWh | After Competition Groups | 4.493 | 907728.1501 | 0.90773 | 5687.4355 | 0.00078999 | 56 | Residential_2034_Achievable_GWh_After Competition Groups_56 | Basement or Crawlspace Insulation | 0.079% | 0.90773 | 4.493 | Residential_2034_Achievable_GWh_After Competition Groups_Basement or Crawlspace Insulation
Residential | Res ¦ Heat Pump Water Heater | 2034 | Economic | GWh | After Competition Groups | 8.2147 | 393270.7388 | 0.39327 | 10609.0344 | 0.00077431 | 54 | Residential_2034_Economic_GWh_After Competition Groups_54 | Heat Pump Water Heater | 0.07743% | 0.39327 | 8.2147 | Residential_2034_Economic_GWh_After Competition Groups_Heat Pump Water Heater
Residential | Res ¦ Variable Refrigerant Flow Heat Pump | 2034 | Economic | GWh | After Competition Groups | 7.9579 | 10171329.5544 | 10.1713 | 10609.0344 | 0.0007501 | 55 | Residential_2034_Economic_GWh_After Competition Groups_55 | Variable Refrigerant Flow Heat Pump | 0.07501% | 10.1713 | 7.9579 | Residential_2034_Economic_GWh_After Competition Groups_Variable Refrigerant Flow Heat Pump
Residential | Res ¦ LED Downlight | 2034 | Economic | GWh | After Competition Groups | 7.6568 | 2338447.8287 | 2.3384 | 10609.0344 | 0.00072172 | 56 | Residential_2034_Economic_GWh_After Competition Groups_56 | LED Downlight | 0.07217% | 2.3384 | 7.6568 | Residential_2034_Economic_GWh_After Competition Groups_LED Downlight
Residential | Res ¦ DHW Recirculation Systems | 2034 | Technical | GWh | After Competition Groups | 10.6224 | 0 | 0 | 14849.954 | 0.00071531 | 68 | Residential_2034_Technical_GWh_After Competition Groups_68 | DHW Recirculation Systems | 0.07153% | 0 | 10.6224 | Residential_2034_Technical_GWh_After Competition Groups_DHW Recirculation Systems
Residential | Res ¦ Air Source Heat Pump Maintenance | 2034 | Technical | GWh | After Competition Groups | 9.5858 | 0 | 0 | 14849.954 | 0.00064551 | 69 | Residential_2034_Technical_GWh_After Competition Groups_69 | Air Source Heat Pump Maintenance | 0.06455% | 0 | 9.5858 | Residential_2034_Technical_GWh_After Competition Groups_Air Source Heat Pump Maintenance
Residential | Res ¦ ENERGY STAR LED Lamps (General Service Lamps) | 2034 | Achievable | GWh | After Competition Groups | 3.1596 | 22876.0074 | 0.022876 | 5687.4355 | 0.00055555 | 57 | Residential_2034_Achievable_GWh_After Competition Groups_57 | ENERGY STAR LED Lamps (General Service Lamps) | 0.05555% | 0.022876 | 3.1596 | Residential_2034_Achievable_GWh_After Competition Groups_ENERGY STAR LED Lamps (General Service Lamps)
Residential | Res ¦ VFD on Pumps | 2034 | Economic | GWh | After Competition Groups | 4.9066 | 67402.0766 | 0.067402 | 10609.0344 | 0.0004625 | 57 | Residential_2034_Economic_GWh_After Competition Groups_57 | VFD on Pumps | 0.04625% | 0.067402 | 4.9066 | Residential_2034_Economic_GWh_After Competition Groups_VFD on Pumps
Residential | Res ¦ ECM MOTORS FOR HVAC APPLICATION (FAN-POWERED VAV BOX) | 2034 | Achievable | GWh | After Competition Groups | 2.5355 | 48817.2225 | 0.048817 | 5687.4355 | 0.00044581 | 58 | Residential_2034_Achievable_GWh_After Competition Groups_58 | ECM MOTORS FOR HVAC APPLICATION (FAN-POWERED VAV BOX) | 0.04458% | 0.048817 | 2.5355 | Residential_2034_Achievable_GWh_After Competition Groups_ECM MOTORS FOR HVAC APPLICATION (FAN-POWERED VAV BOX)
Residential | Res ¦ Ceiling Insulation | 2034 | Achievable | GWh | After Competition Groups | 2.4942 | 3031973.5058 | 3.032 | 5687.4355 | 0.00043855 | 59 | Residential_2034_Achievable_GWh_After Competition Groups_59 | Ceiling Insulation | 0.04385% | 3.032 | 2.4942 | Residential_2034_Achievable_GWh_After Competition Groups_Ceiling Insulation
Residential | Res ¦ Energy Star Dehumidifier | 2034 | Achievable | GWh | After Competition Groups | 2.1619 | 3065671.5437 | 3.0657 | 5687.4355 | 0.00038011 | 60 | Residential_2034_Achievable_GWh_After Competition Groups_60 | Energy Star Dehumidifier | 0.03801% | 3.0657 | 2.1619 | Residential_2034_Achievable_GWh_After Competition Groups_Energy Star Dehumidifier
Residential | Res ¦ VFD on Pumps | 2034 | Technical | GWh | After Competition Groups | 4.9066 | 67402.0766 | 0.067402 | 14849.954 | 0.00033041 | 70 | Residential_2034_Technical_GWh_After Competition Groups_70 | VFD on Pumps | 0.03304% | 0.067402 | 4.9066 | Residential_2034_Technical_GWh_After Competition Groups_VFD on Pumps
Residential | Res ¦ ENERGY STAR LED Lamps (General Service Lamps) | 2034 | Economic | GWh | After Competition Groups | 3.3994 | 22876.0074 | 0.022876 | 10609.0344 | 0.00032043 | 58 | Residential_2034_Economic_GWh_After Competition Groups_58 | ENERGY STAR LED Lamps (General Service Lamps) | 0.03204% | 0.022876 | 3.3994 | Residential_2034_Economic_GWh_After Competition Groups_ENERGY STAR LED Lamps (General Service Lamps)
Residential | Res ¦ ECM MOTORS FOR HVAC APPLICATION (FAN-POWERED VAV BOX) | 2034 | Economic | GWh | After Competition Groups | 3.2011 | 48817.2225 | 0.048817 | 10609.0344 | 0.00030173 | 59 | Residential_2034_Economic_GWh_After Competition Groups_59 | ECM MOTORS FOR HVAC APPLICATION (FAN-POWERED VAV BOX) | 0.03017% | 0.048817 | 3.2011 | Residential_2034_Economic_GWh_After Competition Groups_ECM MOTORS FOR HVAC APPLICATION (FAN-POWERED VAV BOX)
Residential | Res ¦ Beverage Vending Machine Controls | 2034 | Achievable | GWh | After Competition Groups | 1.6932 | 24491.7045 | 0.024492 | 5687.4355 | 0.00029771 | 61 | Residential_2034_Achievable_GWh_After Competition Groups_61 | Beverage Vending Machine Controls | 0.02977% | 0.024492 | 1.6932 | Residential_2034_Achievable_GWh_After Competition Groups_Beverage Vending Machine Controls
Residential | Res ¦ ENERGY STAR LED Lamps (General Service Lamps) | 2034 | Technical | GWh | After Competition Groups | 3.3994 | 22876.0074 | 0.022876 | 14849.954 | 0.00022892 | 71 | Residential_2034_Technical_GWh_After Competition Groups_71 | ENERGY STAR LED Lamps (General Service Lamps) | 0.02289% | 0.022876 | 3.3994 | Residential_2034_Technical_GWh_After Competition Groups_ENERGY STAR LED Lamps (General Service Lamps)
Residential | Res ¦ Tankless Water Heater | 2034 | Technical | GWh | After Competition Groups | 3.3775 | 97469.516 | 0.09747 | 14849.954 | 0.00022744 | 72 | Residential_2034_Technical_GWh_After Competition Groups_72 | Tankless Water Heater | 0.02274% | 0.09747 | 3.3775 | Residential_2034_Technical_GWh_After Competition Groups_Tankless Water Heater
Residential | Res ¦ ECM MOTORS FOR HVAC APPLICATION (FAN-POWERED VAV BOX) | 2034 | Technical | GWh | After Competition Groups | 3.2011 | 48817.2225 | 0.048817 | 14849.954 | 0.00021556 | 73 | Residential_2034_Technical_GWh_After Competition Groups_73 | ECM MOTORS FOR HVAC APPLICATION (FAN-POWERED VAV BOX) | 0.02156% | 0.048817 | 3.2011 | Residential_2034_Technical_GWh_After Competition Groups_ECM MOTORS FOR HVAC APPLICATION (FAN-POWERED VAV BOX)
Residential | Res ¦ Beverage Vending Machine Controls | 2034 | Economic | GWh | After Competition Groups | 2.2869 | 24491.7045 | 0.024492 | 10609.0344 | 0.00021556 | 60 | Residential_2034_Economic_GWh_After Competition Groups_60 | Beverage Vending Machine Controls | 0.02156% | 0.024492 | 2.2869 | Residential_2034_Economic_GWh_After Competition Groups_Beverage Vending Machine Controls
Residential | Res ¦ HVAC Optimization | 2034 | Technical | GWh | After Competition Groups | 3.0044 | 0 | 0 | 14849.954 | 0.00020232 | 74 | Residential_2034_Technical_GWh_After Competition Groups_74 | HVAC Optimization | 0.02023% | 0 | 3.0044 | Residential_2034_Technical_GWh_After Competition Groups_HVAC Optimization
Residential | Res ¦ Beverage Vending Machine Controls | 2034 | Technical | GWh | After Competition Groups | 2.2869 | 24491.7045 | 0.024492 | 14849.954 | 0.000154 | 75 | Residential_2034_Technical_GWh_After Competition Groups_75 | Beverage Vending Machine Controls | 0.0154% | 0.024492 | 2.2869 | Residential_2034_Technical_GWh_After Competition Groups_Beverage Vending Machine Controls
Residential | Res ¦ Heat Pump Water Heater | 2034 | Achievable | GWh | After Competition Groups | 0.65022 | 393270.7388 | 0.39327 | 5687.4355 | 0.00011433 | 62 | Residential_2034_Achievable_GWh_After Competition Groups_62 | Heat Pump Water Heater | 0.01143% | 0.39327 | 0.65022 | Residential_2034_Achievable_GWh_After Competition Groups_Heat Pump Water Heater
Residential | Res ¦ Air Source Heat Pump | 2034 | Achievable | GWh | After Competition Groups | 0.2464 | 306007.5572 | 0.30601 | 5687.4355 | 4.3323e-05 | 63 | Residential_2034_Achievable_GWh_After Competition Groups_63 | Air Source Heat Pump | 0.004332% | 0.30601 | 0.2464 | Residential_2034_Achievable_GWh_After Competition Groups_Air Source Heat Pump
Residential | Res ¦ Chilled Water Optimization | 2034 | Achievable | GWh | After Competition Groups | 0.23691 | 243.119 | 0.00024312 | 5687.4355 | 4.1655e-05 | 64 | Residential_2034_Achievable_GWh_After Competition Groups_64 | Chilled Water Optimization | 0.004166% | 0.00024312 | 0.23691 | Residential_2034_Achievable_GWh_After Competition Groups_Chilled Water Optimization
Residential | Res ¦ Wall Insulation MF | 2034 | Technical | GWh | After Competition Groups | 0.59695 | 0 | 0 | 14849.954 | 4.0199e-05 | 76 | Residential_2034_Technical_GWh_After Competition Groups_76 | Wall Insulation MF | 0.00402% | 0 | 0.59695 | Residential_2034_Technical_GWh_After Competition Groups_Wall Insulation MF
Residential | Res ¦ Chilled Water Optimization | 2034 | Economic | GWh | After Competition Groups | 0.38479 | 243.119 | 0.00024312 | 10609.0344 | 3.627e-05 | 61 | Residential_2034_Economic_GWh_After Competition Groups_61 | Chilled Water Optimization | 0.003627% | 0.00024312 | 0.38479 | Residential_2034_Economic_GWh_After Competition Groups_Chilled Water Optimization
Residential | Res ¦ LED High Bay Fixture | 2034 | Achievable | GWh | After Competition Groups | 0.16367 | 35999.1603 | 0.035999 | 5687.4355 | 2.8777e-05 | 65 | Residential_2034_Achievable_GWh_After Competition Groups_65 | LED High Bay Fixture | 0.002878% | 0.035999 | 0.16367 | Residential_2034_Achievable_GWh_After Competition Groups_LED High Bay Fixture
Residential | Res ¦ Chilled Water Optimization | 2034 | Technical | GWh | After Competition Groups | 0.38479 | 243.119 | 0.00024312 | 14849.954 | 2.5912e-05 | 77 | Residential_2034_Technical_GWh_After Competition Groups_77 | Chilled Water Optimization | 0.002591% | 0.00024312 | 0.38479 | Residential_2034_Technical_GWh_After Competition Groups_Chilled Water Optimization
Residential | Res ¦ LED High Bay Fixture | 2034 | Economic | GWh | After Competition Groups | 0.27058 | 35999.1603 | 0.035999 | 10609.0344 | 2.5505e-05 | 62 | Residential_2034_Economic_GWh_After Competition Groups_62 | LED High Bay Fixture | 0.00255% | 0.035999 | 0.27058 | Residential_2034_Economic_GWh_After Competition Groups_LED High Bay Fixture
Residential | Res ¦ LED Recessed Downlights | 2034 | Technical | GWh | After Competition Groups | 0.31475 | 0 | 0 | 14849.954 | 2.1196e-05 | 78 | Residential_2034_Technical_GWh_After Competition Groups_78 | LED Recessed Downlights | 0.00212% | 0 | 0.31475 | Residential_2034_Technical_GWh_After Competition Groups_LED Recessed Downlights
Residential | Res ¦ LED High Bay Fixture | 2034 | Technical | GWh | After Competition Groups | 0.27058 | 35999.1603 | 0.035999 | 14849.954 | 1.8221e-05 | 79 | Residential_2034_Technical_GWh_After Competition Groups_79 | LED High Bay Fixture | 0.001822% | 0.035999 | 0.27058 | Residential_2034_Technical_GWh_After Competition Groups_LED High Bay Fixture
Residential | Res ¦ Solar Water Preheat (Pools/DHW) | 2034 | Technical | GWh | After Competition Groups | 0.09205 | 0 | 0 | 14849.954 | 6.1987e-06 | 80 | Residential_2034_Technical_GWh_After Competition Groups_80 | Solar Water Preheat (Pools/DHW) | 0.0006199% | 0 | 0.09205 | Residential_2034_Technical_GWh_After Competition Groups_Solar Water Preheat (Pools/DHW)
Residential | Res ¦ Wall Insulation MF | 2034 | Economic | GWh | After Competition Groups | 0.049 | 0 | 0 | 10609.0344 | 4.6187e-06 | 63 | Residential_2034_Economic_GWh_After Competition Groups_63 | Wall Insulation MF | 0.0004619% | 0 | 0.049 | Residential_2034_Economic_GWh_After Competition Groups_Wall Insulation MF
Residential | Res ¦ Wall Insulation MF | 2034 | Achievable | GWh | After Competition Groups | 0.011275 | 0 | 0 | 5687.4355 | 1.9824e-06 | 66 | Residential_2034_Achievable_GWh_After Competition Groups_66 | Wall Insulation MF | 0.0001982% | 0 | 0.011275 | Residential_2034_Achievable_GWh_After Competition Groups_Wall Insulation MF
Residential | Res ¦ Networked/ Connected - Indoor LED Luminaire | 2034 | Achievable | GWh | After Competition Groups | 0.0096546 | 10412.5811 | 0.010413 | 5687.4355 | 1.6975e-06 | 67 | Residential_2034_Achievable_GWh_After Competition Groups_67 | Networked/ Connected - Indoor LED Luminaire | 0.0001698% | 0.010413 | 0.0096546 | Residential_2034_Achievable_GWh_After Competition Groups_Networked/ Connected - Indoor LED Luminaire
Residential | Res ¦ Photocell Controls (Outdoor) | 2034 | Technical | GWh | After Competition Groups | 0.00033503 | 0 | 0 | 14849.954 | 2.2561e-08 | 81 | Residential_2034_Technical_GWh_After Competition Groups_81 | Photocell Controls (Outdoor) | 2.256e-06% | 0 | 0.00033503 | Residential_2034_Technical_GWh_After Competition Groups_Photocell Controls (Outdoor)
Residential | Res ¦ DHW Recirculation Systems | 2034 | Achievable | GWh | After Competition Groups | 0 | 0 | 0 | 5687.4355 | 0 | 68 | Residential_2034_Achievable_GWh_After Competition Groups_68 | DHW Recirculation Systems | 0% | 0 | 0 | Residential_2034_Achievable_GWh_After Competition Groups_DHW Recirculation Systems
Residential | Res ¦ DHW Recirculation Systems | 2034 | Economic | GWh | After Competition Groups | 0 | 0 | 0 | 10609.0344 | 0 | 64 | Residential_2034_Economic_GWh_After Competition Groups_64 | DHW Recirculation Systems | 0% | 0 | 0 | Residential_2034_Economic_GWh_After Competition Groups_DHW Recirculation Systems
Residential | Res ¦ Lighting Motion Sensors, Timers, Dimmers | 2034 | Achievable | GWh | After Competition Groups | 0 | 0 | 0 | 5687.4355 | 0 | 69 | Residential_2034_Achievable_GWh_After Competition Groups_69 | Lighting Motion Sensors, Timers, Dimmers | 0% | 0 | 0 | Residential_2034_Achievable_GWh_After Competition Groups_Lighting Motion Sensors, Timers, Dimmers
Residential | Res ¦ Lighting Motion Sensors, Timers, Dimmers | 2034 | Economic | GWh | After Competition Groups | 0 | 0 | 0 | 10609.0344 | 0 | 65 | Residential_2034_Economic_GWh_After Competition Groups_65 | Lighting Motion Sensors, Timers, Dimmers | 0% | 0 | 0 | Residential_2034_Economic_GWh_After Competition Groups_Lighting Motion Sensors, Timers, Dimmers
Residential | Res ¦ Energy Star A Line, PAR, MR Lamps | 2035 | Economic | GWh | After Competition Groups | 1708.3769 | 27558.2932 | 0.027558 | 10804.8279 | 0.15811 | 1 | Residential_2035_Economic_GWh_After Competition Groups_1 | Energy Star A Line, PAR, MR Lamps | 15.81% | 0.027558 | 1708.3769 | Residential_2035_Economic_GWh_After Competition Groups_Energy Star A Line, PAR, MR Lamps
Residential | Res ¦ Smart Power Bar | 2035 | Economic | GWh | After Competition Groups | 1424.8177 | 43303034.0204 | 43.303 | 10804.8279 | 0.13187 | 2 | Residential_2035_Economic_GWh_After Competition Groups_2 | Smart Power Bar | 13.19% | 43.303 | 1424.8177 | Residential_2035_Economic_GWh_After Competition Groups_Smart Power Bar
Residential | Res ¦ Energy Star A Line, PAR, MR Lamps | 2035 | Technical | GWh | After Competition Groups | 1708.3769 | 27558.2932 | 0.027558 | 15143.1586 | 0.11282 | 1 | Residential_2035_Technical_GWh_After Competition Groups_1 | Energy Star A Line, PAR, MR Lamps | 11.28% | 0.027558 | 1708.3769 | Residential_2035_Technical_GWh_After Competition Groups_Energy Star A Line, PAR, MR Lamps
Residential | Res ¦ Smart Power Bar | 2035 | Achievable | GWh | After Competition Groups | 626.6846 | 43303034.0204 | 43.303 | 6211.5957 | 0.10089 | 1 | Residential_2035_Achievable_GWh_After Competition Groups_1 | Smart Power Bar | 10.09% | 43.303 | 626.6846 | Residential_2035_Achievable_GWh_After Competition Groups_Smart Power Bar
Residential | Res ¦ Smart Power Bar | 2035 | Technical | GWh | After Competition Groups | 1424.8177 | 43303034.0204 | 43.303 | 15143.1586 | 0.09409 | 2 | Residential_2035_Technical_GWh_After Competition Groups_2 | Smart Power Bar | 9.409% | 43.303 | 1424.8177 | Residential_2035_Technical_GWh_After Competition Groups_Smart Power Bar
Residential | Res ¦ Energy Star Clothes Washer | 2035 | Achievable | GWh | After Competition Groups | 536.352 | 17727437.4424 | 17.7274 | 6211.5957 | 0.086347 | 2 | Residential_2035_Achievable_GWh_After Competition Groups_2 | Energy Star Clothes Washer | 8.635% | 17.7274 | 536.352 | Residential_2035_Achievable_GWh_After Competition Groups_Energy Star Clothes Washer
Residential | Res ¦ Adaptive Thermostat | 2035 | Economic | GWh | After Competition Groups | 708.7455 | 7705820.4356 | 7.7058 | 10804.8279 | 0.065595 | 3 | Residential_2035_Economic_GWh_After Competition Groups_3 | Adaptive Thermostat | 6.56% | 7.7058 | 708.7455 | Residential_2035_Economic_GWh_After Competition Groups_Adaptive Thermostat
Residential | Res ¦ Energy Star LED Bulbs General Purpose LEDs | 2035 | Achievable | GWh | After Competition Groups | 397.5982 | 0 | 0 | 6211.5957 | 0.064009 | 3 | Residential_2035_Achievable_GWh_After Competition Groups_3 | Energy Star LED Bulbs General Purpose LEDs | 6.401% | 0 | 397.5982 | Residential_2035_Achievable_GWh_After Competition Groups_Energy Star LED Bulbs General Purpose LEDs
Residential | Res ¦ Energy Star Clothes Washer | 2035 | Economic | GWh | After Competition Groups | 664.9699 | 17727437.4424 | 17.7274 | 10804.8279 | 0.061544 | 4 | Residential_2035_Economic_GWh_After Competition Groups_4 | Energy Star Clothes Washer | 6.154% | 17.7274 | 664.9699 | Residential_2035_Economic_GWh_After Competition Groups_Energy Star Clothes Washer
Residential | Res ¦ Ductless Mini-Split Heat Pump | 2035 | Achievable | GWh | After Competition Groups | 382.0416 | 6632845.5976 | 6.6328 | 6211.5957 | 0.061505 | 4 | Residential_2035_Achievable_GWh_After Competition Groups_4 | Ductless Mini-Split Heat Pump | 6.15% | 6.6328 | 382.0416 | Residential_2035_Achievable_GWh_After Competition Groups_Ductless Mini-Split Heat Pump
Residential | Res ¦ Variable Speed Pool Pump Motor | 2035 | Achievable | GWh | After Competition Groups | 381.304 | 3755626.7806 | 3.7556 | 6211.5957 | 0.061386 | 5 | Residential_2035_Achievable_GWh_After Competition Groups_5 | Variable Speed Pool Pump Motor | 6.139% | 3.7556 | 381.304 | Residential_2035_Achievable_GWh_After Competition Groups_Variable Speed Pool Pump Motor
Residential | Res ¦ Ductless Mini-Split Heat Pump | 2035 | Economic | GWh | After Competition Groups | 641.7984 | 6632845.5976 | 6.6328 | 10804.8279 | 0.059399 | 5 | Residential_2035_Economic_GWh_After Competition Groups_5 | Ductless Mini-Split Heat Pump | 5.94% | 6.6328 | 641.7984 | Residential_2035_Economic_GWh_After Competition Groups_Ductless Mini-Split Heat Pump
Residential | Res ¦ Energy Star LED Specialty Bulbs | 2035 | Achievable | GWh | After Competition Groups | 354.8356 | 37027.1062 | 0.037027 | 6211.5957 | 0.057125 | 6 | Residential_2035_Achievable_GWh_After Competition Groups_6 | Energy Star LED Specialty Bulbs | 5.712% | 0.037027 | 354.8356 | Residential_2035_Achievable_GWh_After Competition Groups_Energy Star LED Specialty Bulbs
Residential | Res ¦ Car Block Heater Timer | 2035 | Achievable | GWh | After Competition Groups | 337.3819 | 365597.5752 | 0.3656 | 6211.5957 | 0.054315 | 7 | Residential_2035_Achievable_GWh_After Competition Groups_7 | Car Block Heater Timer | 5.431% | 0.3656 | 337.3819 | Residential_2035_Achievable_GWh_After Competition Groups_Car Block Heater Timer
Residential | Res ¦ Energy Star Refrigerator | 2035 | Technical | GWh | After Competition Groups | 814.6504 | 0 | 0 | 15143.1586 | 0.053797 | 3 | Residential_2035_Technical_GWh_After Competition Groups_3 | Energy Star Refrigerator | 5.38% | 0 | 814.6504 | Residential_2035_Technical_GWh_After Competition Groups_Energy Star Refrigerator
Residential | Res ¦ Building Recommissioning, Operations and Maintenance (O&M) Improvements | 2035 | Achievable | GWh | After Competition Groups | 299.4529 | 113600.9737 | 0.1136 | 6211.5957 | 0.048209 | 8 | Residential_2035_Achievable_GWh_After Competition Groups_8 | Building Recommissioning, Operations and Maintenance (O&M) Improvements | 4.821% | 0.1136 | 299.4529 | Residential_2035_Achievable_GWh_After Competition Groups_Building Recommissioning, Operations and Maintenance (O&M) Improvements
Residential | Res ¦ Smart Burners | 2035 | Economic | GWh | After Competition Groups | 519.8401 | 36565612.9992 | 36.5656 | 10804.8279 | 0.048112 | 6 | Residential_2035_Economic_GWh_After Competition Groups_6 | Smart Burners | 4.811% | 36.5656 | 519.8401 | Residential_2035_Economic_GWh_After Competition Groups_Smart Burners
Residential | Res ¦ Smart Burners | 2035 | Technical | GWh | After Competition Groups | 716.1718 | 36565612.9992 | 36.5656 | 15143.1586 | 0.047293 | 4 | Residential_2035_Technical_GWh_After Competition Groups_4 | Smart Burners | 4.729% | 36.5656 | 716.1718 | Residential_2035_Technical_GWh_After Competition Groups_Smart Burners
Residential | Res ¦ Adaptive Thermostat | 2035 | Technical | GWh | After Competition Groups | 708.7455 | 7705820.4356 | 7.7058 | 15143.1586 | 0.046803 | 5 | Residential_2035_Technical_GWh_After Competition Groups_5 | Adaptive Thermostat | 4.68% | 7.7058 | 708.7455 | Residential_2035_Technical_GWh_After Competition Groups_Adaptive Thermostat
Residential | Res ¦ Air Sealing | 2035 | Economic | GWh | After Competition Groups | 504.9256 | 6214091.7629 | 6.2141 | 10804.8279 | 0.046731 | 7 | Residential_2035_Economic_GWh_After Competition Groups_7 | Air Sealing | 4.673% | 6.2141 | 504.9256 | Residential_2035_Economic_GWh_After Competition Groups_Air Sealing
Residential | Res ¦ Energy Star Clothes Washer | 2035 | Technical | GWh | After Competition Groups | 664.9699 | 17727437.4424 | 17.7274 | 15143.1586 | 0.043912 | 6 | Residential_2035_Technical_GWh_After Competition Groups_6 | Energy Star Clothes Washer | 4.391% | 17.7274 | 664.9699 | Residential_2035_Technical_GWh_After Competition Groups_Energy Star Clothes Washer
Residential | Res ¦ Energy Star A Line, PAR, MR Lamps | 2035 | Achievable | GWh | After Competition Groups | 271.9961 | 27558.2932 | 0.027558 | 6211.5957 | 0.043788 | 9 | Residential_2035_Achievable_GWh_After Competition Groups_9 | Energy Star A Line, PAR, MR Lamps | 4.379% | 0.027558 | 271.9961 | Residential_2035_Achievable_GWh_After Competition Groups_Energy Star A Line, PAR, MR Lamps
Residential | Res ¦ Ductless Mini-Split Heat Pump | 2035 | Technical | GWh | After Competition Groups | 641.7984 | 6632845.5976 | 6.6328 | 15143.1586 | 0.042382 | 7 | Residential_2035_Technical_GWh_After Competition Groups_7 | Ductless Mini-Split Heat Pump | 4.238% | 6.6328 | 641.7984 | Residential_2035_Technical_GWh_After Competition Groups_Ductless Mini-Split Heat Pump
Residential | Res ¦ Energy Star Ground Source Heat Pump | 2035 | Technical | GWh | After Competition Groups | 626.5527 | 0 | 0 | 15143.1586 | 0.041375 | 8 | Residential_2035_Technical_GWh_After Competition Groups_8 | Energy Star Ground Source Heat Pump | 4.138% | 0 | 626.5527 | Residential_2035_Technical_GWh_After Competition Groups_Energy Star Ground Source Heat Pump
Residential | Res ¦ Adaptive Thermostat | 2035 | Achievable | GWh | After Competition Groups | 240.0576 | 7705820.4356 | 7.7058 | 6211.5957 | 0.038647 | 10 | Residential_2035_Achievable_GWh_After Competition Groups_10 | Adaptive Thermostat | 3.865% | 7.7058 | 240.0576 | Residential_2035_Achievable_GWh_After Competition Groups_Adaptive Thermostat
Residential | Res ¦ Heat Pump Clothes Dryer | 2035 | Technical | GWh | After Competition Groups | 561.8117 | 0 | 0 | 15143.1586 | 0.0371 | 9 | Residential_2035_Technical_GWh_After Competition Groups_9 | Heat Pump Clothes Dryer | 3.71% | 0 | 561.8117 | Residential_2035_Technical_GWh_After Competition Groups_Heat Pump Clothes Dryer
Residential | Res ¦ Energy Star Torchiere | 2035 | Achievable | GWh | After Competition Groups | 227.2131 | 1950684.7278 | 1.9507 | 6211.5957 | 0.036579 | 11 | Residential_2035_Achievable_GWh_After Competition Groups_11 | Energy Star Torchiere | 3.658% | 1.9507 | 227.2131 | Residential_2035_Achievable_GWh_After Competition Groups_Energy Star Torchiere
Residential | Res ¦ Variable Speed Pool Pump Motor | 2035 | Economic | GWh | After Competition Groups | 378.8615 | 3755626.7806 | 3.7556 | 10804.8279 | 0.035064 | 8 | Residential_2035_Economic_GWh_After Competition Groups_8 | Variable Speed Pool Pump Motor | 3.506% | 3.7556 | 378.8615 | Residential_2035_Economic_GWh_After Competition Groups_Variable Speed Pool Pump Motor
Residential | Res ¦ Car Block Heater Timer | 2035 | Economic | GWh | After Competition Groups | 377.5266 | 365597.5752 | 0.3656 | 10804.8279 | 0.034941 | 9 | Residential_2035_Economic_GWh_After Competition Groups_9 | Car Block Heater Timer | 3.494% | 0.3656 | 377.5266 | Residential_2035_Economic_GWh_After Competition Groups_Car Block Heater Timer
Residential | Res ¦ Air Sealing | 2035 | Technical | GWh | After Competition Groups | 504.9256 | 6214091.7629 | 6.2141 | 15143.1586 | 0.033343 | 10 | Residential_2035_Technical_GWh_After Competition Groups_10 | Air Sealing | 3.334% | 6.2141 | 504.9256 | Residential_2035_Technical_GWh_After Competition Groups_Air Sealing
Residential | Res ¦ Energy Star Air Source Heat Pump | 2035 | Economic | GWh | After Competition Groups | 354.0288 | 4010165.8649 | 4.0102 | 10804.8279 | 0.032766 | 10 | Residential_2035_Economic_GWh_After Competition Groups_10 | Energy Star Air Source Heat Pump | 3.277% | 4.0102 | 354.0288 | Residential_2035_Economic_GWh_After Competition Groups_Energy Star Air Source Heat Pump
Residential | Res ¦ Energy Star Torchiere | 2035 | Economic | GWh | After Competition Groups | 337.0957 | 1950684.7278 | 1.9507 | 10804.8279 | 0.031199 | 11 | Residential_2035_Economic_GWh_After Competition Groups_11 | Energy Star Torchiere | 3.12% | 1.9507 | 337.0957 | Residential_2035_Economic_GWh_After Competition Groups_Energy Star Torchiere
Residential | Res ¦ Smart Burners | 2035 | Achievable | GWh | After Competition Groups | 189.5444 | 36565612.9992 | 36.5656 | 6211.5957 | 0.030515 | 12 | Residential_2035_Achievable_GWh_After Competition Groups_12 | Smart Burners | 3.051% | 36.5656 | 189.5444 | Residential_2035_Achievable_GWh_After Competition Groups_Smart Burners
Residential | Res ¦ Energy Star Central Air Conditioner | 2035 | Technical | GWh | After Competition Groups | 450.1792 | 0 | 0 | 15143.1586 | 0.029728 | 11 | Residential_2035_Technical_GWh_After Competition Groups_11 | Energy Star Central Air Conditioner | 2.973% | 0 | 450.1792 | Residential_2035_Technical_GWh_After Competition Groups_Energy Star Central Air Conditioner
Residential | Res ¦ Energy Star Light Fixture | 2035 | Technical | GWh | After Competition Groups | 423.7253 | 10085040.8515 | 10.085 | 15143.1586 | 0.027981 | 12 | Residential_2035_Technical_GWh_After Competition Groups_12 | Energy Star Light Fixture | 2.798% | 10.085 | 423.7253 | Residential_2035_Technical_GWh_After Competition Groups_Energy Star Light Fixture
Residential | Res ¦ Energy Star Light Fixture | 2035 | Achievable | GWh | After Competition Groups | 172.9046 | 10085040.8515 | 10.085 | 6211.5957 | 0.027836 | 13 | Residential_2035_Achievable_GWh_After Competition Groups_13 | Energy Star Light Fixture | 2.784% | 10.085 | 172.9046 | Residential_2035_Achievable_GWh_After Competition Groups_Energy Star Light Fixture
Residential | Res ¦ Building Recommissioning, Operations and Maintenance (O&M) Improvements | 2035 | Economic | GWh | After Competition Groups | 297.5249 | 113600.9737 | 0.1136 | 10804.8279 | 0.027536 | 12 | Residential_2035_Economic_GWh_After Competition Groups_12 | Building Recommissioning, Operations and Maintenance (O&M) Improvements | 2.754% | 0.1136 | 297.5249 | Residential_2035_Economic_GWh_After Competition Groups_Building Recommissioning, Operations and Maintenance (O&M) Improvements
Residential | Res ¦ Energy Star Light Fixture | 2035 | Economic | GWh | After Competition Groups | 278.4954 | 10085040.8515 | 10.085 | 10804.8279 | 0.025775 | 13 | Residential_2035_Economic_GWh_After Competition Groups_13 | Energy Star Light Fixture | 2.578% | 10.085 | 278.4954 | Residential_2035_Economic_GWh_After Competition Groups_Energy Star Light Fixture
Residential | Res ¦ Variable Speed Pool Pump Motor | 2035 | Technical | GWh | After Competition Groups | 378.8615 | 3755626.7806 | 3.7556 | 15143.1586 | 0.025019 | 13 | Residential_2035_Technical_GWh_After Competition Groups_13 | Variable Speed Pool Pump Motor | 2.502% | 3.7556 | 378.8615 | Residential_2035_Technical_GWh_After Competition Groups_Variable Speed Pool Pump Motor
Residential | Res ¦ Car Block Heater Timer | 2035 | Technical | GWh | After Competition Groups | 377.5266 | 365597.5752 | 0.3656 | 15143.1586 | 0.024931 | 14 | Residential_2035_Technical_GWh_After Competition Groups_14 | Car Block Heater Timer | 2.493% | 0.3656 | 377.5266 | Residential_2035_Technical_GWh_After Competition Groups_Car Block Heater Timer
Residential | Res ¦ Basement Wall Insulation | 2035 | Economic | GWh | After Competition Groups | 264.4645 | 2653090.0571 | 2.6531 | 10804.8279 | 0.024477 | 14 | Residential_2035_Economic_GWh_After Competition Groups_14 | Basement Wall Insulation | 2.448% | 2.6531 | 264.4645 | Residential_2035_Economic_GWh_After Competition Groups_Basement Wall Insulation
Residential | Res ¦ Comprehensive Draft Proofing | 2035 | Achievable | GWh | After Competition Groups | 150.3862 | 0 | 0 | 6211.5957 | 0.024211 | 14 | Residential_2035_Achievable_GWh_After Competition Groups_14 | Comprehensive Draft Proofing | 2.421% | 0 | 150.3862 | Residential_2035_Achievable_GWh_After Competition Groups_Comprehensive Draft Proofing
Residential | Res ¦ Energy Star Torchiere | 2035 | Technical | GWh | After Competition Groups | 337.0957 | 1950684.7278 | 1.9507 | 15143.1586 | 0.022261 | 15 | Residential_2035_Technical_GWh_After Competition Groups_15 | Energy Star Torchiere | 2.226% | 1.9507 | 337.0957 | Residential_2035_Technical_GWh_After Competition Groups_Energy Star Torchiere
Residential | Res ¦ Heavy Duty Outdoor/Holiday Plug-in Timers | 2035 | Achievable | GWh | After Competition Groups | 132.6983 | 2336324.1726 | 2.3363 | 6211.5957 | 0.021363 | 15 | Residential_2035_Achievable_GWh_After Competition Groups_15 | Heavy Duty Outdoor/Holiday Plug-in Timers | 2.136% | 2.3363 | 132.6983 | Residential_2035_Achievable_GWh_After Competition Groups_Heavy Duty Outdoor/Holiday Plug-in Timers
Residential | Res ¦ Air Sealing | 2035 | Achievable | GWh | After Competition Groups | 132.661 | 6214091.7629 | 6.2141 | 6211.5957 | 0.021357 | 16 | Residential_2035_Achievable_GWh_After Competition Groups_16 | Air Sealing | 2.136% | 6.2141 | 132.661 | Residential_2035_Achievable_GWh_After Competition Groups_Air Sealing
Residential | Res ¦ Ductless Mini-Split Air Conditioner | 2035 | Technical | GWh | After Competition Groups | 312.3972 | 0 | 0 | 15143.1586 | 0.02063 | 16 | Residential_2035_Technical_GWh_After Competition Groups_16 | Ductless Mini-Split Air Conditioner | 2.063% | 0 | 312.3972 | Residential_2035_Technical_GWh_After Competition Groups_Ductless Mini-Split Air Conditioner
Residential | Res ¦ Passive Attic Ventilation | 2035 | Technical | GWh | After Competition Groups | 302.7243 | 0 | 0 | 15143.1586 | 0.019991 | 17 | Residential_2035_Technical_GWh_After Competition Groups_17 | Passive Attic Ventilation | 1.999% | 0 | 302.7243 | Residential_2035_Technical_GWh_After Competition Groups_Passive Attic Ventilation
Residential | Res ¦ Building Recommissioning, Operations and Maintenance (O&M) Improvements | 2035 | Technical | GWh | After Competition Groups | 297.5249 | 113600.9737 | 0.1136 | 15143.1586 | 0.019647 | 18 | Residential_2035_Technical_GWh_After Competition Groups_18 | Building Recommissioning, Operations and Maintenance (O&M) Improvements | 1.965% | 0.1136 | 297.5249 | Residential_2035_Technical_GWh_After Competition Groups_Building Recommissioning, Operations and Maintenance (O&M) Improvements
Residential | Res ¦ Attic Insulation | 2035 | Economic | GWh | After Competition Groups | 204.1346 | 4638493.5098 | 4.6385 | 10804.8279 | 0.018893 | 15 | Residential_2035_Economic_GWh_After Competition Groups_15 | Attic Insulation | 1.889% | 4.6385 | 204.1346 | Residential_2035_Economic_GWh_After Competition Groups_Attic Insulation
Residential | Res ¦ Energy Star Windows | 2035 | Technical | GWh | After Competition Groups | 274.0719 | 0 | 0 | 15143.1586 | 0.018099 | 19 | Residential_2035_Technical_GWh_After Competition Groups_19 | Energy Star Windows | 1.81% | 0 | 274.0719 | Residential_2035_Technical_GWh_After Competition Groups_Energy Star Windows
Residential | Res ¦ Energy Star Air Source Heat Pump | 2035 | Achievable | GWh | After Competition Groups | 109.8562 | 4010165.8649 | 4.0102 | 6211.5957 | 0.017686 | 17 | Residential_2035_Achievable_GWh_After Competition Groups_17 | Energy Star Air Source Heat Pump | 1.769% | 4.0102 | 109.8562 | Residential_2035_Achievable_GWh_After Competition Groups_Energy Star Air Source Heat Pump
Residential | Res ¦ Basement Wall Insulation | 2035 | Technical | GWh | After Competition Groups | 264.4645 | 2653090.0571 | 2.6531 | 15143.1586 | 0.017464 | 20 | Residential_2035_Technical_GWh_After Competition Groups_20 | Basement Wall Insulation | 1.746% | 2.6531 | 264.4645 | Residential_2035_Technical_GWh_After Competition Groups_Basement Wall Insulation
Residential | Res ¦ Occupancy Sensors MF | 2035 | Achievable | GWh | After Competition Groups | 103.5576 | 14111.6105 | 0.014112 | 6211.5957 | 0.016672 | 18 | Residential_2035_Achievable_GWh_After Competition Groups_18 | Occupancy Sensors MF | 1.667% | 0.014112 | 103.5576 | Residential_2035_Achievable_GWh_After Competition Groups_Occupancy Sensors MF
Residential | Res ¦ LED Parking Lot Fixture | 2035 | Achievable | GWh | After Competition Groups | 101.1823 | 654136.5034 | 0.65414 | 6211.5957 | 0.016289 | 19 | Residential_2035_Achievable_GWh_After Competition Groups_19 | LED Parking Lot Fixture | 1.629% | 0.65414 | 101.1823 | Residential_2035_Achievable_GWh_After Competition Groups_LED Parking Lot Fixture
Residential | Res ¦ Basement or Crawlspace Insulation | 2035 | Technical | GWh | After Competition Groups | 220.0679 | 1015392.9121 | 1.0154 | 15143.1586 | 0.014532 | 21 | Residential_2035_Technical_GWh_After Competition Groups_21 | Basement or Crawlspace Insulation | 1.453% | 1.0154 | 220.0679 | Residential_2035_Technical_GWh_After Competition Groups_Basement or Crawlspace Insulation
Residential | Res ¦ Comprehensive Draft Proofing | 2035 | Economic | GWh | After Competition Groups | 149.4176 | 0 | 0 | 10804.8279 | 0.013829 | 16 | Residential_2035_Economic_GWh_After Competition Groups_16 | Comprehensive Draft Proofing | 1.383% | 0 | 149.4176 | Residential_2035_Economic_GWh_After Competition Groups_Comprehensive Draft Proofing
Residential | Res ¦ Attic Insulation | 2035 | Technical | GWh | After Competition Groups | 204.1346 | 4638493.5098 | 4.6385 | 15143.1586 | 0.01348 | 22 | Residential_2035_Technical_GWh_After Competition Groups_22 | Attic Insulation | 1.348% | 4.6385 | 204.1346 | Residential_2035_Technical_GWh_After Competition Groups_Attic Insulation
Residential | Res ¦ Heavy Duty Outdoor/Holiday Plug-in Timers | 2035 | Economic | GWh | After Competition Groups | 143.2297 | 2336324.1726 | 2.3363 | 10804.8279 | 0.013256 | 17 | Residential_2035_Economic_GWh_After Competition Groups_17 | Heavy Duty Outdoor/Holiday Plug-in Timers | 1.326% | 2.3363 | 143.2297 | Residential_2035_Economic_GWh_After Competition Groups_Heavy Duty Outdoor/Holiday Plug-in Timers
Residential | Res ¦ Refrigerator Recycling | 2035 | Achievable | GWh | After Competition Groups | 76.9701 | 948865.1819 | 0.94887 | 6211.5957 | 0.012391 | 20 | Residential_2035_Achievable_GWh_After Competition Groups_20 | Refrigerator Recycling | 1.239% | 0.94887 | 76.9701 | Residential_2035_Achievable_GWh_After Competition Groups_Refrigerator Recycling
Residential | Res ¦ Energy Star Clothes Dryer | 2035 | Economic | GWh | After Competition Groups | 132.4853 | 6427833.3148 | 6.4278 | 10804.8279 | 0.012262 | 18 | Residential_2035_Economic_GWh_After Competition Groups_18 | Energy Star Clothes Dryer | 1.226% | 6.4278 | 132.4853 | Residential_2035_Economic_GWh_After Competition Groups_Energy Star Clothes Dryer
Residential | Res ¦ Lighting Motion Sensors, Timers, Dimmers | 2035 | Technical | GWh | After Competition Groups | 176.6477 | 0 | 0 | 15143.1586 | 0.011665 | 23 | Residential_2035_Technical_GWh_After Competition Groups_23 | Lighting Motion Sensors, Timers, Dimmers | 1.167% | 0 | 176.6477 | Residential_2035_Technical_GWh_After Competition Groups_Lighting Motion Sensors, Timers, Dimmers
Residential | Res ¦ Clothes Drying Racks | 2035 | Achievable | GWh | After Competition Groups | 70.2659 | 4103118.7137 | 4.1031 | 6211.5957 | 0.011312 | 21 | Residential_2035_Achievable_GWh_After Competition Groups_21 | Clothes Drying Racks | 1.131% | 4.1031 | 70.2659 | Residential_2035_Achievable_GWh_After Competition Groups_Clothes Drying Racks
Residential | Res ¦ Basement Wall Insulation | 2035 | Achievable | GWh | After Competition Groups | 69.4885 | 2653090.0571 | 2.6531 | 6211.5957 | 0.011187 | 22 | Residential_2035_Achievable_GWh_After Competition Groups_22 | Basement Wall Insulation | 1.119% | 2.6531 | 69.4885 | Residential_2035_Achievable_GWh_After Competition Groups_Basement Wall Insulation
Residential | Res ¦ Energy Star Room Air Conditioner | 2035 | Economic | GWh | After Competition Groups | 119.1935 | 2605903.8722 | 2.6059 | 10804.8279 | 0.011032 | 19 | Residential_2035_Economic_GWh_After Competition Groups_19 | Energy Star Room Air Conditioner | 1.103% | 2.6059 | 119.1935 | Residential_2035_Economic_GWh_After Competition Groups_Energy Star Room Air Conditioner
Residential | Res ¦ Freezer Recycling | 2035 | Achievable | GWh | After Competition Groups | 67.4593 | 20561557.4167 | 20.5616 | 6211.5957 | 0.01086 | 23 | Residential_2035_Achievable_GWh_After Competition Groups_23 | Freezer Recycling | 1.086% | 20.5616 | 67.4593 | Residential_2035_Achievable_GWh_After Competition Groups_Freezer Recycling
Residential | Res ¦ Wall Insulation | 2035 | Technical | GWh | After Competition Groups | 159.978 | 720036.0151 | 0.72004 | 15143.1586 | 0.010564 | 24 | Residential_2035_Technical_GWh_After Competition Groups_24 | Wall Insulation | 1.056% | 0.72004 | 159.978 | Residential_2035_Technical_GWh_After Competition Groups_Wall Insulation
Residential | Res ¦ Energy Star Clothes Dryer | 2035 | Achievable | GWh | After Competition Groups | 65.5608 | 6427833.3148 | 6.4278 | 6211.5957 | 0.010555 | 24 | Residential_2035_Achievable_GWh_After Competition Groups_24 | Energy Star Clothes Dryer | 1.055% | 6.4278 | 65.5608 | Residential_2035_Achievable_GWh_After Competition Groups_Energy Star Clothes Dryer
Residential | Res ¦ Heavy Duty Outdoor/Holiday Plug-in Timers | 2035 | Technical | GWh | After Competition Groups | 159.0089 | 2336324.1726 | 2.3363 | 15143.1586 | 0.0105 | 25 | Residential_2035_Technical_GWh_After Competition Groups_25 | Heavy Duty Outdoor/Holiday Plug-in Timers | 1.05% | 2.3363 | 159.0089 | Residential_2035_Technical_GWh_After Competition Groups_Heavy Duty Outdoor/Holiday Plug-in Timers
Residential | Res ¦ Furnace with ECM | 2035 | Economic | GWh | After Competition Groups | 110.7477 | 17083943.2046 | 17.0839 | 10804.8279 | 0.01025 | 20 | Residential_2035_Economic_GWh_After Competition Groups_20 | Furnace with ECM | 1.025% | 17.0839 | 110.7477 | Residential_2035_Economic_GWh_After Competition Groups_Furnace with ECM
Residential | Res ¦ Comprehensive Draft Proofing | 2035 | Technical | GWh | After Competition Groups | 149.4176 | 0 | 0 | 15143.1586 | 0.009867 | 26 | Residential_2035_Technical_GWh_After Competition Groups_26 | Comprehensive Draft Proofing | 0.9867% | 0 | 149.4176 | Residential_2035_Technical_GWh_After Competition Groups_Comprehensive Draft Proofing
Residential | Res ¦ LED Parking Lot Fixture | 2035 | Economic | GWh | After Competition Groups | 106.0416 | 654136.5034 | 0.65414 | 10804.8279 | 0.0098143 | 21 | Residential_2035_Economic_GWh_After Competition Groups_21 | LED Parking Lot Fixture | 0.9814% | 0.65414 | 106.0416 | Residential_2035_Economic_GWh_After Competition Groups_LED Parking Lot Fixture
Residential | Res ¦ Occupancy Sensors MF | 2035 | Economic | GWh | After Competition Groups | 105.4983 | 14111.6105 | 0.014112 | 10804.8279 | 0.009764 | 22 | Residential_2035_Economic_GWh_After Competition Groups_22 | Occupancy Sensors MF | 0.9764% | 0.014112 | 105.4983 | Residential_2035_Economic_GWh_After Competition Groups_Occupancy Sensors MF
Residential | Res ¦ Attic Insulation | 2035 | Achievable | GWh | After Competition Groups | 53.6265 | 4638493.5098 | 4.6385 | 6211.5957 | 0.0086333 | 25 | Residential_2035_Achievable_GWh_After Competition Groups_25 | Attic Insulation | 0.8633% | 4.6385 | 53.6265 | Residential_2035_Achievable_GWh_After Competition Groups_Attic Insulation
Residential | Res ¦ LED Exterior Area Lights - LED Fixture (200W) | 2035 | Achievable | GWh | After Competition Groups | 47.4752 | 651907.5431 | 0.65191 | 6211.5957 | 0.007643 | 26 | Residential_2035_Achievable_GWh_After Competition Groups_26 | LED Exterior Area Lights - LED Fixture (200W) | 0.7643% | 0.65191 | 47.4752 | Residential_2035_Achievable_GWh_After Competition Groups_LED Exterior Area Lights - LED Fixture (200W)
Residential | Res ¦ Energy Star Room Air Conditioner | 2035 | Achievable | GWh | After Competition Groups | 47.2545 | 2605903.8722 | 2.6059 | 6211.5957 | 0.0076075 | 27 | Residential_2035_Achievable_GWh_After Competition Groups_27 | Energy Star Room Air Conditioner | 0.7607% | 2.6059 | 47.2545 | Residential_2035_Achievable_GWh_After Competition Groups_Energy Star Room Air Conditioner
Residential | Res ¦ LED Downlight | 2035 | Achievable | GWh | After Competition Groups | 46.4256 | 1465051.0444 | 1.4651 | 6211.5957 | 0.007474 | 28 | Residential_2035_Achievable_GWh_After Competition Groups_28 | LED Downlight | 0.7474% | 1.4651 | 46.4256 | Residential_2035_Achievable_GWh_After Competition Groups_LED Downlight
Residential | Res ¦ Variable Refrigerant Flow Heat Pump | 2035 | Technical | GWh | After Competition Groups | 112.4913 | 10274198.7925 | 10.2742 | 15143.1586 | 0.0074285 | 27 | Residential_2035_Technical_GWh_After Competition Groups_27 | Variable Refrigerant Flow Heat Pump | 0.7429% | 10.2742 | 112.4913 | Residential_2035_Technical_GWh_After Competition Groups_Variable Refrigerant Flow Heat Pump
Residential | Res ¦ Solar Powered Attic Fan | 2035 | Technical | GWh | After Competition Groups | 111.7103 | 0 | 0 | 15143.1586 | 0.0073769 | 28 | Residential_2035_Technical_GWh_After Competition Groups_28 | Solar Powered Attic Fan | 0.7377% | 0 | 111.7103 | Residential_2035_Technical_GWh_After Competition Groups_Solar Powered Attic Fan
Residential | Res ¦ Furnace with ECM | 2035 | Technical | GWh | After Competition Groups | 110.7477 | 17083943.2046 | 17.0839 | 15143.1586 | 0.0073134 | 29 | Residential_2035_Technical_GWh_After Competition Groups_29 | Furnace with ECM | 0.7313% | 17.0839 | 110.7477 | Residential_2035_Technical_GWh_After Competition Groups_Furnace with ECM
Residential | Res ¦ Ceiling Insulation | 2035 | Economic | GWh | After Competition Groups | 77.4796 | 3522977.9251 | 3.523 | 10804.8279 | 0.0071708 | 23 | Residential_2035_Economic_GWh_After Competition Groups_23 | Ceiling Insulation | 0.7171% | 3.523 | 77.4796 | Residential_2035_Economic_GWh_After Competition Groups_Ceiling Insulation
Residential | Res ¦ Refrigerator Recycling | 2035 | Economic | GWh | After Competition Groups | 76.4774 | 948865.1819 | 0.94887 | 10804.8279 | 0.0070781 | 24 | Residential_2035_Economic_GWh_After Competition Groups_24 | Refrigerator Recycling | 0.7078% | 0.94887 | 76.4774 | Residential_2035_Economic_GWh_After Competition Groups_Refrigerator Recycling
Residential | Res ¦ Advanced BAS/Controllers | 2035 | Achievable | GWh | After Competition Groups | 43.7407 | 567240.5049 | 0.56724 | 6211.5957 | 0.0070418 | 29 | Residential_2035_Achievable_GWh_After Competition Groups_29 | Advanced BAS/Controllers | 0.7042% | 0.56724 | 43.7407 | Residential_2035_Achievable_GWh_After Competition Groups_Advanced BAS/Controllers
Residential | Res ¦ LED Parking Lot Fixture | 2035 | Technical | GWh | After Competition Groups | 106.0416 | 654136.5034 | 0.65414 | 15143.1586 | 0.0070026 | 30 | Residential_2035_Technical_GWh_After Competition Groups_30 | LED Parking Lot Fixture | 0.7003% | 0.65414 | 106.0416 | Residential_2035_Technical_GWh_After Competition Groups_LED Parking Lot Fixture
Residential | Res ¦ Occupancy Sensors MF | 2035 | Technical | GWh | After Competition Groups | 105.4983 | 14111.6105 | 0.014112 | 15143.1586 | 0.0069667 | 31 | Residential_2035_Technical_GWh_After Competition Groups_31 | Occupancy Sensors MF | 0.6967% | 0.014112 | 105.4983 | Residential_2035_Technical_GWh_After Competition Groups_Occupancy Sensors MF
Residential | Res ¦ Radiant Barrier | 2035 | Technical | GWh | After Competition Groups | 101.988 | 10872432.7136 | 10.8724 | 15143.1586 | 0.0067349 | 32 | Residential_2035_Technical_GWh_After Competition Groups_32 | Radiant Barrier | 0.6735% | 10.8724 | 101.988 | Residential_2035_Technical_GWh_After Competition Groups_Radiant Barrier
Residential | Res ¦ Clothes Drying Racks | 2035 | Economic | GWh | After Competition Groups | 69.8276 | 4103118.7137 | 4.1031 | 10804.8279 | 0.0064626 | 25 | Residential_2035_Economic_GWh_After Competition Groups_25 | Clothes Drying Racks | 0.6463% | 4.1031 | 69.8276 | Residential_2035_Economic_GWh_After Competition Groups_Clothes Drying Racks
Residential | Res ¦ Radiant Barrier | 2035 | Economic | GWh | After Competition Groups | 68.6966 | 10872432.7136 | 10.8724 | 10804.8279 | 0.006358 | 26 | Residential_2035_Economic_GWh_After Competition Groups_26 | Radiant Barrier | 0.6358% | 10.8724 | 68.6966 | Residential_2035_Economic_GWh_After Competition Groups_Radiant Barrier
Residential | Res ¦ Freezer Recycling | 2035 | Economic | GWh | After Competition Groups | 67.0977 | 20561557.4167 | 20.5616 | 10804.8279 | 0.00621 | 27 | Residential_2035_Economic_GWh_After Competition Groups_27 | Freezer Recycling | 0.621% | 20.5616 | 67.0977 | Residential_2035_Economic_GWh_After Competition Groups_Freezer Recycling
Residential | Res ¦ LED Downlight | 2035 | Technical | GWh | After Competition Groups | 92.8051 | 1465051.0444 | 1.4651 | 15143.1586 | 0.0061285 | 33 | Residential_2035_Technical_GWh_After Competition Groups_33 | LED Downlight | 0.6129% | 1.4651 | 92.8051 | Residential_2035_Technical_GWh_After Competition Groups_LED Downlight
Residential | Res ¦ Furnace with ECM | 2035 | Achievable | GWh | After Competition Groups | 37.6316 | 17083943.2046 | 17.0839 | 6211.5957 | 0.0060583 | 30 | Residential_2035_Achievable_GWh_After Competition Groups_30 | Furnace with ECM | 0.6058% | 17.0839 | 37.6316 | Residential_2035_Achievable_GWh_After Competition Groups_Furnace with ECM
Residential | Res ¦ Duct Insulation | 2035 | Economic | GWh | After Competition Groups | 65.1682 | 1774526.3313 | 1.7745 | 10804.8279 | 0.0060314 | 28 | Residential_2035_Economic_GWh_After Competition Groups_28 | Duct Insulation | 0.6031% | 1.7745 | 65.1682 | Residential_2035_Economic_GWh_After Competition Groups_Duct Insulation
Residential | Res ¦ Energy Star Windows | 2035 | Economic | GWh | After Competition Groups | 64.4399 | 0 | 0 | 10804.8279 | 0.005964 | 29 | Residential_2035_Economic_GWh_After Competition Groups_29 | Energy Star Windows | 0.5964% | 0 | 64.4399 | Residential_2035_Economic_GWh_After Competition Groups_Energy Star Windows
Residential | Res ¦ Furnace Whistle | 2035 | Achievable | GWh | After Competition Groups | 36.6558 | 22066.9485 | 0.022067 | 6211.5957 | 0.0059012 | 31 | Residential_2035_Achievable_GWh_After Competition Groups_31 | Furnace Whistle | 0.5901% | 0.022067 | 36.6558 | Residential_2035_Achievable_GWh_After Competition Groups_Furnace Whistle
Residential | Res ¦ Energy Star Windows | 2035 | Achievable | GWh | After Competition Groups | 36.1984 | 0 | 0 | 6211.5957 | 0.0058276 | 32 | Residential_2035_Achievable_GWh_After Competition Groups_32 | Energy Star Windows | 0.5828% | 0 | 36.1984 | Residential_2035_Achievable_GWh_After Competition Groups_Energy Star Windows
Residential | Res ¦ Energy Star Ceiling Fan/Lighting | 2035 | Technical | GWh | After Competition Groups | 84.4148 | 0 | 0 | 15143.1586 | 0.0055745 | 34 | Residential_2035_Technical_GWh_After Competition Groups_34 | Energy Star Ceiling Fan/Lighting | 0.5574% | 0 | 84.4148 | Residential_2035_Technical_GWh_After Competition Groups_Energy Star Ceiling Fan/Lighting
Residential | Res ¦ Energy Star Freezer | 2035 | Achievable | GWh | After Competition Groups | 34.2853 | 3503360.3535 | 3.5034 | 6211.5957 | 0.0055196 | 33 | Residential_2035_Achievable_GWh_After Competition Groups_33 | Energy Star Freezer | 0.552% | 3.5034 | 34.2853 | Residential_2035_Achievable_GWh_After Competition Groups_Energy Star Freezer
Residential | Res ¦ Basement or Crawlspace Insulation | 2035 | Economic | GWh | After Competition Groups | 59.2074 | 1015392.9121 | 1.0154 | 10804.8279 | 0.0054797 | 30 | Residential_2035_Economic_GWh_After Competition Groups_30 | Basement or Crawlspace Insulation | 0.548% | 1.0154 | 59.2074 | Residential_2035_Economic_GWh_After Competition Groups_Basement or Crawlspace Insulation
Residential | Res ¦ Ceiling Insulation | 2035 | Technical | GWh | After Competition Groups | 79.6868 | 3522977.9251 | 3.523 | 15143.1586 | 0.0052622 | 35 | Residential_2035_Technical_GWh_After Competition Groups_35 | Ceiling Insulation | 0.5262% | 3.523 | 79.6868 | Residential_2035_Technical_GWh_After Competition Groups_Ceiling Insulation
Residential | Res ¦ Window Film | 2035 | Technical | GWh | After Competition Groups | 79.4475 | 0 | 0 | 15143.1586 | 0.0052464 | 36 | Residential_2035_Technical_GWh_After Competition Groups_36 | Window Film | 0.5246% | 0 | 79.4475 | Residential_2035_Technical_GWh_After Competition Groups_Window Film
Residential | Res ¦ Home Energy Reports | 2035 | Technical | GWh | After Competition Groups | 78.8829 | 349392.7668 | 0.34939 | 15143.1586 | 0.0052091 | 37 | Residential_2035_Technical_GWh_After Competition Groups_37 | Home Energy Reports | 0.5209% | 0.34939 | 78.8829 | Residential_2035_Technical_GWh_After Competition Groups_Home Energy Reports
Residential | Res ¦ Outside Air Economizer | 2035 | Achievable | GWh | After Competition Groups | 31.6525 | 190130.5644 | 0.19013 | 6211.5957 | 0.0050957 | 34 | Residential_2035_Achievable_GWh_After Competition Groups_34 | Outside Air Economizer | 0.5096% | 0.19013 | 31.6525 | Residential_2035_Achievable_GWh_After Competition Groups_Outside Air Economizer
Residential | Res ¦ Wall Insulation | 2035 | Economic | GWh | After Competition Groups | 55.0426 | 720036.0151 | 0.72004 | 10804.8279 | 0.0050943 | 31 | Residential_2035_Economic_GWh_After Competition Groups_31 | Wall Insulation | 0.5094% | 0.72004 | 55.0426 | Residential_2035_Economic_GWh_After Competition Groups_Wall Insulation
Residential | Res ¦ Refrigerator Recycling | 2035 | Technical | GWh | After Competition Groups | 76.4774 | 948865.1819 | 0.94887 | 15143.1586 | 0.0050503 | 38 | Residential_2035_Technical_GWh_After Competition Groups_38 | Refrigerator Recycling | 0.505% | 0.94887 | 76.4774 | Residential_2035_Technical_GWh_After Competition Groups_Refrigerator Recycling
Residential | Res ¦ Energy Star Freezer | 2035 | Technical | GWh | After Competition Groups | 75.5762 | 3503360.3535 | 3.5034 | 15143.1586 | 0.0049908 | 39 | Residential_2035_Technical_GWh_After Competition Groups_39 | Energy Star Freezer | 0.4991% | 3.5034 | 75.5762 | Residential_2035_Technical_GWh_After Competition Groups_Energy Star Freezer
Residential | Res ¦ Floor Insulation | 2035 | Economic | GWh | After Competition Groups | 53.5966 | 1897688.6756 | 1.8977 | 10804.8279 | 0.0049604 | 32 | Residential_2035_Economic_GWh_After Competition Groups_32 | Floor Insulation | 0.496% | 1.8977 | 53.5966 | Residential_2035_Economic_GWh_After Competition Groups_Floor Insulation
Residential | Res ¦ LED Exterior Area Lights - LED Fixture (200W) | 2035 | Economic | GWh | After Competition Groups | 50.0263 | 651907.5431 | 0.65191 | 10804.8279 | 0.00463 | 33 | Residential_2035_Economic_GWh_After Competition Groups_33 | LED Exterior Area Lights - LED Fixture (200W) | 0.463% | 0.65191 | 50.0263 | Residential_2035_Economic_GWh_After Competition Groups_LED Exterior Area Lights - LED Fixture (200W)
Residential | Res ¦ Clothes Drying Racks | 2035 | Technical | GWh | After Competition Groups | 69.8276 | 4103118.7137 | 4.1031 | 15143.1586 | 0.0046112 | 40 | Residential_2035_Technical_GWh_After Competition Groups_40 | Clothes Drying Racks | 0.4611% | 4.1031 | 69.8276 | Residential_2035_Technical_GWh_After Competition Groups_Clothes Drying Racks
Residential | Res ¦ Freezer Recycling | 2035 | Technical | GWh | After Competition Groups | 67.0977 | 20561557.4167 | 20.5616 | 15143.1586 | 0.0044309 | 41 | Residential_2035_Technical_GWh_After Competition Groups_41 | Freezer Recycling | 0.4431% | 20.5616 | 67.0977 | Residential_2035_Technical_GWh_After Competition Groups_Freezer Recycling
Residential | Res ¦ Duct Insulation | 2035 | Technical | GWh | After Competition Groups | 66.4432 | 1774526.3313 | 1.7745 | 15143.1586 | 0.0043877 | 42 | Residential_2035_Technical_GWh_After Competition Groups_42 | Duct Insulation | 0.4388% | 1.7745 | 66.4432 | Residential_2035_Technical_GWh_After Competition Groups_Duct Insulation
Residential | Res ¦ Advanced BAS/Controllers | 2035 | Economic | GWh | After Competition Groups | 43.4612 | 567240.5049 | 0.56724 | 10804.8279 | 0.0040224 | 34 | Residential_2035_Economic_GWh_After Competition Groups_34 | Advanced BAS/Controllers | 0.4022% | 0.56724 | 43.4612 | Residential_2035_Economic_GWh_After Competition Groups_Advanced BAS/Controllers
Residential | Res ¦ INTEGRAL LED TROFFERS | 2035 | Technical | GWh | After Competition Groups | 57.786 | 0 | 0 | 15143.1586 | 0.003816 | 43 | Residential_2035_Technical_GWh_After Competition Groups_43 | INTEGRAL LED TROFFERS | 0.3816% | 0 | 57.786 | Residential_2035_Technical_GWh_After Competition Groups_INTEGRAL LED TROFFERS
Residential | Res ¦ Heat Pump Water Heater | 2035 | Technical | GWh | After Competition Groups | 57.3705 | 395288.5959 | 0.39529 | 15143.1586 | 0.0037885 | 44 | Residential_2035_Technical_GWh_After Competition Groups_44 | Heat Pump Water Heater | 0.3789% | 0.39529 | 57.3705 | Residential_2035_Technical_GWh_After Competition Groups_Heat Pump Water Heater
Residential | Res ¦ LED Tube Re-Lamp | 2035 | Achievable | GWh | After Competition Groups | 22.7537 | 597800.1115 | 0.5978 | 6211.5957 | 0.0036631 | 35 | Residential_2035_Achievable_GWh_After Competition Groups_35 | LED Tube Re-Lamp | 0.3663% | 0.5978 | 22.7537 | Residential_2035_Achievable_GWh_After Competition Groups_LED Tube Re-Lamp
Residential | Res ¦ Floor Insulation | 2035 | Technical | GWh | After Competition Groups | 53.5966 | 1897688.6756 | 1.8977 | 15143.1586 | 0.0035393 | 45 | Residential_2035_Technical_GWh_After Competition Groups_45 | Floor Insulation | 0.3539% | 1.8977 | 53.5966 | Residential_2035_Technical_GWh_After Competition Groups_Floor Insulation
Residential | Res ¦ Heat Recovery Ventilator | 2035 | Economic | GWh | After Competition Groups | 38.127 | 4689472.1637 | 4.6895 | 10804.8279 | 0.0035287 | 35 | Residential_2035_Economic_GWh_After Competition Groups_35 | Heat Recovery Ventilator | 0.3529% | 4.6895 | 38.127 | Residential_2035_Economic_GWh_After Competition Groups_Heat Recovery Ventilator
Residential | Res ¦ Minimize Hot and Warm Clothes Wash | 2035 | Achievable | GWh | After Competition Groups | 21.6223 | 0 | 0 | 6211.5957 | 0.003481 | 36 | Residential_2035_Achievable_GWh_After Competition Groups_36 | Minimize Hot and Warm Clothes Wash | 0.3481% | 0 | 21.6223 | Residential_2035_Achievable_GWh_After Competition Groups_Minimize Hot and Warm Clothes Wash
Residential | Res ¦ Minimize Hot and Warm Clothes Wash | 2035 | Economic | GWh | After Competition Groups | 37.1881 | 0 | 0 | 10804.8279 | 0.0034418 | 36 | Residential_2035_Economic_GWh_After Competition Groups_36 | Minimize Hot and Warm Clothes Wash | 0.3442% | 0 | 37.1881 | Residential_2035_Economic_GWh_After Competition Groups_Minimize Hot and Warm Clothes Wash
Residential | Res ¦ Furnace Whistle | 2035 | Economic | GWh | After Competition Groups | 36.4197 | 22066.9485 | 0.022067 | 10804.8279 | 0.0033707 | 37 | Residential_2035_Economic_GWh_After Competition Groups_37 | Furnace Whistle | 0.3371% | 0.022067 | 36.4197 | Residential_2035_Economic_GWh_After Competition Groups_Furnace Whistle
Residential | Res ¦ LED Exterior Area Lights - LED Fixture (200W) | 2035 | Technical | GWh | After Competition Groups | 50.0263 | 651907.5431 | 0.65191 | 15143.1586 | 0.0033036 | 46 | Residential_2035_Technical_GWh_After Competition Groups_46 | LED Exterior Area Lights - LED Fixture (200W) | 0.3304% | 0.65191 | 50.0263 | Residential_2035_Technical_GWh_After Competition Groups_LED Exterior Area Lights - LED Fixture (200W)
Residential | Res ¦ Central Lighting Control System | 2035 | Technical | GWh | After Competition Groups | 47.1999 | 0 | 0 | 15143.1586 | 0.0031169 | 47 | Residential_2035_Technical_GWh_After Competition Groups_47 | Central Lighting Control System | 0.3117% | 0 | 47.1999 | Residential_2035_Technical_GWh_After Competition Groups_Central Lighting Control System
Residential | Res ¦ Early Hot Water Heater Replacement | 2035 | Economic | GWh | After Competition Groups | 33.0698 | 5369329.5846 | 5.3693 | 10804.8279 | 0.0030607 | 38 | Residential_2035_Economic_GWh_After Competition Groups_38 | Early Hot Water Heater Replacement | 0.3061% | 5.3693 | 33.0698 | Residential_2035_Economic_GWh_After Competition Groups_Early Hot Water Heater Replacement
Residential | Res ¦ Dehumidifier Recycling | 2035 | Technical | GWh | After Competition Groups | 46.0835 | 0 | 0 | 15143.1586 | 0.0030432 | 48 | Residential_2035_Technical_GWh_After Competition Groups_48 | Dehumidifier Recycling | 0.3043% | 0 | 46.0835 | Residential_2035_Technical_GWh_After Competition Groups_Dehumidifier Recycling
Residential | Res ¦ ENERGY STAR LED LAMPS (REFLECTOR LAMPs/MR16/PAR 16) | 2035 | Achievable | GWh | After Competition Groups | 18.7039 | 94138.5501 | 0.094139 | 6211.5957 | 0.0030111 | 37 | Residential_2035_Achievable_GWh_After Competition Groups_37 | ENERGY STAR LED LAMPS (REFLECTOR LAMPs/MR16/PAR 16) | 0.3011% | 0.094139 | 18.7039 | Residential_2035_Achievable_GWh_After Competition Groups_ENERGY STAR LED LAMPS (REFLECTOR LAMPs/MR16/PAR 16)
Residential | Res ¦ Outside Air Economizer | 2035 | Economic | GWh | After Competition Groups | 31.83 | 190130.5644 | 0.19013 | 10804.8279 | 0.0029459 | 39 | Residential_2035_Economic_GWh_After Competition Groups_39 | Outside Air Economizer | 0.2946% | 0.19013 | 31.83 | Residential_2035_Economic_GWh_After Competition Groups_Outside Air Economizer
Residential | Res ¦ Advanced BAS/Controllers | 2035 | Technical | GWh | After Competition Groups | 43.4612 | 567240.5049 | 0.56724 | 15143.1586 | 0.00287 | 49 | Residential_2035_Technical_GWh_After Competition Groups_49 | Advanced BAS/Controllers | 0.287% | 0.56724 | 43.4612 | Residential_2035_Technical_GWh_After Competition Groups_Advanced BAS/Controllers
Residential | Res ¦ Duct Insulation MF | 2035 | Economic | GWh | After Competition Groups | 29.9388 | 1404889.5546 | 1.4049 | 10804.8279 | 0.0027709 | 40 | Residential_2035_Economic_GWh_After Competition Groups_40 | Duct Insulation MF | 0.2771% | 1.4049 | 29.9388 | Residential_2035_Economic_GWh_After Competition Groups_Duct Insulation MF
Residential | Res ¦ CO Sensors for parking garage exhaust fans | 2035 | Achievable | GWh | After Competition Groups | 16.9302 | 390904.0207 | 0.3909 | 6211.5957 | 0.0027256 | 38 | Residential_2035_Achievable_GWh_After Competition Groups_38 | CO Sensors for parking garage exhaust fans | 0.2726% | 0.3909 | 16.9302 | Residential_2035_Achievable_GWh_After Competition Groups_CO Sensors for parking garage exhaust fans
Residential | Res ¦ Duct Insulation | 2035 | Achievable | GWh | After Competition Groups | 16.7571 | 1774526.3313 | 1.7745 | 6211.5957 | 0.0026977 | 39 | Residential_2035_Achievable_GWh_After Competition Groups_39 | Duct Insulation | 0.2698% | 1.7745 | 16.7571 | Residential_2035_Achievable_GWh_After Competition Groups_Duct Insulation
Residential | Res ¦ Heat Recovery Ventilator | 2035 | Technical | GWh | After Competition Groups | 39.42 | 4689472.1637 | 4.6895 | 15143.1586 | 0.0026032 | 50 | Residential_2035_Technical_GWh_After Competition Groups_50 | Heat Recovery Ventilator | 0.2603% | 4.6895 | 39.42 | Residential_2035_Technical_GWh_After Competition Groups_Heat Recovery Ventilator
Residential | Res ¦ Variable Frequency Drive (VFD) | 2035 | Achievable | GWh | After Competition Groups | 15.8053 | 136194.7956 | 0.13619 | 6211.5957 | 0.0025445 | 40 | Residential_2035_Achievable_GWh_After Competition Groups_40 | Variable Frequency Drive (VFD) | 0.2544% | 0.13619 | 15.8053 | Residential_2035_Achievable_GWh_After Competition Groups_Variable Frequency Drive (VFD)
Residential | Res ¦ Energy Star Dehumidifier | 2035 | Economic | GWh | After Competition Groups | 27.092 | 3400287.5501 | 3.4003 | 10804.8279 | 0.0025074 | 41 | Residential_2035_Economic_GWh_After Competition Groups_41 | Energy Star Dehumidifier | 0.2507% | 3.4003 | 27.092 | Residential_2035_Economic_GWh_After Competition Groups_Energy Star Dehumidifier
Residential | Res ¦ Energy Star Freezer | 2035 | Economic | GWh | After Competition Groups | 26.9567 | 3503360.3535 | 3.5034 | 10804.8279 | 0.0024949 | 42 | Residential_2035_Economic_GWh_After Competition Groups_42 | Energy Star Freezer | 0.2495% | 3.5034 | 26.9567 | Residential_2035_Economic_GWh_After Competition Groups_Energy Star Freezer
Residential | Res ¦ Minimize Hot and Warm Clothes Wash | 2035 | Technical | GWh | After Competition Groups | 37.1881 | 0 | 0 | 15143.1586 | 0.0024558 | 51 | Residential_2035_Technical_GWh_After Competition Groups_51 | Minimize Hot and Warm Clothes Wash | 0.2456% | 0 | 37.1881 | Residential_2035_Technical_GWh_After Competition Groups_Minimize Hot and Warm Clothes Wash
Residential | Res ¦ LED Tube Re-Lamp | 2035 | Technical | GWh | After Competition Groups | 36.7335 | 597800.1115 | 0.5978 | 15143.1586 | 0.0024257 | 52 | Residential_2035_Technical_GWh_After Competition Groups_52 | LED Tube Re-Lamp | 0.2426% | 0.5978 | 36.7335 | Residential_2035_Technical_GWh_After Competition Groups_LED Tube Re-Lamp
Residential | Res ¦ Furnace Whistle | 2035 | Technical | GWh | After Competition Groups | 36.4197 | 22066.9485 | 0.022067 | 15143.1586 | 0.002405 | 53 | Residential_2035_Technical_GWh_After Competition Groups_53 | Furnace Whistle | 0.2405% | 0.022067 | 36.4197 | Residential_2035_Technical_GWh_After Competition Groups_Furnace Whistle
Residential | Res ¦ High Efficiency Chiller (avg of water and air cooled) | 2035 | Achievable | GWh | After Competition Groups | 14.6305 | 196558.2958 | 0.19656 | 6211.5957 | 0.0023553 | 41 | Residential_2035_Achievable_GWh_After Competition Groups_41 | High Efficiency Chiller (avg of water and air cooled) | 0.2355% | 0.19656 | 14.6305 | Residential_2035_Achievable_GWh_After Competition Groups_High Efficiency Chiller (avg of water and air cooled)
Residential | Res ¦ Home Energy Reports | 2035 | Economic | GWh | After Competition Groups | 24.5855 | 349392.7668 | 0.34939 | 10804.8279 | 0.0022754 | 43 | Residential_2035_Economic_GWh_After Competition Groups_43 | Home Energy Reports | 0.2275% | 0.34939 | 24.5855 | Residential_2035_Economic_GWh_After Competition Groups_Home Energy Reports
Residential | Res ¦ Floor Insulation | 2035 | Achievable | GWh | After Competition Groups | 14.0741 | 1897688.6756 | 1.8977 | 6211.5957 | 0.0022658 | 42 | Residential_2035_Achievable_GWh_After Competition Groups_42 | Floor Insulation | 0.2266% | 1.8977 | 14.0741 | Residential_2035_Achievable_GWh_After Competition Groups_Floor Insulation
Residential | Res ¦ Tankless Water Heater | 2035 | Achievable | GWh | After Competition Groups | 13.9852 | 1373197.9726 | 1.3732 | 6211.5957 | 0.0022515 | 43 | Residential_2035_Achievable_GWh_After Competition Groups_43 | Tankless Water Heater | 0.2251% | 1.3732 | 13.9852 | Residential_2035_Achievable_GWh_After Competition Groups_Tankless Water Heater
Residential | Res ¦ LED Tube Re-Lamp | 2035 | Economic | GWh | After Competition Groups | 23.9945 | 597800.1115 | 0.5978 | 10804.8279 | 0.0022207 | 44 | Residential_2035_Economic_GWh_After Competition Groups_44 | LED Tube Re-Lamp | 0.2221% | 0.5978 | 23.9945 | Residential_2035_Economic_GWh_After Competition Groups_LED Tube Re-Lamp
Residential | Res ¦ Tankless Water Heater | 2035 | Economic | GWh | After Competition Groups | 23.9135 | 1373197.9726 | 1.3732 | 10804.8279 | 0.0022132 | 45 | Residential_2035_Economic_GWh_After Competition Groups_45 | Tankless Water Heater | 0.2213% | 1.3732 | 23.9135 | Residential_2035_Economic_GWh_After Competition Groups_Tankless Water Heater
Residential | Res ¦ Early Hot Water Heater Replacement | 2035 | Technical | GWh | After Competition Groups | 33.0698 | 5369329.5846 | 5.3693 | 15143.1586 | 0.0021838 | 54 | Residential_2035_Technical_GWh_After Competition Groups_54 | Early Hot Water Heater Replacement | 0.2184% | 5.3693 | 33.0698 | Residential_2035_Technical_GWh_After Competition Groups_Early Hot Water Heater Replacement
Residential | Res ¦ Home Energy Reports | 2035 | Achievable | GWh | After Competition Groups | 13.5363 | 349392.7668 | 0.34939 | 6211.5957 | 0.0021792 | 44 | Residential_2035_Achievable_GWh_After Competition Groups_44 | Home Energy Reports | 0.2179% | 0.34939 | 13.5363 | Residential_2035_Achievable_GWh_After Competition Groups_Home Energy Reports
Residential | Res ¦ Variable Refrigerant Flow Heat Pump | 2035 | Achievable | GWh | After Competition Groups | 13.3938 | 10274198.7925 | 10.2742 | 6211.5957 | 0.0021563 | 45 | Residential_2035_Achievable_GWh_After Competition Groups_45 | Variable Refrigerant Flow Heat Pump | 0.2156% | 10.2742 | 13.3938 | Residential_2035_Achievable_GWh_After Competition Groups_Variable Refrigerant Flow Heat Pump
Residential | Res ¦ Outside Air Economizer | 2035 | Technical | GWh | After Competition Groups | 31.83 | 190130.5644 | 0.19013 | 15143.1586 | 0.0021019 | 55 | Residential_2035_Technical_GWh_After Competition Groups_55 | Outside Air Economizer | 0.2102% | 0.19013 | 31.83 | Residential_2035_Technical_GWh_After Competition Groups_Outside Air Economizer
Residential | Res ¦ Drain Water Heat Recovery | 2035 | Economic | GWh | After Competition Groups | 22.1984 | 3555817.2353 | 3.5558 | 10804.8279 | 0.0020545 | 46 | Residential_2035_Economic_GWh_After Competition Groups_46 | Drain Water Heat Recovery | 0.2054% | 3.5558 | 22.1984 | Residential_2035_Economic_GWh_After Competition Groups_Drain Water Heat Recovery
Residential | Res ¦ Demand Control Ventilation | 2035 | Achievable | GWh | After Competition Groups | 12.5887 | 19033.8278 | 0.019034 | 6211.5957 | 0.0020266 | 46 | Residential_2035_Achievable_GWh_After Competition Groups_46 | Demand Control Ventilation | 0.2027% | 0.019034 | 12.5887 | Residential_2035_Achievable_GWh_After Competition Groups_Demand Control Ventilation
Residential | Res ¦ Duct Insulation MF | 2035 | Technical | GWh | After Competition Groups | 29.9388 | 1404889.5546 | 1.4049 | 15143.1586 | 0.001977 | 56 | Residential_2035_Technical_GWh_After Competition Groups_56 | Duct Insulation MF | 0.1977% | 1.4049 | 29.9388 | Residential_2035_Technical_GWh_After Competition Groups_Duct Insulation MF
Residential | Res ¦ Early Hot Water Heater Replacement | 2035 | Achievable | GWh | After Competition Groups | 11.7471 | 5369329.5846 | 5.3693 | 6211.5957 | 0.0018912 | 47 | Residential_2035_Achievable_GWh_After Competition Groups_47 | Early Hot Water Heater Replacement | 0.1891% | 5.3693 | 11.7471 | Residential_2035_Achievable_GWh_After Competition Groups_Early Hot Water Heater Replacement
Residential | Res ¦ Water Heater Temperature Setback | 2035 | Achievable | GWh | After Competition Groups | 11.6798 | 22333.5438 | 0.022334 | 6211.5957 | 0.0018803 | 48 | Residential_2035_Achievable_GWh_After Competition Groups_48 | Water Heater Temperature Setback | 0.188% | 0.022334 | 11.6798 | Residential_2035_Achievable_GWh_After Competition Groups_Water Heater Temperature Setback
Residential | Res ¦ CO Sensors for parking garage exhaust fans | 2035 | Economic | GWh | After Competition Groups | 20.0822 | 390904.0207 | 0.3909 | 10804.8279 | 0.0018586 | 47 | Residential_2035_Economic_GWh_After Competition Groups_47 | CO Sensors for parking garage exhaust fans | 0.1859% | 0.3909 | 20.0822 | Residential_2035_Economic_GWh_After Competition Groups_CO Sensors for parking garage exhaust fans
Residential | Res ¦ Demand Control Ventilation | 2035 | Economic | GWh | After Competition Groups | 19.9876 | 19033.8278 | 0.019034 | 10804.8279 | 0.0018499 | 48 | Residential_2035_Economic_GWh_After Competition Groups_48 | Demand Control Ventilation | 0.185% | 0.019034 | 19.9876 | Residential_2035_Economic_GWh_After Competition Groups_Demand Control Ventilation
Residential | Res ¦ Central Air Conditioner Maintenance | 2035 | Technical | GWh | After Competition Groups | 27.225 | 0 | 0 | 15143.1586 | 0.0017978 | 57 | Residential_2035_Technical_GWh_After Competition Groups_57 | Central Air Conditioner Maintenance | 0.1798% | 0 | 27.225 | Residential_2035_Technical_GWh_After Competition Groups_Central Air Conditioner Maintenance
Residential | Res ¦ Energy Star Dehumidifier | 2035 | Technical | GWh | After Competition Groups | 27.092 | 3400287.5501 | 3.4003 | 15143.1586 | 0.0017891 | 58 | Residential_2035_Technical_GWh_After Competition Groups_58 | Energy Star Dehumidifier | 0.1789% | 3.4003 | 27.092 | Residential_2035_Technical_GWh_After Competition Groups_Energy Star Dehumidifier
Residential | Res ¦ ENERGY STAR LED LAMPS (REFLECTOR LAMPs/MR16/PAR 16) | 2035 | Economic | GWh | After Competition Groups | 19.2975 | 94138.5501 | 0.094139 | 10804.8279 | 0.001786 | 49 | Residential_2035_Economic_GWh_After Competition Groups_49 | ENERGY STAR LED LAMPS (REFLECTOR LAMPs/MR16/PAR 16) | 0.1786% | 0.094139 | 19.2975 | Residential_2035_Economic_GWh_After Competition Groups_ENERGY STAR LED LAMPS (REFLECTOR LAMPs/MR16/PAR 16)
Residential | Res ¦ Wall Insulation | 2035 | Achievable | GWh | After Competition Groups | 10.6804 | 720036.0151 | 0.72004 | 6211.5957 | 0.0017194 | 49 | Residential_2035_Achievable_GWh_After Competition Groups_49 | Wall Insulation | 0.1719% | 0.72004 | 10.6804 | Residential_2035_Achievable_GWh_After Competition Groups_Wall Insulation
Residential | Res ¦ Condensing Make Up Air Unit | 2035 | Achievable | GWh | After Competition Groups | 10.4811 | 1329010.9733 | 1.329 | 6211.5957 | 0.0016873 | 50 | Residential_2035_Achievable_GWh_After Competition Groups_50 | Condensing Make Up Air Unit | 0.1687% | 1.329 | 10.4811 | Residential_2035_Achievable_GWh_After Competition Groups_Condensing Make Up Air Unit
Residential | Res ¦ Energy Star Dishwasher | 2035 | Technical | GWh | After Competition Groups | 25.0306 | 0 | 0 | 15143.1586 | 0.0016529 | 59 | Residential_2035_Technical_GWh_After Competition Groups_59 | Energy Star Dishwasher | 0.1653% | 0 | 25.0306 | Residential_2035_Technical_GWh_After Competition Groups_Energy Star Dishwasher
Residential | Res ¦ Radiant Barrier | 2035 | Achievable | GWh | After Competition Groups | 10.0125 | 10872432.7136 | 10.8724 | 6211.5957 | 0.0016119 | 51 | Residential_2035_Achievable_GWh_After Competition Groups_51 | Radiant Barrier | 0.1612% | 10.8724 | 10.0125 | Residential_2035_Achievable_GWh_After Competition Groups_Radiant Barrier
Residential | Res ¦ Condensing Make Up Air Unit | 2035 | Economic | GWh | After Competition Groups | 16.7578 | 1329010.9733 | 1.329 | 10804.8279 | 0.001551 | 50 | Residential_2035_Economic_GWh_After Competition Groups_50 | Condensing Make Up Air Unit | 0.1551% | 1.329 | 16.7578 | Residential_2035_Economic_GWh_After Competition Groups_Condensing Make Up Air Unit
Residential | Res ¦ High Efficiency Chiller (avg of water and air cooled) | 2035 | Economic | GWh | After Competition Groups | 16.2273 | 196558.2958 | 0.19656 | 10804.8279 | 0.0015019 | 51 | Residential_2035_Economic_GWh_After Competition Groups_51 | High Efficiency Chiller (avg of water and air cooled) | 0.1502% | 0.19656 | 16.2273 | Residential_2035_Economic_GWh_After Competition Groups_High Efficiency Chiller (avg of water and air cooled)
Residential | Res ¦ Drain Water Heat Recovery | 2035 | Technical | GWh | After Competition Groups | 22.1984 | 3555817.2353 | 3.5558 | 15143.1586 | 0.0014659 | 60 | Residential_2035_Technical_GWh_After Competition Groups_60 | Drain Water Heat Recovery | 0.1466% | 3.5558 | 22.1984 | Residential_2035_Technical_GWh_After Competition Groups_Drain Water Heat Recovery
Residential | Res ¦ Variable Frequency Drive (VFD) | 2035 | Economic | GWh | After Competition Groups | 15.7039 | 136194.7956 | 0.13619 | 10804.8279 | 0.0014534 | 52 | Residential_2035_Economic_GWh_After Competition Groups_52 | Variable Frequency Drive (VFD) | 0.1453% | 0.13619 | 15.7039 | Residential_2035_Economic_GWh_After Competition Groups_Variable Frequency Drive (VFD)
Residential | Res ¦ Drain Water Heat Recovery | 2035 | Achievable | GWh | After Competition Groups | 8.811 | 3555817.2353 | 3.5558 | 6211.5957 | 0.0014185 | 52 | Residential_2035_Achievable_GWh_After Competition Groups_52 | Drain Water Heat Recovery | 0.1418% | 3.5558 | 8.811 | Residential_2035_Achievable_GWh_After Competition Groups_Drain Water Heat Recovery
Residential | Res ¦ CO Sensors for parking garage exhaust fans | 2035 | Technical | GWh | After Competition Groups | 20.0822 | 390904.0207 | 0.3909 | 15143.1586 | 0.0013262 | 61 | Residential_2035_Technical_GWh_After Competition Groups_61 | CO Sensors for parking garage exhaust fans | 0.1326% | 0.3909 | 20.0822 | Residential_2035_Technical_GWh_After Competition Groups_CO Sensors for parking garage exhaust fans
Residential | Res ¦ Demand Control Ventilation | 2035 | Technical | GWh | After Competition Groups | 19.9876 | 19033.8278 | 0.019034 | 15143.1586 | 0.0013199 | 62 | Residential_2035_Technical_GWh_After Competition Groups_62 | Demand Control Ventilation | 0.132% | 0.019034 | 19.9876 | Residential_2035_Technical_GWh_After Competition Groups_Demand Control Ventilation
Residential | Res ¦ ENERGY STAR LED LAMPS (REFLECTOR LAMPs/MR16/PAR 16) | 2035 | Technical | GWh | After Competition Groups | 19.2975 | 94138.5501 | 0.094139 | 15143.1586 | 0.0012743 | 63 | Residential_2035_Technical_GWh_After Competition Groups_63 | ENERGY STAR LED LAMPS (REFLECTOR LAMPs/MR16/PAR 16) | 0.1274% | 0.094139 | 19.2975 | Residential_2035_Technical_GWh_After Competition Groups_ENERGY STAR LED LAMPS (REFLECTOR LAMPs/MR16/PAR 16)
Residential | Res ¦ Condensing Make Up Air Unit | 2035 | Technical | GWh | After Competition Groups | 16.7578 | 1329010.9733 | 1.329 | 15143.1586 | 0.0011066 | 64 | Residential_2035_Technical_GWh_After Competition Groups_64 | Condensing Make Up Air Unit | 0.1107% | 1.329 | 16.7578 | Residential_2035_Technical_GWh_After Competition Groups_Condensing Make Up Air Unit
Residential | Res ¦ Variable Refrigerant Flow Heat Pump | 2035 | Economic | GWh | After Competition Groups | 11.7651 | 10274198.7925 | 10.2742 | 10804.8279 | 0.0010889 | 53 | Residential_2035_Economic_GWh_After Competition Groups_53 | Variable Refrigerant Flow Heat Pump | 0.1089% | 10.2742 | 11.7651 | Residential_2035_Economic_GWh_After Competition Groups_Variable Refrigerant Flow Heat Pump
Residential | Res ¦ Water Heater Temperature Setback | 2035 | Economic | GWh | After Competition Groups | 11.6046 | 22333.5438 | 0.022334 | 10804.8279 | 0.001074 | 54 | Residential_2035_Economic_GWh_After Competition Groups_54 | Water Heater Temperature Setback | 0.1074% | 0.022334 | 11.6046 | Residential_2035_Economic_GWh_After Competition Groups_Water Heater Temperature Setback
Residential | Res ¦ High Efficiency Chiller (avg of water and air cooled) | 2035 | Technical | GWh | After Competition Groups | 16.2273 | 196558.2958 | 0.19656 | 15143.1586 | 0.0010716 | 65 | Residential_2035_Technical_GWh_After Competition Groups_65 | High Efficiency Chiller (avg of water and air cooled) | 0.1072% | 0.19656 | 16.2273 | Residential_2035_Technical_GWh_After Competition Groups_High Efficiency Chiller (avg of water and air cooled)
Residential | Res ¦ Duct Insulation MF | 2035 | Achievable | GWh | After Competition Groups | 6.5391 | 1404889.5546 | 1.4049 | 6211.5957 | 0.0010527 | 53 | Residential_2035_Achievable_GWh_After Competition Groups_53 | Duct Insulation MF | 0.1053% | 1.4049 | 6.5391 | Residential_2035_Achievable_GWh_After Competition Groups_Duct Insulation MF
Residential | Res ¦ Heat Pump Water Heater | 2035 | Economic | GWh | After Competition Groups | 11.3058 | 395288.5959 | 0.39529 | 10804.8279 | 0.0010464 | 55 | Residential_2035_Economic_GWh_After Competition Groups_55 | Heat Pump Water Heater | 0.1046% | 0.39529 | 11.3058 | Residential_2035_Economic_GWh_After Competition Groups_Heat Pump Water Heater
Residential | Res ¦ Variable Frequency Drive (VFD) | 2035 | Technical | GWh | After Competition Groups | 15.7039 | 136194.7956 | 0.13619 | 15143.1586 | 0.001037 | 66 | Residential_2035_Technical_GWh_After Competition Groups_66 | Variable Frequency Drive (VFD) | 0.1037% | 0.13619 | 15.7039 | Residential_2035_Technical_GWh_After Competition Groups_Variable Frequency Drive (VFD)
Residential | Res ¦ Heat Recovery Ventilator | 2035 | Achievable | GWh | After Competition Groups | 6.4204 | 4689472.1637 | 4.6895 | 6211.5957 | 0.0010336 | 54 | Residential_2035_Achievable_GWh_After Competition Groups_54 | Heat Recovery Ventilator | 0.1034% | 4.6895 | 6.4204 | Residential_2035_Achievable_GWh_After Competition Groups_Heat Recovery Ventilator
Residential | Res ¦ Basement or Crawlspace Insulation | 2035 | Achievable | GWh | After Competition Groups | 5.5159 | 1015392.9121 | 1.0154 | 6211.5957 | 0.000888 | 55 | Residential_2035_Achievable_GWh_After Competition Groups_55 | Basement or Crawlspace Insulation | 0.0888% | 1.0154 | 5.5159 | Residential_2035_Achievable_GWh_After Competition Groups_Basement or Crawlspace Insulation
Residential | Res ¦ LED Downlight | 2035 | Economic | GWh | After Competition Groups | 9.4604 | 1465051.0444 | 1.4651 | 10804.8279 | 0.00087558 | 56 | Residential_2035_Economic_GWh_After Competition Groups_56 | LED Downlight | 0.08756% | 1.4651 | 9.4604 | Residential_2035_Economic_GWh_After Competition Groups_LED Downlight
Residential | Res ¦ VFD on Pumps | 2035 | Achievable | GWh | After Competition Groups | 4.8603 | 51018.4833 | 0.051018 | 6211.5957 | 0.00078245 | 56 | Residential_2035_Achievable_GWh_After Competition Groups_56 | VFD on Pumps | 0.07825% | 0.051018 | 4.8603 | Residential_2035_Achievable_GWh_After Competition Groups_VFD on Pumps
Residential | Res ¦ Water Heater Temperature Setback | 2035 | Technical | GWh | After Competition Groups | 11.6046 | 22333.5438 | 0.022334 | 15143.1586 | 0.00076632 | 67 | Residential_2035_Technical_GWh_After Competition Groups_67 | Water Heater Temperature Setback | 0.07663% | 0.022334 | 11.6046 | Residential_2035_Technical_GWh_After Competition Groups_Water Heater Temperature Setback
Residential | Res ¦ Energy Star Dehumidifier | 2035 | Achievable | GWh | After Competition Groups | 4.5127 | 3400287.5501 | 3.4003 | 6211.5957 | 0.00072649 | 57 | Residential_2035_Achievable_GWh_After Competition Groups_57 | Energy Star Dehumidifier | 0.07265% | 3.4003 | 4.5127 | Residential_2035_Achievable_GWh_After Competition Groups_Energy Star Dehumidifier
Residential | Res ¦ DHW Recirculation Systems | 2035 | Technical | GWh | After Competition Groups | 10.4545 | 0 | 0 | 15143.1586 | 0.00069038 | 68 | Residential_2035_Technical_GWh_After Competition Groups_68 | DHW Recirculation Systems | 0.06904% | 0 | 10.4545 | Residential_2035_Technical_GWh_After Competition Groups_DHW Recirculation Systems
Residential | Res ¦ Air Source Heat Pump Maintenance | 2035 | Technical | GWh | After Competition Groups | 9.4344 | 0 | 0 | 15143.1586 | 0.00062301 | 69 | Residential_2035_Technical_GWh_After Competition Groups_69 | Air Source Heat Pump Maintenance | 0.0623% | 0 | 9.4344 | Residential_2035_Technical_GWh_After Competition Groups_Air Source Heat Pump Maintenance
Residential | Res ¦ Ceiling Insulation | 2035 | Achievable | GWh | After Competition Groups | 3.5453 | 3522977.9251 | 3.523 | 6211.5957 | 0.00057075 | 58 | Residential_2035_Achievable_GWh_After Competition Groups_58 | Ceiling Insulation | 0.05707% | 3.523 | 3.5453 | Residential_2035_Achievable_GWh_After Competition Groups_Ceiling Insulation
Residential | Res ¦ ENERGY STAR LED Lamps (General Service Lamps) | 2035 | Achievable | GWh | After Competition Groups | 3.2597 | 19046.901 | 0.019047 | 6211.5957 | 0.00052478 | 59 | Residential_2035_Achievable_GWh_After Competition Groups_59 | ENERGY STAR LED Lamps (General Service Lamps) | 0.05248% | 0.019047 | 3.2597 | Residential_2035_Achievable_GWh_After Competition Groups_ENERGY STAR LED Lamps (General Service Lamps)
Residential | Res ¦ VFD on Pumps | 2035 | Economic | GWh | After Competition Groups | 4.8291 | 51018.4833 | 0.051018 | 10804.8279 | 0.00044694 | 57 | Residential_2035_Economic_GWh_After Competition Groups_57 | VFD on Pumps | 0.04469% | 0.051018 | 4.8291 | Residential_2035_Economic_GWh_After Competition Groups_VFD on Pumps
Residential | Res ¦ ECM MOTORS FOR HVAC APPLICATION (FAN-POWERED VAV BOX) | 2035 | Achievable | GWh | After Competition Groups | 2.6759 | 43419.4561 | 0.043419 | 6211.5957 | 0.00043079 | 60 | Residential_2035_Achievable_GWh_After Competition Groups_60 | ECM MOTORS FOR HVAC APPLICATION (FAN-POWERED VAV BOX) | 0.04308% | 0.043419 | 2.6759 | Residential_2035_Achievable_GWh_After Competition Groups_ECM MOTORS FOR HVAC APPLICATION (FAN-POWERED VAV BOX)
Residential | Res ¦ VFD on Pumps | 2035 | Technical | GWh | After Competition Groups | 4.8291 | 51018.4833 | 0.051018 | 15143.1586 | 0.0003189 | 70 | Residential_2035_Technical_GWh_After Competition Groups_70 | VFD on Pumps | 0.03189% | 0.051018 | 4.8291 | Residential_2035_Technical_GWh_After Competition Groups_VFD on Pumps
Residential | Res ¦ ENERGY STAR LED Lamps (General Service Lamps) | 2035 | Economic | GWh | After Competition Groups | 3.443 | 19046.901 | 0.019047 | 10804.8279 | 0.00031865 | 58 | Residential_2035_Economic_GWh_After Competition Groups_58 | ENERGY STAR LED Lamps (General Service Lamps) | 0.03187% | 0.019047 | 3.443 | Residential_2035_Economic_GWh_After Competition Groups_ENERGY STAR LED Lamps (General Service Lamps)
Residential | Res ¦ ECM MOTORS FOR HVAC APPLICATION (FAN-POWERED VAV BOX) | 2035 | Economic | GWh | After Competition Groups | 3.2491 | 43419.4561 | 0.043419 | 10804.8279 | 0.00030071 | 59 | Residential_2035_Economic_GWh_After Competition Groups_59 | ECM MOTORS FOR HVAC APPLICATION (FAN-POWERED VAV BOX) | 0.03007% | 0.043419 | 3.2491 | Residential_2035_Economic_GWh_After Competition Groups_ECM MOTORS FOR HVAC APPLICATION (FAN-POWERED VAV BOX)
Residential | Res ¦ Beverage Vending Machine Controls | 2035 | Achievable | GWh | After Competition Groups | 1.8218 | 22389.2301 | 0.022389 | 6211.5957 | 0.00029329 | 61 | Residential_2035_Achievable_GWh_After Competition Groups_61 | Beverage Vending Machine Controls | 0.02933% | 0.022389 | 1.8218 | Residential_2035_Achievable_GWh_After Competition Groups_Beverage Vending Machine Controls
Residential | Res ¦ Tankless Water Heater | 2035 | Technical | GWh | After Competition Groups | 3.5692 | 100579.7951 | 0.10058 | 15143.1586 | 0.0002357 | 71 | Residential_2035_Technical_GWh_After Competition Groups_71 | Tankless Water Heater | 0.02357% | 0.10058 | 3.5692 | Residential_2035_Technical_GWh_After Competition Groups_Tankless Water Heater
Residential | Res ¦ ENERGY STAR LED Lamps (General Service Lamps) | 2035 | Technical | GWh | After Competition Groups | 3.443 | 19046.901 | 0.019047 | 15143.1586 | 0.00022736 | 72 | Residential_2035_Technical_GWh_After Competition Groups_72 | ENERGY STAR LED Lamps (General Service Lamps) | 0.02274% | 0.019047 | 3.443 | Residential_2035_Technical_GWh_After Competition Groups_ENERGY STAR LED Lamps (General Service Lamps)
Residential | Res ¦ Beverage Vending Machine Controls | 2035 | Economic | GWh | After Competition Groups | 2.321 | 22389.2301 | 0.022389 | 10804.8279 | 0.00021481 | 60 | Residential_2035_Economic_GWh_After Competition Groups_60 | Beverage Vending Machine Controls | 0.02148% | 0.022389 | 2.321 | Residential_2035_Economic_GWh_After Competition Groups_Beverage Vending Machine Controls
Residential | Res ¦ ECM MOTORS FOR HVAC APPLICATION (FAN-POWERED VAV BOX) | 2035 | Technical | GWh | After Competition Groups | 3.2491 | 43419.4561 | 0.043419 | 15143.1586 | 0.00021456 | 73 | Residential_2035_Technical_GWh_After Competition Groups_73 | ECM MOTORS FOR HVAC APPLICATION (FAN-POWERED VAV BOX) | 0.02146% | 0.043419 | 3.2491 | Residential_2035_Technical_GWh_After Competition Groups_ECM MOTORS FOR HVAC APPLICATION (FAN-POWERED VAV BOX)
Residential | Res ¦ HVAC Optimization | 2035 | Technical | GWh | After Competition Groups | 3.0704 | 0 | 0 | 15143.1586 | 0.00020276 | 74 | Residential_2035_Technical_GWh_After Competition Groups_74 | HVAC Optimization | 0.02028% | 0 | 3.0704 | Residential_2035_Technical_GWh_After Competition Groups_HVAC Optimization
Residential | Res ¦ Heat Pump Water Heater | 2035 | Achievable | GWh | After Competition Groups | 0.99041 | 395288.5959 | 0.39529 | 6211.5957 | 0.00015945 | 62 | Residential_2035_Achievable_GWh_After Competition Groups_62 | Heat Pump Water Heater | 0.01594% | 0.39529 | 0.99041 | Residential_2035_Achievable_GWh_After Competition Groups_Heat Pump Water Heater
Residential | Res ¦ Beverage Vending Machine Controls | 2035 | Technical | GWh | After Competition Groups | 2.321 | 22389.2301 | 0.022389 | 15143.1586 | 0.00015327 | 75 | Residential_2035_Technical_GWh_After Competition Groups_75 | Beverage Vending Machine Controls | 0.01533% | 0.022389 | 2.321 | Residential_2035_Technical_GWh_After Competition Groups_Beverage Vending Machine Controls
Residential | Res ¦ Air Source Heat Pump | 2035 | Achievable | GWh | After Competition Groups | 0.37697 | 244488.3698 | 0.24449 | 6211.5957 | 6.0688e-05 | 63 | Residential_2035_Achievable_GWh_After Competition Groups_63 | Air Source Heat Pump | 0.006069% | 0.24449 | 0.37697 | Residential_2035_Achievable_GWh_After Competition Groups_Air Source Heat Pump
Residential | Res ¦ Chilled Water Optimization | 2035 | Achievable | GWh | After Competition Groups | 0.26514 | 245.2545 | 0.00024525 | 6211.5957 | 4.2685e-05 | 64 | Residential_2035_Achievable_GWh_After Competition Groups_64 | Chilled Water Optimization | 0.004268% | 0.00024525 | 0.26514 | Residential_2035_Achievable_GWh_After Competition Groups_Chilled Water Optimization
Residential | Res ¦ Wall Insulation MF | 2035 | Technical | GWh | After Competition Groups | 0.58752 | 286.7545 | 0.00028675 | 15143.1586 | 3.8798e-05 | 76 | Residential_2035_Technical_GWh_After Competition Groups_76 | Wall Insulation MF | 0.00388% | 0.00028675 | 0.58752 | Residential_2035_Technical_GWh_After Competition Groups_Wall Insulation MF
Residential | Res ¦ Chilled Water Optimization | 2035 | Economic | GWh | After Competition Groups | 0.4107 | 245.2545 | 0.00024525 | 10804.8279 | 3.8011e-05 | 61 | Residential_2035_Economic_GWh_After Competition Groups_61 | Chilled Water Optimization | 0.003801% | 0.00024525 | 0.4107 | Residential_2035_Economic_GWh_After Competition Groups_Chilled Water Optimization
Residential | Res ¦ LED High Bay Fixture | 2035 | Achievable | GWh | After Competition Groups | 0.18328 | 31704.9035 | 0.031705 | 6211.5957 | 2.9505e-05 | 65 | Residential_2035_Achievable_GWh_After Competition Groups_65 | LED High Bay Fixture | 0.002951% | 0.031705 | 0.18328 | Residential_2035_Achievable_GWh_After Competition Groups_LED High Bay Fixture
Residential | Res ¦ Chilled Water Optimization | 2035 | Technical | GWh | After Competition Groups | 0.4107 | 245.2545 | 0.00024525 | 15143.1586 | 2.7121e-05 | 77 | Residential_2035_Technical_GWh_After Competition Groups_77 | Chilled Water Optimization | 0.002712% | 0.00024525 | 0.4107 | Residential_2035_Technical_GWh_After Competition Groups_Chilled Water Optimization
Residential | Res ¦ LED High Bay Fixture | 2035 | Economic | GWh | After Competition Groups | 0.26631 | 31704.9035 | 0.031705 | 10804.8279 | 2.4647e-05 | 62 | Residential_2035_Economic_GWh_After Competition Groups_62 | LED High Bay Fixture | 0.002465% | 0.031705 | 0.26631 | Residential_2035_Economic_GWh_After Competition Groups_LED High Bay Fixture
Residential | Res ¦ LED Recessed Downlights | 2035 | Technical | GWh | After Competition Groups | 0.30978 | 0 | 0 | 15143.1586 | 2.0457e-05 | 78 | Residential_2035_Technical_GWh_After Competition Groups_78 | LED Recessed Downlights | 0.002046% | 0 | 0.30978 | Residential_2035_Technical_GWh_After Competition Groups_LED Recessed Downlights
Residential | Res ¦ LED High Bay Fixture | 2035 | Technical | GWh | After Competition Groups | 0.26631 | 31704.9035 | 0.031705 | 15143.1586 | 1.7586e-05 | 79 | Residential_2035_Technical_GWh_After Competition Groups_79 | LED High Bay Fixture | 0.001759% | 0.031705 | 0.26631 | Residential_2035_Technical_GWh_After Competition Groups_LED High Bay Fixture
Residential | Res ¦ Solar Water Preheat (Pools/DHW) | 2035 | Technical | GWh | After Competition Groups | 0.099537 | 0 | 0 | 15143.1586 | 6.5731e-06 | 80 | Residential_2035_Technical_GWh_After Competition Groups_80 | Solar Water Preheat (Pools/DHW) | 0.0006573% | 0 | 0.099537 | Residential_2035_Technical_GWh_After Competition Groups_Solar Water Preheat (Pools/DHW)
Residential | Res ¦ Wall Insulation MF | 2035 | Economic | GWh | After Competition Groups | 0.061703 | 286.7545 | 0.00028675 | 10804.8279 | 5.7107e-06 | 63 | Residential_2035_Economic_GWh_After Competition Groups_63 | Wall Insulation MF | 0.0005711% | 0.00028675 | 0.061703 | Residential_2035_Economic_GWh_After Competition Groups_Wall Insulation MF
Residential | Res ¦ Networked/ Connected - Indoor LED Luminaire | 2035 | Achievable | GWh | After Competition Groups | 0.024258 | 25651.2296 | 0.025651 | 6211.5957 | 3.9052e-06 | 66 | Residential_2035_Achievable_GWh_After Competition Groups_66 | Networked/ Connected - Indoor LED Luminaire | 0.0003905% | 0.025651 | 0.024258 | Residential_2035_Achievable_GWh_After Competition Groups_Networked/ Connected - Indoor LED Luminaire
Residential | Res ¦ Wall Insulation MF | 2035 | Achievable | GWh | After Competition Groups | 0.012839 | 286.7545 | 0.00028675 | 6211.5957 | 2.0669e-06 | 67 | Residential_2035_Achievable_GWh_After Competition Groups_67 | Wall Insulation MF | 0.0002067% | 0.00028675 | 0.012839 | Residential_2035_Achievable_GWh_After Competition Groups_Wall Insulation MF
Residential | Res ¦ Photocell Controls (Outdoor) | 2035 | Technical | GWh | After Competition Groups | 0.00032974 | 0 | 0 | 15143.1586 | 2.1775e-08 | 81 | Residential_2035_Technical_GWh_After Competition Groups_81 | Photocell Controls (Outdoor) | 2.177e-06% | 0 | 0.00032974 | Residential_2035_Technical_GWh_After Competition Groups_Photocell Controls (Outdoor)
Residential | Res ¦ DHW Recirculation Systems | 2035 | Achievable | GWh | After Competition Groups | 0 | 0 | 0 | 6211.5957 | 0 | 68 | Residential_2035_Achievable_GWh_After Competition Groups_68 | DHW Recirculation Systems | 0% | 0 | 0 | Residential_2035_Achievable_GWh_After Competition Groups_DHW Recirculation Systems
Residential | Res ¦ DHW Recirculation Systems | 2035 | Economic | GWh | After Competition Groups | 0 | 0 | 0 | 10804.8279 | 0 | 64 | Residential_2035_Economic_GWh_After Competition Groups_64 | DHW Recirculation Systems | 0% | 0 | 0 | Residential_2035_Economic_GWh_After Competition Groups_DHW Recirculation Systems
Residential | Res ¦ Lighting Motion Sensors, Timers, Dimmers | 2035 | Achievable | GWh | After Competition Groups | 0 | 0 | 0 | 6211.5957 | 0 | 69 | Residential_2035_Achievable_GWh_After Competition Groups_69 | Lighting Motion Sensors, Timers, Dimmers | 0% | 0 | 0 | Residential_2035_Achievable_GWh_After Competition Groups_Lighting Motion Sensors, Timers, Dimmers
Residential | Res ¦ Lighting Motion Sensors, Timers, Dimmers | 2035 | Economic | GWh | After Competition Groups | 0 | 0 | 0 | 10804.8279 | 0 | 65 | Residential_2035_Economic_GWh_After Competition Groups_65 | Lighting Motion Sensors, Timers, Dimmers | 0% | 0 | 0 | Residential_2035_Economic_GWh_After Competition Groups_Lighting Motion Sensors, Timers, Dimmers
Residential | Res ¦ Energy Star A Line, PAR, MR Lamps | 2036 | Economic | GWh | After Competition Groups | 1752.3242 | 26632.197 | 0.026632 | 11028.6729 | 0.15889 | 1 | Residential_2036_Economic_GWh_After Competition Groups_1 | Energy Star A Line, PAR, MR Lamps | 15.89% | 0.026632 | 1752.3242 | Residential_2036_Economic_GWh_After Competition Groups_Energy Star A Line, PAR, MR Lamps
Residential | Res ¦ Smart Power Bar | 2036 | Economic | GWh | After Competition Groups | 1402.3056 | 35871623.3505 | 35.8716 | 11028.6729 | 0.12715 | 2 | Residential_2036_Economic_GWh_After Competition Groups_2 | Smart Power Bar | 12.72% | 35.8716 | 1402.3056 | Residential_2036_Economic_GWh_After Competition Groups_Smart Power Bar
Residential | Res ¦ Energy Star A Line, PAR, MR Lamps | 2036 | Technical | GWh | After Competition Groups | 1752.3242 | 26632.197 | 0.026632 | 15414.7666 | 0.11368 | 1 | Residential_2036_Technical_GWh_After Competition Groups_1 | Energy Star A Line, PAR, MR Lamps | 11.37% | 0.026632 | 1752.3242 | Residential_2036_Technical_GWh_After Competition Groups_Energy Star A Line, PAR, MR Lamps
Residential | Res ¦ Smart Power Bar | 2036 | Achievable | GWh | After Competition Groups | 707.5566 | 35871623.3505 | 35.8716 | 6695.2834 | 0.10568 | 1 | Residential_2036_Achievable_GWh_After Competition Groups_1 | Smart Power Bar | 10.57% | 35.8716 | 707.5566 | Residential_2036_Achievable_GWh_After Competition Groups_Smart Power Bar
Residential | Res ¦ Smart Power Bar | 2036 | Technical | GWh | After Competition Groups | 1402.3056 | 35871623.3505 | 35.8716 | 15414.7666 | 0.090972 | 2 | Residential_2036_Technical_GWh_After Competition Groups_2 | Smart Power Bar | 9.097% | 35.8716 | 1402.3056 | Residential_2036_Technical_GWh_After Competition Groups_Smart Power Bar
Residential | Res ¦ Energy Star Clothes Washer | 2036 | Achievable | GWh | After Competition Groups | 570.9099 | 16926871.8956 | 16.9269 | 6695.2834 | 0.08527 | 2 | Residential_2036_Achievable_GWh_After Competition Groups_2 | Energy Star Clothes Washer | 8.527% | 16.9269 | 570.9099 | Residential_2036_Achievable_GWh_After Competition Groups_Energy Star Clothes Washer
Residential | Res ¦ Adaptive Thermostat | 2036 | Economic | GWh | After Competition Groups | 711.4766 | 8063168.5262 | 8.0632 | 11028.6729 | 0.064512 | 3 | Residential_2036_Economic_GWh_After Competition Groups_3 | Adaptive Thermostat | 6.451% | 8.0632 | 711.4766 | Residential_2036_Economic_GWh_After Competition Groups_Adaptive Thermostat
Residential | Res ¦ Energy Star Clothes Washer | 2036 | Economic | GWh | After Competition Groups | 696.491 | 16926871.8956 | 16.9269 | 11028.6729 | 0.063153 | 4 | Residential_2036_Economic_GWh_After Competition Groups_4 | Energy Star Clothes Washer | 6.315% | 16.9269 | 696.491 | Residential_2036_Economic_GWh_After Competition Groups_Energy Star Clothes Washer
Residential | Res ¦ Energy Star LED Bulbs General Purpose LEDs | 2036 | Achievable | GWh | After Competition Groups | 422.0259 | 0 | 0 | 6695.2834 | 0.063033 | 3 | Residential_2036_Achievable_GWh_After Competition Groups_3 | Energy Star LED Bulbs General Purpose LEDs | 6.303% | 0 | 422.0259 | Residential_2036_Achievable_GWh_After Competition Groups_Energy Star LED Bulbs General Purpose LEDs
Residential | Res ¦ Ductless Mini-Split Heat Pump | 2036 | Achievable | GWh | After Competition Groups | 419.4199 | 6548221.1238 | 6.5482 | 6695.2834 | 0.062644 | 4 | Residential_2036_Achievable_GWh_After Competition Groups_4 | Ductless Mini-Split Heat Pump | 6.264% | 6.5482 | 419.4199 | Residential_2036_Achievable_GWh_After Competition Groups_Ductless Mini-Split Heat Pump
Residential | Res ¦ Ductless Mini-Split Heat Pump | 2036 | Economic | GWh | After Competition Groups | 679.7488 | 6548221.1238 | 6.5482 | 11028.6729 | 0.061635 | 5 | Residential_2036_Economic_GWh_After Competition Groups_5 | Ductless Mini-Split Heat Pump | 6.163% | 6.5482 | 679.7488 | Residential_2036_Economic_GWh_After Competition Groups_Ductless Mini-Split Heat Pump
Residential | Res ¦ Variable Speed Pool Pump Motor | 2036 | Achievable | GWh | After Competition Groups | 389.8 | 2771233.1505 | 2.7712 | 6695.2834 | 0.05822 | 5 | Residential_2036_Achievable_GWh_After Competition Groups_5 | Variable Speed Pool Pump Motor | 5.822% | 2.7712 | 389.8 | Residential_2036_Achievable_GWh_After Competition Groups_Variable Speed Pool Pump Motor
Residential | Res ¦ Energy Star LED Specialty Bulbs | 2036 | Achievable | GWh | After Competition Groups | 377.1271 | 35852.1664 | 0.035852 | 6695.2834 | 0.056327 | 6 | Residential_2036_Achievable_GWh_After Competition Groups_6 | Energy Star LED Specialty Bulbs | 5.633% | 0.035852 | 377.1271 | Residential_2036_Achievable_GWh_After Competition Groups_Energy Star LED Specialty Bulbs
Residential | Res ¦ Energy Star Refrigerator | 2036 | Technical | GWh | After Competition Groups | 858.2821 | 0 | 0 | 15414.7666 | 0.055679 | 3 | Residential_2036_Technical_GWh_After Competition Groups_3 | Energy Star Refrigerator | 5.568% | 0 | 858.2821 | Residential_2036_Technical_GWh_After Competition Groups_Energy Star Refrigerator
Residential | Res ¦ Car Block Heater Timer | 2036 | Achievable | GWh | After Competition Groups | 350.3292 | 312562.21 | 0.31256 | 6695.2834 | 0.052325 | 7 | Residential_2036_Achievable_GWh_After Competition Groups_7 | Car Block Heater Timer | 5.232% | 0.31256 | 350.3292 | Residential_2036_Achievable_GWh_After Competition Groups_Car Block Heater Timer
Residential | Res ¦ Smart Burners | 2036 | Economic | GWh | After Competition Groups | 562.7161 | 37443716.4232 | 37.4437 | 11028.6729 | 0.051023 | 6 | Residential_2036_Economic_GWh_After Competition Groups_6 | Smart Burners | 5.102% | 37.4437 | 562.7161 | Residential_2036_Economic_GWh_After Competition Groups_Smart Burners
Residential | Res ¦ Smart Burners | 2036 | Technical | GWh | After Competition Groups | 759.0478 | 37443716.4232 | 37.4437 | 15414.7666 | 0.049242 | 4 | Residential_2036_Technical_GWh_After Competition Groups_4 | Smart Burners | 4.924% | 37.4437 | 759.0478 | Residential_2036_Technical_GWh_After Competition Groups_Smart Burners
Residential | Res ¦ Adaptive Thermostat | 2036 | Technical | GWh | After Competition Groups | 711.4766 | 8063168.5262 | 8.0632 | 15414.7666 | 0.046156 | 5 | Residential_2036_Technical_GWh_After Competition Groups_5 | Adaptive Thermostat | 4.616% | 8.0632 | 711.4766 | Residential_2036_Technical_GWh_After Competition Groups_Adaptive Thermostat
Residential | Res ¦ Building Recommissioning, Operations and Maintenance (O&M) Improvements | 2036 | Achievable | GWh | After Competition Groups | 306.1234 | 83821.1185 | 0.083821 | 6695.2834 | 0.045722 | 8 | Residential_2036_Achievable_GWh_After Competition Groups_8 | Building Recommissioning, Operations and Maintenance (O&M) Improvements | 4.572% | 0.083821 | 306.1234 | Residential_2036_Achievable_GWh_After Competition Groups_Building Recommissioning, Operations and Maintenance (O&M) Improvements
Residential | Res ¦ Energy Star Clothes Washer | 2036 | Technical | GWh | After Competition Groups | 696.491 | 16926871.8956 | 16.9269 | 15414.7666 | 0.045183 | 6 | Residential_2036_Technical_GWh_After Competition Groups_6 | Energy Star Clothes Washer | 4.518% | 16.9269 | 696.491 | Residential_2036_Technical_GWh_After Competition Groups_Energy Star Clothes Washer
Residential | Res ¦ Air Sealing | 2036 | Economic | GWh | After Competition Groups | 496.9478 | 6600043.1784 | 6.6 | 11028.6729 | 0.04506 | 7 | Residential_2036_Economic_GWh_After Competition Groups_7 | Air Sealing | 4.506% | 6.6 | 496.9478 | Residential_2036_Economic_GWh_After Competition Groups_Air Sealing
Residential | Res ¦ Ductless Mini-Split Heat Pump | 2036 | Technical | GWh | After Competition Groups | 679.7488 | 6548221.1238 | 6.5482 | 15414.7666 | 0.044097 | 7 | Residential_2036_Technical_GWh_After Competition Groups_7 | Ductless Mini-Split Heat Pump | 4.41% | 6.5482 | 679.7488 | Residential_2036_Technical_GWh_After Competition Groups_Ductless Mini-Split Heat Pump
Residential | Res ¦ Energy Star A Line, PAR, MR Lamps | 2036 | Achievable | GWh | After Competition Groups | 294.2103 | 26632.197 | 0.026632 | 6695.2834 | 0.043943 | 9 | Residential_2036_Achievable_GWh_After Competition Groups_9 | Energy Star A Line, PAR, MR Lamps | 4.394% | 0.026632 | 294.2103 | Residential_2036_Achievable_GWh_After Competition Groups_Energy Star A Line, PAR, MR Lamps
Residential | Res ¦ Energy Star Ground Source Heat Pump | 2036 | Technical | GWh | After Competition Groups | 662.7401 | 0 | 0 | 15414.7666 | 0.042994 | 8 | Residential_2036_Technical_GWh_After Competition Groups_8 | Energy Star Ground Source Heat Pump | 4.299% | 0 | 662.7401 | Residential_2036_Technical_GWh_After Competition Groups_Energy Star Ground Source Heat Pump
Residential | Res ¦ Adaptive Thermostat | 2036 | Achievable | GWh | After Competition Groups | 265.2462 | 8063168.5262 | 8.0632 | 6695.2834 | 0.039617 | 10 | Residential_2036_Achievable_GWh_After Competition Groups_10 | Adaptive Thermostat | 3.962% | 8.0632 | 265.2462 | Residential_2036_Achievable_GWh_After Competition Groups_Adaptive Thermostat
Residential | Res ¦ Heat Pump Clothes Dryer | 2036 | Technical | GWh | After Competition Groups | 589.8168 | 0 | 0 | 15414.7666 | 0.038263 | 9 | Residential_2036_Technical_GWh_After Competition Groups_9 | Heat Pump Clothes Dryer | 3.826% | 0 | 589.8168 | Residential_2036_Technical_GWh_After Competition Groups_Heat Pump Clothes Dryer
Residential | Res ¦ Energy Star Torchiere | 2036 | Achievable | GWh | After Competition Groups | 247.7936 | 1863008.7306 | 1.863 | 6695.2834 | 0.03701 | 11 | Residential_2036_Achievable_GWh_After Competition Groups_11 | Energy Star Torchiere | 3.701% | 1.863 | 247.7936 | Residential_2036_Achievable_GWh_After Competition Groups_Energy Star Torchiere
Residential | Res ¦ Car Block Heater Timer | 2036 | Economic | GWh | After Competition Groups | 380.4425 | 312562.21 | 0.31256 | 11028.6729 | 0.034496 | 8 | Residential_2036_Economic_GWh_After Competition Groups_8 | Car Block Heater Timer | 3.45% | 0.31256 | 380.4425 | Residential_2036_Economic_GWh_After Competition Groups_Car Block Heater Timer
Residential | Res ¦ Energy Star Air Source Heat Pump | 2036 | Economic | GWh | After Competition Groups | 374.3934 | 4059355.9224 | 4.0594 | 11028.6729 | 0.033947 | 9 | Residential_2036_Economic_GWh_After Competition Groups_9 | Energy Star Air Source Heat Pump | 3.395% | 4.0594 | 374.3934 | Residential_2036_Economic_GWh_After Competition Groups_Energy Star Air Source Heat Pump
Residential | Res ¦ Variable Speed Pool Pump Motor | 2036 | Economic | GWh | After Competition Groups | 372.8755 | 2771233.1505 | 2.7712 | 11028.6729 | 0.03381 | 10 | Residential_2036_Economic_GWh_After Competition Groups_10 | Variable Speed Pool Pump Motor | 3.381% | 2.7712 | 372.8755 | Residential_2036_Economic_GWh_After Competition Groups_Variable Speed Pool Pump Motor
Residential | Res ¦ Smart Burners | 2036 | Achievable | GWh | After Competition Groups | 218.4925 | 37443716.4232 | 37.4437 | 6695.2834 | 0.032634 | 12 | Residential_2036_Achievable_GWh_After Competition Groups_12 | Smart Burners | 3.263% | 37.4437 | 218.4925 | Residential_2036_Achievable_GWh_After Competition Groups_Smart Burners
Residential | Res ¦ Air Sealing | 2036 | Technical | GWh | After Competition Groups | 496.9478 | 6600043.1784 | 6.6 | 15414.7666 | 0.032238 | 10 | Residential_2036_Technical_GWh_After Competition Groups_10 | Air Sealing | 3.224% | 6.6 | 496.9478 | Residential_2036_Technical_GWh_After Competition Groups_Air Sealing
Residential | Res ¦ Energy Star Torchiere | 2036 | Economic | GWh | After Competition Groups | 350.8931 | 1863008.7306 | 1.863 | 11028.6729 | 0.031816 | 11 | Residential_2036_Economic_GWh_After Competition Groups_11 | Energy Star Torchiere | 3.182% | 1.863 | 350.8931 | Residential_2036_Economic_GWh_After Competition Groups_Energy Star Torchiere
Residential | Res ¦ Energy Star Central Air Conditioner | 2036 | Technical | GWh | After Competition Groups | 452.8529 | 0 | 0 | 15414.7666 | 0.029378 | 11 | Residential_2036_Technical_GWh_After Competition Groups_11 | Energy Star Central Air Conditioner | 2.938% | 0 | 452.8529 | Residential_2036_Technical_GWh_After Competition Groups_Energy Star Central Air Conditioner
Residential | Res ¦ Energy Star Light Fixture | 2036 | Technical | GWh | After Competition Groups | 434.9432 | 9795851.709 | 9.7959 | 15414.7666 | 0.028216 | 12 | Residential_2036_Technical_GWh_After Competition Groups_12 | Energy Star Light Fixture | 2.822% | 9.7959 | 434.9432 | Residential_2036_Technical_GWh_After Competition Groups_Energy Star Light Fixture
Residential | Res ¦ Energy Star Light Fixture | 2036 | Achievable | GWh | After Competition Groups | 188.1425 | 9795851.709 | 9.7959 | 6695.2834 | 0.028101 | 13 | Residential_2036_Achievable_GWh_After Competition Groups_13 | Energy Star Light Fixture | 2.81% | 9.7959 | 188.1425 | Residential_2036_Achievable_GWh_After Competition Groups_Energy Star Light Fixture
Residential | Res ¦ Building Recommissioning, Operations and Maintenance (O&M) Improvements | 2036 | Economic | GWh | After Competition Groups | 292.824 | 83821.1185 | 0.083821 | 11028.6729 | 0.026551 | 12 | Residential_2036_Economic_GWh_After Competition Groups_12 | Building Recommissioning, Operations and Maintenance (O&M) Improvements | 2.655% | 0.083821 | 292.824 | Residential_2036_Economic_GWh_After Competition Groups_Building Recommissioning, Operations and Maintenance (O&M) Improvements
Residential | Res ¦ Energy Star Light Fixture | 2036 | Economic | GWh | After Competition Groups | 289.7133 | 9795851.709 | 9.7959 | 11028.6729 | 0.026269 | 13 | Residential_2036_Economic_GWh_After Competition Groups_13 | Energy Star Light Fixture | 2.627% | 9.7959 | 289.7133 | Residential_2036_Economic_GWh_After Competition Groups_Energy Star Light Fixture
Residential | Res ¦ Car Block Heater Timer | 2036 | Technical | GWh | After Competition Groups | 380.4425 | 312562.21 | 0.31256 | 15414.7666 | 0.02468 | 13 | Residential_2036_Technical_GWh_After Competition Groups_13 | Car Block Heater Timer | 2.468% | 0.31256 | 380.4425 | Residential_2036_Technical_GWh_After Competition Groups_Car Block Heater Timer
Residential | Res ¦ Variable Speed Pool Pump Motor | 2036 | Technical | GWh | After Competition Groups | 372.8755 | 2771233.1505 | 2.7712 | 15414.7666 | 0.02419 | 14 | Residential_2036_Technical_GWh_After Competition Groups_14 | Variable Speed Pool Pump Motor | 2.419% | 2.7712 | 372.8755 | Residential_2036_Technical_GWh_After Competition Groups_Variable Speed Pool Pump Motor
Residential | Res ¦ Basement Wall Insulation | 2036 | Economic | GWh | After Competition Groups | 260.286 | 2817870.2646 | 2.8179 | 11028.6729 | 0.023601 | 14 | Residential_2036_Economic_GWh_After Competition Groups_14 | Basement Wall Insulation | 2.36% | 2.8179 | 260.286 | Residential_2036_Economic_GWh_After Competition Groups_Basement Wall Insulation
Residential | Res ¦ Comprehensive Draft Proofing | 2036 | Achievable | GWh | After Competition Groups | 153.736 | 0 | 0 | 6695.2834 | 0.022962 | 14 | Residential_2036_Achievable_GWh_After Competition Groups_14 | Comprehensive Draft Proofing | 2.296% | 0 | 153.736 | Residential_2036_Achievable_GWh_After Competition Groups_Comprehensive Draft Proofing
Residential | Res ¦ Energy Star Torchiere | 2036 | Technical | GWh | After Competition Groups | 350.8931 | 1863008.7306 | 1.863 | 15414.7666 | 0.022763 | 15 | Residential_2036_Technical_GWh_After Competition Groups_15 | Energy Star Torchiere | 2.276% | 1.863 | 350.8931 | Residential_2036_Technical_GWh_After Competition Groups_Energy Star Torchiere
Residential | Res ¦ Air Sealing | 2036 | Achievable | GWh | After Competition Groups | 147.8933 | 6600043.1784 | 6.6 | 6695.2834 | 0.022089 | 15 | Residential_2036_Achievable_GWh_After Competition Groups_15 | Air Sealing | 2.209% | 6.6 | 147.8933 | Residential_2036_Achievable_GWh_After Competition Groups_Air Sealing
Residential | Res ¦ Ductless Mini-Split Air Conditioner | 2036 | Technical | GWh | After Competition Groups | 326.8343 | 0 | 0 | 15414.7666 | 0.021203 | 16 | Residential_2036_Technical_GWh_After Competition Groups_16 | Ductless Mini-Split Air Conditioner | 2.12% | 0 | 326.8343 | Residential_2036_Technical_GWh_After Competition Groups_Ductless Mini-Split Air Conditioner
Residential | Res ¦ Heavy Duty Outdoor/Holiday Plug-in Timers | 2036 | Achievable | GWh | After Competition Groups | 136.3413 | 1740331.4594 | 1.7403 | 6695.2834 | 0.020364 | 16 | Residential_2036_Achievable_GWh_After Competition Groups_16 | Heavy Duty Outdoor/Holiday Plug-in Timers | 2.036% | 1.7403 | 136.3413 | Residential_2036_Achievable_GWh_After Competition Groups_Heavy Duty Outdoor/Holiday Plug-in Timers
Residential | Res ¦ Passive Attic Ventilation | 2036 | Technical | GWh | After Competition Groups | 297.9412 | 0 | 0 | 15414.7666 | 0.019328 | 17 | Residential_2036_Technical_GWh_After Competition Groups_17 | Passive Attic Ventilation | 1.933% | 0 | 297.9412 | Residential_2036_Technical_GWh_After Competition Groups_Passive Attic Ventilation
Residential | Res ¦ Building Recommissioning, Operations and Maintenance (O&M) Improvements | 2036 | Technical | GWh | After Competition Groups | 292.824 | 83821.1185 | 0.083821 | 15414.7666 | 0.018996 | 18 | Residential_2036_Technical_GWh_After Competition Groups_18 | Building Recommissioning, Operations and Maintenance (O&M) Improvements | 1.9% | 0.083821 | 292.824 | Residential_2036_Technical_GWh_After Competition Groups_Building Recommissioning, Operations and Maintenance (O&M) Improvements
Residential | Res ¦ Energy Star Air Source Heat Pump | 2036 | Achievable | GWh | After Competition Groups | 123.828 | 4059355.9224 | 4.0594 | 6695.2834 | 0.018495 | 17 | Residential_2036_Achievable_GWh_After Competition Groups_17 | Energy Star Air Source Heat Pump | 1.849% | 4.0594 | 123.828 | Residential_2036_Achievable_GWh_After Competition Groups_Energy Star Air Source Heat Pump
Residential | Res ¦ Attic Insulation | 2036 | Economic | GWh | After Competition Groups | 200.9093 | 4926589.2491 | 4.9266 | 11028.6729 | 0.018217 | 15 | Residential_2036_Economic_GWh_After Competition Groups_15 | Attic Insulation | 1.822% | 4.9266 | 200.9093 | Residential_2036_Economic_GWh_After Competition Groups_Attic Insulation
Residential | Res ¦ Energy Star Windows | 2036 | Technical | GWh | After Competition Groups | 269.7416 | 5643028.7969 | 5.643 | 15414.7666 | 0.017499 | 19 | Residential_2036_Technical_GWh_After Competition Groups_19 | Energy Star Windows | 1.75% | 5.643 | 269.7416 | Residential_2036_Technical_GWh_After Competition Groups_Energy Star Windows
Residential | Res ¦ Basement Wall Insulation | 2036 | Technical | GWh | After Competition Groups | 260.286 | 2817870.2646 | 2.8179 | 15414.7666 | 0.016885 | 20 | Residential_2036_Technical_GWh_After Competition Groups_20 | Basement Wall Insulation | 1.689% | 2.8179 | 260.286 | Residential_2036_Technical_GWh_After Competition Groups_Basement Wall Insulation
Residential | Res ¦ Occupancy Sensors MF | 2036 | Achievable | GWh | After Competition Groups | 105.9228 | 10412.219 | 0.010412 | 6695.2834 | 0.015821 | 18 | Residential_2036_Achievable_GWh_After Competition Groups_18 | Occupancy Sensors MF | 1.582% | 0.010412 | 105.9228 | Residential_2036_Achievable_GWh_After Competition Groups_Occupancy Sensors MF
Residential | Res ¦ LED Parking Lot Fixture | 2036 | Achievable | GWh | After Competition Groups | 103.9677 | 482652.8072 | 0.48265 | 6695.2834 | 0.015528 | 19 | Residential_2036_Achievable_GWh_After Competition Groups_19 | LED Parking Lot Fixture | 1.553% | 0.48265 | 103.9677 | Residential_2036_Achievable_GWh_After Competition Groups_LED Parking Lot Fixture
Residential | Res ¦ Basement or Crawlspace Insulation | 2036 | Technical | GWh | After Competition Groups | 216.5908 | 1132940.0371 | 1.1329 | 15414.7666 | 0.014051 | 21 | Residential_2036_Technical_GWh_After Competition Groups_21 | Basement or Crawlspace Insulation | 1.405% | 1.1329 | 216.5908 | Residential_2036_Technical_GWh_After Competition Groups_Basement or Crawlspace Insulation
Residential | Res ¦ Comprehensive Draft Proofing | 2036 | Economic | GWh | After Competition Groups | 147.0568 | 0 | 0 | 11028.6729 | 0.013334 | 16 | Residential_2036_Economic_GWh_After Competition Groups_16 | Comprehensive Draft Proofing | 1.333% | 0 | 147.0568 | Residential_2036_Economic_GWh_After Competition Groups_Comprehensive Draft Proofing
Residential | Res ¦ Energy Star Clothes Dryer | 2036 | Economic | GWh | After Competition Groups | 145.1238 | 6486190.0133 | 6.4862 | 11028.6729 | 0.013159 | 17 | Residential_2036_Economic_GWh_After Competition Groups_17 | Energy Star Clothes Dryer | 1.316% | 6.4862 | 145.1238 | Residential_2036_Economic_GWh_After Competition Groups_Energy Star Clothes Dryer
Residential | Res ¦ Attic Insulation | 2036 | Technical | GWh | After Competition Groups | 200.9093 | 4926589.2491 | 4.9266 | 15414.7666 | 0.013034 | 22 | Residential_2036_Technical_GWh_After Competition Groups_22 | Attic Insulation | 1.303% | 4.9266 | 200.9093 | Residential_2036_Technical_GWh_After Competition Groups_Attic Insulation
Residential | Res ¦ Heavy Duty Outdoor/Holiday Plug-in Timers | 2036 | Economic | GWh | After Competition Groups | 140.9667 | 1740331.4594 | 1.7403 | 11028.6729 | 0.012782 | 18 | Residential_2036_Economic_GWh_After Competition Groups_18 | Heavy Duty Outdoor/Holiday Plug-in Timers | 1.278% | 1.7403 | 140.9667 | Residential_2036_Economic_GWh_After Competition Groups_Heavy Duty Outdoor/Holiday Plug-in Timers
Residential | Res ¦ Lighting Motion Sensors, Timers, Dimmers | 2036 | Technical | GWh | After Competition Groups | 184.9035 | 0 | 0 | 15414.7666 | 0.011995 | 23 | Residential_2036_Technical_GWh_After Competition Groups_23 | Lighting Motion Sensors, Timers, Dimmers | 1.2% | 0 | 184.9035 | Residential_2036_Technical_GWh_After Competition Groups_Lighting Motion Sensors, Timers, Dimmers
Residential | Res ¦ Refrigerator Recycling | 2036 | Achievable | GWh | After Competition Groups | 78.6852 | 700161.7227 | 0.70016 | 6695.2834 | 0.011752 | 20 | Residential_2036_Achievable_GWh_After Competition Groups_20 | Refrigerator Recycling | 1.175% | 0.70016 | 78.6852 | Residential_2036_Achievable_GWh_After Competition Groups_Refrigerator Recycling
Residential | Res ¦ Basement Wall Insulation | 2036 | Achievable | GWh | After Competition Groups | 77.4673 | 2817870.2646 | 2.8179 | 6695.2834 | 0.01157 | 21 | Residential_2036_Achievable_GWh_After Competition Groups_21 | Basement Wall Insulation | 1.157% | 2.8179 | 77.4673 | Residential_2036_Achievable_GWh_After Competition Groups_Basement Wall Insulation
Residential | Res ¦ Energy Star Room Air Conditioner | 2036 | Economic | GWh | After Competition Groups | 124.7562 | 2624445.9719 | 2.6244 | 11028.6729 | 0.011312 | 19 | Residential_2036_Economic_GWh_After Competition Groups_19 | Energy Star Room Air Conditioner | 1.131% | 2.6244 | 124.7562 | Residential_2036_Economic_GWh_After Competition Groups_Energy Star Room Air Conditioner
Residential | Res ¦ Energy Star Clothes Dryer | 2036 | Achievable | GWh | After Competition Groups | 74.4999 | 6486190.0133 | 6.4862 | 6695.2834 | 0.011127 | 22 | Residential_2036_Achievable_GWh_After Competition Groups_22 | Energy Star Clothes Dryer | 1.113% | 6.4862 | 74.4999 | Residential_2036_Achievable_GWh_After Competition Groups_Energy Star Clothes Dryer
Residential | Res ¦ Clothes Drying Racks | 2036 | Achievable | GWh | After Competition Groups | 71.8337 | 3028385.6492 | 3.0284 | 6695.2834 | 0.010729 | 23 | Residential_2036_Achievable_GWh_After Competition Groups_23 | Clothes Drying Racks | 1.073% | 3.0284 | 71.8337 | Residential_2036_Achievable_GWh_After Competition Groups_Clothes Drying Racks
Residential | Res ¦ Freezer Recycling | 2036 | Achievable | GWh | After Competition Groups | 68.9755 | 15195197.9385 | 15.1952 | 6695.2834 | 0.010302 | 24 | Residential_2036_Achievable_GWh_After Competition Groups_24 | Freezer Recycling | 1.03% | 15.1952 | 68.9755 | Residential_2036_Achievable_GWh_After Competition Groups_Freezer Recycling
Residential | Res ¦ Wall Insulation | 2036 | Technical | GWh | After Competition Groups | 157.4504 | 789249.6382 | 0.78925 | 15414.7666 | 0.010214 | 24 | Residential_2036_Technical_GWh_After Competition Groups_24 | Wall Insulation | 1.021% | 0.78925 | 157.4504 | Residential_2036_Technical_GWh_After Competition Groups_Wall Insulation
Residential | Res ¦ Heavy Duty Outdoor/Holiday Plug-in Timers | 2036 | Technical | GWh | After Competition Groups | 156.4965 | 1740331.4594 | 1.7403 | 15414.7666 | 0.010152 | 25 | Residential_2036_Technical_GWh_After Competition Groups_25 | Heavy Duty Outdoor/Holiday Plug-in Timers | 1.015% | 1.7403 | 156.4965 | Residential_2036_Technical_GWh_After Competition Groups_Heavy Duty Outdoor/Holiday Plug-in Timers
Residential | Res ¦ Furnace with ECM | 2036 | Economic | GWh | After Competition Groups | 108.9979 | 17224559.782 | 17.2246 | 11028.6729 | 0.0098831 | 20 | Residential_2036_Economic_GWh_After Competition Groups_20 | Furnace with ECM | 0.9883% | 17.2246 | 108.9979 | Residential_2036_Economic_GWh_After Competition Groups_Furnace with ECM
Residential | Res ¦ LED Parking Lot Fixture | 2036 | Economic | GWh | After Competition Groups | 107.1636 | 482652.8072 | 0.48265 | 11028.6729 | 0.0097168 | 21 | Residential_2036_Economic_GWh_After Competition Groups_21 | LED Parking Lot Fixture | 0.9717% | 0.48265 | 107.1636 | Residential_2036_Economic_GWh_After Competition Groups_LED Parking Lot Fixture
Residential | Res ¦ Comprehensive Draft Proofing | 2036 | Technical | GWh | After Competition Groups | 147.0568 | 0 | 0 | 15414.7666 | 0.00954 | 26 | Residential_2036_Technical_GWh_After Competition Groups_26 | Comprehensive Draft Proofing | 0.954% | 0 | 147.0568 | Residential_2036_Technical_GWh_After Competition Groups_Comprehensive Draft Proofing
Residential | Res ¦ Occupancy Sensors MF | 2036 | Economic | GWh | After Competition Groups | 103.8314 | 10412.219 | 0.010412 | 11028.6729 | 0.0094147 | 22 | Residential_2036_Economic_GWh_After Competition Groups_22 | Occupancy Sensors MF | 0.9415% | 0.010412 | 103.8314 | Residential_2036_Economic_GWh_After Competition Groups_Occupancy Sensors MF
Residential | Res ¦ Attic Insulation | 2036 | Achievable | GWh | After Competition Groups | 59.7838 | 4926589.2491 | 4.9266 | 6695.2834 | 0.0089292 | 25 | Residential_2036_Achievable_GWh_After Competition Groups_25 | Attic Insulation | 0.8929% | 4.9266 | 59.7838 | Residential_2036_Achievable_GWh_After Competition Groups_Attic Insulation
Residential | Res ¦ Energy Star Windows | 2036 | Economic | GWh | After Competition Groups | 98.1615 | 5643028.7969 | 5.643 | 11028.6729 | 0.0089006 | 23 | Residential_2036_Economic_GWh_After Competition Groups_23 | Energy Star Windows | 0.8901% | 5.643 | 98.1615 | Residential_2036_Economic_GWh_After Competition Groups_Energy Star Windows
Residential | Res ¦ Energy Star Room Air Conditioner | 2036 | Achievable | GWh | After Competition Groups | 51.9979 | 2624445.9719 | 2.6244 | 6695.2834 | 0.0077664 | 26 | Residential_2036_Achievable_GWh_After Competition Groups_26 | Energy Star Room Air Conditioner | 0.7766% | 2.6244 | 51.9979 | Residential_2036_Achievable_GWh_After Competition Groups_Energy Star Room Air Conditioner
Residential | Res ¦ Solar Powered Attic Fan | 2036 | Technical | GWh | After Competition Groups | 119.1862 | 0 | 0 | 15414.7666 | 0.0077319 | 27 | Residential_2036_Technical_GWh_After Competition Groups_27 | Solar Powered Attic Fan | 0.7732% | 0 | 119.1862 | Residential_2036_Technical_GWh_After Competition Groups_Solar Powered Attic Fan
Residential | Res ¦ Variable Refrigerant Flow Heat Pump | 2036 | Technical | GWh | After Competition Groups | 115.2774 | 10159806.4522 | 10.1598 | 15414.7666 | 0.0074784 | 28 | Residential_2036_Technical_GWh_After Competition Groups_28 | Variable Refrigerant Flow Heat Pump | 0.7478% | 10.1598 | 115.2774 | Residential_2036_Technical_GWh_After Competition Groups_Variable Refrigerant Flow Heat Pump
Residential | Res ¦ LED Exterior Area Lights - LED Fixture (200W) | 2036 | Achievable | GWh | After Competition Groups | 48.8954 | 537488.4764 | 0.53749 | 6695.2834 | 0.007303 | 27 | Residential_2036_Achievable_GWh_After Competition Groups_27 | LED Exterior Area Lights - LED Fixture (200W) | 0.7303% | 0.53749 | 48.8954 | Residential_2036_Achievable_GWh_After Competition Groups_LED Exterior Area Lights - LED Fixture (200W)
Residential | Res ¦ LED Downlight | 2036 | Achievable | GWh | After Competition Groups | 48.8032 | 989979.6693 | 0.98998 | 6695.2834 | 0.0072892 | 28 | Residential_2036_Achievable_GWh_After Competition Groups_28 | LED Downlight | 0.7289% | 0.98998 | 48.8032 | Residential_2036_Achievable_GWh_After Competition Groups_LED Downlight
Residential | Res ¦ Furnace with ECM | 2036 | Achievable | GWh | After Competition Groups | 47.7895 | 17224559.782 | 17.2246 | 6695.2834 | 0.0071378 | 29 | Residential_2036_Achievable_GWh_After Competition Groups_29 | Furnace with ECM | 0.7138% | 17.2246 | 47.7895 | Residential_2036_Achievable_GWh_After Competition Groups_Furnace with ECM
Residential | Res ¦ Furnace with ECM | 2036 | Technical | GWh | After Competition Groups | 108.9979 | 17224559.782 | 17.2246 | 15414.7666 | 0.007071 | 29 | Residential_2036_Technical_GWh_After Competition Groups_29 | Furnace with ECM | 0.7071% | 17.2246 | 108.9979 | Residential_2036_Technical_GWh_After Competition Groups_Furnace with ECM
Residential | Res ¦ LED Parking Lot Fixture | 2036 | Technical | GWh | After Competition Groups | 107.1636 | 482652.8072 | 0.48265 | 15414.7666 | 0.006952 | 30 | Residential_2036_Technical_GWh_After Competition Groups_30 | LED Parking Lot Fixture | 0.6952% | 0.48265 | 107.1636 | Residential_2036_Technical_GWh_After Competition Groups_LED Parking Lot Fixture
Residential | Res ¦ Ceiling Insulation | 2036 | Economic | GWh | After Competition Groups | 76.2554 | 3911598.4088 | 3.9116 | 11028.6729 | 0.0069143 | 24 | Residential_2036_Economic_GWh_After Competition Groups_24 | Ceiling Insulation | 0.6914% | 3.9116 | 76.2554 | Residential_2036_Economic_GWh_After Competition Groups_Ceiling Insulation
Residential | Res ¦ Refrigerator Recycling | 2036 | Economic | GWh | After Competition Groups | 75.2691 | 700161.7227 | 0.70016 | 11028.6729 | 0.0068249 | 25 | Residential_2036_Economic_GWh_After Competition Groups_25 | Refrigerator Recycling | 0.6825% | 0.70016 | 75.2691 | Residential_2036_Economic_GWh_After Competition Groups_Refrigerator Recycling
Residential | Res ¦ Occupancy Sensors MF | 2036 | Technical | GWh | After Competition Groups | 103.8314 | 10412.219 | 0.010412 | 15414.7666 | 0.0067358 | 31 | Residential_2036_Technical_GWh_After Competition Groups_31 | Occupancy Sensors MF | 0.6736% | 0.010412 | 103.8314 | Residential_2036_Technical_GWh_After Competition Groups_Occupancy Sensors MF
Residential | Res ¦ Advanced BAS/Controllers | 2036 | Achievable | GWh | After Competition Groups | 44.7154 | 418570.4958 | 0.41857 | 6695.2834 | 0.0066786 | 30 | Residential_2036_Achievable_GWh_After Competition Groups_30 | Advanced BAS/Controllers | 0.6679% | 0.41857 | 44.7154 | Residential_2036_Achievable_GWh_After Competition Groups_Advanced BAS/Controllers
Residential | Res ¦ Energy Star Windows | 2036 | Achievable | GWh | After Competition Groups | 43.751 | 5643028.7969 | 5.643 | 6695.2834 | 0.0065346 | 31 | Residential_2036_Achievable_GWh_After Competition Groups_31 | Energy Star Windows | 0.6535% | 5.643 | 43.751 | Residential_2036_Achievable_GWh_After Competition Groups_Energy Star Windows
Residential | Res ¦ Radiant Barrier | 2036 | Technical | GWh | After Competition Groups | 100.3766 | 12120552.6417 | 12.1206 | 15414.7666 | 0.0065117 | 32 | Residential_2036_Technical_GWh_After Competition Groups_32 | Radiant Barrier | 0.6512% | 12.1206 | 100.3766 | Residential_2036_Technical_GWh_After Competition Groups_Radiant Barrier
Residential | Res ¦ Clothes Drying Racks | 2036 | Economic | GWh | After Competition Groups | 68.7243 | 3028385.6492 | 3.0284 | 11028.6729 | 0.0062314 | 26 | Residential_2036_Economic_GWh_After Competition Groups_26 | Clothes Drying Racks | 0.6231% | 3.0284 | 68.7243 | Residential_2036_Economic_GWh_After Competition Groups_Clothes Drying Racks
Residential | Res ¦ LED Downlight | 2036 | Technical | GWh | After Competition Groups | 94.5428 | 989979.6693 | 0.98998 | 15414.7666 | 0.0061333 | 33 | Residential_2036_Technical_GWh_After Competition Groups_33 | LED Downlight | 0.6133% | 0.98998 | 94.5428 | Residential_2036_Technical_GWh_After Competition Groups_LED Downlight
Residential | Res ¦ Radiant Barrier | 2036 | Economic | GWh | After Competition Groups | 67.6112 | 12120552.6417 | 12.1206 | 11028.6729 | 0.0061305 | 27 | Residential_2036_Economic_GWh_After Competition Groups_27 | Radiant Barrier | 0.613% | 12.1206 | 67.6112 | Residential_2036_Economic_GWh_After Competition Groups_Radiant Barrier
Residential | Res ¦ Freezer Recycling | 2036 | Economic | GWh | After Competition Groups | 66.0376 | 15195197.9385 | 15.1952 | 11028.6729 | 0.0059878 | 28 | Residential_2036_Economic_GWh_After Competition Groups_28 | Freezer Recycling | 0.5988% | 15.1952 | 66.0376 | Residential_2036_Economic_GWh_After Competition Groups_Freezer Recycling
Residential | Res ¦ Energy Star Freezer | 2036 | Achievable | GWh | After Competition Groups | 39.2774 | 3343617.5958 | 3.3436 | 6695.2834 | 0.0058664 | 32 | Residential_2036_Achievable_GWh_After Competition Groups_32 | Energy Star Freezer | 0.5866% | 3.3436 | 39.2774 | Residential_2036_Achievable_GWh_After Competition Groups_Energy Star Freezer
Residential | Res ¦ Duct Insulation | 2036 | Economic | GWh | After Competition Groups | 64.6185 | 1913771.9603 | 1.9138 | 11028.6729 | 0.0058591 | 29 | Residential_2036_Economic_GWh_After Competition Groups_29 | Duct Insulation | 0.5859% | 1.9138 | 64.6185 | Residential_2036_Economic_GWh_After Competition Groups_Duct Insulation
Residential | Res ¦ Energy Star Ceiling Fan/Lighting | 2036 | Technical | GWh | After Competition Groups | 88.2735 | 0 | 0 | 15414.7666 | 0.0057266 | 34 | Residential_2036_Technical_GWh_After Competition Groups_34 | Energy Star Ceiling Fan/Lighting | 0.5727% | 0 | 88.2735 | Residential_2036_Technical_GWh_After Competition Groups_Energy Star Ceiling Fan/Lighting
Residential | Res ¦ Furnace Whistle | 2036 | Achievable | GWh | After Competition Groups | 37.4723 | 16282.0878 | 0.016282 | 6695.2834 | 0.0055968 | 33 | Residential_2036_Achievable_GWh_After Competition Groups_33 | Furnace Whistle | 0.5597% | 0.016282 | 37.4723 | Residential_2036_Achievable_GWh_After Competition Groups_Furnace Whistle
Residential | Res ¦ Home Energy Reports | 2036 | Technical | GWh | After Competition Groups | 84.0283 | 437319.7644 | 0.43732 | 15414.7666 | 0.0054512 | 35 | Residential_2036_Technical_GWh_After Competition Groups_35 | Home Energy Reports | 0.5451% | 0.43732 | 84.0283 | Residential_2036_Technical_GWh_After Competition Groups_Home Energy Reports
Residential | Res ¦ Basement or Crawlspace Insulation | 2036 | Economic | GWh | After Competition Groups | 58.2719 | 1132940.0371 | 1.1329 | 11028.6729 | 0.0052837 | 30 | Residential_2036_Economic_GWh_After Competition Groups_30 | Basement or Crawlspace Insulation | 0.5284% | 1.1329 | 58.2719 | Residential_2036_Economic_GWh_After Competition Groups_Basement or Crawlspace Insulation
Residential | Res ¦ Energy Star Freezer | 2036 | Technical | GWh | After Competition Groups | 79.1613 | 3343617.5958 | 3.3436 | 15414.7666 | 0.0051354 | 36 | Residential_2036_Technical_GWh_After Competition Groups_36 | Energy Star Freezer | 0.5135% | 3.3436 | 79.1613 | Residential_2036_Technical_GWh_After Competition Groups_Energy Star Freezer
Residential | Res ¦ Ceiling Insulation | 2036 | Technical | GWh | After Competition Groups | 78.4277 | 3911598.4088 | 3.9116 | 15414.7666 | 0.0050878 | 37 | Residential_2036_Technical_GWh_After Competition Groups_37 | Ceiling Insulation | 0.5088% | 3.9116 | 78.4277 | Residential_2036_Technical_GWh_After Competition Groups_Ceiling Insulation
Residential | Res ¦ Window Film | 2036 | Technical | GWh | After Competition Groups | 78.1923 | 0 | 0 | 15414.7666 | 0.0050726 | 38 | Residential_2036_Technical_GWh_After Competition Groups_38 | Window Film | 0.5073% | 0 | 78.1923 | Residential_2036_Technical_GWh_After Competition Groups_Window Film
Residential | Res ¦ Outside Air Economizer | 2036 | Achievable | GWh | After Competition Groups | 32.8958 | 165379.4353 | 0.16538 | 6695.2834 | 0.0049133 | 34 | Residential_2036_Achievable_GWh_After Competition Groups_34 | Outside Air Economizer | 0.4913% | 0.16538 | 32.8958 | Residential_2036_Achievable_GWh_After Competition Groups_Outside Air Economizer
Residential | Res ¦ Wall Insulation | 2036 | Economic | GWh | After Competition Groups | 54.1729 | 789249.6382 | 0.78925 | 11028.6729 | 0.004912 | 31 | Residential_2036_Economic_GWh_After Competition Groups_31 | Wall Insulation | 0.4912% | 0.78925 | 54.1729 | Residential_2036_Economic_GWh_After Competition Groups_Wall Insulation
Residential | Res ¦ Refrigerator Recycling | 2036 | Technical | GWh | After Competition Groups | 75.2691 | 700161.7227 | 0.70016 | 15414.7666 | 0.0048829 | 39 | Residential_2036_Technical_GWh_After Competition Groups_39 | Refrigerator Recycling | 0.4883% | 0.70016 | 75.2691 | Residential_2036_Technical_GWh_After Competition Groups_Refrigerator Recycling
Residential | Res ¦ Floor Insulation | 2036 | Economic | GWh | After Competition Groups | 52.7498 | 2015556.8756 | 2.0156 | 11028.6729 | 0.004783 | 32 | Residential_2036_Economic_GWh_After Competition Groups_32 | Floor Insulation | 0.4783% | 2.0156 | 52.7498 | Residential_2036_Economic_GWh_After Competition Groups_Floor Insulation
Residential | Res ¦ LED Exterior Area Lights - LED Fixture (200W) | 2036 | Economic | GWh | After Competition Groups | 50.6629 | 537488.4764 | 0.53749 | 11028.6729 | 0.0045937 | 33 | Residential_2036_Economic_GWh_After Competition Groups_33 | LED Exterior Area Lights - LED Fixture (200W) | 0.4594% | 0.53749 | 50.6629 | Residential_2036_Economic_GWh_After Competition Groups_LED Exterior Area Lights - LED Fixture (200W)
Residential | Res ¦ Clothes Drying Racks | 2036 | Technical | GWh | After Competition Groups | 68.7243 | 3028385.6492 | 3.0284 | 15414.7666 | 0.0044583 | 40 | Residential_2036_Technical_GWh_After Competition Groups_40 | Clothes Drying Racks | 0.4458% | 3.0284 | 68.7243 | Residential_2036_Technical_GWh_After Competition Groups_Clothes Drying Racks
Residential | Res ¦ Freezer Recycling | 2036 | Technical | GWh | After Competition Groups | 66.0376 | 15195197.9385 | 15.1952 | 15414.7666 | 0.004284 | 41 | Residential_2036_Technical_GWh_After Competition Groups_41 | Freezer Recycling | 0.4284% | 15.1952 | 66.0376 | Residential_2036_Technical_GWh_After Competition Groups_Freezer Recycling
Residential | Res ¦ Duct Insulation | 2036 | Technical | GWh | After Competition Groups | 65.3934 | 1913771.9603 | 1.9138 | 15414.7666 | 0.0042423 | 42 | Residential_2036_Technical_GWh_After Competition Groups_42 | Duct Insulation | 0.4242% | 1.9138 | 65.3934 | Residential_2036_Technical_GWh_After Competition Groups_Duct Insulation
Residential | Res ¦ Heat Pump Water Heater | 2036 | Technical | GWh | After Competition Groups | 60.276 | 391812.7038 | 0.39181 | 15414.7666 | 0.0039103 | 43 | Residential_2036_Technical_GWh_After Competition Groups_43 | Heat Pump Water Heater | 0.391% | 0.39181 | 60.276 | Residential_2036_Technical_GWh_After Competition Groups_Heat Pump Water Heater
Residential | Res ¦ Advanced BAS/Controllers | 2036 | Economic | GWh | After Competition Groups | 42.7745 | 418570.4958 | 0.41857 | 11028.6729 | 0.0038785 | 34 | Residential_2036_Economic_GWh_After Competition Groups_34 | Advanced BAS/Controllers | 0.3878% | 0.41857 | 42.7745 | Residential_2036_Economic_GWh_After Competition Groups_Advanced BAS/Controllers
Residential | Res ¦ INTEGRAL LED TROFFERS | 2036 | Technical | GWh | After Competition Groups | 56.873 | 0 | 0 | 15414.7666 | 0.0036895 | 44 | Residential_2036_Technical_GWh_After Competition Groups_44 | INTEGRAL LED TROFFERS | 0.369% | 0 | 56.873 | Residential_2036_Technical_GWh_After Competition Groups_INTEGRAL LED TROFFERS
Residential | Res ¦ Heat Recovery Ventilator | 2036 | Economic | GWh | After Competition Groups | 40.6019 | 4814408.9871 | 4.8144 | 11028.6729 | 0.0036815 | 35 | Residential_2036_Economic_GWh_After Competition Groups_35 | Heat Recovery Ventilator | 0.3681% | 4.8144 | 40.6019 | Residential_2036_Economic_GWh_After Competition Groups_Heat Recovery Ventilator
Residential | Res ¦ LED Tube Re-Lamp | 2036 | Achievable | GWh | After Competition Groups | 23.9563 | 542254.7212 | 0.54225 | 6695.2834 | 0.0035781 | 35 | Residential_2036_Achievable_GWh_After Competition Groups_35 | LED Tube Re-Lamp | 0.3578% | 0.54225 | 23.9563 | Residential_2036_Achievable_GWh_After Competition Groups_LED Tube Re-Lamp
Residential | Res ¦ Minimize Hot and Warm Clothes Wash | 2036 | Achievable | GWh | After Competition Groups | 23.2855 | 0 | 0 | 6695.2834 | 0.0034779 | 36 | Residential_2036_Achievable_GWh_After Competition Groups_36 | Minimize Hot and Warm Clothes Wash | 0.3478% | 0 | 23.2855 | Residential_2036_Achievable_GWh_After Competition Groups_Minimize Hot and Warm Clothes Wash
Residential | Res ¦ Floor Insulation | 2036 | Technical | GWh | After Competition Groups | 52.7498 | 2015556.8756 | 2.0156 | 15414.7666 | 0.003422 | 45 | Residential_2036_Technical_GWh_After Competition Groups_45 | Floor Insulation | 0.3422% | 2.0156 | 52.7498 | Residential_2036_Technical_GWh_After Competition Groups_Floor Insulation
Residential | Res ¦ Minimize Hot and Warm Clothes Wash | 2036 | Economic | GWh | After Competition Groups | 36.6006 | 0 | 0 | 11028.6729 | 0.0033187 | 36 | Residential_2036_Economic_GWh_After Competition Groups_36 | Minimize Hot and Warm Clothes Wash | 0.3319% | 0 | 36.6006 | Residential_2036_Economic_GWh_After Competition Groups_Minimize Hot and Warm Clothes Wash
Residential | Res ¦ LED Exterior Area Lights - LED Fixture (200W) | 2036 | Technical | GWh | After Competition Groups | 50.6629 | 537488.4764 | 0.53749 | 15414.7666 | 0.0032866 | 46 | Residential_2036_Technical_GWh_After Competition Groups_46 | LED Exterior Area Lights - LED Fixture (200W) | 0.3287% | 0.53749 | 50.6629 | Residential_2036_Technical_GWh_After Competition Groups_LED Exterior Area Lights - LED Fixture (200W)
Residential | Res ¦ Furnace Whistle | 2036 | Economic | GWh | After Competition Groups | 35.8442 | 16282.0878 | 0.016282 | 11028.6729 | 0.0032501 | 37 | Residential_2036_Economic_GWh_After Competition Groups_37 | Furnace Whistle | 0.325% | 0.016282 | 35.8442 | Residential_2036_Economic_GWh_After Competition Groups_Furnace Whistle
Residential | Res ¦ Central Lighting Control System | 2036 | Technical | GWh | After Competition Groups | 49.2295 | 0 | 0 | 15414.7666 | 0.0031937 | 47 | Residential_2036_Technical_GWh_After Competition Groups_47 | Central Lighting Control System | 0.3194% | 0 | 49.2295 | Residential_2036_Technical_GWh_After Competition Groups_Central Lighting Control System
Residential | Res ¦ Early Hot Water Heater Replacement | 2036 | Economic | GWh | After Competition Groups | 32.5473 | 5397758.077 | 5.3978 | 11028.6729 | 0.0029512 | 38 | Residential_2036_Economic_GWh_After Competition Groups_38 | Early Hot Water Heater Replacement | 0.2951% | 5.3978 | 32.5473 | Residential_2036_Economic_GWh_After Competition Groups_Early Hot Water Heater Replacement
Residential | Res ¦ Dehumidifier Recycling | 2036 | Technical | GWh | After Competition Groups | 45.3554 | 0 | 0 | 15414.7666 | 0.0029423 | 48 | Residential_2036_Technical_GWh_After Competition Groups_48 | Dehumidifier Recycling | 0.2942% | 0 | 45.3554 | Residential_2036_Technical_GWh_After Competition Groups_Dehumidifier Recycling
Residential | Res ¦ Outside Air Economizer | 2036 | Economic | GWh | After Competition Groups | 32.2713 | 165379.4353 | 0.16538 | 11028.6729 | 0.0029261 | 39 | Residential_2036_Economic_GWh_After Competition Groups_39 | Outside Air Economizer | 0.2926% | 0.16538 | 32.2713 | Residential_2036_Economic_GWh_After Competition Groups_Outside Air Economizer
Residential | Res ¦ ENERGY STAR LED LAMPS (REFLECTOR LAMPs/MR16/PAR 16) | 2036 | Achievable | GWh | After Competition Groups | 19.1431 | 79161.6113 | 0.079162 | 6695.2834 | 0.0028592 | 37 | Residential_2036_Achievable_GWh_After Competition Groups_37 | ENERGY STAR LED LAMPS (REFLECTOR LAMPs/MR16/PAR 16) | 0.2859% | 0.079162 | 19.1431 | Residential_2036_Achievable_GWh_After Competition Groups_ENERGY STAR LED LAMPS (REFLECTOR LAMPs/MR16/PAR 16)
Residential | Res ¦ Duct Insulation | 2036 | Achievable | GWh | After Competition Groups | 18.7041 | 1913771.9603 | 1.9138 | 6695.2834 | 0.0027936 | 38 | Residential_2036_Achievable_GWh_After Competition Groups_38 | Duct Insulation | 0.2794% | 1.9138 | 18.7041 | Residential_2036_Achievable_GWh_After Competition Groups_Duct Insulation
Residential | Res ¦ Advanced BAS/Controllers | 2036 | Technical | GWh | After Competition Groups | 42.7745 | 418570.4958 | 0.41857 | 15414.7666 | 0.0027749 | 49 | Residential_2036_Technical_GWh_After Competition Groups_49 | Advanced BAS/Controllers | 0.2775% | 0.41857 | 42.7745 | Residential_2036_Technical_GWh_After Competition Groups_Advanced BAS/Controllers
Residential | Res ¦ Energy Star Freezer | 2036 | Economic | GWh | After Competition Groups | 30.5418 | 3343617.5958 | 3.3436 | 11028.6729 | 0.0027693 | 40 | Residential_2036_Economic_GWh_After Competition Groups_40 | Energy Star Freezer | 0.2769% | 3.3436 | 30.5418 | Residential_2036_Economic_GWh_After Competition Groups_Energy Star Freezer
Residential | Res ¦ Variable Refrigerant Flow Heat Pump | 2036 | Achievable | GWh | After Competition Groups | 18.2643 | 10159806.4522 | 10.1598 | 6695.2834 | 0.0027279 | 39 | Residential_2036_Achievable_GWh_After Competition Groups_39 | Variable Refrigerant Flow Heat Pump | 0.2728% | 10.1598 | 18.2643 | Residential_2036_Achievable_GWh_After Competition Groups_Variable Refrigerant Flow Heat Pump
Residential | Res ¦ Heat Recovery Ventilator | 2036 | Technical | GWh | After Competition Groups | 41.9848 | 4814408.9871 | 4.8144 | 15414.7666 | 0.0027237 | 50 | Residential_2036_Technical_GWh_After Competition Groups_50 | Heat Recovery Ventilator | 0.2724% | 4.8144 | 41.9848 | Residential_2036_Technical_GWh_After Competition Groups_Heat Recovery Ventilator
Residential | Res ¦ Duct Insulation MF | 2036 | Economic | GWh | After Competition Groups | 29.4657 | 1500642.5236 | 1.5006 | 11028.6729 | 0.0026717 | 41 | Residential_2036_Economic_GWh_After Competition Groups_41 | Duct Insulation MF | 0.2672% | 1.5006 | 29.4657 | Residential_2036_Economic_GWh_After Competition Groups_Duct Insulation MF
Residential | Res ¦ CO Sensors for parking garage exhaust fans | 2036 | Achievable | GWh | After Competition Groups | 17.6881 | 343146.0636 | 0.34315 | 6695.2834 | 0.0026419 | 40 | Residential_2036_Achievable_GWh_After Competition Groups_40 | CO Sensors for parking garage exhaust fans | 0.2642% | 0.34315 | 17.6881 | Residential_2036_Achievable_GWh_After Competition Groups_CO Sensors for parking garage exhaust fans
Residential | Res ¦ Home Energy Reports | 2036 | Economic | GWh | After Competition Groups | 28.2778 | 437319.7644 | 0.43732 | 11028.6729 | 0.002564 | 42 | Residential_2036_Economic_GWh_After Competition Groups_42 | Home Energy Reports | 0.2564% | 0.43732 | 28.2778 | Residential_2036_Economic_GWh_After Competition Groups_Home Energy Reports
Residential | Res ¦ LED Tube Re-Lamp | 2036 | Technical | GWh | After Competition Groups | 38.0126 | 542254.7212 | 0.54225 | 15414.7666 | 0.002466 | 51 | Residential_2036_Technical_GWh_After Competition Groups_51 | LED Tube Re-Lamp | 0.2466% | 0.54225 | 38.0126 | Residential_2036_Technical_GWh_After Competition Groups_LED Tube Re-Lamp
Residential | Res ¦ Energy Star Dehumidifier | 2036 | Economic | GWh | After Competition Groups | 26.6639 | 3623196.194 | 3.6232 | 11028.6729 | 0.0024177 | 43 | Residential_2036_Economic_GWh_After Competition Groups_43 | Energy Star Dehumidifier | 0.2418% | 3.6232 | 26.6639 | Residential_2036_Economic_GWh_After Competition Groups_Energy Star Dehumidifier
Residential | Res ¦ Variable Frequency Drive (VFD) | 2036 | Achievable | GWh | After Competition Groups | 16.1575 | 100494.621 | 0.10049 | 6695.2834 | 0.0024133 | 41 | Residential_2036_Achievable_GWh_After Competition Groups_41 | Variable Frequency Drive (VFD) | 0.2413% | 0.10049 | 16.1575 | Residential_2036_Achievable_GWh_After Competition Groups_Variable Frequency Drive (VFD)
Residential | Res ¦ Tankless Water Heater | 2036 | Achievable | GWh | After Competition Groups | 15.9645 | 1389150.3938 | 1.3892 | 6695.2834 | 0.0023844 | 42 | Residential_2036_Achievable_GWh_After Competition Groups_42 | Tankless Water Heater | 0.2384% | 1.3892 | 15.9645 | Residential_2036_Achievable_GWh_After Competition Groups_Tankless Water Heater
Residential | Res ¦ Minimize Hot and Warm Clothes Wash | 2036 | Technical | GWh | After Competition Groups | 36.6006 | 0 | 0 | 15414.7666 | 0.0023744 | 52 | Residential_2036_Technical_GWh_After Competition Groups_52 | Minimize Hot and Warm Clothes Wash | 0.2374% | 0 | 36.6006 | Residential_2036_Technical_GWh_After Competition Groups_Minimize Hot and Warm Clothes Wash
Residential | Res ¦ Radiant Barrier | 2036 | Achievable | GWh | After Competition Groups | 15.8188 | 12120552.6417 | 12.1206 | 6695.2834 | 0.0023627 | 43 | Residential_2036_Achievable_GWh_After Competition Groups_43 | Radiant Barrier | 0.2363% | 12.1206 | 15.8188 | Residential_2036_Achievable_GWh_After Competition Groups_Radiant Barrier
Residential | Res ¦ Home Energy Reports | 2036 | Achievable | GWh | After Competition Groups | 15.7889 | 437319.7644 | 0.43732 | 6695.2834 | 0.0023582 | 44 | Residential_2036_Achievable_GWh_After Competition Groups_44 | Home Energy Reports | 0.2358% | 0.43732 | 15.7889 | Residential_2036_Achievable_GWh_After Competition Groups_Home Energy Reports
Residential | Res ¦ Floor Insulation | 2036 | Achievable | GWh | After Competition Groups | 15.69 | 2015556.8756 | 2.0156 | 6695.2834 | 0.0023434 | 45 | Residential_2036_Achievable_GWh_After Competition Groups_45 | Floor Insulation | 0.2343% | 2.0156 | 15.69 | Residential_2036_Achievable_GWh_After Competition Groups_Floor Insulation
Residential | Res ¦ High Efficiency Chiller (avg of water and air cooled) | 2036 | Achievable | GWh | After Competition Groups | 15.5969 | 190870.7589 | 0.19087 | 6695.2834 | 0.0023295 | 46 | Residential_2036_Achievable_GWh_After Competition Groups_46 | High Efficiency Chiller (avg of water and air cooled) | 0.233% | 0.19087 | 15.5969 | Residential_2036_Achievable_GWh_After Competition Groups_High Efficiency Chiller (avg of water and air cooled)
Residential | Res ¦ Furnace Whistle | 2036 | Technical | GWh | After Competition Groups | 35.8442 | 16282.0878 | 0.016282 | 15414.7666 | 0.0023253 | 53 | Residential_2036_Technical_GWh_After Competition Groups_53 | Furnace Whistle | 0.2325% | 0.016282 | 35.8442 | Residential_2036_Technical_GWh_After Competition Groups_Furnace Whistle
Residential | Res ¦ LED Tube Re-Lamp | 2036 | Economic | GWh | After Competition Groups | 25.2736 | 542254.7212 | 0.54225 | 11028.6729 | 0.0022916 | 44 | Residential_2036_Economic_GWh_After Competition Groups_44 | LED Tube Re-Lamp | 0.2292% | 0.54225 | 25.2736 | Residential_2036_Economic_GWh_After Competition Groups_LED Tube Re-Lamp
Residential | Res ¦ Early Hot Water Heater Replacement | 2036 | Achievable | GWh | After Competition Groups | 14.7653 | 5397758.077 | 5.3978 | 6695.2834 | 0.0022053 | 47 | Residential_2036_Achievable_GWh_After Competition Groups_47 | Early Hot Water Heater Replacement | 0.2205% | 5.3978 | 14.7653 | Residential_2036_Achievable_GWh_After Competition Groups_Early Hot Water Heater Replacement
Residential | Res ¦ Tankless Water Heater | 2036 | Economic | GWh | After Competition Groups | 24.0915 | 1389150.3938 | 1.3892 | 11028.6729 | 0.0021844 | 45 | Residential_2036_Economic_GWh_After Competition Groups_45 | Tankless Water Heater | 0.2184% | 1.3892 | 24.0915 | Residential_2036_Economic_GWh_After Competition Groups_Tankless Water Heater
Residential | Res ¦ Early Hot Water Heater Replacement | 2036 | Technical | GWh | After Competition Groups | 32.5473 | 5397758.077 | 5.3978 | 15414.7666 | 0.0021114 | 54 | Residential_2036_Technical_GWh_After Competition Groups_54 | Early Hot Water Heater Replacement | 0.2111% | 5.3978 | 32.5473 | Residential_2036_Technical_GWh_After Competition Groups_Early Hot Water Heater Replacement
Residential | Res ¦ Outside Air Economizer | 2036 | Technical | GWh | After Competition Groups | 32.2713 | 165379.4353 | 0.16538 | 15414.7666 | 0.0020935 | 55 | Residential_2036_Technical_GWh_After Competition Groups_55 | Outside Air Economizer | 0.2094% | 0.16538 | 32.2713 | Residential_2036_Technical_GWh_After Competition Groups_Outside Air Economizer
Residential | Res ¦ Demand Control Ventilation | 2036 | Achievable | GWh | After Competition Groups | 13.3056 | 18674.0651 | 0.018674 | 6695.2834 | 0.0019873 | 48 | Residential_2036_Achievable_GWh_After Competition Groups_48 | Demand Control Ventilation | 0.1987% | 0.018674 | 13.3056 | Residential_2036_Achievable_GWh_After Competition Groups_Demand Control Ventilation
Residential | Res ¦ Drain Water Heat Recovery | 2036 | Economic | GWh | After Competition Groups | 21.8477 | 3540470.2607 | 3.5405 | 11028.6729 | 0.001981 | 46 | Residential_2036_Economic_GWh_After Competition Groups_46 | Drain Water Heat Recovery | 0.1981% | 3.5405 | 21.8477 | Residential_2036_Economic_GWh_After Competition Groups_Drain Water Heat Recovery
Residential | Res ¦ Duct Insulation MF | 2036 | Technical | GWh | After Competition Groups | 29.4657 | 1500642.5236 | 1.5006 | 15414.7666 | 0.0019115 | 56 | Residential_2036_Technical_GWh_After Competition Groups_56 | Duct Insulation MF | 0.1912% | 1.5006 | 29.4657 | Residential_2036_Technical_GWh_After Competition Groups_Duct Insulation MF
Residential | Res ¦ CO Sensors for parking garage exhaust fans | 2036 | Economic | GWh | After Competition Groups | 20.3607 | 343146.0636 | 0.34315 | 11028.6729 | 0.0018462 | 47 | Residential_2036_Economic_GWh_After Competition Groups_47 | CO Sensors for parking garage exhaust fans | 0.1846% | 0.34315 | 20.3607 | Residential_2036_Economic_GWh_After Competition Groups_CO Sensors for parking garage exhaust fans
Residential | Res ¦ Wall Insulation | 2036 | Achievable | GWh | After Competition Groups | 12.0831 | 789249.6382 | 0.78925 | 6695.2834 | 0.0018047 | 49 | Residential_2036_Achievable_GWh_After Competition Groups_49 | Wall Insulation | 0.1805% | 0.78925 | 12.0831 | Residential_2036_Achievable_GWh_After Competition Groups_Wall Insulation
Residential | Res ¦ Demand Control Ventilation | 2036 | Economic | GWh | After Competition Groups | 19.6718 | 18674.0651 | 0.018674 | 11028.6729 | 0.0017837 | 48 | Residential_2036_Economic_GWh_After Competition Groups_48 | Demand Control Ventilation | 0.1784% | 0.018674 | 19.6718 | Residential_2036_Economic_GWh_After Competition Groups_Demand Control Ventilation
Residential | Res ¦ Water Heater Temperature Setback | 2036 | Achievable | GWh | After Competition Groups | 11.9399 | 16478.8897 | 0.016479 | 6695.2834 | 0.0017833 | 50 | Residential_2036_Achievable_GWh_After Competition Groups_50 | Water Heater Temperature Setback | 0.1783% | 0.016479 | 11.9399 | Residential_2036_Achievable_GWh_After Competition Groups_Water Heater Temperature Setback
Residential | Res ¦ ENERGY STAR LED LAMPS (REFLECTOR LAMPs/MR16/PAR 16) | 2036 | Economic | GWh | After Competition Groups | 19.4477 | 79161.6113 | 0.079162 | 11028.6729 | 0.0017634 | 49 | Residential_2036_Economic_GWh_After Competition Groups_49 | ENERGY STAR LED LAMPS (REFLECTOR LAMPs/MR16/PAR 16) | 0.1763% | 0.079162 | 19.4477 | Residential_2036_Economic_GWh_After Competition Groups_ENERGY STAR LED LAMPS (REFLECTOR LAMPs/MR16/PAR 16)
Residential | Res ¦ Central Air Conditioner Maintenance | 2036 | Technical | GWh | After Competition Groups | 26.7949 | 0 | 0 | 15414.7666 | 0.0017383 | 57 | Residential_2036_Technical_GWh_After Competition Groups_57 | Central Air Conditioner Maintenance | 0.1738% | 0 | 26.7949 | Residential_2036_Technical_GWh_After Competition Groups_Central Air Conditioner Maintenance
Residential | Res ¦ Energy Star Dehumidifier | 2036 | Technical | GWh | After Competition Groups | 26.6639 | 3623196.194 | 3.6232 | 15414.7666 | 0.0017298 | 58 | Residential_2036_Technical_GWh_After Competition Groups_58 | Energy Star Dehumidifier | 0.173% | 3.6232 | 26.6639 | Residential_2036_Technical_GWh_After Competition Groups_Energy Star Dehumidifier
Residential | Res ¦ Condensing Make Up Air Unit | 2036 | Achievable | GWh | After Competition Groups | 11.5687 | 1318310.9729 | 1.3183 | 6695.2834 | 0.0017279 | 51 | Residential_2036_Achievable_GWh_After Competition Groups_51 | Condensing Make Up Air Unit | 0.1728% | 1.3183 | 11.5687 | Residential_2036_Achievable_GWh_After Competition Groups_Condensing Make Up Air Unit
Residential | Res ¦ Energy Star Dishwasher | 2036 | Technical | GWh | After Competition Groups | 26.3244 | 0 | 0 | 15414.7666 | 0.0017077 | 59 | Residential_2036_Technical_GWh_After Competition Groups_59 | Energy Star Dishwasher | 0.1708% | 0 | 26.3244 | Residential_2036_Technical_GWh_After Competition Groups_Energy Star Dishwasher
Residential | Res ¦ Condensing Make Up Air Unit | 2036 | Economic | GWh | After Competition Groups | 17.7569 | 1318310.9729 | 1.3183 | 11028.6729 | 0.0016101 | 50 | Residential_2036_Economic_GWh_After Competition Groups_50 | Condensing Make Up Air Unit | 0.161% | 1.3183 | 17.7569 | Residential_2036_Economic_GWh_After Competition Groups_Condensing Make Up Air Unit
Residential | Res ¦ Drain Water Heat Recovery | 2036 | Achievable | GWh | After Competition Groups | 10.7528 | 3540470.2607 | 3.5405 | 6695.2834 | 0.001606 | 52 | Residential_2036_Achievable_GWh_After Competition Groups_52 | Drain Water Heat Recovery | 0.1606% | 3.5405 | 10.7528 | Residential_2036_Achievable_GWh_After Competition Groups_Drain Water Heat Recovery
Residential | Res ¦ High Efficiency Chiller (avg of water and air cooled) | 2036 | Economic | GWh | After Competition Groups | 17.2562 | 190870.7589 | 0.19087 | 11028.6729 | 0.0015647 | 51 | Residential_2036_Economic_GWh_After Competition Groups_51 | High Efficiency Chiller (avg of water and air cooled) | 0.1565% | 0.19087 | 17.2562 | Residential_2036_Economic_GWh_After Competition Groups_High Efficiency Chiller (avg of water and air cooled)
Residential | Res ¦ Drain Water Heat Recovery | 2036 | Technical | GWh | After Competition Groups | 21.8477 | 3540470.2607 | 3.5405 | 15414.7666 | 0.0014173 | 60 | Residential_2036_Technical_GWh_After Competition Groups_60 | Drain Water Heat Recovery | 0.1417% | 3.5405 | 21.8477 | Residential_2036_Technical_GWh_After Competition Groups_Drain Water Heat Recovery
Residential | Res ¦ Variable Frequency Drive (VFD) | 2036 | Economic | GWh | After Competition Groups | 15.4558 | 100494.621 | 0.10049 | 11028.6729 | 0.0014014 | 52 | Residential_2036_Economic_GWh_After Competition Groups_52 | Variable Frequency Drive (VFD) | 0.1401% | 0.10049 | 15.4558 | Residential_2036_Economic_GWh_After Competition Groups_Variable Frequency Drive (VFD)
Residential | Res ¦ Variable Refrigerant Flow Heat Pump | 2036 | Economic | GWh | After Competition Groups | 15.3953 | 10159806.4522 | 10.1598 | 11028.6729 | 0.0013959 | 53 | Residential_2036_Economic_GWh_After Competition Groups_53 | Variable Refrigerant Flow Heat Pump | 0.1396% | 10.1598 | 15.3953 | Residential_2036_Economic_GWh_After Competition Groups_Variable Refrigerant Flow Heat Pump
Residential | Res ¦ CO Sensors for parking garage exhaust fans | 2036 | Technical | GWh | After Competition Groups | 20.3607 | 343146.0636 | 0.34315 | 15414.7666 | 0.0013209 | 61 | Residential_2036_Technical_GWh_After Competition Groups_61 | CO Sensors for parking garage exhaust fans | 0.1321% | 0.34315 | 20.3607 | Residential_2036_Technical_GWh_After Competition Groups_CO Sensors for parking garage exhaust fans
Residential | Res ¦ Heat Pump Water Heater | 2036 | Economic | GWh | After Competition Groups | 14.2114 | 391812.7038 | 0.39181 | 11028.6729 | 0.0012886 | 54 | Residential_2036_Economic_GWh_After Competition Groups_54 | Heat Pump Water Heater | 0.1289% | 0.39181 | 14.2114 | Residential_2036_Economic_GWh_After Competition Groups_Heat Pump Water Heater
Residential | Res ¦ Demand Control Ventilation | 2036 | Technical | GWh | After Competition Groups | 19.6718 | 18674.0651 | 0.018674 | 15414.7666 | 0.0012762 | 62 | Residential_2036_Technical_GWh_After Competition Groups_62 | Demand Control Ventilation | 0.1276% | 0.018674 | 19.6718 | Residential_2036_Technical_GWh_After Competition Groups_Demand Control Ventilation
Residential | Res ¦ ENERGY STAR LED LAMPS (REFLECTOR LAMPs/MR16/PAR 16) | 2036 | Technical | GWh | After Competition Groups | 19.4477 | 79161.6113 | 0.079162 | 15414.7666 | 0.0012616 | 63 | Residential_2036_Technical_GWh_After Competition Groups_63 | ENERGY STAR LED LAMPS (REFLECTOR LAMPs/MR16/PAR 16) | 0.1262% | 0.079162 | 19.4477 | Residential_2036_Technical_GWh_After Competition Groups_ENERGY STAR LED LAMPS (REFLECTOR LAMPs/MR16/PAR 16)
Residential | Res ¦ Condensing Make Up Air Unit | 2036 | Technical | GWh | After Competition Groups | 17.7569 | 1318310.9729 | 1.3183 | 15414.7666 | 0.0011519 | 64 | Residential_2036_Technical_GWh_After Competition Groups_64 | Condensing Make Up Air Unit | 0.1152% | 1.3183 | 17.7569 | Residential_2036_Technical_GWh_After Competition Groups_Condensing Make Up Air Unit
Residential | Res ¦ High Efficiency Chiller (avg of water and air cooled) | 2036 | Technical | GWh | After Competition Groups | 17.2562 | 190870.7589 | 0.19087 | 15414.7666 | 0.0011195 | 65 | Residential_2036_Technical_GWh_After Competition Groups_65 | High Efficiency Chiller (avg of water and air cooled) | 0.1119% | 0.19087 | 17.2562 | Residential_2036_Technical_GWh_After Competition Groups_High Efficiency Chiller (avg of water and air cooled)
Residential | Res ¦ Duct Insulation MF | 2036 | Achievable | GWh | After Competition Groups | 7.3562 | 1500642.5236 | 1.5006 | 6695.2834 | 0.0010987 | 53 | Residential_2036_Achievable_GWh_After Competition Groups_53 | Duct Insulation MF | 0.1099% | 1.5006 | 7.3562 | Residential_2036_Achievable_GWh_After Competition Groups_Duct Insulation MF
Residential | Res ¦ Heat Recovery Ventilator | 2036 | Achievable | GWh | After Competition Groups | 7.3002 | 4814408.9871 | 4.8144 | 6695.2834 | 0.0010904 | 54 | Residential_2036_Achievable_GWh_After Competition Groups_54 | Heat Recovery Ventilator | 0.109% | 4.8144 | 7.3002 | Residential_2036_Achievable_GWh_After Competition Groups_Heat Recovery Ventilator
Residential | Res ¦ Energy Star Dehumidifier | 2036 | Achievable | GWh | After Competition Groups | 6.9685 | 3623196.194 | 3.6232 | 6695.2834 | 0.0010408 | 55 | Residential_2036_Achievable_GWh_After Competition Groups_55 | Energy Star Dehumidifier | 0.1041% | 3.6232 | 6.9685 | Residential_2036_Achievable_GWh_After Competition Groups_Energy Star Dehumidifier
Residential | Res ¦ Water Heater Temperature Setback | 2036 | Economic | GWh | After Competition Groups | 11.4212 | 16478.8897 | 0.016479 | 11028.6729 | 0.0010356 | 55 | Residential_2036_Economic_GWh_After Competition Groups_55 | Water Heater Temperature Setback | 0.1036% | 0.016479 | 11.4212 | Residential_2036_Economic_GWh_After Competition Groups_Water Heater Temperature Setback
Residential | Res ¦ LED Downlight | 2036 | Economic | GWh | After Competition Groups | 11.1982 | 989979.6693 | 0.98998 | 11028.6729 | 0.0010154 | 56 | Residential_2036_Economic_GWh_After Competition Groups_56 | LED Downlight | 0.1015% | 0.98998 | 11.1982 | Residential_2036_Economic_GWh_After Competition Groups_LED Downlight
Residential | Res ¦ Variable Frequency Drive (VFD) | 2036 | Technical | GWh | After Competition Groups | 15.4558 | 100494.621 | 0.10049 | 15414.7666 | 0.0010027 | 66 | Residential_2036_Technical_GWh_After Competition Groups_66 | Variable Frequency Drive (VFD) | 0.1003% | 0.10049 | 15.4558 | Residential_2036_Technical_GWh_After Competition Groups_Variable Frequency Drive (VFD)
Residential | Res ¦ Basement or Crawlspace Insulation | 2036 | Achievable | GWh | After Competition Groups | 6.6132 | 1132940.0371 | 1.1329 | 6695.2834 | 0.00098774 | 56 | Residential_2036_Achievable_GWh_After Competition Groups_56 | Basement or Crawlspace Insulation | 0.09877% | 1.1329 | 6.6132 | Residential_2036_Achievable_GWh_After Competition Groups_Basement or Crawlspace Insulation
Residential | Res ¦ DHW Recirculation Systems | 2036 | Economic | GWh | After Competition Groups | 10.2893 | 1413783.0888 | 1.4138 | 11028.6729 | 0.00093296 | 57 | Residential_2036_Economic_GWh_After Competition Groups_57 | DHW Recirculation Systems | 0.0933% | 1.4138 | 10.2893 | Residential_2036_Economic_GWh_After Competition Groups_DHW Recirculation Systems
Residential | Res ¦ VFD on Pumps | 2036 | Achievable | GWh | After Competition Groups | 4.9686 | 37645.5204 | 0.037646 | 6695.2834 | 0.0007421 | 57 | Residential_2036_Achievable_GWh_After Competition Groups_57 | VFD on Pumps | 0.07421% | 0.037646 | 4.9686 | Residential_2036_Achievable_GWh_After Competition Groups_VFD on Pumps
Residential | Res ¦ Water Heater Temperature Setback | 2036 | Technical | GWh | After Competition Groups | 11.4212 | 16478.8897 | 0.016479 | 15414.7666 | 0.00074093 | 67 | Residential_2036_Technical_GWh_After Competition Groups_67 | Water Heater Temperature Setback | 0.07409% | 0.016479 | 11.4212 | Residential_2036_Technical_GWh_After Competition Groups_Water Heater Temperature Setback
Residential | Res ¦ Ceiling Insulation | 2036 | Achievable | GWh | After Competition Groups | 4.6885 | 3911598.4088 | 3.9116 | 6695.2834 | 0.00070027 | 58 | Residential_2036_Achievable_GWh_After Competition Groups_58 | Ceiling Insulation | 0.07003% | 3.9116 | 4.6885 | Residential_2036_Achievable_GWh_After Competition Groups_Ceiling Insulation
Residential | Res ¦ DHW Recirculation Systems | 2036 | Technical | GWh | After Competition Groups | 10.2893 | 1413783.0888 | 1.4138 | 15414.7666 | 0.0006675 | 68 | Residential_2036_Technical_GWh_After Competition Groups_68 | DHW Recirculation Systems | 0.06675% | 1.4138 | 10.2893 | Residential_2036_Technical_GWh_After Competition Groups_DHW Recirculation Systems
Residential | Res ¦ Air Source Heat Pump Maintenance | 2036 | Technical | GWh | After Competition Groups | 9.2853 | 0 | 0 | 15414.7666 | 0.00060236 | 69 | Residential_2036_Technical_GWh_After Competition Groups_69 | Air Source Heat Pump Maintenance | 0.06024% | 0 | 9.2853 | Residential_2036_Technical_GWh_After Competition Groups_Air Source Heat Pump Maintenance
Residential | Res ¦ ENERGY STAR LED Lamps (General Service Lamps) | 2036 | Achievable | GWh | After Competition Groups | 3.3443 | 15728.5185 | 0.015729 | 6695.2834 | 0.0004995 | 59 | Residential_2036_Achievable_GWh_After Competition Groups_59 | ENERGY STAR LED Lamps (General Service Lamps) | 0.04995% | 0.015729 | 3.3443 | Residential_2036_Achievable_GWh_After Competition Groups_ENERGY STAR LED Lamps (General Service Lamps)
Residential | Res ¦ VFD on Pumps | 2036 | Economic | GWh | After Competition Groups | 4.7528 | 37645.5204 | 0.037646 | 11028.6729 | 0.00043095 | 58 | Residential_2036_Economic_GWh_After Competition Groups_58 | VFD on Pumps | 0.0431% | 0.037646 | 4.7528 | Residential_2036_Economic_GWh_After Competition Groups_VFD on Pumps
Residential | Res ¦ ECM MOTORS FOR HVAC APPLICATION (FAN-POWERED VAV BOX) | 2036 | Achievable | GWh | After Competition Groups | 2.7971 | 38218.4579 | 0.038218 | 6695.2834 | 0.00041777 | 60 | Residential_2036_Achievable_GWh_After Competition Groups_60 | ECM MOTORS FOR HVAC APPLICATION (FAN-POWERED VAV BOX) | 0.04178% | 0.038218 | 2.7971 | Residential_2036_Achievable_GWh_After Competition Groups_ECM MOTORS FOR HVAC APPLICATION (FAN-POWERED VAV BOX)
Residential | Res ¦ ENERGY STAR LED Lamps (General Service Lamps) | 2036 | Economic | GWh | After Competition Groups | 3.4719 | 15728.5185 | 0.015729 | 11028.6729 | 0.0003148 | 59 | Residential_2036_Economic_GWh_After Competition Groups_59 | ENERGY STAR LED Lamps (General Service Lamps) | 0.03148% | 0.015729 | 3.4719 | Residential_2036_Economic_GWh_After Competition Groups_ENERGY STAR LED Lamps (General Service Lamps)
Residential | Res ¦ VFD on Pumps | 2036 | Technical | GWh | After Competition Groups | 4.7528 | 37645.5204 | 0.037646 | 15414.7666 | 0.00030833 | 70 | Residential_2036_Technical_GWh_After Competition Groups_70 | VFD on Pumps | 0.03083% | 0.037646 | 4.7528 | Residential_2036_Technical_GWh_After Competition Groups_VFD on Pumps
Residential | Res ¦ ECM MOTORS FOR HVAC APPLICATION (FAN-POWERED VAV BOX) | 2036 | Economic | GWh | After Competition Groups | 3.2941 | 38218.4579 | 0.038218 | 11028.6729 | 0.00029869 | 60 | Residential_2036_Economic_GWh_After Competition Groups_60 | ECM MOTORS FOR HVAC APPLICATION (FAN-POWERED VAV BOX) | 0.02987% | 0.038218 | 3.2941 | Residential_2036_Economic_GWh_After Competition Groups_ECM MOTORS FOR HVAC APPLICATION (FAN-POWERED VAV BOX)
Residential | Res ¦ Beverage Vending Machine Controls | 2036 | Achievable | GWh | After Competition Groups | 1.9349 | 20095.8431 | 0.020096 | 6695.2834 | 0.000289 | 61 | Residential_2036_Achievable_GWh_After Competition Groups_61 | Beverage Vending Machine Controls | 0.0289% | 0.020096 | 1.9349 | Residential_2036_Achievable_GWh_After Competition Groups_Beverage Vending Machine Controls
Residential | Res ¦ Tankless Water Heater | 2036 | Technical | GWh | After Competition Groups | 3.7472 | 99132.0783 | 0.099132 | 15414.7666 | 0.00024309 | 71 | Residential_2036_Technical_GWh_After Competition Groups_71 | Tankless Water Heater | 0.02431% | 0.099132 | 3.7472 | Residential_2036_Technical_GWh_After Competition Groups_Tankless Water Heater
Residential | Res ¦ ENERGY STAR LED Lamps (General Service Lamps) | 2036 | Technical | GWh | After Competition Groups | 3.4719 | 15728.5185 | 0.015729 | 15414.7666 | 0.00022523 | 72 | Residential_2036_Technical_GWh_After Competition Groups_72 | ENERGY STAR LED Lamps (General Service Lamps) | 0.02252% | 0.015729 | 3.4719 | Residential_2036_Technical_GWh_After Competition Groups_ENERGY STAR LED Lamps (General Service Lamps)
Residential | Res ¦ ECM MOTORS FOR HVAC APPLICATION (FAN-POWERED VAV BOX) | 2036 | Technical | GWh | After Competition Groups | 3.2941 | 38218.4579 | 0.038218 | 15414.7666 | 0.0002137 | 73 | Residential_2036_Technical_GWh_After Competition Groups_73 | ECM MOTORS FOR HVAC APPLICATION (FAN-POWERED VAV BOX) | 0.02137% | 0.038218 | 3.2941 | Residential_2036_Technical_GWh_After Competition Groups_ECM MOTORS FOR HVAC APPLICATION (FAN-POWERED VAV BOX)
Residential | Res ¦ Beverage Vending Machine Controls | 2036 | Economic | GWh | After Competition Groups | 2.3509 | 20095.8431 | 0.020096 | 11028.6729 | 0.00021317 | 61 | Residential_2036_Economic_GWh_After Competition Groups_61 | Beverage Vending Machine Controls | 0.02132% | 0.020096 | 2.3509 | Residential_2036_Economic_GWh_After Competition Groups_Beverage Vending Machine Controls
Residential | Res ¦ HVAC Optimization | 2036 | Technical | GWh | After Competition Groups | 3.1326 | 0 | 0 | 15414.7666 | 0.00020322 | 74 | Residential_2036_Technical_GWh_After Competition Groups_74 | HVAC Optimization | 0.02032% | 0 | 3.1326 | Residential_2036_Technical_GWh_After Competition Groups_HVAC Optimization
Residential | Res ¦ Heat Pump Water Heater | 2036 | Achievable | GWh | After Competition Groups | 1.3266 | 400961.1561 | 0.40096 | 6695.2834 | 0.00019814 | 62 | Residential_2036_Achievable_GWh_After Competition Groups_62 | Heat Pump Water Heater | 0.01981% | 0.40096 | 1.3266 | Residential_2036_Achievable_GWh_After Competition Groups_Heat Pump Water Heater
Residential | Res ¦ Beverage Vending Machine Controls | 2036 | Technical | GWh | After Competition Groups | 2.3509 | 20095.8431 | 0.020096 | 15414.7666 | 0.00015251 | 75 | Residential_2036_Technical_GWh_After Competition Groups_75 | Beverage Vending Machine Controls | 0.01525% | 0.020096 | 2.3509 | Residential_2036_Technical_GWh_After Competition Groups_Beverage Vending Machine Controls
Residential | Res ¦ DHW Recirculation Systems | 2036 | Achievable | GWh | After Competition Groups | 0.77713 | 1413783.0888 | 1.4138 | 6695.2834 | 0.00011607 | 63 | Residential_2036_Achievable_GWh_After Competition Groups_63 | DHW Recirculation Systems | 0.01161% | 1.4138 | 0.77713 | Residential_2036_Achievable_GWh_After Competition Groups_DHW Recirculation Systems
Residential | Res ¦ Air Source Heat Pump | 2036 | Achievable | GWh | After Competition Groups | 0.46808 | 174002.7218 | 0.174 | 6695.2834 | 6.9912e-05 | 64 | Residential_2036_Achievable_GWh_After Competition Groups_64 | Air Source Heat Pump | 0.006991% | 0.174 | 0.46808 | Residential_2036_Achievable_GWh_After Competition Groups_Air Source Heat Pump
Residential | Res ¦ Chilled Water Optimization | 2036 | Achievable | GWh | After Competition Groups | 0.2924 | 241.6008 | 0.0002416 | 6695.2834 | 4.3673e-05 | 65 | Residential_2036_Achievable_GWh_After Competition Groups_65 | Chilled Water Optimization | 0.004367% | 0.0002416 | 0.2924 | Residential_2036_Achievable_GWh_After Competition Groups_Chilled Water Optimization
Residential | Res ¦ Chilled Water Optimization | 2036 | Economic | GWh | After Competition Groups | 0.43533 | 241.6008 | 0.0002416 | 11028.6729 | 3.9473e-05 | 62 | Residential_2036_Economic_GWh_After Competition Groups_62 | Chilled Water Optimization | 0.003947% | 0.0002416 | 0.43533 | Residential_2036_Economic_GWh_After Competition Groups_Chilled Water Optimization
Residential | Res ¦ Wall Insulation MF | 2036 | Technical | GWh | After Competition Groups | 0.57824 | 319.4472 | 0.00031945 | 15414.7666 | 3.7512e-05 | 76 | Residential_2036_Technical_GWh_After Competition Groups_76 | Wall Insulation MF | 0.003751% | 0.00031945 | 0.57824 | Residential_2036_Technical_GWh_After Competition Groups_Wall Insulation MF
Residential | Res ¦ LED High Bay Fixture | 2036 | Achievable | GWh | After Competition Groups | 0.1994 | 26603.6283 | 0.026604 | 6695.2834 | 2.9782e-05 | 66 | Residential_2036_Achievable_GWh_After Competition Groups_66 | LED High Bay Fixture | 0.002978% | 0.026604 | 0.1994 | Residential_2036_Achievable_GWh_After Competition Groups_LED High Bay Fixture
Residential | Res ¦ Chilled Water Optimization | 2036 | Technical | GWh | After Competition Groups | 0.43533 | 241.6008 | 0.0002416 | 15414.7666 | 2.8241e-05 | 77 | Residential_2036_Technical_GWh_After Competition Groups_77 | Chilled Water Optimization | 0.002824% | 0.0002416 | 0.43533 | Residential_2036_Technical_GWh_After Competition Groups_Chilled Water Optimization
Residential | Res ¦ LED High Bay Fixture | 2036 | Economic | GWh | After Competition Groups | 0.2621 | 26603.6283 | 0.026604 | 11028.6729 | 2.3765e-05 | 63 | Residential_2036_Economic_GWh_After Competition Groups_63 | LED High Bay Fixture | 0.002377% | 0.026604 | 0.2621 | Residential_2036_Economic_GWh_After Competition Groups_LED High Bay Fixture
Residential | Res ¦ LED Recessed Downlights | 2036 | Technical | GWh | After Competition Groups | 0.30489 | 0 | 0 | 15414.7666 | 1.9779e-05 | 78 | Residential_2036_Technical_GWh_After Competition Groups_78 | LED Recessed Downlights | 0.001978% | 0 | 0.30489 | Residential_2036_Technical_GWh_After Competition Groups_LED Recessed Downlights
Residential | Res ¦ LED High Bay Fixture | 2036 | Technical | GWh | After Competition Groups | 0.2621 | 26603.6283 | 0.026604 | 15414.7666 | 1.7003e-05 | 79 | Residential_2036_Technical_GWh_After Competition Groups_79 | LED High Bay Fixture | 0.0017% | 0.026604 | 0.2621 | Residential_2036_Technical_GWh_After Competition Groups_LED High Bay Fixture
Residential | Res ¦ Networked/ Connected - Indoor LED Luminaire | 2036 | Achievable | GWh | After Competition Groups | 0.050748 | 50217.9828 | 0.050218 | 6695.2834 | 7.5797e-06 | 67 | Residential_2036_Achievable_GWh_After Competition Groups_67 | Networked/ Connected - Indoor LED Luminaire | 0.000758% | 0.050218 | 0.050748 | Residential_2036_Achievable_GWh_After Competition Groups_Networked/ Connected - Indoor LED Luminaire
Residential | Res ¦ Solar Water Preheat (Pools/DHW) | 2036 | Technical | GWh | After Competition Groups | 0.10673 | 0 | 0 | 15414.7666 | 6.9241e-06 | 80 | Residential_2036_Technical_GWh_After Competition Groups_80 | Solar Water Preheat (Pools/DHW) | 0.0006924% | 0 | 0.10673 | Residential_2036_Technical_GWh_After Competition Groups_Solar Water Preheat (Pools/DHW)
Residential | Res ¦ Wall Insulation MF | 2036 | Economic | GWh | After Competition Groups | 0.060728 | 319.4472 | 0.00031945 | 11028.6729 | 5.5064e-06 | 64 | Residential_2036_Economic_GWh_After Competition Groups_64 | Wall Insulation MF | 0.0005506% | 0.00031945 | 0.060728 | Residential_2036_Economic_GWh_After Competition Groups_Wall Insulation MF
Residential | Res ¦ Wall Insulation MF | 2036 | Achievable | GWh | After Competition Groups | 0.014475 | 319.4472 | 0.00031945 | 6695.2834 | 2.162e-06 | 68 | Residential_2036_Achievable_GWh_After Competition Groups_68 | Wall Insulation MF | 0.0002162% | 0.00031945 | 0.014475 | Residential_2036_Achievable_GWh_After Competition Groups_Wall Insulation MF
Residential | Res ¦ Photocell Controls (Outdoor) | 2036 | Technical | GWh | After Competition Groups | 0.00032453 | 0 | 0 | 15414.7666 | 2.1053e-08 | 81 | Residential_2036_Technical_GWh_After Competition Groups_81 | Photocell Controls (Outdoor) | 2.105e-06% | 0 | 0.00032453 | Residential_2036_Technical_GWh_After Competition Groups_Photocell Controls (Outdoor)
Residential | Res ¦ Lighting Motion Sensors, Timers, Dimmers | 2036 | Achievable | GWh | After Competition Groups | 0 | 0 | 0 | 6695.2834 | 0 | 69 | Residential_2036_Achievable_GWh_After Competition Groups_69 | Lighting Motion Sensors, Timers, Dimmers | 0% | 0 | 0 | Residential_2036_Achievable_GWh_After Competition Groups_Lighting Motion Sensors, Timers, Dimmers
Residential | Res ¦ Lighting Motion Sensors, Timers, Dimmers | 2036 | Economic | GWh | After Competition Groups | 0 | 0 | 0 | 11028.6729 | 0 | 65 | Residential_2036_Economic_GWh_After Competition Groups_65 | Lighting Motion Sensors, Timers, Dimmers | 0% | 0 | 0 | Residential_2036_Economic_GWh_After Competition Groups_Lighting Motion Sensors, Timers, Dimmers
Residential | Res ¦ Energy Star A Line, PAR, MR Lamps | 2037 | Economic | GWh | After Competition Groups | 1792.402 | 25520.5497 | 0.025521 | 11318.9229 | 0.15835 | 1 | Residential_2037_Economic_GWh_After Competition Groups_1 | Energy Star A Line, PAR, MR Lamps | 15.84% | 0.025521 | 1792.402 | Residential_2037_Economic_GWh_After Competition Groups_Energy Star A Line, PAR, MR Lamps
Residential | Res ¦ Smart Power Bar | 2037 | Economic | GWh | After Competition Groups | 1380.1492 | 28507036.2263 | 28.507 | 11318.9229 | 0.12193 | 2 | Residential_2037_Economic_GWh_After Competition Groups_2 | Smart Power Bar | 12.19% | 28.507 | 1380.1492 | Residential_2037_Economic_GWh_After Competition Groups_Smart Power Bar
Residential | Res ¦ Energy Star A Line, PAR, MR Lamps | 2037 | Technical | GWh | After Competition Groups | 1792.402 | 25520.5497 | 0.025521 | 15664.078 | 0.11443 | 1 | Residential_2037_Technical_GWh_After Competition Groups_1 | Energy Star A Line, PAR, MR Lamps | 11.44% | 0.025521 | 1792.402 | Residential_2037_Technical_GWh_After Competition Groups_Energy Star A Line, PAR, MR Lamps
Residential | Res ¦ Smart Power Bar | 2037 | Achievable | GWh | After Competition Groups | 770.5651 | 28507036.2263 | 28.507 | 7140.6987 | 0.10791 | 1 | Residential_2037_Achievable_GWh_After Competition Groups_1 | Smart Power Bar | 10.79% | 28.507 | 770.5651 | Residential_2037_Achievable_GWh_After Competition Groups_Smart Power Bar
Residential | Res ¦ Smart Power Bar | 2037 | Technical | GWh | After Competition Groups | 1380.1492 | 28507036.2263 | 28.507 | 15664.078 | 0.088109 | 2 | Residential_2037_Technical_GWh_After Competition Groups_2 | Smart Power Bar | 8.811% | 28.507 | 1380.1492 | Residential_2037_Technical_GWh_After Competition Groups_Smart Power Bar
Residential | Res ¦ Energy Star Clothes Washer | 2037 | Achievable | GWh | After Competition Groups | 602.9609 | 16012954.4698 | 16.013 | 7140.6987 | 0.08444 | 2 | Residential_2037_Achievable_GWh_After Competition Groups_2 | Energy Star Clothes Washer | 8.444% | 16.013 | 602.9609 | Residential_2037_Achievable_GWh_After Competition Groups_Energy Star Clothes Washer
Residential | Res ¦ Energy Star Clothes Washer | 2037 | Economic | GWh | After Competition Groups | 725.7806 | 16012954.4698 | 16.013 | 11318.9229 | 0.064121 | 3 | Residential_2037_Economic_GWh_After Competition Groups_3 | Energy Star Clothes Washer | 6.412% | 16.013 | 725.7806 | Residential_2037_Economic_GWh_After Competition Groups_Energy Star Clothes Washer
Residential | Res ¦ Ductless Mini-Split Heat Pump | 2037 | Achievable | GWh | After Competition Groups | 455.2597 | 6404674.3184 | 6.4047 | 7140.6987 | 0.063756 | 3 | Residential_2037_Achievable_GWh_After Competition Groups_3 | Ductless Mini-Split Heat Pump | 6.376% | 6.4047 | 455.2597 | Residential_2037_Achievable_GWh_After Competition Groups_Ductless Mini-Split Heat Pump
Residential | Res ¦ Ductless Mini-Split Heat Pump | 2037 | Economic | GWh | After Competition Groups | 715.7625 | 6404674.3184 | 6.4047 | 11318.9229 | 0.063236 | 4 | Residential_2037_Economic_GWh_After Competition Groups_4 | Ductless Mini-Split Heat Pump | 6.324% | 6.4047 | 715.7625 | Residential_2037_Economic_GWh_After Competition Groups_Ductless Mini-Split Heat Pump
Residential | Res ¦ Adaptive Thermostat | 2037 | Economic | GWh | After Competition Groups | 714.0085 | 8357657.3898 | 8.3577 | 11318.9229 | 0.063081 | 5 | Residential_2037_Economic_GWh_After Competition Groups_5 | Adaptive Thermostat | 6.308% | 8.3577 | 714.0085 | Residential_2037_Economic_GWh_After Competition Groups_Adaptive Thermostat
Residential | Res ¦ Energy Star LED Bulbs General Purpose LEDs | 2037 | Achievable | GWh | After Competition Groups | 445.0057 | 0 | 0 | 7140.6987 | 0.06232 | 4 | Residential_2037_Achievable_GWh_After Competition Groups_4 | Energy Star LED Bulbs General Purpose LEDs | 6.232% | 0 | 445.0057 | Residential_2037_Achievable_GWh_After Competition Groups_Energy Star LED Bulbs General Purpose LEDs
Residential | Res ¦ Energy Star Refrigerator | 2037 | Technical | GWh | After Competition Groups | 899.2888 | 0 | 0 | 15664.078 | 0.057411 | 3 | Residential_2037_Technical_GWh_After Competition Groups_3 | Energy Star Refrigerator | 5.741% | 0 | 899.2888 | Residential_2037_Technical_GWh_After Competition Groups_Energy Star Refrigerator
Residential | Res ¦ Energy Star LED Specialty Bulbs | 2037 | Achievable | GWh | After Competition Groups | 398.0973 | 34401.7272 | 0.034402 | 7140.6987 | 0.05575 | 5 | Residential_2037_Achievable_GWh_After Competition Groups_5 | Energy Star LED Specialty Bulbs | 5.575% | 0.034402 | 398.0973 | Residential_2037_Achievable_GWh_After Competition Groups_Energy Star LED Specialty Bulbs
Residential | Res ¦ Variable Speed Pool Pump Motor | 2037 | Achievable | GWh | After Competition Groups | 395.8279 | 2005492.3131 | 2.0055 | 7140.6987 | 0.055433 | 6 | Residential_2037_Achievable_GWh_After Competition Groups_6 | Variable Speed Pool Pump Motor | 5.543% | 2.0055 | 395.8279 | Residential_2037_Achievable_GWh_After Competition Groups_Variable Speed Pool Pump Motor
Residential | Res ¦ Smart Burners | 2037 | Economic | GWh | After Competition Groups | 603.4845 | 37639569.6939 | 37.6396 | 11318.9229 | 0.053316 | 6 | Residential_2037_Economic_GWh_After Competition Groups_6 | Smart Burners | 5.332% | 37.6396 | 603.4845 | Residential_2037_Economic_GWh_After Competition Groups_Smart Burners
Residential | Res ¦ Smart Burners | 2037 | Technical | GWh | After Competition Groups | 799.8163 | 37639569.6939 | 37.6396 | 15664.078 | 0.051061 | 4 | Residential_2037_Technical_GWh_After Competition Groups_4 | Smart Burners | 5.106% | 37.6396 | 799.8163 | Residential_2037_Technical_GWh_After Competition Groups_Smart Burners
Residential | Res ¦ Car Block Heater Timer | 2037 | Achievable | GWh | After Competition Groups | 361.2409 | 268688.1823 | 0.26869 | 7140.6987 | 0.050589 | 7 | Residential_2037_Achievable_GWh_After Competition Groups_7 | Car Block Heater Timer | 5.059% | 0.26869 | 361.2409 | Residential_2037_Achievable_GWh_After Competition Groups_Car Block Heater Timer
Residential | Res ¦ Energy Star Clothes Washer | 2037 | Technical | GWh | After Competition Groups | 725.7806 | 16012954.4698 | 16.013 | 15664.078 | 0.046334 | 5 | Residential_2037_Technical_GWh_After Competition Groups_5 | Energy Star Clothes Washer | 4.633% | 16.013 | 725.7806 | Residential_2037_Technical_GWh_After Competition Groups_Energy Star Clothes Washer
Residential | Res ¦ Ductless Mini-Split Heat Pump | 2037 | Technical | GWh | After Competition Groups | 715.7625 | 6404674.3184 | 6.4047 | 15664.078 | 0.045695 | 6 | Residential_2037_Technical_GWh_After Competition Groups_6 | Ductless Mini-Split Heat Pump | 4.569% | 6.4047 | 715.7625 | Residential_2037_Technical_GWh_After Competition Groups_Ductless Mini-Split Heat Pump
Residential | Res ¦ Adaptive Thermostat | 2037 | Technical | GWh | After Competition Groups | 714.0085 | 8357657.3898 | 8.3577 | 15664.078 | 0.045583 | 7 | Residential_2037_Technical_GWh_After Competition Groups_7 | Adaptive Thermostat | 4.558% | 8.3577 | 714.0085 | Residential_2037_Technical_GWh_After Competition Groups_Adaptive Thermostat
Residential | Res ¦ Energy Star Ground Source Heat Pump | 2037 | Technical | GWh | After Competition Groups | 696.969 | 0 | 0 | 15664.078 | 0.044495 | 8 | Residential_2037_Technical_GWh_After Competition Groups_8 | Energy Star Ground Source Heat Pump | 4.449% | 0 | 696.969 | Residential_2037_Technical_GWh_After Competition Groups_Energy Star Ground Source Heat Pump
Residential | Res ¦ Energy Star A Line, PAR, MR Lamps | 2037 | Achievable | GWh | After Competition Groups | 315.0798 | 25520.5497 | 0.025521 | 7140.6987 | 0.044125 | 8 | Residential_2037_Achievable_GWh_After Competition Groups_8 | Energy Star A Line, PAR, MR Lamps | 4.412% | 0.025521 | 315.0798 | Residential_2037_Achievable_GWh_After Competition Groups_Energy Star A Line, PAR, MR Lamps
Residential | Res ¦ Building Recommissioning, Operations and Maintenance (O&M) Improvements | 2037 | Achievable | GWh | After Competition Groups | 310.8558 | 60657.173 | 0.060657 | 7140.6987 | 0.043533 | 9 | Residential_2037_Achievable_GWh_After Competition Groups_9 | Building Recommissioning, Operations and Maintenance (O&M) Improvements | 4.353% | 0.060657 | 310.8558 | Residential_2037_Achievable_GWh_After Competition Groups_Building Recommissioning, Operations and Maintenance (O&M) Improvements
Residential | Res ¦ Air Sealing | 2037 | Economic | GWh | After Competition Groups | 489.096 | 6959008.5147 | 6.959 | 11318.9229 | 0.04321 | 7 | Residential_2037_Economic_GWh_After Competition Groups_7 | Air Sealing | 4.321% | 6.959 | 489.096 | Residential_2037_Economic_GWh_After Competition Groups_Air Sealing
Residential | Res ¦ Adaptive Thermostat | 2037 | Achievable | GWh | After Competition Groups | 290.9561 | 8357657.3898 | 8.3577 | 7140.6987 | 0.040746 | 10 | Residential_2037_Achievable_GWh_After Competition Groups_10 | Adaptive Thermostat | 4.075% | 8.3577 | 290.9561 | Residential_2037_Achievable_GWh_After Competition Groups_Adaptive Thermostat
Residential | Res ¦ Heat Pump Clothes Dryer | 2037 | Technical | GWh | After Competition Groups | 615.9555 | 0 | 0 | 15664.078 | 0.039323 | 9 | Residential_2037_Technical_GWh_After Competition Groups_9 | Heat Pump Clothes Dryer | 3.932% | 0 | 615.9555 | Residential_2037_Technical_GWh_After Competition Groups_Heat Pump Clothes Dryer
Residential | Res ¦ Energy Star Torchiere | 2037 | Achievable | GWh | After Competition Groups | 266.7948 | 1754433.8644 | 1.7544 | 7140.6987 | 0.037363 | 11 | Residential_2037_Achievable_GWh_After Competition Groups_11 | Energy Star Torchiere | 3.736% | 1.7544 | 266.7948 | Residential_2037_Achievable_GWh_After Competition Groups_Energy Star Torchiere
Residential | Res ¦ Energy Star Air Source Heat Pump | 2037 | Economic | GWh | After Competition Groups | 393.6494 | 4037638.1704 | 4.0376 | 11318.9229 | 0.034778 | 8 | Residential_2037_Economic_GWh_After Competition Groups_8 | Energy Star Air Source Heat Pump | 3.478% | 4.0376 | 393.6494 | Residential_2037_Economic_GWh_After Competition Groups_Energy Star Air Source Heat Pump
Residential | Res ¦ Smart Burners | 2037 | Achievable | GWh | After Competition Groups | 247.0215 | 37639569.6939 | 37.6396 | 7140.6987 | 0.034593 | 12 | Residential_2037_Achievable_GWh_After Competition Groups_12 | Smart Burners | 3.459% | 37.6396 | 247.0215 | Residential_2037_Achievable_GWh_After Competition Groups_Smart Burners
Residential | Res ¦ Car Block Heater Timer | 2037 | Economic | GWh | After Competition Groups | 383.0607 | 268688.1823 | 0.26869 | 11318.9229 | 0.033843 | 9 | Residential_2037_Economic_GWh_After Competition Groups_9 | Car Block Heater Timer | 3.384% | 0.26869 | 383.0607 | Residential_2037_Economic_GWh_After Competition Groups_Car Block Heater Timer
Residential | Res ¦ Variable Speed Pool Pump Motor | 2037 | Economic | GWh | After Competition Groups | 366.9841 | 2005492.3131 | 2.0055 | 11318.9229 | 0.032422 | 10 | Residential_2037_Economic_GWh_After Competition Groups_10 | Variable Speed Pool Pump Motor | 3.242% | 2.0055 | 366.9841 | Residential_2037_Economic_GWh_After Competition Groups_Variable Speed Pool Pump Motor
Residential | Res ¦ Energy Star Torchiere | 2037 | Economic | GWh | After Competition Groups | 363.5368 | 1754433.8644 | 1.7544 | 11318.9229 | 0.032118 | 11 | Residential_2037_Economic_GWh_After Competition Groups_11 | Energy Star Torchiere | 3.212% | 1.7544 | 363.5368 | Residential_2037_Economic_GWh_After Competition Groups_Energy Star Torchiere
Residential | Res ¦ Air Sealing | 2037 | Technical | GWh | After Competition Groups | 489.096 | 6959008.5147 | 6.959 | 15664.078 | 0.031224 | 10 | Residential_2037_Technical_GWh_After Competition Groups_10 | Air Sealing | 3.122% | 6.959 | 489.096 | Residential_2037_Technical_GWh_After Competition Groups_Air Sealing
Residential | Res ¦ Energy Star Central Air Conditioner | 2037 | Technical | GWh | After Competition Groups | 455.1767 | 0 | 0 | 15664.078 | 0.029059 | 11 | Residential_2037_Technical_GWh_After Competition Groups_11 | Energy Star Central Air Conditioner | 2.906% | 0 | 455.1767 | Residential_2037_Technical_GWh_After Competition Groups_Energy Star Central Air Conditioner
Residential | Res ¦ Energy Star Light Fixture | 2037 | Technical | GWh | After Competition Groups | 445.1209 | 9393239.0655 | 9.3932 | 15664.078 | 0.028417 | 12 | Residential_2037_Technical_GWh_After Competition Groups_12 | Energy Star Light Fixture | 2.842% | 9.3932 | 445.1209 | Residential_2037_Technical_GWh_After Competition Groups_Energy Star Light Fixture
Residential | Res ¦ Energy Star Light Fixture | 2037 | Achievable | GWh | After Competition Groups | 202.4768 | 9393239.0655 | 9.3932 | 7140.6987 | 0.028355 | 13 | Residential_2037_Achievable_GWh_After Competition Groups_13 | Energy Star Light Fixture | 2.836% | 9.3932 | 202.4768 | Residential_2037_Achievable_GWh_After Competition Groups_Energy Star Light Fixture
Residential | Res ¦ Energy Star Light Fixture | 2037 | Economic | GWh | After Competition Groups | 299.891 | 9393239.0655 | 9.3932 | 11318.9229 | 0.026495 | 12 | Residential_2037_Economic_GWh_After Competition Groups_12 | Energy Star Light Fixture | 2.649% | 9.3932 | 299.891 | Residential_2037_Economic_GWh_After Competition Groups_Energy Star Light Fixture
Residential | Res ¦ Building Recommissioning, Operations and Maintenance (O&M) Improvements | 2037 | Economic | GWh | After Competition Groups | 288.1974 | 60657.173 | 0.060657 | 11318.9229 | 0.025462 | 13 | Residential_2037_Economic_GWh_After Competition Groups_13 | Building Recommissioning, Operations and Maintenance (O&M) Improvements | 2.546% | 0.060657 | 288.1974 | Residential_2037_Economic_GWh_After Competition Groups_Building Recommissioning, Operations and Maintenance (O&M) Improvements
Residential | Res ¦ Car Block Heater Timer | 2037 | Technical | GWh | After Competition Groups | 383.0607 | 268688.1823 | 0.26869 | 15664.078 | 0.024455 | 13 | Residential_2037_Technical_GWh_After Competition Groups_13 | Car Block Heater Timer | 2.445% | 0.26869 | 383.0607 | Residential_2037_Technical_GWh_After Competition Groups_Car Block Heater Timer
Residential | Res ¦ Variable Speed Pool Pump Motor | 2037 | Technical | GWh | After Competition Groups | 366.9841 | 2005492.3131 | 2.0055 | 15664.078 | 0.023428 | 14 | Residential_2037_Technical_GWh_After Competition Groups_14 | Variable Speed Pool Pump Motor | 2.343% | 2.0055 | 366.9841 | Residential_2037_Technical_GWh_After Competition Groups_Variable Speed Pool Pump Motor
Residential | Res ¦ Energy Star Torchiere | 2037 | Technical | GWh | After Competition Groups | 363.5368 | 1754433.8644 | 1.7544 | 15664.078 | 0.023208 | 15 | Residential_2037_Technical_GWh_After Competition Groups_15 | Energy Star Torchiere | 2.321% | 1.7544 | 363.5368 | Residential_2037_Technical_GWh_After Competition Groups_Energy Star Torchiere
Residential | Res ¦ Air Sealing | 2037 | Achievable | GWh | After Competition Groups | 163.6392 | 6959008.5147 | 6.959 | 7140.6987 | 0.022916 | 14 | Residential_2037_Achievable_GWh_After Competition Groups_14 | Air Sealing | 2.292% | 6.959 | 163.6392 | Residential_2037_Achievable_GWh_After Competition Groups_Air Sealing
Residential | Res ¦ Basement Wall Insulation | 2037 | Economic | GWh | After Competition Groups | 256.1734 | 2971125.0123 | 2.9711 | 11318.9229 | 0.022632 | 14 | Residential_2037_Economic_GWh_After Competition Groups_14 | Basement Wall Insulation | 2.263% | 2.9711 | 256.1734 | Residential_2037_Economic_GWh_After Competition Groups_Basement Wall Insulation
Residential | Res ¦ Comprehensive Draft Proofing | 2037 | Achievable | GWh | After Competition Groups | 156.1126 | 0 | 0 | 7140.6987 | 0.021862 | 15 | Residential_2037_Achievable_GWh_After Competition Groups_15 | Comprehensive Draft Proofing | 2.186% | 0 | 156.1126 | Residential_2037_Achievable_GWh_After Competition Groups_Comprehensive Draft Proofing
Residential | Res ¦ Ductless Mini-Split Air Conditioner | 2037 | Technical | GWh | After Competition Groups | 340.2158 | 0 | 0 | 15664.078 | 0.021719 | 16 | Residential_2037_Technical_GWh_After Competition Groups_16 | Ductless Mini-Split Air Conditioner | 2.172% | 0 | 340.2158 | Residential_2037_Technical_GWh_After Competition Groups_Ductless Mini-Split Air Conditioner
Residential | Res ¦ Heavy Duty Outdoor/Holiday Plug-in Timers | 2037 | Achievable | GWh | After Competition Groups | 138.9445 | 1268481.1408 | 1.2685 | 7140.6987 | 0.019458 | 16 | Residential_2037_Achievable_GWh_After Competition Groups_16 | Heavy Duty Outdoor/Holiday Plug-in Timers | 1.946% | 1.2685 | 138.9445 | Residential_2037_Achievable_GWh_After Competition Groups_Heavy Duty Outdoor/Holiday Plug-in Timers
Residential | Res ¦ Energy Star Air Source Heat Pump | 2037 | Achievable | GWh | After Competition Groups | 137.4534 | 4037638.1704 | 4.0376 | 7140.6987 | 0.019249 | 17 | Residential_2037_Achievable_GWh_After Competition Groups_17 | Energy Star Air Source Heat Pump | 1.925% | 4.0376 | 137.4534 | Residential_2037_Achievable_GWh_After Competition Groups_Energy Star Air Source Heat Pump
Residential | Res ¦ Passive Attic Ventilation | 2037 | Technical | GWh | After Competition Groups | 293.2337 | 0 | 0 | 15664.078 | 0.01872 | 17 | Residential_2037_Technical_GWh_After Competition Groups_17 | Passive Attic Ventilation | 1.872% | 0 | 293.2337 | Residential_2037_Technical_GWh_After Competition Groups_Passive Attic Ventilation
Residential | Res ¦ Building Recommissioning, Operations and Maintenance (O&M) Improvements | 2037 | Technical | GWh | After Competition Groups | 288.1974 | 60657.173 | 0.060657 | 15664.078 | 0.018399 | 18 | Residential_2037_Technical_GWh_After Competition Groups_18 | Building Recommissioning, Operations and Maintenance (O&M) Improvements | 1.84% | 0.060657 | 288.1974 | Residential_2037_Technical_GWh_After Competition Groups_Building Recommissioning, Operations and Maintenance (O&M) Improvements
Residential | Res ¦ Attic Insulation | 2037 | Economic | GWh | After Competition Groups | 197.7349 | 5194558.4078 | 5.1946 | 11318.9229 | 0.017469 | 15 | Residential_2037_Economic_GWh_After Competition Groups_15 | Attic Insulation | 1.747% | 5.1946 | 197.7349 | Residential_2037_Economic_GWh_After Competition Groups_Attic Insulation
Residential | Res ¦ Energy Star Windows | 2037 | Technical | GWh | After Competition Groups | 265.4796 | 6551856.8753 | 6.5519 | 15664.078 | 0.016948 | 19 | Residential_2037_Technical_GWh_After Competition Groups_19 | Energy Star Windows | 1.695% | 6.5519 | 265.4796 | Residential_2037_Technical_GWh_After Competition Groups_Energy Star Windows
Residential | Res ¦ Basement Wall Insulation | 2037 | Technical | GWh | After Competition Groups | 256.1734 | 2971125.0123 | 2.9711 | 15664.078 | 0.016354 | 20 | Residential_2037_Technical_GWh_After Competition Groups_20 | Basement Wall Insulation | 1.635% | 2.9711 | 256.1734 | Residential_2037_Technical_GWh_After Competition Groups_Basement Wall Insulation
Residential | Res ¦ Occupancy Sensors MF | 2037 | Achievable | GWh | After Competition Groups | 107.6008 | 7534.7237 | 0.0075347 | 7140.6987 | 0.015069 | 18 | Residential_2037_Achievable_GWh_After Competition Groups_18 | Occupancy Sensors MF | 1.507% | 0.0075347 | 107.6008 | Residential_2037_Achievable_GWh_After Competition Groups_Occupancy Sensors MF
Residential | Res ¦ LED Parking Lot Fixture | 2037 | Achievable | GWh | After Competition Groups | 106.3234 | 349267.8483 | 0.34927 | 7140.6987 | 0.01489 | 19 | Residential_2037_Achievable_GWh_After Competition Groups_19 | LED Parking Lot Fixture | 1.489% | 0.34927 | 106.3234 | Residential_2037_Achievable_GWh_After Competition Groups_LED Parking Lot Fixture
Residential | Res ¦ Energy Star Clothes Dryer | 2037 | Economic | GWh | After Competition Groups | 160.0534 | 8319175.6102 | 8.3192 | 11318.9229 | 0.01414 | 16 | Residential_2037_Economic_GWh_After Competition Groups_16 | Energy Star Clothes Dryer | 1.414% | 8.3192 | 160.0534 | Residential_2037_Economic_GWh_After Competition Groups_Energy Star Clothes Dryer
Residential | Res ¦ Basement or Crawlspace Insulation | 2037 | Technical | GWh | After Competition Groups | 213.1687 | 1260517.3063 | 1.2605 | 15664.078 | 0.013609 | 21 | Residential_2037_Technical_GWh_After Competition Groups_21 | Basement or Crawlspace Insulation | 1.361% | 1.2605 | 213.1687 | Residential_2037_Technical_GWh_After Competition Groups_Basement or Crawlspace Insulation
Residential | Res ¦ Wall Insulation | 2037 | Economic | GWh | After Competition Groups | 148.9809 | 3826064.4352 | 3.8261 | 11318.9229 | 0.013162 | 17 | Residential_2037_Economic_GWh_After Competition Groups_17 | Wall Insulation | 1.316% | 3.8261 | 148.9809 | Residential_2037_Economic_GWh_After Competition Groups_Wall Insulation
Residential | Res ¦ Comprehensive Draft Proofing | 2037 | Economic | GWh | After Competition Groups | 144.7333 | 0 | 0 | 11318.9229 | 0.012787 | 18 | Residential_2037_Economic_GWh_After Competition Groups_18 | Comprehensive Draft Proofing | 1.279% | 0 | 144.7333 | Residential_2037_Economic_GWh_After Competition Groups_Comprehensive Draft Proofing
Residential | Res ¦ Attic Insulation | 2037 | Technical | GWh | After Competition Groups | 197.7349 | 5194558.4078 | 5.1946 | 15664.078 | 0.012623 | 22 | Residential_2037_Technical_GWh_After Competition Groups_22 | Attic Insulation | 1.262% | 5.1946 | 197.7349 | Residential_2037_Technical_GWh_After Competition Groups_Attic Insulation
Residential | Res ¦ Lighting Motion Sensors, Timers, Dimmers | 2037 | Technical | GWh | After Competition Groups | 192.5463 | 0 | 0 | 15664.078 | 0.012292 | 23 | Residential_2037_Technical_GWh_After Competition Groups_23 | Lighting Motion Sensors, Timers, Dimmers | 1.229% | 0 | 192.5463 | Residential_2037_Technical_GWh_After Competition Groups_Lighting Motion Sensors, Timers, Dimmers
Residential | Res ¦ Heavy Duty Outdoor/Holiday Plug-in Timers | 2037 | Economic | GWh | After Competition Groups | 138.7394 | 1268481.1408 | 1.2685 | 11318.9229 | 0.012257 | 19 | Residential_2037_Economic_GWh_After Competition Groups_19 | Heavy Duty Outdoor/Holiday Plug-in Timers | 1.226% | 1.2685 | 138.7394 | Residential_2037_Economic_GWh_After Competition Groups_Heavy Duty Outdoor/Holiday Plug-in Timers
Residential | Res ¦ Basement Wall Insulation | 2037 | Achievable | GWh | After Competition Groups | 85.7151 | 2971125.0123 | 2.9711 | 7140.6987 | 0.012004 | 20 | Residential_2037_Achievable_GWh_After Competition Groups_20 | Basement Wall Insulation | 1.2% | 2.9711 | 85.7151 | Residential_2037_Achievable_GWh_After Competition Groups_Basement Wall Insulation
Residential | Res ¦ Energy Star Clothes Dryer | 2037 | Achievable | GWh | After Competition Groups | 84.4499 | 8319175.6102 | 8.3192 | 7140.6987 | 0.011827 | 21 | Residential_2037_Achievable_GWh_After Competition Groups_21 | Energy Star Clothes Dryer | 1.183% | 8.3192 | 84.4499 | Residential_2037_Achievable_GWh_After Competition Groups_Energy Star Clothes Dryer
Residential | Res ¦ Energy Star Room Air Conditioner | 2037 | Economic | GWh | After Competition Groups | 129.9114 | 2584812.8329 | 2.5848 | 11318.9229 | 0.011477 | 20 | Residential_2037_Economic_GWh_After Competition Groups_20 | Energy Star Room Air Conditioner | 1.148% | 2.5848 | 129.9114 | Residential_2037_Economic_GWh_After Competition Groups_Energy Star Room Air Conditioner
Residential | Res ¦ Refrigerator Recycling | 2037 | Achievable | GWh | After Competition Groups | 79.902 | 506698.3772 | 0.5067 | 7140.6987 | 0.01119 | 22 | Residential_2037_Achievable_GWh_After Competition Groups_22 | Refrigerator Recycling | 1.119% | 0.5067 | 79.902 | Residential_2037_Achievable_GWh_After Competition Groups_Refrigerator Recycling
Residential | Res ¦ Clothes Drying Racks | 2037 | Achievable | GWh | After Competition Groups | 72.9463 | 2192125.8451 | 2.1921 | 7140.6987 | 0.010216 | 23 | Residential_2037_Achievable_GWh_After Competition Groups_23 | Clothes Drying Racks | 1.022% | 2.1921 | 72.9463 | Residential_2037_Achievable_GWh_After Competition Groups_Clothes Drying Racks
Residential | Res ¦ Wall Insulation | 2037 | Technical | GWh | After Competition Groups | 154.9627 | 3826064.4352 | 3.8261 | 15664.078 | 0.0098929 | 24 | Residential_2037_Technical_GWh_After Competition Groups_24 | Wall Insulation | 0.9893% | 3.8261 | 154.9627 | Residential_2037_Technical_GWh_After Competition Groups_Wall Insulation
Residential | Res ¦ Heavy Duty Outdoor/Holiday Plug-in Timers | 2037 | Technical | GWh | After Competition Groups | 154.0239 | 1268481.1408 | 1.2685 | 15664.078 | 0.0098329 | 25 | Residential_2037_Technical_GWh_After Competition Groups_25 | Heavy Duty Outdoor/Holiday Plug-in Timers | 0.9833% | 1.2685 | 154.0239 | Residential_2037_Technical_GWh_After Competition Groups_Heavy Duty Outdoor/Holiday Plug-in Timers
Residential | Res ¦ Freezer Recycling | 2037 | Achievable | GWh | After Competition Groups | 70.0529 | 11013203.7644 | 11.0132 | 7140.6987 | 0.0098104 | 24 | Residential_2037_Achievable_GWh_After Competition Groups_24 | Freezer Recycling | 0.981% | 11.0132 | 70.0529 | Residential_2037_Achievable_GWh_After Competition Groups_Freezer Recycling
Residential | Res ¦ LED Parking Lot Fixture | 2037 | Economic | GWh | After Competition Groups | 108.1558 | 349267.8483 | 0.34927 | 11318.9229 | 0.0095553 | 21 | Residential_2037_Economic_GWh_After Competition Groups_21 | LED Parking Lot Fixture | 0.9555% | 0.34927 | 108.1558 | Residential_2037_Economic_GWh_After Competition Groups_LED Parking Lot Fixture
Residential | Res ¦ Furnace with ECM | 2037 | Economic | GWh | After Competition Groups | 107.2757 | 16521364.8541 | 16.5214 | 11318.9229 | 0.0094776 | 22 | Residential_2037_Economic_GWh_After Competition Groups_22 | Furnace with ECM | 0.9478% | 16.5214 | 107.2757 | Residential_2037_Economic_GWh_After Competition Groups_Furnace with ECM
Residential | Res ¦ Attic Insulation | 2037 | Achievable | GWh | After Competition Groups | 66.1488 | 5194558.4078 | 5.1946 | 7140.6987 | 0.0092636 | 25 | Residential_2037_Achievable_GWh_After Competition Groups_25 | Attic Insulation | 0.9264% | 5.1946 | 66.1488 | Residential_2037_Achievable_GWh_After Competition Groups_Attic Insulation
Residential | Res ¦ Comprehensive Draft Proofing | 2037 | Technical | GWh | After Competition Groups | 144.7333 | 0 | 0 | 15664.078 | 0.0092398 | 26 | Residential_2037_Technical_GWh_After Competition Groups_26 | Comprehensive Draft Proofing | 0.924% | 0 | 144.7333 | Residential_2037_Technical_GWh_After Competition Groups_Comprehensive Draft Proofing
Residential | Res ¦ Occupancy Sensors MF | 2037 | Economic | GWh | After Competition Groups | 102.1909 | 7534.7237 | 0.0075347 | 11318.9229 | 0.0090283 | 23 | Residential_2037_Economic_GWh_After Competition Groups_23 | Occupancy Sensors MF | 0.9028% | 0.0075347 | 102.1909 | Residential_2037_Economic_GWh_After Competition Groups_Occupancy Sensors MF
Residential | Res ¦ Energy Star Windows | 2037 | Economic | GWh | After Competition Groups | 96.6106 | 6551856.8753 | 6.5519 | 11318.9229 | 0.0085353 | 24 | Residential_2037_Economic_GWh_After Competition Groups_24 | Energy Star Windows | 0.8535% | 6.5519 | 96.6106 | Residential_2037_Economic_GWh_After Competition Groups_Energy Star Windows
Residential | Res ¦ Radiant Barrier | 2037 | Economic | GWh | After Competition Groups | 96.0902 | 18218732.8307 | 18.2187 | 11318.9229 | 0.0084893 | 25 | Residential_2037_Economic_GWh_After Competition Groups_25 | Radiant Barrier | 0.8489% | 18.2187 | 96.0902 | Residential_2037_Economic_GWh_After Competition Groups_Radiant Barrier
Residential | Res ¦ Solar Powered Attic Fan | 2037 | Technical | GWh | After Competition Groups | 126.2892 | 0 | 0 | 15664.078 | 0.0080623 | 27 | Residential_2037_Technical_GWh_After Competition Groups_27 | Solar Powered Attic Fan | 0.8062% | 0 | 126.2892 | Residential_2037_Technical_GWh_After Competition Groups_Solar Powered Attic Fan
Residential | Res ¦ Furnace with ECM | 2037 | Achievable | GWh | After Competition Groups | 57.3418 | 16521364.8541 | 16.5214 | 7140.6987 | 0.0080303 | 26 | Residential_2037_Achievable_GWh_After Competition Groups_26 | Furnace with ECM | 0.803% | 16.5214 | 57.3418 | Residential_2037_Achievable_GWh_After Competition Groups_Furnace with ECM
Residential | Res ¦ Energy Star Room Air Conditioner | 2037 | Achievable | GWh | After Competition Groups | 56.5782 | 2584812.8329 | 2.5848 | 7140.6987 | 0.0079233 | 27 | Residential_2037_Achievable_GWh_After Competition Groups_27 | Energy Star Room Air Conditioner | 0.7923% | 2.5848 | 56.5782 | Residential_2037_Achievable_GWh_After Competition Groups_Energy Star Room Air Conditioner
Residential | Res ¦ Variable Refrigerant Flow Heat Pump | 2037 | Technical | GWh | After Competition Groups | 117.9023 | 9967682.6916 | 9.9677 | 15664.078 | 0.0075269 | 28 | Residential_2037_Technical_GWh_After Competition Groups_28 | Variable Refrigerant Flow Heat Pump | 0.7527% | 9.9677 | 117.9023 | Residential_2037_Technical_GWh_After Competition Groups_Variable Refrigerant Flow Heat Pump
Residential | Res ¦ Energy Star Windows | 2037 | Achievable | GWh | After Competition Groups | 51.0158 | 6551856.8753 | 6.5519 | 7140.6987 | 0.0071444 | 28 | Residential_2037_Achievable_GWh_After Competition Groups_28 | Energy Star Windows | 0.7144% | 6.5519 | 51.0158 | Residential_2037_Achievable_GWh_After Competition Groups_Energy Star Windows
Residential | Res ¦ LED Downlight | 2037 | Achievable | GWh | After Competition Groups | 50.789 | 694558.9369 | 0.69456 | 7140.6987 | 0.0071126 | 29 | Residential_2037_Achievable_GWh_After Competition Groups_29 | LED Downlight | 0.7113% | 0.69456 | 50.789 | Residential_2037_Achievable_GWh_After Competition Groups_LED Downlight
Residential | Res ¦ LED Exterior Area Lights - LED Fixture (200W) | 2037 | Achievable | GWh | After Competition Groups | 50.0991 | 445947.1905 | 0.44595 | 7140.6987 | 0.007016 | 30 | Residential_2037_Achievable_GWh_After Competition Groups_30 | LED Exterior Area Lights - LED Fixture (200W) | 0.7016% | 0.44595 | 50.0991 | Residential_2037_Achievable_GWh_After Competition Groups_LED Exterior Area Lights - LED Fixture (200W)
Residential | Res ¦ LED Parking Lot Fixture | 2037 | Technical | GWh | After Competition Groups | 108.1558 | 349267.8483 | 0.34927 | 15664.078 | 0.0069047 | 29 | Residential_2037_Technical_GWh_After Competition Groups_29 | LED Parking Lot Fixture | 0.6905% | 0.34927 | 108.1558 | Residential_2037_Technical_GWh_After Competition Groups_LED Parking Lot Fixture
Residential | Res ¦ Furnace with ECM | 2037 | Technical | GWh | After Competition Groups | 107.2757 | 16521364.8541 | 16.5214 | 15664.078 | 0.0068485 | 30 | Residential_2037_Technical_GWh_After Competition Groups_30 | Furnace with ECM | 0.6849% | 16.5214 | 107.2757 | Residential_2037_Technical_GWh_After Competition Groups_Furnace with ECM
Residential | Res ¦ Ceiling Insulation | 2037 | Economic | GWh | After Competition Groups | 75.0506 | 4328707.9532 | 4.3287 | 11318.9229 | 0.0066305 | 26 | Residential_2037_Economic_GWh_After Competition Groups_26 | Ceiling Insulation | 0.6631% | 4.3287 | 75.0506 | Residential_2037_Economic_GWh_After Competition Groups_Ceiling Insulation
Residential | Res ¦ Refrigerator Recycling | 2037 | Economic | GWh | After Competition Groups | 74.0799 | 506698.3772 | 0.5067 | 11318.9229 | 0.0065448 | 27 | Residential_2037_Economic_GWh_After Competition Groups_27 | Refrigerator Recycling | 0.6545% | 0.5067 | 74.0799 | Residential_2037_Economic_GWh_After Competition Groups_Refrigerator Recycling
Residential | Res ¦ Occupancy Sensors MF | 2037 | Technical | GWh | After Competition Groups | 102.1909 | 7534.7237 | 0.0075347 | 15664.078 | 0.0065239 | 31 | Residential_2037_Technical_GWh_After Competition Groups_31 | Occupancy Sensors MF | 0.6524% | 0.0075347 | 102.1909 | Residential_2037_Technical_GWh_After Competition Groups_Occupancy Sensors MF
Residential | Res ¦ Advanced BAS/Controllers | 2037 | Achievable | GWh | After Competition Groups | 45.407 | 302919.5324 | 0.30292 | 7140.6987 | 0.0063589 | 31 | Residential_2037_Achievable_GWh_After Competition Groups_31 | Advanced BAS/Controllers | 0.6359% | 0.30292 | 45.407 | Residential_2037_Achievable_GWh_After Competition Groups_Advanced BAS/Controllers
Residential | Res ¦ Radiant Barrier | 2037 | Technical | GWh | After Competition Groups | 98.7907 | 18218732.8307 | 18.2187 | 15664.078 | 0.0063068 | 32 | Residential_2037_Technical_GWh_After Competition Groups_32 | Radiant Barrier | 0.6307% | 18.2187 | 98.7907 | Residential_2037_Technical_GWh_After Competition Groups_Radiant Barrier
Residential | Res ¦ Energy Star Freezer | 2037 | Achievable | GWh | After Competition Groups | 43.9119 | 3166269.2914 | 3.1663 | 7140.6987 | 0.0061495 | 32 | Residential_2037_Achievable_GWh_After Competition Groups_32 | Energy Star Freezer | 0.615% | 3.1663 | 43.9119 | Residential_2037_Achievable_GWh_After Competition Groups_Energy Star Freezer
Residential | Res ¦ LED Downlight | 2037 | Technical | GWh | After Competition Groups | 96.1932 | 694558.9369 | 0.69456 | 15664.078 | 0.006141 | 33 | Residential_2037_Technical_GWh_After Competition Groups_33 | LED Downlight | 0.6141% | 0.69456 | 96.1932 | Residential_2037_Technical_GWh_After Competition Groups_LED Downlight
Residential | Res ¦ Clothes Drying Racks | 2037 | Economic | GWh | After Competition Groups | 67.6385 | 2192125.8451 | 2.1921 | 11318.9229 | 0.0059757 | 28 | Residential_2037_Economic_GWh_After Competition Groups_28 | Clothes Drying Racks | 0.5976% | 2.1921 | 67.6385 | Residential_2037_Economic_GWh_After Competition Groups_Clothes Drying Racks
Residential | Res ¦ Energy Star Ceiling Fan/Lighting | 2037 | Technical | GWh | After Competition Groups | 91.8471 | 0 | 0 | 15664.078 | 0.0058635 | 34 | Residential_2037_Technical_GWh_After Competition Groups_34 | Energy Star Ceiling Fan/Lighting | 0.5864% | 0 | 91.8471 | Residential_2037_Technical_GWh_After Competition Groups_Energy Star Ceiling Fan/Lighting
Residential | Res ¦ Freezer Recycling | 2037 | Economic | GWh | After Competition Groups | 64.9942 | 11013203.7644 | 11.0132 | 11318.9229 | 0.0057421 | 29 | Residential_2037_Economic_GWh_After Competition Groups_29 | Freezer Recycling | 0.5742% | 11.0132 | 64.9942 | Residential_2037_Economic_GWh_After Competition Groups_Freezer Recycling
Residential | Res ¦ Home Energy Reports | 2037 | Technical | GWh | After Competition Groups | 88.9636 | 649516.3239 | 0.64952 | 15664.078 | 0.0056795 | 35 | Residential_2037_Technical_GWh_After Competition Groups_35 | Home Energy Reports | 0.5679% | 0.64952 | 88.9636 | Residential_2037_Technical_GWh_After Competition Groups_Home Energy Reports
Residential | Res ¦ Duct Insulation | 2037 | Economic | GWh | After Competition Groups | 63.5975 | 2026344.0856 | 2.0263 | 11318.9229 | 0.0056187 | 30 | Residential_2037_Economic_GWh_After Competition Groups_30 | Duct Insulation | 0.5619% | 2.0263 | 63.5975 | Residential_2037_Economic_GWh_After Competition Groups_Duct Insulation
Residential | Res ¦ Furnace Whistle | 2037 | Achievable | GWh | After Competition Groups | 38.0516 | 11782.4396 | 0.011782 | 7140.6987 | 0.0053288 | 33 | Residential_2037_Achievable_GWh_After Competition Groups_33 | Furnace Whistle | 0.5329% | 0.011782 | 38.0516 | Residential_2037_Achievable_GWh_After Competition Groups_Furnace Whistle
Residential | Res ¦ Energy Star Freezer | 2037 | Technical | GWh | After Competition Groups | 82.4953 | 3166269.2914 | 3.1663 | 15664.078 | 0.0052665 | 36 | Residential_2037_Technical_GWh_After Competition Groups_36 | Energy Star Freezer | 0.5267% | 3.1663 | 82.4953 | Residential_2037_Technical_GWh_After Competition Groups_Energy Star Freezer
Residential | Res ¦ Basement or Crawlspace Insulation | 2037 | Economic | GWh | After Competition Groups | 57.3512 | 1260517.3063 | 1.2605 | 11318.9229 | 0.0050668 | 31 | Residential_2037_Economic_GWh_After Competition Groups_31 | Basement or Crawlspace Insulation | 0.5067% | 1.2605 | 57.3512 | Residential_2037_Economic_GWh_After Competition Groups_Basement or Crawlspace Insulation
Residential | Res ¦ Ceiling Insulation | 2037 | Technical | GWh | After Competition Groups | 77.1885 | 4328707.9532 | 4.3287 | 15664.078 | 0.0049277 | 37 | Residential_2037_Technical_GWh_After Competition Groups_37 | Ceiling Insulation | 0.4928% | 4.3287 | 77.1885 | Residential_2037_Technical_GWh_After Competition Groups_Ceiling Insulation
Residential | Res ¦ Window Film | 2037 | Technical | GWh | After Competition Groups | 76.9568 | 0 | 0 | 15664.078 | 0.0049129 | 38 | Residential_2037_Technical_GWh_After Competition Groups_38 | Window Film | 0.4913% | 0 | 76.9568 | Residential_2037_Technical_GWh_After Competition Groups_Window Film
Residential | Res ¦ Outside Air Economizer | 2037 | Achievable | GWh | After Competition Groups | 33.9665 | 145277.9155 | 0.14528 | 7140.6987 | 0.0047567 | 34 | Residential_2037_Achievable_GWh_After Competition Groups_34 | Outside Air Economizer | 0.4757% | 0.14528 | 33.9665 | Residential_2037_Achievable_GWh_After Competition Groups_Outside Air Economizer
Residential | Res ¦ Refrigerator Recycling | 2037 | Technical | GWh | After Competition Groups | 74.0799 | 506698.3772 | 0.5067 | 15664.078 | 0.0047293 | 39 | Residential_2037_Technical_GWh_After Competition Groups_39 | Refrigerator Recycling | 0.4729% | 0.5067 | 74.0799 | Residential_2037_Technical_GWh_After Competition Groups_Refrigerator Recycling
Residential | Res ¦ Floor Insulation | 2037 | Economic | GWh | After Competition Groups | 51.9163 | 2125207.8844 | 2.1252 | 11318.9229 | 0.0045867 | 32 | Residential_2037_Economic_GWh_After Competition Groups_32 | Floor Insulation | 0.4587% | 2.1252 | 51.9163 | Residential_2037_Economic_GWh_After Competition Groups_Floor Insulation
Residential | Res ¦ LED Exterior Area Lights - LED Fixture (200W) | 2037 | Economic | GWh | After Competition Groups | 51.2228 | 445947.1905 | 0.44595 | 11318.9229 | 0.0045254 | 33 | Residential_2037_Economic_GWh_After Competition Groups_33 | LED Exterior Area Lights - LED Fixture (200W) | 0.4525% | 0.44595 | 51.2228 | Residential_2037_Economic_GWh_After Competition Groups_LED Exterior Area Lights - LED Fixture (200W)
Residential | Res ¦ Clothes Drying Racks | 2037 | Technical | GWh | After Competition Groups | 67.6385 | 2192125.8451 | 2.1921 | 15664.078 | 0.0043181 | 40 | Residential_2037_Technical_GWh_After Competition Groups_40 | Clothes Drying Racks | 0.4318% | 2.1921 | 67.6385 | Residential_2037_Technical_GWh_After Competition Groups_Clothes Drying Racks
Residential | Res ¦ Freezer Recycling | 2037 | Technical | GWh | After Competition Groups | 64.9942 | 11013203.7644 | 11.0132 | 15664.078 | 0.0041493 | 41 | Residential_2037_Technical_GWh_After Competition Groups_41 | Freezer Recycling | 0.4149% | 11.0132 | 64.9942 | Residential_2037_Technical_GWh_After Competition Groups_Freezer Recycling
Residential | Res ¦ Duct Insulation | 2037 | Technical | GWh | After Competition Groups | 64.3602 | 2026344.0856 | 2.0263 | 15664.078 | 0.0041088 | 42 | Residential_2037_Technical_GWh_After Competition Groups_42 | Duct Insulation | 0.4109% | 2.0263 | 64.3602 | Residential_2037_Technical_GWh_After Competition Groups_Duct Insulation
Residential | Res ¦ Heat Pump Water Heater | 2037 | Technical | GWh | After Competition Groups | 62.9937 | 384215.834 | 0.38422 | 15664.078 | 0.0040215 | 43 | Residential_2037_Technical_GWh_After Competition Groups_43 | Heat Pump Water Heater | 0.4022% | 0.38422 | 62.9937 | Residential_2037_Technical_GWh_After Competition Groups_Heat Pump Water Heater
Residential | Res ¦ Heat Recovery Ventilator | 2037 | Economic | GWh | After Competition Groups | 43.0097 | 4823792.0634 | 4.8238 | 11318.9229 | 0.0037998 | 34 | Residential_2037_Economic_GWh_After Competition Groups_34 | Heat Recovery Ventilator | 0.38% | 4.8238 | 43.0097 | Residential_2037_Economic_GWh_After Competition Groups_Heat Recovery Ventilator
Residential | Res ¦ Advanced BAS/Controllers | 2037 | Economic | GWh | After Competition Groups | 42.0987 | 302919.5324 | 0.30292 | 11318.9229 | 0.0037193 | 35 | Residential_2037_Economic_GWh_After Competition Groups_35 | Advanced BAS/Controllers | 0.3719% | 0.30292 | 42.0987 | Residential_2037_Economic_GWh_After Competition Groups_Advanced BAS/Controllers
Residential | Res ¦ INTEGRAL LED TROFFERS | 2037 | Technical | GWh | After Competition Groups | 55.9744 | 0 | 0 | 15664.078 | 0.0035734 | 44 | Residential_2037_Technical_GWh_After Competition Groups_44 | INTEGRAL LED TROFFERS | 0.3573% | 0 | 55.9744 | Residential_2037_Technical_GWh_After Competition Groups_INTEGRAL LED TROFFERS
Residential | Res ¦ LED Tube Re-Lamp | 2037 | Achievable | GWh | After Competition Groups | 25.0247 | 491405.4569 | 0.49141 | 7140.6987 | 0.0035045 | 35 | Residential_2037_Achievable_GWh_After Competition Groups_35 | LED Tube Re-Lamp | 0.3505% | 0.49141 | 25.0247 | Residential_2037_Achievable_GWh_After Competition Groups_LED Tube Re-Lamp
Residential | Res ¦ Minimize Hot and Warm Clothes Wash | 2037 | Achievable | GWh | After Competition Groups | 24.2835 | 0 | 0 | 7140.6987 | 0.0034007 | 36 | Residential_2037_Achievable_GWh_After Competition Groups_36 | Minimize Hot and Warm Clothes Wash | 0.3401% | 0 | 24.2835 | Residential_2037_Achievable_GWh_After Competition Groups_Minimize Hot and Warm Clothes Wash
Residential | Res ¦ Radiant Barrier | 2037 | Achievable | GWh | After Competition Groups | 23.8213 | 18218732.8307 | 18.2187 | 7140.6987 | 0.003336 | 37 | Residential_2037_Achievable_GWh_After Competition Groups_37 | Radiant Barrier | 0.3336% | 18.2187 | 23.8213 | Residential_2037_Achievable_GWh_After Competition Groups_Radiant Barrier
Residential | Res ¦ Floor Insulation | 2037 | Technical | GWh | After Competition Groups | 51.9163 | 2125207.8844 | 2.1252 | 15664.078 | 0.0033144 | 45 | Residential_2037_Technical_GWh_After Competition Groups_45 | Floor Insulation | 0.3314% | 2.1252 | 51.9163 | Residential_2037_Technical_GWh_After Competition Groups_Floor Insulation
Residential | Res ¦ LED Exterior Area Lights - LED Fixture (200W) | 2037 | Technical | GWh | After Competition Groups | 51.2228 | 445947.1905 | 0.44595 | 15664.078 | 0.0032701 | 46 | Residential_2037_Technical_GWh_After Competition Groups_46 | LED Exterior Area Lights - LED Fixture (200W) | 0.327% | 0.44595 | 51.2228 | Residential_2037_Technical_GWh_After Competition Groups_LED Exterior Area Lights - LED Fixture (200W)
Residential | Res ¦ Central Lighting Control System | 2037 | Technical | GWh | After Competition Groups | 51.0979 | 0 | 0 | 15664.078 | 0.0032621 | 47 | Residential_2037_Technical_GWh_After Competition Groups_47 | Central Lighting Control System | 0.3262% | 0 | 51.0979 | Residential_2037_Technical_GWh_After Competition Groups_Central Lighting Control System
Residential | Res ¦ Variable Refrigerant Flow Heat Pump | 2037 | Achievable | GWh | After Competition Groups | 22.949 | 9967682.6916 | 9.9677 | 7140.6987 | 0.0032138 | 38 | Residential_2037_Achievable_GWh_After Competition Groups_38 | Variable Refrigerant Flow Heat Pump | 0.3214% | 9.9677 | 22.949 | Residential_2037_Achievable_GWh_After Competition Groups_Variable Refrigerant Flow Heat Pump
Residential | Res ¦ Minimize Hot and Warm Clothes Wash | 2037 | Economic | GWh | After Competition Groups | 36.0223 | 0 | 0 | 11318.9229 | 0.0031825 | 36 | Residential_2037_Economic_GWh_After Competition Groups_36 | Minimize Hot and Warm Clothes Wash | 0.3182% | 0 | 36.0223 | Residential_2037_Economic_GWh_After Competition Groups_Minimize Hot and Warm Clothes Wash
Residential | Res ¦ Furnace Whistle | 2037 | Economic | GWh | After Competition Groups | 35.2779 | 11782.4396 | 0.011782 | 11318.9229 | 0.0031167 | 37 | Residential_2037_Economic_GWh_After Competition Groups_37 | Furnace Whistle | 0.3117% | 0.011782 | 35.2779 | Residential_2037_Economic_GWh_After Competition Groups_Furnace Whistle
Residential | Res ¦ Energy Star Freezer | 2037 | Economic | GWh | After Competition Groups | 33.8758 | 3166269.2914 | 3.1663 | 11318.9229 | 0.0029928 | 38 | Residential_2037_Economic_GWh_After Competition Groups_38 | Energy Star Freezer | 0.2993% | 3.1663 | 33.8758 | Residential_2037_Economic_GWh_After Competition Groups_Energy Star Freezer
Residential | Res ¦ Duct Insulation | 2037 | Achievable | GWh | After Competition Groups | 20.7188 | 2026344.0856 | 2.0263 | 7140.6987 | 0.0029015 | 39 | Residential_2037_Achievable_GWh_After Competition Groups_39 | Duct Insulation | 0.2902% | 2.0263 | 20.7188 | Residential_2037_Achievable_GWh_After Competition Groups_Duct Insulation
Residential | Res ¦ Outside Air Economizer | 2037 | Economic | GWh | After Competition Groups | 32.682 | 145277.9155 | 0.14528 | 11318.9229 | 0.0028874 | 39 | Residential_2037_Economic_GWh_After Competition Groups_39 | Outside Air Economizer | 0.2887% | 0.14528 | 32.682 | Residential_2037_Economic_GWh_After Competition Groups_Outside Air Economizer
Residential | Res ¦ Dehumidifier Recycling | 2037 | Technical | GWh | After Competition Groups | 44.6388 | 0 | 0 | 15664.078 | 0.0028498 | 48 | Residential_2037_Technical_GWh_After Competition Groups_48 | Dehumidifier Recycling | 0.285% | 0 | 44.6388 | Residential_2037_Technical_GWh_After Competition Groups_Dehumidifier Recycling
Residential | Res ¦ Heat Recovery Ventilator | 2037 | Technical | GWh | After Competition Groups | 44.4783 | 4823792.0634 | 4.8238 | 15664.078 | 0.0028395 | 49 | Residential_2037_Technical_GWh_After Competition Groups_49 | Heat Recovery Ventilator | 0.284% | 4.8238 | 44.4783 | Residential_2037_Technical_GWh_After Competition Groups_Heat Recovery Ventilator
Residential | Res ¦ Early Hot Water Heater Replacement | 2037 | Economic | GWh | After Competition Groups | 32.0331 | 5164151.236 | 5.1642 | 11318.9229 | 0.00283 | 40 | Residential_2037_Economic_GWh_After Competition Groups_40 | Early Hot Water Heater Replacement | 0.283% | 5.1642 | 32.0331 | Residential_2037_Economic_GWh_After Competition Groups_Early Hot Water Heater Replacement
Residential | Res ¦ Home Energy Reports | 2037 | Economic | GWh | After Competition Groups | 31.119 | 649516.3239 | 0.64952 | 11318.9229 | 0.0027493 | 41 | Residential_2037_Economic_GWh_After Competition Groups_41 | Home Energy Reports | 0.2749% | 0.64952 | 31.119 | Residential_2037_Economic_GWh_After Competition Groups_Home Energy Reports
Residential | Res ¦ ENERGY STAR LED LAMPS (REFLECTOR LAMPs/MR16/PAR 16) | 2037 | Achievable | GWh | After Competition Groups | 19.5183 | 67262.6842 | 0.067263 | 7140.6987 | 0.0027334 | 40 | Residential_2037_Achievable_GWh_After Competition Groups_40 | ENERGY STAR LED LAMPS (REFLECTOR LAMPs/MR16/PAR 16) | 0.2733% | 0.067263 | 19.5183 | Residential_2037_Achievable_GWh_After Competition Groups_ENERGY STAR LED LAMPS (REFLECTOR LAMPs/MR16/PAR 16)
Residential | Res ¦ Advanced BAS/Controllers | 2037 | Technical | GWh | After Competition Groups | 42.0987 | 302919.5324 | 0.30292 | 15664.078 | 0.0026876 | 50 | Residential_2037_Technical_GWh_After Competition Groups_50 | Advanced BAS/Controllers | 0.2688% | 0.30292 | 42.0987 | Residential_2037_Technical_GWh_After Competition Groups_Advanced BAS/Controllers
Residential | Res ¦ Home Energy Reports | 2037 | Achievable | GWh | After Competition Groups | 18.4237 | 649516.3239 | 0.64952 | 7140.6987 | 0.0025801 | 41 | Residential_2037_Achievable_GWh_After Competition Groups_41 | Home Energy Reports | 0.258% | 0.64952 | 18.4237 | Residential_2037_Achievable_GWh_After Competition Groups_Home Energy Reports
Residential | Res ¦ CO Sensors for parking garage exhaust fans | 2037 | Achievable | GWh | After Competition Groups | 18.346 | 303795.6024 | 0.3038 | 7140.6987 | 0.0025692 | 42 | Residential_2037_Achievable_GWh_After Competition Groups_42 | CO Sensors for parking garage exhaust fans | 0.2569% | 0.3038 | 18.346 | Residential_2037_Achievable_GWh_After Competition Groups_CO Sensors for parking garage exhaust fans
Residential | Res ¦ Duct Insulation MF | 2037 | Economic | GWh | After Competition Groups | 29.0002 | 1592436.1002 | 1.5924 | 11318.9229 | 0.0025621 | 42 | Residential_2037_Economic_GWh_After Competition Groups_42 | Duct Insulation MF | 0.2562% | 1.5924 | 29.0002 | Residential_2037_Economic_GWh_After Competition Groups_Duct Insulation MF
Residential | Res ¦ Tankless Water Heater | 2037 | Achievable | GWh | After Competition Groups | 17.8981 | 1384115.3909 | 1.3841 | 7140.6987 | 0.0025065 | 43 | Residential_2037_Achievable_GWh_After Competition Groups_43 | Tankless Water Heater | 0.2506% | 1.3841 | 17.8981 | Residential_2037_Achievable_GWh_After Competition Groups_Tankless Water Heater
Residential | Res ¦ LED Tube Re-Lamp | 2037 | Technical | GWh | After Competition Groups | 39.1638 | 491405.4569 | 0.49141 | 15664.078 | 0.0025002 | 51 | Residential_2037_Technical_GWh_After Competition Groups_51 | LED Tube Re-Lamp | 0.25% | 0.49141 | 39.1638 | Residential_2037_Technical_GWh_After Competition Groups_LED Tube Re-Lamp
Residential | Res ¦ Early Hot Water Heater Replacement | 2037 | Achievable | GWh | After Competition Groups | 17.5948 | 5164151.236 | 5.1642 | 7140.6987 | 0.002464 | 44 | Residential_2037_Achievable_GWh_After Competition Groups_44 | Early Hot Water Heater Replacement | 0.2464% | 5.1642 | 17.5948 | Residential_2037_Achievable_GWh_After Competition Groups_Early Hot Water Heater Replacement
Residential | Res ¦ Floor Insulation | 2037 | Achievable | GWh | After Competition Groups | 17.3604 | 2125207.8844 | 2.1252 | 7140.6987 | 0.0024312 | 45 | Residential_2037_Achievable_GWh_After Competition Groups_45 | Floor Insulation | 0.2431% | 2.1252 | 17.3604 | Residential_2037_Achievable_GWh_After Competition Groups_Floor Insulation
Residential | Res ¦ LED Tube Re-Lamp | 2037 | Economic | GWh | After Competition Groups | 26.4248 | 491405.4569 | 0.49141 | 11318.9229 | 0.0023346 | 43 | Residential_2037_Economic_GWh_After Competition Groups_43 | LED Tube Re-Lamp | 0.2335% | 0.49141 | 26.4248 | Residential_2037_Economic_GWh_After Competition Groups_LED Tube Re-Lamp
Residential | Res ¦ Energy Star Dehumidifier | 2037 | Economic | GWh | After Competition Groups | 26.2426 | 3689909.063 | 3.6899 | 11318.9229 | 0.0023185 | 44 | Residential_2037_Economic_GWh_After Competition Groups_44 | Energy Star Dehumidifier | 0.2318% | 3.6899 | 26.2426 | Residential_2037_Economic_GWh_After Competition Groups_Energy Star Dehumidifier
Residential | Res ¦ High Efficiency Chiller (avg of water and air cooled) | 2037 | Achievable | GWh | After Competition Groups | 16.515 | 184949.4807 | 0.18495 | 7140.6987 | 0.0023128 | 46 | Residential_2037_Achievable_GWh_After Competition Groups_46 | High Efficiency Chiller (avg of water and air cooled) | 0.2313% | 0.18495 | 16.515 | Residential_2037_Achievable_GWh_After Competition Groups_High Efficiency Chiller (avg of water and air cooled)
Residential | Res ¦ Minimize Hot and Warm Clothes Wash | 2037 | Technical | GWh | After Competition Groups | 36.0223 | 0 | 0 | 15664.078 | 0.0022997 | 52 | Residential_2037_Technical_GWh_After Competition Groups_52 | Minimize Hot and Warm Clothes Wash | 0.23% | 0 | 36.0223 | Residential_2037_Technical_GWh_After Competition Groups_Minimize Hot and Warm Clothes Wash
Residential | Res ¦ Variable Frequency Drive (VFD) | 2037 | Achievable | GWh | After Competition Groups | 16.4073 | 72724.7817 | 0.072725 | 7140.6987 | 0.0022977 | 47 | Residential_2037_Achievable_GWh_After Competition Groups_47 | Variable Frequency Drive (VFD) | 0.2298% | 0.072725 | 16.4073 | Residential_2037_Achievable_GWh_After Competition Groups_Variable Frequency Drive (VFD)
Residential | Res ¦ Furnace Whistle | 2037 | Technical | GWh | After Competition Groups | 35.2779 | 11782.4396 | 0.011782 | 15664.078 | 0.0022522 | 53 | Residential_2037_Technical_GWh_After Competition Groups_53 | Furnace Whistle | 0.2252% | 0.011782 | 35.2779 | Residential_2037_Technical_GWh_After Competition Groups_Furnace Whistle
Residential | Res ¦ Tankless Water Heater | 2037 | Economic | GWh | After Competition Groups | 24.2566 | 1384115.3909 | 1.3841 | 11318.9229 | 0.002143 | 45 | Residential_2037_Economic_GWh_After Competition Groups_45 | Tankless Water Heater | 0.2143% | 1.3841 | 24.2566 | Residential_2037_Economic_GWh_After Competition Groups_Tankless Water Heater
Residential | Res ¦ Outside Air Economizer | 2037 | Technical | GWh | After Competition Groups | 32.682 | 145277.9155 | 0.14528 | 15664.078 | 0.0020864 | 54 | Residential_2037_Technical_GWh_After Competition Groups_54 | Outside Air Economizer | 0.2086% | 0.14528 | 32.682 | Residential_2037_Technical_GWh_After Competition Groups_Outside Air Economizer
Residential | Res ¦ Early Hot Water Heater Replacement | 2037 | Technical | GWh | After Competition Groups | 32.0331 | 5164151.236 | 5.1642 | 15664.078 | 0.002045 | 55 | Residential_2037_Technical_GWh_After Competition Groups_55 | Early Hot Water Heater Replacement | 0.2045% | 5.1642 | 32.0331 | Residential_2037_Technical_GWh_After Competition Groups_Early Hot Water Heater Replacement
Residential | Res ¦ Wall Insulation | 2037 | Achievable | GWh | After Competition Groups | 14.5722 | 3826064.4352 | 3.8261 | 7140.6987 | 0.0020407 | 48 | Residential_2037_Achievable_GWh_After Competition Groups_48 | Wall Insulation | 0.2041% | 3.8261 | 14.5722 | Residential_2037_Achievable_GWh_After Competition Groups_Wall Insulation
Residential | Res ¦ Demand Control Ventilation | 2037 | Achievable | GWh | After Competition Groups | 13.9335 | 18792.5706 | 0.018793 | 7140.6987 | 0.0019513 | 49 | Residential_2037_Achievable_GWh_After Competition Groups_49 | Demand Control Ventilation | 0.1951% | 0.018793 | 13.9335 | Residential_2037_Achievable_GWh_After Competition Groups_Demand Control Ventilation
Residential | Res ¦ Drain Water Heat Recovery | 2037 | Economic | GWh | After Competition Groups | 21.5025 | 3366179.8542 | 3.3662 | 11318.9229 | 0.0018997 | 46 | Residential_2037_Economic_GWh_After Competition Groups_46 | Drain Water Heat Recovery | 0.19% | 3.3662 | 21.5025 | Residential_2037_Economic_GWh_After Competition Groups_Drain Water Heat Recovery
Residential | Res ¦ Duct Insulation MF | 2037 | Technical | GWh | After Competition Groups | 29.0002 | 1592436.1002 | 1.5924 | 15664.078 | 0.0018514 | 56 | Residential_2037_Technical_GWh_After Competition Groups_56 | Duct Insulation MF | 0.1851% | 1.5924 | 29.0002 | Residential_2037_Technical_GWh_After Competition Groups_Duct Insulation MF
Residential | Res ¦ CO Sensors for parking garage exhaust fans | 2037 | Economic | GWh | After Competition Groups | 20.6198 | 303795.6024 | 0.3038 | 11318.9229 | 0.0018217 | 47 | Residential_2037_Economic_GWh_After Competition Groups_47 | CO Sensors for parking garage exhaust fans | 0.1822% | 0.3038 | 20.6198 | Residential_2037_Economic_GWh_After Competition Groups_CO Sensors for parking garage exhaust fans
Residential | Res ¦ Condensing Make Up Air Unit | 2037 | Achievable | GWh | After Competition Groups | 12.6146 | 1293241.2428 | 1.2932 | 7140.6987 | 0.0017666 | 50 | Residential_2037_Achievable_GWh_After Competition Groups_50 | Condensing Make Up Air Unit | 0.1767% | 1.2932 | 12.6146 | Residential_2037_Achievable_GWh_After Competition Groups_Condensing Make Up Air Unit
Residential | Res ¦ Drain Water Heat Recovery | 2037 | Achievable | GWh | After Competition Groups | 12.554 | 3366179.8542 | 3.3662 | 7140.6987 | 0.0017581 | 51 | Residential_2037_Achievable_GWh_After Competition Groups_51 | Drain Water Heat Recovery | 0.1758% | 3.3662 | 12.554 | Residential_2037_Achievable_GWh_After Competition Groups_Drain Water Heat Recovery
Residential | Res ¦ Energy Star Dishwasher | 2037 | Technical | GWh | After Competition Groups | 27.5365 | 0 | 0 | 15664.078 | 0.0017579 | 57 | Residential_2037_Technical_GWh_After Competition Groups_57 | Energy Star Dishwasher | 0.1758% | 0 | 27.5365 | Residential_2037_Technical_GWh_After Competition Groups_Energy Star Dishwasher
Residential | Res ¦ ENERGY STAR LED LAMPS (REFLECTOR LAMPs/MR16/PAR 16) | 2037 | Economic | GWh | After Competition Groups | 19.587 | 67262.6842 | 0.067263 | 11318.9229 | 0.0017305 | 48 | Residential_2037_Economic_GWh_After Competition Groups_48 | ENERGY STAR LED LAMPS (REFLECTOR LAMPs/MR16/PAR 16) | 0.173% | 0.067263 | 19.587 | Residential_2037_Economic_GWh_After Competition Groups_ENERGY STAR LED LAMPS (REFLECTOR LAMPs/MR16/PAR 16)
Residential | Res ¦ Demand Control Ventilation | 2037 | Economic | GWh | After Competition Groups | 19.361 | 18792.5706 | 0.018793 | 11318.9229 | 0.0017105 | 49 | Residential_2037_Economic_GWh_After Competition Groups_49 | Demand Control Ventilation | 0.171% | 0.018793 | 19.361 | Residential_2037_Economic_GWh_After Competition Groups_Demand Control Ventilation
Residential | Res ¦ Water Heater Temperature Setback | 2037 | Achievable | GWh | After Competition Groups | 12.1245 | 11924.9227 | 0.011925 | 7140.6987 | 0.0016979 | 52 | Residential_2037_Achievable_GWh_After Competition Groups_52 | Water Heater Temperature Setback | 0.1698% | 0.011925 | 12.1245 | Residential_2037_Achievable_GWh_After Competition Groups_Water Heater Temperature Setback
Residential | Res ¦ Central Air Conditioner Maintenance | 2037 | Technical | GWh | After Competition Groups | 26.3715 | 0 | 0 | 15664.078 | 0.0016836 | 58 | Residential_2037_Technical_GWh_After Competition Groups_58 | Central Air Conditioner Maintenance | 0.1684% | 0 | 26.3715 | Residential_2037_Technical_GWh_After Competition Groups_Central Air Conditioner Maintenance
Residential | Res ¦ Energy Star Dehumidifier | 2037 | Technical | GWh | After Competition Groups | 26.2426 | 3689909.063 | 3.6899 | 15664.078 | 0.0016753 | 59 | Residential_2037_Technical_GWh_After Competition Groups_59 | Energy Star Dehumidifier | 0.1675% | 3.6899 | 26.2426 | Residential_2037_Technical_GWh_After Competition Groups_Energy Star Dehumidifier
Residential | Res ¦ Variable Refrigerant Flow Heat Pump | 2037 | Economic | GWh | After Competition Groups | 18.851 | 9967682.6916 | 9.9677 | 11318.9229 | 0.0016654 | 50 | Residential_2037_Economic_GWh_After Competition Groups_50 | Variable Refrigerant Flow Heat Pump | 0.1665% | 9.9677 | 18.851 | Residential_2037_Economic_GWh_After Competition Groups_Variable Refrigerant Flow Heat Pump
Residential | Res ¦ Condensing Make Up Air Unit | 2037 | Economic | GWh | After Competition Groups | 18.7087 | 1293241.2428 | 1.2932 | 11318.9229 | 0.0016529 | 51 | Residential_2037_Economic_GWh_After Competition Groups_51 | Condensing Make Up Air Unit | 0.1653% | 1.2932 | 18.7087 | Residential_2037_Economic_GWh_After Competition Groups_Condensing Make Up Air Unit
Residential | Res ¦ High Efficiency Chiller (avg of water and air cooled) | 2037 | Economic | GWh | After Competition Groups | 18.2387 | 184949.4807 | 0.18495 | 11318.9229 | 0.0016113 | 52 | Residential_2037_Economic_GWh_After Competition Groups_52 | High Efficiency Chiller (avg of water and air cooled) | 0.1611% | 0.18495 | 18.2387 | Residential_2037_Economic_GWh_After Competition Groups_High Efficiency Chiller (avg of water and air cooled)
Residential | Res ¦ Heat Pump Water Heater | 2037 | Economic | GWh | After Competition Groups | 16.929 | 384215.834 | 0.38422 | 11318.9229 | 0.0014956 | 53 | Residential_2037_Economic_GWh_After Competition Groups_53 | Heat Pump Water Heater | 0.1496% | 0.38422 | 16.929 | Residential_2037_Economic_GWh_After Competition Groups_Heat Pump Water Heater
Residential | Res ¦ Drain Water Heat Recovery | 2037 | Technical | GWh | After Competition Groups | 21.5025 | 3366179.8542 | 3.3662 | 15664.078 | 0.0013727 | 60 | Residential_2037_Technical_GWh_After Competition Groups_60 | Drain Water Heat Recovery | 0.1373% | 3.3662 | 21.5025 | Residential_2037_Technical_GWh_After Competition Groups_Drain Water Heat Recovery
Residential | Res ¦ Variable Frequency Drive (VFD) | 2037 | Economic | GWh | After Competition Groups | 15.2116 | 72724.7817 | 0.072725 | 11318.9229 | 0.0013439 | 54 | Residential_2037_Economic_GWh_After Competition Groups_54 | Variable Frequency Drive (VFD) | 0.1344% | 0.072725 | 15.2116 | Residential_2037_Economic_GWh_After Competition Groups_Variable Frequency Drive (VFD)
Residential | Res ¦ Energy Star Dehumidifier | 2037 | Achievable | GWh | After Competition Groups | 9.4205 | 3689909.063 | 3.6899 | 7140.6987 | 0.0013193 | 53 | Residential_2037_Achievable_GWh_After Competition Groups_53 | Energy Star Dehumidifier | 0.1319% | 3.6899 | 9.4205 | Residential_2037_Achievable_GWh_After Competition Groups_Energy Star Dehumidifier
Residential | Res ¦ CO Sensors for parking garage exhaust fans | 2037 | Technical | GWh | After Competition Groups | 20.6198 | 303795.6024 | 0.3038 | 15664.078 | 0.0013164 | 61 | Residential_2037_Technical_GWh_After Competition Groups_61 | CO Sensors for parking garage exhaust fans | 0.1316% | 0.3038 | 20.6198 | Residential_2037_Technical_GWh_After Competition Groups_CO Sensors for parking garage exhaust fans
Residential | Res ¦ ENERGY STAR LED LAMPS (REFLECTOR LAMPs/MR16/PAR 16) | 2037 | Technical | GWh | After Competition Groups | 19.587 | 67262.6842 | 0.067263 | 15664.078 | 0.0012504 | 62 | Residential_2037_Technical_GWh_After Competition Groups_62 | ENERGY STAR LED LAMPS (REFLECTOR LAMPs/MR16/PAR 16) | 0.125% | 0.067263 | 19.587 | Residential_2037_Technical_GWh_After Competition Groups_ENERGY STAR LED LAMPS (REFLECTOR LAMPs/MR16/PAR 16)
Residential | Res ¦ Demand Control Ventilation | 2037 | Technical | GWh | After Competition Groups | 19.361 | 18792.5706 | 0.018793 | 15664.078 | 0.001236 | 63 | Residential_2037_Technical_GWh_After Competition Groups_63 | Demand Control Ventilation | 0.1236% | 0.018793 | 19.361 | Residential_2037_Technical_GWh_After Competition Groups_Demand Control Ventilation
Residential | Res ¦ Condensing Make Up Air Unit | 2037 | Technical | GWh | After Competition Groups | 18.7087 | 1293241.2428 | 1.2932 | 15664.078 | 0.0011944 | 64 | Residential_2037_Technical_GWh_After Competition Groups_64 | Condensing Make Up Air Unit | 0.1194% | 1.2932 | 18.7087 | Residential_2037_Technical_GWh_After Competition Groups_Condensing Make Up Air Unit
Residential | Res ¦ High Efficiency Chiller (avg of water and air cooled) | 2037 | Technical | GWh | After Competition Groups | 18.2387 | 184949.4807 | 0.18495 | 15664.078 | 0.0011644 | 65 | Residential_2037_Technical_GWh_After Competition Groups_65 | High Efficiency Chiller (avg of water and air cooled) | 0.1164% | 0.18495 | 18.2387 | Residential_2037_Technical_GWh_After Competition Groups_High Efficiency Chiller (avg of water and air cooled)
Residential | Res ¦ Duct Insulation MF | 2037 | Achievable | GWh | After Competition Groups | 8.2057 | 1592436.1002 | 1.5924 | 7140.6987 | 0.0011491 | 54 | Residential_2037_Achievable_GWh_After Competition Groups_54 | Duct Insulation MF | 0.1149% | 1.5924 | 8.2057 | Residential_2037_Achievable_GWh_After Competition Groups_Duct Insulation MF
Residential | Res ¦ Heat Recovery Ventilator | 2037 | Achievable | GWh | After Competition Groups | 8.176 | 4823792.0634 | 4.8238 | 7140.6987 | 0.001145 | 55 | Residential_2037_Achievable_GWh_After Competition Groups_55 | Heat Recovery Ventilator | 0.1145% | 4.8238 | 8.176 | Residential_2037_Achievable_GWh_After Competition Groups_Heat Recovery Ventilator
Residential | Res ¦ LED Downlight | 2037 | Economic | GWh | After Competition Groups | 12.8485 | 694558.9369 | 0.69456 | 11318.9229 | 0.0011351 | 55 | Residential_2037_Economic_GWh_After Competition Groups_55 | LED Downlight | 0.1135% | 0.69456 | 12.8485 | Residential_2037_Economic_GWh_After Competition Groups_LED Downlight
Residential | Res ¦ Basement or Crawlspace Insulation | 2037 | Achievable | GWh | After Competition Groups | 7.7851 | 1260517.3063 | 1.2605 | 7140.6987 | 0.0010902 | 56 | Residential_2037_Achievable_GWh_After Competition Groups_56 | Basement or Crawlspace Insulation | 0.109% | 1.2605 | 7.7851 | Residential_2037_Achievable_GWh_After Competition Groups_Basement or Crawlspace Insulation
Residential | Res ¦ Water Heater Temperature Setback | 2037 | Economic | GWh | After Competition Groups | 11.2408 | 11924.9227 | 0.011925 | 11318.9229 | 0.0009931 | 56 | Residential_2037_Economic_GWh_After Competition Groups_56 | Water Heater Temperature Setback | 0.09931% | 0.011925 | 11.2408 | Residential_2037_Economic_GWh_After Competition Groups_Water Heater Temperature Setback
Residential | Res ¦ Variable Frequency Drive (VFD) | 2037 | Technical | GWh | After Competition Groups | 15.2116 | 72724.7817 | 0.072725 | 15664.078 | 0.00097111 | 66 | Residential_2037_Technical_GWh_After Competition Groups_66 | Variable Frequency Drive (VFD) | 0.09711% | 0.072725 | 15.2116 | Residential_2037_Technical_GWh_After Competition Groups_Variable Frequency Drive (VFD)
Residential | Res ¦ DHW Recirculation Systems | 2037 | Economic | GWh | After Competition Groups | 10.1268 | 1586327.141 | 1.5863 | 11318.9229 | 0.00089468 | 57 | Residential_2037_Economic_GWh_After Competition Groups_57 | DHW Recirculation Systems | 0.08947% | 1.5863 | 10.1268 | Residential_2037_Economic_GWh_After Competition Groups_DHW Recirculation Systems
Residential | Res ¦ Ceiling Insulation | 2037 | Achievable | GWh | After Competition Groups | 5.9278 | 4328707.9532 | 4.3287 | 7140.6987 | 0.00083014 | 57 | Residential_2037_Achievable_GWh_After Competition Groups_57 | Ceiling Insulation | 0.08301% | 4.3287 | 5.9278 | Residential_2037_Achievable_GWh_After Competition Groups_Ceiling Insulation
Residential | Res ¦ Water Heater Temperature Setback | 2037 | Technical | GWh | After Competition Groups | 11.2408 | 11924.9227 | 0.011925 | 15664.078 | 0.00071761 | 67 | Residential_2037_Technical_GWh_After Competition Groups_67 | Water Heater Temperature Setback | 0.07176% | 0.011925 | 11.2408 | Residential_2037_Technical_GWh_After Competition Groups_Water Heater Temperature Setback
Residential | Res ¦ VFD on Pumps | 2037 | Achievable | GWh | After Competition Groups | 5.0454 | 27243.0903 | 0.027243 | 7140.6987 | 0.00070657 | 58 | Residential_2037_Achievable_GWh_After Competition Groups_58 | VFD on Pumps | 0.07066% | 0.027243 | 5.0454 | Residential_2037_Achievable_GWh_After Competition Groups_VFD on Pumps
Residential | Res ¦ DHW Recirculation Systems | 2037 | Technical | GWh | After Competition Groups | 10.1268 | 1586327.141 | 1.5863 | 15664.078 | 0.0006465 | 68 | Residential_2037_Technical_GWh_After Competition Groups_68 | DHW Recirculation Systems | 0.06465% | 1.5863 | 10.1268 | Residential_2037_Technical_GWh_After Competition Groups_DHW Recirculation Systems
Residential | Res ¦ Air Source Heat Pump Maintenance | 2037 | Technical | GWh | After Competition Groups | 9.1386 | 0 | 0 | 15664.078 | 0.00058341 | 69 | Residential_2037_Technical_GWh_After Competition Groups_69 | Air Source Heat Pump Maintenance | 0.05834% | 0 | 9.1386 | Residential_2037_Technical_GWh_After Competition Groups_Air Source Heat Pump Maintenance
Residential | Res ¦ ENERGY STAR LED Lamps (General Service Lamps) | 2037 | Achievable | GWh | After Competition Groups | 3.4165 | 13104.3254 | 0.013104 | 7140.6987 | 0.00047846 | 59 | Residential_2037_Achievable_GWh_After Competition Groups_59 | ENERGY STAR LED Lamps (General Service Lamps) | 0.04785% | 0.013104 | 3.4165 | Residential_2037_Achievable_GWh_After Competition Groups_ENERGY STAR LED Lamps (General Service Lamps)
Residential | Res ¦ VFD on Pumps | 2037 | Economic | GWh | After Competition Groups | 4.6777 | 27243.0903 | 0.027243 | 11318.9229 | 0.00041327 | 58 | Residential_2037_Economic_GWh_After Competition Groups_58 | VFD on Pumps | 0.04133% | 0.027243 | 4.6777 | Residential_2037_Economic_GWh_After Competition Groups_VFD on Pumps
Residential | Res ¦ ECM MOTORS FOR HVAC APPLICATION (FAN-POWERED VAV BOX) | 2037 | Achievable | GWh | After Competition Groups | 2.9025 | 33920.5444 | 0.033921 | 7140.6987 | 0.00040648 | 60 | Residential_2037_Achievable_GWh_After Competition Groups_60 | ECM MOTORS FOR HVAC APPLICATION (FAN-POWERED VAV BOX) | 0.04065% | 0.033921 | 2.9025 | Residential_2037_Achievable_GWh_After Competition Groups_ECM MOTORS FOR HVAC APPLICATION (FAN-POWERED VAV BOX)
Residential | Res ¦ ENERGY STAR LED Lamps (General Service Lamps) | 2037 | Economic | GWh | After Competition Groups | 3.4987 | 13104.3254 | 0.013104 | 11318.9229 | 0.0003091 | 59 | Residential_2037_Economic_GWh_After Competition Groups_59 | ENERGY STAR LED Lamps (General Service Lamps) | 0.03091% | 0.013104 | 3.4987 | Residential_2037_Economic_GWh_After Competition Groups_ENERGY STAR LED Lamps (General Service Lamps)
Residential | Res ¦ VFD on Pumps | 2037 | Technical | GWh | After Competition Groups | 4.6777 | 27243.0903 | 0.027243 | 15664.078 | 0.00029863 | 70 | Residential_2037_Technical_GWh_After Competition Groups_70 | VFD on Pumps | 0.02986% | 0.027243 | 4.6777 | Residential_2037_Technical_GWh_After Competition Groups_VFD on Pumps
Residential | Res ¦ ECM MOTORS FOR HVAC APPLICATION (FAN-POWERED VAV BOX) | 2037 | Economic | GWh | After Competition Groups | 3.336 | 33920.5444 | 0.033921 | 11318.9229 | 0.00029473 | 60 | Residential_2037_Economic_GWh_After Competition Groups_60 | ECM MOTORS FOR HVAC APPLICATION (FAN-POWERED VAV BOX) | 0.02947% | 0.033921 | 3.336 | Residential_2037_Economic_GWh_After Competition Groups_ECM MOTORS FOR HVAC APPLICATION (FAN-POWERED VAV BOX)
Residential | Res ¦ Beverage Vending Machine Controls | 2037 | Achievable | GWh | After Competition Groups | 2.0336 | 17884.5468 | 0.017885 | 7140.6987 | 0.0002848 | 61 | Residential_2037_Achievable_GWh_After Competition Groups_61 | Beverage Vending Machine Controls | 0.02848% | 0.017885 | 2.0336 | Residential_2037_Achievable_GWh_After Competition Groups_Beverage Vending Machine Controls
Residential | Res ¦ Tankless Water Heater | 2037 | Technical | GWh | After Competition Groups | 3.9124 | 96353.3296 | 0.096353 | 15664.078 | 0.00024977 | 71 | Residential_2037_Technical_GWh_After Competition Groups_71 | Tankless Water Heater | 0.02498% | 0.096353 | 3.9124 | Residential_2037_Technical_GWh_After Competition Groups_Tankless Water Heater
Residential | Res ¦ Heat Pump Water Heater | 2037 | Achievable | GWh | After Competition Groups | 1.6573 | 405185.3707 | 0.40519 | 7140.6987 | 0.00023209 | 62 | Residential_2037_Achievable_GWh_After Competition Groups_62 | Heat Pump Water Heater | 0.02321% | 0.40519 | 1.6573 | Residential_2037_Achievable_GWh_After Competition Groups_Heat Pump Water Heater
Residential | Res ¦ DHW Recirculation Systems | 2037 | Achievable | GWh | After Competition Groups | 1.632 | 1586327.141 | 1.5863 | 7140.6987 | 0.00022855 | 63 | Residential_2037_Achievable_GWh_After Competition Groups_63 | DHW Recirculation Systems | 0.02286% | 1.5863 | 1.632 | Residential_2037_Achievable_GWh_After Competition Groups_DHW Recirculation Systems
Residential | Res ¦ ENERGY STAR LED Lamps (General Service Lamps) | 2037 | Technical | GWh | After Competition Groups | 3.4987 | 13104.3254 | 0.013104 | 15664.078 | 0.00022336 | 72 | Residential_2037_Technical_GWh_After Competition Groups_72 | ENERGY STAR LED Lamps (General Service Lamps) | 0.02234% | 0.013104 | 3.4987 | Residential_2037_Technical_GWh_After Competition Groups_ENERGY STAR LED Lamps (General Service Lamps)
Residential | Res ¦ ECM MOTORS FOR HVAC APPLICATION (FAN-POWERED VAV BOX) | 2037 | Technical | GWh | After Competition Groups | 3.336 | 33920.5444 | 0.033921 | 15664.078 | 0.00021297 | 73 | Residential_2037_Technical_GWh_After Competition Groups_73 | ECM MOTORS FOR HVAC APPLICATION (FAN-POWERED VAV BOX) | 0.0213% | 0.033921 | 3.336 | Residential_2037_Technical_GWh_After Competition Groups_ECM MOTORS FOR HVAC APPLICATION (FAN-POWERED VAV BOX)
Residential | Res ¦ Beverage Vending Machine Controls | 2037 | Economic | GWh | After Competition Groups | 2.3773 | 17884.5468 | 0.017885 | 11318.9229 | 0.00021003 | 61 | Residential_2037_Economic_GWh_After Competition Groups_61 | Beverage Vending Machine Controls | 0.021% | 0.017885 | 2.3773 | Residential_2037_Economic_GWh_After Competition Groups_Beverage Vending Machine Controls
Residential | Res ¦ HVAC Optimization | 2037 | Technical | GWh | After Competition Groups | 3.1908 | 0 | 0 | 15664.078 | 0.0002037 | 74 | Residential_2037_Technical_GWh_After Competition Groups_74 | HVAC Optimization | 0.02037% | 0 | 3.1908 | Residential_2037_Technical_GWh_After Competition Groups_HVAC Optimization
Residential | Res ¦ Beverage Vending Machine Controls | 2037 | Technical | GWh | After Competition Groups | 2.3773 | 17884.5468 | 0.017885 | 15664.078 | 0.00015177 | 75 | Residential_2037_Technical_GWh_After Competition Groups_75 | Beverage Vending Machine Controls | 0.01518% | 0.017885 | 2.3773 | Residential_2037_Technical_GWh_After Competition Groups_Beverage Vending Machine Controls
Residential | Res ¦ Air Source Heat Pump | 2037 | Achievable | GWh | After Competition Groups | 0.53026 | 121144.1387 | 0.12114 | 7140.6987 | 7.4259e-05 | 64 | Residential_2037_Achievable_GWh_After Competition Groups_64 | Air Source Heat Pump | 0.007426% | 0.12114 | 0.53026 | Residential_2037_Achievable_GWh_After Competition Groups_Air Source Heat Pump
Residential | Res ¦ Wall Insulation MF | 2037 | Economic | GWh | After Competition Groups | 0.54479 | 12196.7023 | 0.012197 | 11318.9229 | 4.8131e-05 | 62 | Residential_2037_Economic_GWh_After Competition Groups_62 | Wall Insulation MF | 0.004813% | 0.012197 | 0.54479 | Residential_2037_Economic_GWh_After Competition Groups_Wall Insulation MF
Residential | Res ¦ Chilled Water Optimization | 2037 | Achievable | GWh | After Competition Groups | 0.31854 | 236.1306 | 0.00023613 | 7140.6987 | 4.4609e-05 | 65 | Residential_2037_Achievable_GWh_After Competition Groups_65 | Chilled Water Optimization | 0.004461% | 0.00023613 | 0.31854 | Residential_2037_Achievable_GWh_After Competition Groups_Chilled Water Optimization
Residential | Res ¦ Chilled Water Optimization | 2037 | Economic | GWh | After Competition Groups | 0.45872 | 236.1306 | 0.00023613 | 11318.9229 | 4.0527e-05 | 63 | Residential_2037_Economic_GWh_After Competition Groups_63 | Chilled Water Optimization | 0.004053% | 0.00023613 | 0.45872 | Residential_2037_Economic_GWh_After Competition Groups_Chilled Water Optimization
Residential | Res ¦ Wall Insulation MF | 2037 | Technical | GWh | After Competition Groups | 0.5691 | 12196.7023 | 0.012197 | 15664.078 | 3.6332e-05 | 76 | Residential_2037_Technical_GWh_After Competition Groups_76 | Wall Insulation MF | 0.003633% | 0.012197 | 0.5691 | Residential_2037_Technical_GWh_After Competition Groups_Wall Insulation MF
Residential | Res ¦ LED High Bay Fixture | 2037 | Achievable | GWh | After Competition Groups | 0.2121 | 21372.9374 | 0.021373 | 7140.6987 | 2.9703e-05 | 66 | Residential_2037_Achievable_GWh_After Competition Groups_66 | LED High Bay Fixture | 0.00297% | 0.021373 | 0.2121 | Residential_2037_Achievable_GWh_After Competition Groups_LED High Bay Fixture
Residential | Res ¦ Chilled Water Optimization | 2037 | Technical | GWh | After Competition Groups | 0.45872 | 236.1306 | 0.00023613 | 15664.078 | 2.9285e-05 | 77 | Residential_2037_Technical_GWh_After Competition Groups_77 | Chilled Water Optimization | 0.002929% | 0.00023613 | 0.45872 | Residential_2037_Technical_GWh_After Competition Groups_Chilled Water Optimization
Residential | Res ¦ LED High Bay Fixture | 2037 | Economic | GWh | After Competition Groups | 0.25796 | 21372.9374 | 0.021373 | 11318.9229 | 2.279e-05 | 64 | Residential_2037_Economic_GWh_After Competition Groups_64 | LED High Bay Fixture | 0.002279% | 0.021373 | 0.25796 | Residential_2037_Economic_GWh_After Competition Groups_LED High Bay Fixture
Residential | Res ¦ Networked/ Connected - Indoor LED Luminaire | 2037 | Achievable | GWh | After Competition Groups | 0.16159 | 249967.4688 | 0.24997 | 7140.6987 | 2.2629e-05 | 67 | Residential_2037_Achievable_GWh_After Competition Groups_67 | Networked/ Connected - Indoor LED Luminaire | 0.002263% | 0.24997 | 0.16159 | Residential_2037_Achievable_GWh_After Competition Groups_Networked/ Connected - Indoor LED Luminaire
Residential | Res ¦ LED Recessed Downlights | 2037 | Technical | GWh | After Competition Groups | 0.30007 | 0 | 0 | 15664.078 | 1.9157e-05 | 78 | Residential_2037_Technical_GWh_After Competition Groups_78 | LED Recessed Downlights | 0.001916% | 0 | 0.30007 | Residential_2037_Technical_GWh_After Competition Groups_LED Recessed Downlights
Residential | Res ¦ LED High Bay Fixture | 2037 | Technical | GWh | After Competition Groups | 0.25796 | 21372.9374 | 0.021373 | 15664.078 | 1.6468e-05 | 79 | Residential_2037_Technical_GWh_After Competition Groups_79 | LED High Bay Fixture | 0.001647% | 0.021373 | 0.25796 | Residential_2037_Technical_GWh_After Competition Groups_LED High Bay Fixture
Residential | Res ¦ Solar Water Preheat (Pools/DHW) | 2037 | Technical | GWh | After Competition Groups | 0.11359 | 0 | 0 | 15664.078 | 7.2515e-06 | 80 | Residential_2037_Technical_GWh_After Competition Groups_80 | Solar Water Preheat (Pools/DHW) | 0.0007251% | 0 | 0.11359 | Residential_2037_Technical_GWh_After Competition Groups_Solar Water Preheat (Pools/DHW)
Residential | Res ¦ Wall Insulation MF | 2037 | Achievable | GWh | After Competition Groups | 0.022031 | 12196.7023 | 0.012197 | 7140.6987 | 3.0852e-06 | 68 | Residential_2037_Achievable_GWh_After Competition Groups_68 | Wall Insulation MF | 0.0003085% | 0.012197 | 0.022031 | Residential_2037_Achievable_GWh_After Competition Groups_Wall Insulation MF
Residential | Res ¦ Photocell Controls (Outdoor) | 2037 | Technical | GWh | After Competition Groups | 0.0003194 | 0 | 0 | 15664.078 | 2.0391e-08 | 81 | Residential_2037_Technical_GWh_After Competition Groups_81 | Photocell Controls (Outdoor) | 2.039e-06% | 0 | 0.0003194 | Residential_2037_Technical_GWh_After Competition Groups_Photocell Controls (Outdoor)
Residential | Res ¦ Lighting Motion Sensors, Timers, Dimmers | 2037 | Achievable | GWh | After Competition Groups | 0 | 0 | 0 | 7140.6987 | 0 | 69 | Residential_2037_Achievable_GWh_After Competition Groups_69 | Lighting Motion Sensors, Timers, Dimmers | 0% | 0 | 0 | Residential_2037_Achievable_GWh_After Competition Groups_Lighting Motion Sensors, Timers, Dimmers
Residential | Res ¦ Lighting Motion Sensors, Timers, Dimmers | 2037 | Economic | GWh | After Competition Groups | 0 | 0 | 0 | 11318.9229 | 0 | 65 | Residential_2037_Economic_GWh_After Competition Groups_65 | Lighting Motion Sensors, Timers, Dimmers | 0% | 0 | 0 | Residential_2037_Economic_GWh_After Competition Groups_Lighting Motion Sensors, Timers, Dimmers
Residential | Res ¦ Energy Star A Line, PAR, MR Lamps | 2038 | Economic | GWh | After Competition Groups | 1829.1452 | 24429.3327 | 0.024429 | 11615.6962 | 0.15747 | 1 | Residential_2038_Economic_GWh_After Competition Groups_1 | Energy Star A Line, PAR, MR Lamps | 15.75% | 0.024429 | 1829.1452 | Residential_2038_Economic_GWh_After Competition Groups_Energy Star A Line, PAR, MR Lamps
Residential | Res ¦ Smart Power Bar | 2038 | Economic | GWh | After Competition Groups | 1358.3428 | 21873727.2614 | 21.8737 | 11615.6962 | 0.11694 | 2 | Residential_2038_Economic_GWh_After Competition Groups_2 | Smart Power Bar | 11.69% | 21.8737 | 1358.3428 | Residential_2038_Economic_GWh_After Competition Groups_Smart Power Bar
Residential | Res ¦ Energy Star A Line, PAR, MR Lamps | 2038 | Technical | GWh | After Competition Groups | 1829.1452 | 24429.3327 | 0.024429 | 15892.6721 | 0.11509 | 1 | Residential_2038_Technical_GWh_After Competition Groups_1 | Energy Star A Line, PAR, MR Lamps | 11.51% | 0.024429 | 1829.1452 | Residential_2038_Technical_GWh_After Competition Groups_Energy Star A Line, PAR, MR Lamps
Residential | Res ¦ Smart Power Bar | 2038 | Achievable | GWh | After Competition Groups | 817.9641 | 21873727.2614 | 21.8737 | 7550.384 | 0.10833 | 1 | Residential_2038_Achievable_GWh_After Competition Groups_1 | Smart Power Bar | 10.83% | 21.8737 | 817.9641 | Residential_2038_Achievable_GWh_After Competition Groups_Smart Power Bar
Residential | Res ¦ Smart Power Bar | 2038 | Technical | GWh | After Competition Groups | 1358.3428 | 21873727.2614 | 21.8737 | 15892.6721 | 0.08547 | 2 | Residential_2038_Technical_GWh_After Competition Groups_2 | Smart Power Bar | 8.547% | 21.8737 | 1358.3428 | Residential_2038_Technical_GWh_After Competition Groups_Smart Power Bar
Residential | Res ¦ Energy Star Clothes Washer | 2038 | Achievable | GWh | After Competition Groups | 632.6183 | 15113404.8413 | 15.1134 | 7550.384 | 0.083786 | 2 | Residential_2038_Achievable_GWh_After Competition Groups_2 | Energy Star Clothes Washer | 8.379% | 15.1134 | 632.6183 | Residential_2038_Achievable_GWh_After Competition Groups_Energy Star Clothes Washer
Residential | Res ¦ Ductless Mini-Split Heat Pump | 2038 | Achievable | GWh | After Competition Groups | 489.4521 | 6233078.3735 | 6.2331 | 7550.384 | 0.064825 | 3 | Residential_2038_Achievable_GWh_After Competition Groups_3 | Ductless Mini-Split Heat Pump | 6.482% | 6.2331 | 489.4521 | Residential_2038_Achievable_GWh_After Competition Groups_Ductless Mini-Split Heat Pump
Residential | Res ¦ Energy Star Clothes Washer | 2038 | Economic | GWh | After Competition Groups | 752.9829 | 15113404.8413 | 15.1134 | 11615.6962 | 0.064825 | 3 | Residential_2038_Economic_GWh_After Competition Groups_3 | Energy Star Clothes Washer | 6.482% | 15.1134 | 752.9829 | Residential_2038_Economic_GWh_After Competition Groups_Energy Star Clothes Washer
Residential | Res ¦ Ductless Mini-Split Heat Pump | 2038 | Economic | GWh | After Competition Groups | 749.9008 | 6233078.3735 | 6.2331 | 11615.6962 | 0.064559 | 4 | Residential_2038_Economic_GWh_After Competition Groups_4 | Ductless Mini-Split Heat Pump | 6.456% | 6.2331 | 749.9008 | Residential_2038_Economic_GWh_After Competition Groups_Ductless Mini-Split Heat Pump
Residential | Res ¦ Energy Star LED Bulbs General Purpose LEDs | 2038 | Achievable | GWh | After Competition Groups | 466.5915 | 0 | 0 | 7550.384 | 0.061797 | 4 | Residential_2038_Achievable_GWh_After Competition Groups_4 | Energy Star LED Bulbs General Purpose LEDs | 6.18% | 0 | 466.5915 | Residential_2038_Achievable_GWh_After Competition Groups_Energy Star LED Bulbs General Purpose LEDs
Residential | Res ¦ Adaptive Thermostat | 2038 | Economic | GWh | After Competition Groups | 716.3285 | 8597373.0345 | 8.5974 | 11615.6962 | 0.061669 | 5 | Residential_2038_Economic_GWh_After Competition Groups_5 | Adaptive Thermostat | 6.167% | 8.5974 | 716.3285 | Residential_2038_Economic_GWh_After Competition Groups_Adaptive Thermostat
Residential | Res ¦ Energy Star Refrigerator | 2038 | Technical | GWh | After Competition Groups | 937.8018 | 0 | 0 | 15892.6721 | 0.059008 | 3 | Residential_2038_Technical_GWh_After Competition Groups_3 | Energy Star Refrigerator | 5.901% | 0 | 937.8018 | Residential_2038_Technical_GWh_After Competition Groups_Energy Star Refrigerator
Residential | Res ¦ Energy Star LED Specialty Bulbs | 2038 | Achievable | GWh | After Competition Groups | 417.7955 | 32961.1549 | 0.032961 | 7550.384 | 0.055334 | 5 | Residential_2038_Achievable_GWh_After Competition Groups_5 | Energy Star LED Specialty Bulbs | 5.533% | 0.032961 | 417.7955 | Residential_2038_Achievable_GWh_After Competition Groups_Energy Star LED Specialty Bulbs
Residential | Res ¦ Smart Burners | 2038 | Economic | GWh | After Competition Groups | 642.2118 | 37495004.34 | 37.495 | 11615.6962 | 0.055288 | 6 | Residential_2038_Economic_GWh_After Competition Groups_6 | Smart Burners | 5.529% | 37.495 | 642.2118 | Residential_2038_Economic_GWh_After Competition Groups_Smart Burners
Residential | Res ¦ Variable Speed Pool Pump Motor | 2038 | Achievable | GWh | After Competition Groups | 400.0435 | 1430564.9303 | 1.4306 | 7550.384 | 0.052983 | 6 | Residential_2038_Achievable_GWh_After Competition Groups_6 | Variable Speed Pool Pump Motor | 5.298% | 1.4306 | 400.0435 | Residential_2038_Achievable_GWh_After Competition Groups_Variable Speed Pool Pump Motor
Residential | Res ¦ Smart Burners | 2038 | Technical | GWh | After Competition Groups | 838.5436 | 37495004.34 | 37.495 | 15892.6721 | 0.052763 | 4 | Residential_2038_Technical_GWh_After Competition Groups_4 | Smart Burners | 5.276% | 37.495 | 838.5436 | Residential_2038_Technical_GWh_After Competition Groups_Smart Burners
Residential | Res ¦ Car Block Heater Timer | 2038 | Achievable | GWh | After Competition Groups | 370.5716 | 234352.4715 | 0.23435 | 7550.384 | 0.04908 | 7 | Residential_2038_Achievable_GWh_After Competition Groups_7 | Car Block Heater Timer | 4.908% | 0.23435 | 370.5716 | Residential_2038_Achievable_GWh_After Competition Groups_Car Block Heater Timer
Residential | Res ¦ Energy Star Clothes Washer | 2038 | Technical | GWh | After Competition Groups | 752.9829 | 15113404.8413 | 15.1134 | 15892.6721 | 0.047379 | 5 | Residential_2038_Technical_GWh_After Competition Groups_5 | Energy Star Clothes Washer | 4.738% | 15.1134 | 752.9829 | Residential_2038_Technical_GWh_After Competition Groups_Energy Star Clothes Washer
Residential | Res ¦ Ductless Mini-Split Heat Pump | 2038 | Technical | GWh | After Competition Groups | 749.9008 | 6233078.3735 | 6.2331 | 15892.6721 | 0.047185 | 6 | Residential_2038_Technical_GWh_After Competition Groups_6 | Ductless Mini-Split Heat Pump | 4.719% | 6.2331 | 749.9008 | Residential_2038_Technical_GWh_After Competition Groups_Ductless Mini-Split Heat Pump
Residential | Res ¦ Energy Star Ground Source Heat Pump | 2038 | Technical | GWh | After Competition Groups | 729.2986 | 0 | 0 | 15892.6721 | 0.045889 | 7 | Residential_2038_Technical_GWh_After Competition Groups_7 | Energy Star Ground Source Heat Pump | 4.589% | 0 | 729.2986 | Residential_2038_Technical_GWh_After Competition Groups_Energy Star Ground Source Heat Pump
Residential | Res ¦ Adaptive Thermostat | 2038 | Technical | GWh | After Competition Groups | 716.3285 | 8597373.0345 | 8.5974 | 15892.6721 | 0.045073 | 8 | Residential_2038_Technical_GWh_After Competition Groups_8 | Adaptive Thermostat | 4.507% | 8.5974 | 716.3285 | Residential_2038_Technical_GWh_After Competition Groups_Adaptive Thermostat
Residential | Res ¦ Energy Star A Line, PAR, MR Lamps | 2038 | Achievable | GWh | After Competition Groups | 334.6653 | 24429.3327 | 0.024429 | 7550.384 | 0.044324 | 8 | Residential_2038_Achievable_GWh_After Competition Groups_8 | Energy Star A Line, PAR, MR Lamps | 4.432% | 0.024429 | 334.6653 | Residential_2038_Achievable_GWh_After Competition Groups_Energy Star A Line, PAR, MR Lamps
Residential | Res ¦ Adaptive Thermostat | 2038 | Achievable | GWh | After Competition Groups | 317.0273 | 8597373.0345 | 8.5974 | 7550.384 | 0.041988 | 9 | Residential_2038_Achievable_GWh_After Competition Groups_9 | Adaptive Thermostat | 4.199% | 8.5974 | 317.0273 | Residential_2038_Achievable_GWh_After Competition Groups_Adaptive Thermostat
Residential | Res ¦ Building Recommissioning, Operations and Maintenance (O&M) Improvements | 2038 | Achievable | GWh | After Competition Groups | 314.1652 | 43266.3993 | 0.043266 | 7550.384 | 0.041609 | 10 | Residential_2038_Achievable_GWh_After Competition Groups_10 | Building Recommissioning, Operations and Maintenance (O&M) Improvements | 4.161% | 0.043266 | 314.1652 | Residential_2038_Achievable_GWh_After Competition Groups_Building Recommissioning, Operations and Maintenance (O&M) Improvements
Residential | Res ¦ Air Sealing | 2038 | Economic | GWh | After Competition Groups | 481.3683 | 7280833.6708 | 7.2808 | 11615.6962 | 0.041441 | 7 | Residential_2038_Economic_GWh_After Competition Groups_7 | Air Sealing | 4.144% | 7.2808 | 481.3683 | Residential_2038_Economic_GWh_After Competition Groups_Air Sealing
Residential | Res ¦ Heat Pump Clothes Dryer | 2038 | Technical | GWh | After Competition Groups | 640.3367 | 0 | 0 | 15892.6721 | 0.040291 | 9 | Residential_2038_Technical_GWh_After Competition Groups_9 | Heat Pump Clothes Dryer | 4.029% | 0 | 640.3367 | Residential_2038_Technical_GWh_After Competition Groups_Heat Pump Clothes Dryer
Residential | Res ¦ Energy Star Torchiere | 2038 | Achievable | GWh | After Competition Groups | 284.2116 | 1640312.4662 | 1.6403 | 7550.384 | 0.037642 | 11 | Residential_2038_Achievable_GWh_After Competition Groups_11 | Energy Star Torchiere | 3.764% | 1.6403 | 284.2116 | Residential_2038_Achievable_GWh_After Competition Groups_Energy Star Torchiere
Residential | Res ¦ Smart Burners | 2038 | Achievable | GWh | After Competition Groups | 274.8836 | 37495004.34 | 37.495 | 7550.384 | 0.036407 | 12 | Residential_2038_Achievable_GWh_After Competition Groups_12 | Smart Burners | 3.641% | 37.495 | 274.8836 | Residential_2038_Achievable_GWh_After Competition Groups_Smart Burners
Residential | Res ¦ Energy Star Air Source Heat Pump | 2038 | Economic | GWh | After Competition Groups | 411.8412 | 3988646.0574 | 3.9886 | 11615.6962 | 0.035456 | 8 | Residential_2038_Economic_GWh_After Competition Groups_8 | Energy Star Air Source Heat Pump | 3.546% | 3.9886 | 411.8412 | Residential_2038_Economic_GWh_After Competition Groups_Energy Star Air Source Heat Pump
Residential | Res ¦ Car Block Heater Timer | 2038 | Economic | GWh | After Competition Groups | 385.3962 | 234352.4715 | 0.23435 | 11615.6962 | 0.033179 | 9 | Residential_2038_Economic_GWh_After Competition Groups_9 | Car Block Heater Timer | 3.318% | 0.23435 | 385.3962 | Residential_2038_Economic_GWh_After Competition Groups_Car Block Heater Timer
Residential | Res ¦ Energy Star Torchiere | 2038 | Economic | GWh | After Competition Groups | 375.1281 | 1640312.4662 | 1.6403 | 11615.6962 | 0.032295 | 10 | Residential_2038_Economic_GWh_After Competition Groups_10 | Energy Star Torchiere | 3.229% | 1.6403 | 375.1281 | Residential_2038_Economic_GWh_After Competition Groups_Energy Star Torchiere
Residential | Res ¦ Variable Speed Pool Pump Motor | 2038 | Economic | GWh | After Competition Groups | 361.1857 | 1430564.9303 | 1.4306 | 11615.6962 | 0.031095 | 11 | Residential_2038_Economic_GWh_After Competition Groups_11 | Variable Speed Pool Pump Motor | 3.109% | 1.4306 | 361.1857 | Residential_2038_Economic_GWh_After Competition Groups_Variable Speed Pool Pump Motor
Residential | Res ¦ Air Sealing | 2038 | Technical | GWh | After Competition Groups | 481.3683 | 7280833.6708 | 7.2808 | 15892.6721 | 0.030289 | 10 | Residential_2038_Technical_GWh_After Competition Groups_10 | Air Sealing | 3.029% | 7.2808 | 481.3683 | Residential_2038_Technical_GWh_After Competition Groups_Air Sealing
Residential | Res ¦ Energy Star Central Air Conditioner | 2038 | Technical | GWh | After Competition Groups | 457.1695 | 0 | 0 | 15892.6721 | 0.028766 | 11 | Residential_2038_Technical_GWh_After Competition Groups_11 | Energy Star Central Air Conditioner | 2.877% | 0 | 457.1695 | Residential_2038_Technical_GWh_After Competition Groups_Energy Star Central Air Conditioner
Residential | Res ¦ Energy Star Light Fixture | 2038 | Achievable | GWh | After Competition Groups | 215.9357 | 8989050.8778 | 8.9891 | 7550.384 | 0.028599 | 13 | Residential_2038_Achievable_GWh_After Competition Groups_13 | Energy Star Light Fixture | 2.86% | 8.9891 | 215.9357 | Residential_2038_Achievable_GWh_After Competition Groups_Energy Star Light Fixture
Residential | Res ¦ Energy Star Light Fixture | 2038 | Technical | GWh | After Competition Groups | 454.4051 | 8989050.8778 | 8.9891 | 15892.6721 | 0.028592 | 12 | Residential_2038_Technical_GWh_After Competition Groups_12 | Energy Star Light Fixture | 2.859% | 8.9891 | 454.4051 | Residential_2038_Technical_GWh_After Competition Groups_Energy Star Light Fixture
Residential | Res ¦ Energy Star Light Fixture | 2038 | Economic | GWh | After Competition Groups | 309.1752 | 8989050.8778 | 8.9891 | 11615.6962 | 0.026617 | 12 | Residential_2038_Economic_GWh_After Competition Groups_12 | Energy Star Light Fixture | 2.662% | 8.9891 | 309.1752 | Residential_2038_Economic_GWh_After Competition Groups_Energy Star Light Fixture
Residential | Res ¦ Building Recommissioning, Operations and Maintenance (O&M) Improvements | 2038 | Economic | GWh | After Competition Groups | 283.6439 | 43266.3993 | 0.043266 | 11615.6962 | 0.024419 | 13 | Residential_2038_Economic_GWh_After Competition Groups_13 | Building Recommissioning, Operations and Maintenance (O&M) Improvements | 2.442% | 0.043266 | 283.6439 | Residential_2038_Economic_GWh_After Competition Groups_Building Recommissioning, Operations and Maintenance (O&M) Improvements
Residential | Res ¦ Car Block Heater Timer | 2038 | Technical | GWh | After Competition Groups | 385.3962 | 234352.4715 | 0.23435 | 15892.6721 | 0.02425 | 13 | Residential_2038_Technical_GWh_After Competition Groups_13 | Car Block Heater Timer | 2.425% | 0.23435 | 385.3962 | Residential_2038_Technical_GWh_After Competition Groups_Car Block Heater Timer
Residential | Res ¦ Air Sealing | 2038 | Achievable | GWh | After Competition Groups | 179.7902 | 7280833.6708 | 7.2808 | 7550.384 | 0.023812 | 14 | Residential_2038_Achievable_GWh_After Competition Groups_14 | Air Sealing | 2.381% | 7.2808 | 179.7902 | Residential_2038_Achievable_GWh_After Competition Groups_Air Sealing
Residential | Res ¦ Energy Star Torchiere | 2038 | Technical | GWh | After Competition Groups | 375.1281 | 1640312.4662 | 1.6403 | 15892.6721 | 0.023604 | 14 | Residential_2038_Technical_GWh_After Competition Groups_14 | Energy Star Torchiere | 2.36% | 1.6403 | 375.1281 | Residential_2038_Technical_GWh_After Competition Groups_Energy Star Torchiere
Residential | Res ¦ Variable Speed Pool Pump Motor | 2038 | Technical | GWh | After Competition Groups | 361.1857 | 1430564.9303 | 1.4306 | 15892.6721 | 0.022727 | 15 | Residential_2038_Technical_GWh_After Competition Groups_15 | Variable Speed Pool Pump Motor | 2.273% | 1.4306 | 361.1857 | Residential_2038_Technical_GWh_After Competition Groups_Variable Speed Pool Pump Motor
Residential | Res ¦ Ductless Mini-Split Air Conditioner | 2038 | Technical | GWh | After Competition Groups | 352.6144 | 0 | 0 | 15892.6721 | 0.022187 | 16 | Residential_2038_Technical_GWh_After Competition Groups_16 | Ductless Mini-Split Air Conditioner | 2.219% | 0 | 352.6144 | Residential_2038_Technical_GWh_After Competition Groups_Ductless Mini-Split Air Conditioner
Residential | Res ¦ Basement Wall Insulation | 2038 | Economic | GWh | After Competition Groups | 252.1259 | 3108522.0134 | 3.1085 | 11615.6962 | 0.021706 | 14 | Residential_2038_Economic_GWh_After Competition Groups_14 | Basement Wall Insulation | 2.171% | 3.1085 | 252.1259 | Residential_2038_Economic_GWh_After Competition Groups_Basement Wall Insulation
Residential | Res ¦ Comprehensive Draft Proofing | 2038 | Achievable | GWh | After Competition Groups | 157.7746 | 0 | 0 | 7550.384 | 0.020896 | 15 | Residential_2038_Achievable_GWh_After Competition Groups_15 | Comprehensive Draft Proofing | 2.09% | 0 | 157.7746 | Residential_2038_Achievable_GWh_After Competition Groups_Comprehensive Draft Proofing
Residential | Res ¦ Energy Star Air Source Heat Pump | 2038 | Achievable | GWh | After Competition Groups | 150.6487 | 3988646.0574 | 3.9886 | 7550.384 | 0.019952 | 16 | Residential_2038_Achievable_GWh_After Competition Groups_16 | Energy Star Air Source Heat Pump | 1.995% | 3.9886 | 150.6487 | Residential_2038_Achievable_GWh_After Competition Groups_Energy Star Air Source Heat Pump
Residential | Res ¦ Heavy Duty Outdoor/Holiday Plug-in Timers | 2038 | Achievable | GWh | After Competition Groups | 140.7747 | 909610.2165 | 0.90961 | 7550.384 | 0.018645 | 17 | Residential_2038_Achievable_GWh_After Competition Groups_17 | Heavy Duty Outdoor/Holiday Plug-in Timers | 1.864% | 0.90961 | 140.7747 | Residential_2038_Achievable_GWh_After Competition Groups_Heavy Duty Outdoor/Holiday Plug-in Timers
Residential | Res ¦ Passive Attic Ventilation | 2038 | Technical | GWh | After Competition Groups | 288.6007 | 0 | 0 | 15892.6721 | 0.018159 | 17 | Residential_2038_Technical_GWh_After Competition Groups_17 | Passive Attic Ventilation | 1.816% | 0 | 288.6007 | Residential_2038_Technical_GWh_After Competition Groups_Passive Attic Ventilation
Residential | Res ¦ Building Recommissioning, Operations and Maintenance (O&M) Improvements | 2038 | Technical | GWh | After Competition Groups | 283.6439 | 43266.3993 | 0.043266 | 15892.6721 | 0.017847 | 18 | Residential_2038_Technical_GWh_After Competition Groups_18 | Building Recommissioning, Operations and Maintenance (O&M) Improvements | 1.785% | 0.043266 | 283.6439 | Residential_2038_Technical_GWh_After Competition Groups_Building Recommissioning, Operations and Maintenance (O&M) Improvements
Residential | Res ¦ Basement or Crawlspace Insulation | 2038 | Economic | GWh | After Competition Groups | 200.9871 | 7273131.9359 | 7.2731 | 11615.6962 | 0.017303 | 15 | Residential_2038_Economic_GWh_After Competition Groups_15 | Basement or Crawlspace Insulation | 1.73% | 7.2731 | 200.9871 | Residential_2038_Economic_GWh_After Competition Groups_Basement or Crawlspace Insulation
Residential | Res ¦ Attic Insulation | 2038 | Economic | GWh | After Competition Groups | 194.6107 | 5434808.1463 | 5.4348 | 11615.6962 | 0.016754 | 16 | Residential_2038_Economic_GWh_After Competition Groups_16 | Attic Insulation | 1.675% | 5.4348 | 194.6107 | Residential_2038_Economic_GWh_After Competition Groups_Attic Insulation
Residential | Res ¦ Energy Star Windows | 2038 | Technical | GWh | After Competition Groups | 261.2851 | 7364824.012 | 7.3648 | 15892.6721 | 0.016441 | 19 | Residential_2038_Technical_GWh_After Competition Groups_19 | Energy Star Windows | 1.644% | 7.3648 | 261.2851 | Residential_2038_Technical_GWh_After Competition Groups_Energy Star Windows
Residential | Res ¦ Basement Wall Insulation | 2038 | Technical | GWh | After Competition Groups | 252.1259 | 3108522.0134 | 3.1085 | 15892.6721 | 0.015864 | 20 | Residential_2038_Technical_GWh_After Competition Groups_20 | Basement Wall Insulation | 1.586% | 3.1085 | 252.1259 | Residential_2038_Technical_GWh_After Competition Groups_Basement Wall Insulation
Residential | Res ¦ Energy Star Clothes Dryer | 2038 | Economic | GWh | After Competition Groups | 173.9792 | 10429562.6034 | 10.4296 | 11615.6962 | 0.014978 | 17 | Residential_2038_Economic_GWh_After Competition Groups_17 | Energy Star Clothes Dryer | 1.498% | 10.4296 | 173.9792 | Residential_2038_Economic_GWh_After Competition Groups_Energy Star Clothes Dryer
Residential | Res ¦ Occupancy Sensors MF | 2038 | Achievable | GWh | After Competition Groups | 108.7742 | 5374.4193 | 0.0053744 | 7550.384 | 0.014406 | 18 | Residential_2038_Achievable_GWh_After Competition Groups_18 | Occupancy Sensors MF | 1.441% | 0.0053744 | 108.7742 | Residential_2038_Achievable_GWh_After Competition Groups_Occupancy Sensors MF
Residential | Res ¦ LED Parking Lot Fixture | 2038 | Achievable | GWh | After Competition Groups | 108.3427 | 249128.0182 | 0.24913 | 7550.384 | 0.014349 | 19 | Residential_2038_Achievable_GWh_After Competition Groups_19 | LED Parking Lot Fixture | 1.435% | 0.24913 | 108.3427 | Residential_2038_Achievable_GWh_After Competition Groups_LED Parking Lot Fixture
Residential | Res ¦ Basement or Crawlspace Insulation | 2038 | Technical | GWh | After Competition Groups | 209.8006 | 7273131.9359 | 7.2731 | 15892.6721 | 0.013201 | 21 | Residential_2038_Technical_GWh_After Competition Groups_21 | Basement or Crawlspace Insulation | 1.32% | 7.2731 | 209.8006 | Residential_2038_Technical_GWh_After Competition Groups_Basement or Crawlspace Insulation
Residential | Res ¦ Energy Star Clothes Dryer | 2038 | Achievable | GWh | After Competition Groups | 95.5318 | 10429562.6034 | 10.4296 | 7550.384 | 0.012653 | 20 | Residential_2038_Achievable_GWh_After Competition Groups_20 | Energy Star Clothes Dryer | 1.265% | 10.4296 | 95.5318 | Residential_2038_Achievable_GWh_After Competition Groups_Energy Star Clothes Dryer
Residential | Res ¦ Wall Insulation | 2038 | Economic | GWh | After Competition Groups | 146.627 | 4250028.0161 | 4.25 | 11615.6962 | 0.012623 | 18 | Residential_2038_Economic_GWh_After Competition Groups_18 | Wall Insulation | 1.262% | 4.25 | 146.627 | Residential_2038_Economic_GWh_After Competition Groups_Wall Insulation
Residential | Res ¦ Lighting Motion Sensors, Timers, Dimmers | 2038 | Technical | GWh | After Competition Groups | 199.6195 | 0 | 0 | 15892.6721 | 0.01256 | 22 | Residential_2038_Technical_GWh_After Competition Groups_22 | Lighting Motion Sensors, Timers, Dimmers | 1.256% | 0 | 199.6195 | Residential_2038_Technical_GWh_After Competition Groups_Lighting Motion Sensors, Timers, Dimmers
Residential | Res ¦ Basement Wall Insulation | 2038 | Achievable | GWh | After Competition Groups | 94.1752 | 3108522.0134 | 3.1085 | 7550.384 | 0.012473 | 21 | Residential_2038_Achievable_GWh_After Competition Groups_21 | Basement Wall Insulation | 1.247% | 3.1085 | 94.1752 | Residential_2038_Achievable_GWh_After Competition Groups_Basement Wall Insulation
Residential | Res ¦ Comprehensive Draft Proofing | 2038 | Economic | GWh | After Competition Groups | 142.4465 | 0 | 0 | 11615.6962 | 0.012263 | 19 | Residential_2038_Economic_GWh_After Competition Groups_19 | Comprehensive Draft Proofing | 1.226% | 0 | 142.4465 | Residential_2038_Economic_GWh_After Competition Groups_Comprehensive Draft Proofing
Residential | Res ¦ Attic Insulation | 2038 | Technical | GWh | After Competition Groups | 194.6107 | 5434808.1463 | 5.4348 | 15892.6721 | 0.012245 | 23 | Residential_2038_Technical_GWh_After Competition Groups_23 | Attic Insulation | 1.225% | 5.4348 | 194.6107 | Residential_2038_Technical_GWh_After Competition Groups_Attic Insulation
Residential | Res ¦ Heavy Duty Outdoor/Holiday Plug-in Timers | 2038 | Economic | GWh | After Competition Groups | 136.5474 | 909610.2165 | 0.90961 | 11615.6962 | 0.011755 | 20 | Residential_2038_Economic_GWh_After Competition Groups_20 | Heavy Duty Outdoor/Holiday Plug-in Timers | 1.176% | 0.90961 | 136.5474 | Residential_2038_Economic_GWh_After Competition Groups_Heavy Duty Outdoor/Holiday Plug-in Timers
Residential | Res ¦ Energy Star Room Air Conditioner | 2038 | Economic | GWh | After Competition Groups | 134.6873 | 2534964.0943 | 2.535 | 11615.6962 | 0.011595 | 21 | Residential_2038_Economic_GWh_After Competition Groups_21 | Energy Star Room Air Conditioner | 1.16% | 2.535 | 134.6873 | Residential_2038_Economic_GWh_After Competition Groups_Energy Star Room Air Conditioner
Residential | Res ¦ Refrigerator Recycling | 2038 | Achievable | GWh | After Competition Groups | 80.753 | 361442.3954 | 0.36144 | 7550.384 | 0.010695 | 22 | Residential_2038_Achievable_GWh_After Competition Groups_22 | Refrigerator Recycling | 1.07% | 0.36144 | 80.753 | Residential_2038_Achievable_GWh_After Competition Groups_Refrigerator Recycling
Residential | Res ¦ Clothes Drying Racks | 2038 | Achievable | GWh | After Competition Groups | 73.7246 | 1564053.4002 | 1.5641 | 7550.384 | 0.0097644 | 23 | Residential_2038_Achievable_GWh_After Competition Groups_23 | Clothes Drying Racks | 0.9764% | 1.5641 | 73.7246 | Residential_2038_Achievable_GWh_After Competition Groups_Clothes Drying Racks
Residential | Res ¦ Attic Insulation | 2038 | Achievable | GWh | After Competition Groups | 72.6776 | 5434808.1463 | 5.4348 | 7550.384 | 0.0096257 | 24 | Residential_2038_Achievable_GWh_After Competition Groups_24 | Attic Insulation | 0.9626% | 5.4348 | 72.6776 | Residential_2038_Achievable_GWh_After Competition Groups_Attic Insulation
Residential | Res ¦ Wall Insulation | 2038 | Technical | GWh | After Competition Groups | 152.5143 | 4250028.0161 | 4.25 | 15892.6721 | 0.0095965 | 24 | Residential_2038_Technical_GWh_After Competition Groups_24 | Wall Insulation | 0.9597% | 4.25 | 152.5143 | Residential_2038_Technical_GWh_After Competition Groups_Wall Insulation
Residential | Res ¦ Heavy Duty Outdoor/Holiday Plug-in Timers | 2038 | Technical | GWh | After Competition Groups | 151.5903 | 909610.2165 | 0.90961 | 15892.6721 | 0.0095384 | 25 | Residential_2038_Technical_GWh_After Competition Groups_25 | Heavy Duty Outdoor/Holiday Plug-in Timers | 0.9538% | 0.90961 | 151.5903 | Residential_2038_Technical_GWh_After Competition Groups_Heavy Duty Outdoor/Holiday Plug-in Timers
Residential | Res ¦ LED Parking Lot Fixture | 2038 | Economic | GWh | After Competition Groups | 109.0368 | 249128.0182 | 0.24913 | 11615.6962 | 0.009387 | 22 | Residential_2038_Economic_GWh_After Competition Groups_22 | LED Parking Lot Fixture | 0.9387% | 0.24913 | 109.0368 | Residential_2038_Economic_GWh_After Competition Groups_LED Parking Lot Fixture
Residential | Res ¦ Freezer Recycling | 2038 | Achievable | GWh | After Competition Groups | 70.8074 | 7867147.4763 | 7.8671 | 7550.384 | 0.009378 | 25 | Residential_2038_Achievable_GWh_After Competition Groups_25 | Freezer Recycling | 0.9378% | 7.8671 | 70.8074 | Residential_2038_Achievable_GWh_After Competition Groups_Freezer Recycling
Residential | Res ¦ Furnace with ECM | 2038 | Economic | GWh | After Competition Groups | 105.5808 | 15052534.3676 | 15.0525 | 11615.6962 | 0.0090895 | 23 | Residential_2038_Economic_GWh_After Competition Groups_23 | Furnace with ECM | 0.9089% | 15.0525 | 105.5808 | Residential_2038_Economic_GWh_After Competition Groups_Furnace with ECM
Residential | Res ¦ Comprehensive Draft Proofing | 2038 | Technical | GWh | After Competition Groups | 142.4465 | 0 | 0 | 15892.6721 | 0.008963 | 26 | Residential_2038_Technical_GWh_After Competition Groups_26 | Comprehensive Draft Proofing | 0.8963% | 0 | 142.4465 | Residential_2038_Technical_GWh_After Competition Groups_Comprehensive Draft Proofing
Residential | Res ¦ Furnace with ECM | 2038 | Achievable | GWh | After Competition Groups | 65.8741 | 15052534.3676 | 15.0525 | 7550.384 | 0.0087246 | 26 | Residential_2038_Achievable_GWh_After Competition Groups_26 | Furnace with ECM | 0.8725% | 15.0525 | 65.8741 | Residential_2038_Achievable_GWh_After Competition Groups_Furnace with ECM
Residential | Res ¦ Occupancy Sensors MF | 2038 | Economic | GWh | After Competition Groups | 100.5763 | 5374.4193 | 0.0053744 | 11615.6962 | 0.0086587 | 24 | Residential_2038_Economic_GWh_After Competition Groups_24 | Occupancy Sensors MF | 0.8659% | 0.0053744 | 100.5763 | Residential_2038_Economic_GWh_After Competition Groups_Occupancy Sensors MF
Residential | Res ¦ Radiant Barrier | 2038 | Economic | GWh | After Competition Groups | 97.2298 | 19885561.1017 | 19.8856 | 11615.6962 | 0.0083705 | 25 | Residential_2038_Economic_GWh_After Competition Groups_25 | Radiant Barrier | 0.8371% | 19.8856 | 97.2298 | Residential_2038_Economic_GWh_After Competition Groups_Radiant Barrier
Residential | Res ¦ Solar Powered Attic Fan | 2038 | Technical | GWh | After Competition Groups | 133.0249 | 0 | 0 | 15892.6721 | 0.0083702 | 27 | Residential_2038_Technical_GWh_After Competition Groups_27 | Solar Powered Attic Fan | 0.837% | 0 | 133.0249 | Residential_2038_Technical_GWh_After Competition Groups_Solar Powered Attic Fan
Residential | Res ¦ Energy Star Windows | 2038 | Economic | GWh | After Competition Groups | 95.0841 | 7364824.012 | 7.3648 | 11615.6962 | 0.0081858 | 26 | Residential_2038_Economic_GWh_After Competition Groups_26 | Energy Star Windows | 0.8186% | 7.3648 | 95.0841 | Residential_2038_Economic_GWh_After Competition Groups_Energy Star Windows
Residential | Res ¦ Energy Star Room Air Conditioner | 2038 | Achievable | GWh | After Competition Groups | 60.9826 | 2534964.0943 | 2.535 | 7550.384 | 0.0080768 | 27 | Residential_2038_Achievable_GWh_After Competition Groups_27 | Energy Star Room Air Conditioner | 0.8077% | 2.535 | 60.9826 | Residential_2038_Achievable_GWh_After Competition Groups_Energy Star Room Air Conditioner
Residential | Res ¦ Energy Star Windows | 2038 | Achievable | GWh | After Competition Groups | 57.8301 | 7364824.012 | 7.3648 | 7550.384 | 0.0076592 | 28 | Residential_2038_Achievable_GWh_After Competition Groups_28 | Energy Star Windows | 0.7659% | 7.3648 | 57.8301 | Residential_2038_Achievable_GWh_After Competition Groups_Energy Star Windows
Residential | Res ¦ Variable Refrigerant Flow Heat Pump | 2038 | Technical | GWh | After Competition Groups | 120.3709 | 9724269.6158 | 9.7243 | 15892.6721 | 0.007574 | 28 | Residential_2038_Technical_GWh_After Competition Groups_28 | Variable Refrigerant Flow Heat Pump | 0.7574% | 9.7243 | 120.3709 | Residential_2038_Technical_GWh_After Competition Groups_Variable Refrigerant Flow Heat Pump
Residential | Res ¦ LED Downlight | 2038 | Achievable | GWh | After Competition Groups | 52.5345 | 489262.4932 | 0.48926 | 7550.384 | 0.0069579 | 29 | Residential_2038_Achievable_GWh_After Competition Groups_29 | LED Downlight | 0.6958% | 0.48926 | 52.5345 | Residential_2038_Achievable_GWh_After Competition Groups_LED Downlight
Residential | Res ¦ LED Parking Lot Fixture | 2038 | Technical | GWh | After Competition Groups | 109.0368 | 249128.0182 | 0.24913 | 15892.6721 | 0.0068608 | 29 | Residential_2038_Technical_GWh_After Competition Groups_29 | LED Parking Lot Fixture | 0.6861% | 0.24913 | 109.0368 | Residential_2038_Technical_GWh_After Competition Groups_LED Parking Lot Fixture
Residential | Res ¦ LED Exterior Area Lights - LED Fixture (200W) | 2038 | Achievable | GWh | After Competition Groups | 51.1312 | 374562.8139 | 0.37456 | 7550.384 | 0.006772 | 30 | Residential_2038_Achievable_GWh_After Competition Groups_30 | LED Exterior Area Lights - LED Fixture (200W) | 0.6772% | 0.37456 | 51.1312 | Residential_2038_Achievable_GWh_After Competition Groups_LED Exterior Area Lights - LED Fixture (200W)
Residential | Res ¦ Furnace with ECM | 2038 | Technical | GWh | After Competition Groups | 105.5808 | 15052534.3676 | 15.0525 | 15892.6721 | 0.0066434 | 30 | Residential_2038_Technical_GWh_After Competition Groups_30 | Furnace with ECM | 0.6643% | 15.0525 | 105.5808 | Residential_2038_Technical_GWh_After Competition Groups_Furnace with ECM
Residential | Res ¦ Energy Star Freezer | 2038 | Achievable | GWh | After Competition Groups | 48.2001 | 2988265.247 | 2.9883 | 7550.384 | 0.0063838 | 31 | Residential_2038_Achievable_GWh_After Competition Groups_31 | Energy Star Freezer | 0.6384% | 2.9883 | 48.2001 | Residential_2038_Achievable_GWh_After Competition Groups_Energy Star Freezer
Residential | Res ¦ Ceiling Insulation | 2038 | Economic | GWh | After Competition Groups | 73.8648 | 4772650.4795 | 4.7727 | 11615.6962 | 0.006359 | 27 | Residential_2038_Economic_GWh_After Competition Groups_27 | Ceiling Insulation | 0.6359% | 4.7727 | 73.8648 | Residential_2038_Economic_GWh_After Competition Groups_Ceiling Insulation
Residential | Res ¦ Occupancy Sensors MF | 2038 | Technical | GWh | After Competition Groups | 100.5763 | 5374.4193 | 0.0053744 | 15892.6721 | 0.0063285 | 31 | Residential_2038_Technical_GWh_After Competition Groups_31 | Occupancy Sensors MF | 0.6328% | 0.0053744 | 100.5763 | Residential_2038_Technical_GWh_After Competition Groups_Occupancy Sensors MF
Residential | Res ¦ Refrigerator Recycling | 2038 | Economic | GWh | After Competition Groups | 72.9094 | 361442.3954 | 0.36144 | 11615.6962 | 0.0062768 | 28 | Residential_2038_Economic_GWh_After Competition Groups_28 | Refrigerator Recycling | 0.6277% | 0.36144 | 72.9094 | Residential_2038_Economic_GWh_After Competition Groups_Refrigerator Recycling
Residential | Res ¦ LED Downlight | 2038 | Technical | GWh | After Competition Groups | 97.7583 | 489262.4932 | 0.48926 | 15892.6721 | 0.0061512 | 32 | Residential_2038_Technical_GWh_After Competition Groups_32 | LED Downlight | 0.6151% | 0.48926 | 97.7583 | Residential_2038_Technical_GWh_After Competition Groups_LED Downlight
Residential | Res ¦ Radiant Barrier | 2038 | Technical | GWh | After Competition Groups | 97.2298 | 19885561.1017 | 19.8856 | 15892.6721 | 0.0061179 | 33 | Residential_2038_Technical_GWh_After Competition Groups_33 | Radiant Barrier | 0.6118% | 19.8856 | 97.2298 | Residential_2038_Technical_GWh_After Competition Groups_Radiant Barrier
Residential | Res ¦ Advanced BAS/Controllers | 2038 | Achievable | GWh | After Competition Groups | 45.8907 | 216084.6357 | 0.21608 | 7550.384 | 0.0060779 | 32 | Residential_2038_Achievable_GWh_After Competition Groups_32 | Advanced BAS/Controllers | 0.6078% | 0.21608 | 45.8907 | Residential_2038_Achievable_GWh_After Competition Groups_Advanced BAS/Controllers
Residential | Res ¦ Energy Star Ceiling Fan/Lighting | 2038 | Technical | GWh | After Competition Groups | 95.1543 | 0 | 0 | 15892.6721 | 0.0059873 | 34 | Residential_2038_Technical_GWh_After Competition Groups_34 | Energy Star Ceiling Fan/Lighting | 0.5987% | 0 | 95.1543 | Residential_2038_Technical_GWh_After Competition Groups_Energy Star Ceiling Fan/Lighting
Residential | Res ¦ Home Energy Reports | 2038 | Technical | GWh | After Competition Groups | 93.6789 | 771957.7589 | 0.77196 | 15892.6721 | 0.0058945 | 35 | Residential_2038_Technical_GWh_After Competition Groups_35 | Home Energy Reports | 0.5894% | 0.77196 | 93.6789 | Residential_2038_Technical_GWh_After Competition Groups_Home Energy Reports
Residential | Res ¦ Clothes Drying Racks | 2038 | Economic | GWh | After Competition Groups | 66.5698 | 1564053.4002 | 1.5641 | 11615.6962 | 0.005731 | 29 | Residential_2038_Economic_GWh_After Competition Groups_29 | Clothes Drying Racks | 0.5731% | 1.5641 | 66.5698 | Residential_2038_Economic_GWh_After Competition Groups_Clothes Drying Racks
Residential | Res ¦ Freezer Recycling | 2038 | Economic | GWh | After Competition Groups | 63.9673 | 7867147.4763 | 7.8671 | 11615.6962 | 0.005507 | 30 | Residential_2038_Economic_GWh_After Competition Groups_30 | Freezer Recycling | 0.5507% | 7.8671 | 63.9673 | Residential_2038_Economic_GWh_After Competition Groups_Freezer Recycling
Residential | Res ¦ Duct Insulation | 2038 | Economic | GWh | After Competition Groups | 63.3433 | 2160726.3358 | 2.1607 | 11615.6962 | 0.0054532 | 31 | Residential_2038_Economic_GWh_After Competition Groups_31 | Duct Insulation | 0.5453% | 2.1607 | 63.3433 | Residential_2038_Economic_GWh_After Competition Groups_Duct Insulation
Residential | Res ¦ Energy Star Freezer | 2038 | Technical | GWh | After Competition Groups | 85.5949 | 2988265.247 | 2.9883 | 15892.6721 | 0.0053858 | 36 | Residential_2038_Technical_GWh_After Competition Groups_36 | Energy Star Freezer | 0.5386% | 2.9883 | 85.5949 | Residential_2038_Technical_GWh_After Competition Groups_Energy Star Freezer
Residential | Res ¦ Furnace Whistle | 2038 | Achievable | GWh | After Competition Groups | 38.4566 | 8404.2789 | 0.0084043 | 7550.384 | 0.0050933 | 33 | Residential_2038_Achievable_GWh_After Competition Groups_33 | Furnace Whistle | 0.5093% | 0.0084043 | 38.4566 | Residential_2038_Achievable_GWh_After Competition Groups_Furnace Whistle
Residential | Res ¦ Ceiling Insulation | 2038 | Technical | GWh | After Competition Groups | 75.969 | 4772650.4795 | 4.7727 | 15892.6721 | 0.0047801 | 37 | Residential_2038_Technical_GWh_After Competition Groups_37 | Ceiling Insulation | 0.478% | 4.7727 | 75.969 | Residential_2038_Technical_GWh_After Competition Groups_Ceiling Insulation
Residential | Res ¦ Window Film | 2038 | Technical | GWh | After Competition Groups | 75.7409 | 0 | 0 | 15892.6721 | 0.0047658 | 38 | Residential_2038_Technical_GWh_After Competition Groups_38 | Window Film | 0.4766% | 0 | 75.7409 | Residential_2038_Technical_GWh_After Competition Groups_Window Film
Residential | Res ¦ Outside Air Economizer | 2038 | Achievable | GWh | After Competition Groups | 34.9013 | 129383.7242 | 0.12938 | 7550.384 | 0.0046225 | 34 | Residential_2038_Achievable_GWh_After Competition Groups_34 | Outside Air Economizer | 0.4622% | 0.12938 | 34.9013 | Residential_2038_Achievable_GWh_After Competition Groups_Outside Air Economizer
Residential | Res ¦ Refrigerator Recycling | 2038 | Technical | GWh | After Competition Groups | 72.9094 | 361442.3954 | 0.36144 | 15892.6721 | 0.0045876 | 39 | Residential_2038_Technical_GWh_After Competition Groups_39 | Refrigerator Recycling | 0.4588% | 0.36144 | 72.9094 | Residential_2038_Technical_GWh_After Competition Groups_Refrigerator Recycling
Residential | Res ¦ LED Exterior Area Lights - LED Fixture (200W) | 2038 | Economic | GWh | After Competition Groups | 51.7163 | 374562.8139 | 0.37456 | 11615.6962 | 0.0044523 | 32 | Residential_2038_Economic_GWh_After Competition Groups_32 | LED Exterior Area Lights - LED Fixture (200W) | 0.4452% | 0.37456 | 51.7163 | Residential_2038_Economic_GWh_After Competition Groups_LED Exterior Area Lights - LED Fixture (200W)
Residential | Res ¦ Floor Insulation | 2038 | Economic | GWh | After Competition Groups | 51.0961 | 2223522.1263 | 2.2235 | 11615.6962 | 0.0043989 | 33 | Residential_2038_Economic_GWh_After Competition Groups_33 | Floor Insulation | 0.4399% | 2.2235 | 51.0961 | Residential_2038_Economic_GWh_After Competition Groups_Floor Insulation
Residential | Res ¦ Radiant Barrier | 2038 | Achievable | GWh | After Competition Groups | 32.2898 | 19885561.1017 | 19.8856 | 7550.384 | 0.0042766 | 35 | Residential_2038_Achievable_GWh_After Competition Groups_35 | Radiant Barrier | 0.4277% | 19.8856 | 32.2898 | Residential_2038_Achievable_GWh_After Competition Groups_Radiant Barrier
Residential | Res ¦ Clothes Drying Racks | 2038 | Technical | GWh | After Competition Groups | 66.5698 | 1564053.4002 | 1.5641 | 15892.6721 | 0.0041887 | 40 | Residential_2038_Technical_GWh_After Competition Groups_40 | Clothes Drying Racks | 0.4189% | 1.5641 | 66.5698 | Residential_2038_Technical_GWh_After Competition Groups_Clothes Drying Racks
Residential | Res ¦ Heat Pump Water Heater | 2038 | Technical | GWh | After Competition Groups | 65.5309 | 374942.0582 | 0.37494 | 15892.6721 | 0.0041233 | 41 | Residential_2038_Technical_GWh_After Competition Groups_41 | Heat Pump Water Heater | 0.4123% | 0.37494 | 65.5309 | Residential_2038_Technical_GWh_After Competition Groups_Heat Pump Water Heater
Residential | Res ¦ Freezer Recycling | 2038 | Technical | GWh | After Competition Groups | 63.9673 | 7867147.4763 | 7.8671 | 15892.6721 | 0.004025 | 42 | Residential_2038_Technical_GWh_After Competition Groups_42 | Freezer Recycling | 0.4025% | 7.8671 | 63.9673 | Residential_2038_Technical_GWh_After Competition Groups_Freezer Recycling
Residential | Res ¦ Duct Insulation | 2038 | Technical | GWh | After Competition Groups | 63.3433 | 2160726.3358 | 2.1607 | 15892.6721 | 0.0039857 | 43 | Residential_2038_Technical_GWh_After Competition Groups_43 | Duct Insulation | 0.3986% | 2.1607 | 63.3433 | Residential_2038_Technical_GWh_After Competition Groups_Duct Insulation
Residential | Res ¦ Heat Recovery Ventilator | 2038 | Economic | GWh | After Competition Groups | 45.3481 | 4765686.0105 | 4.7657 | 11615.6962 | 0.003904 | 34 | Residential_2038_Economic_GWh_After Competition Groups_34 | Heat Recovery Ventilator | 0.3904% | 4.7657 | 45.3481 | Residential_2038_Economic_GWh_After Competition Groups_Heat Recovery Ventilator
Residential | Res ¦ Variable Refrigerant Flow Heat Pump | 2038 | Achievable | GWh | After Competition Groups | 27.4296 | 9724269.6158 | 9.7243 | 7550.384 | 0.0036329 | 36 | Residential_2038_Achievable_GWh_After Competition Groups_36 | Variable Refrigerant Flow Heat Pump | 0.3633% | 9.7243 | 27.4296 | Residential_2038_Achievable_GWh_After Competition Groups_Variable Refrigerant Flow Heat Pump
Residential | Res ¦ Advanced BAS/Controllers | 2038 | Economic | GWh | After Competition Groups | 41.4335 | 216084.6357 | 0.21608 | 11615.6962 | 0.003567 | 35 | Residential_2038_Economic_GWh_After Competition Groups_35 | Advanced BAS/Controllers | 0.3567% | 0.21608 | 41.4335 | Residential_2038_Economic_GWh_After Competition Groups_Advanced BAS/Controllers
Residential | Res ¦ INTEGRAL LED TROFFERS | 2038 | Technical | GWh | After Competition Groups | 55.09 | 0 | 0 | 15892.6721 | 0.0034664 | 44 | Residential_2038_Technical_GWh_After Competition Groups_44 | INTEGRAL LED TROFFERS | 0.3466% | 0 | 55.09 | Residential_2038_Technical_GWh_After Competition Groups_INTEGRAL LED TROFFERS
Residential | Res ¦ LED Tube Re-Lamp | 2038 | Achievable | GWh | After Competition Groups | 25.9733 | 445004.0588 | 0.445 | 7550.384 | 0.00344 | 37 | Residential_2038_Achievable_GWh_After Competition Groups_37 | LED Tube Re-Lamp | 0.344% | 0.445 | 25.9733 | Residential_2038_Achievable_GWh_After Competition Groups_LED Tube Re-Lamp
Residential | Res ¦ Central Lighting Control System | 2038 | Technical | GWh | After Competition Groups | 52.8192 | 0 | 0 | 15892.6721 | 0.0033235 | 45 | Residential_2038_Technical_GWh_After Competition Groups_45 | Central Lighting Control System | 0.3323% | 0 | 52.8192 | Residential_2038_Technical_GWh_After Competition Groups_Central Lighting Control System
Residential | Res ¦ Minimize Hot and Warm Clothes Wash | 2038 | Achievable | GWh | After Competition Groups | 24.7824 | 0 | 0 | 7550.384 | 0.0032823 | 38 | Residential_2038_Achievable_GWh_After Competition Groups_38 | Minimize Hot and Warm Clothes Wash | 0.3282% | 0 | 24.7824 | Residential_2038_Achievable_GWh_After Competition Groups_Minimize Hot and Warm Clothes Wash
Residential | Res ¦ LED Exterior Area Lights - LED Fixture (200W) | 2038 | Technical | GWh | After Competition Groups | 51.7163 | 374562.8139 | 0.37456 | 15892.6721 | 0.0032541 | 46 | Residential_2038_Technical_GWh_After Competition Groups_46 | LED Exterior Area Lights - LED Fixture (200W) | 0.3254% | 0.37456 | 51.7163 | Residential_2038_Technical_GWh_After Competition Groups_LED Exterior Area Lights - LED Fixture (200W)
Residential | Res ¦ Floor Insulation | 2038 | Technical | GWh | After Competition Groups | 51.0961 | 2223522.1263 | 2.2235 | 15892.6721 | 0.0032151 | 47 | Residential_2038_Technical_GWh_After Competition Groups_47 | Floor Insulation | 0.3215% | 2.2235 | 51.0961 | Residential_2038_Technical_GWh_After Competition Groups_Floor Insulation
Residential | Res ¦ Energy Star Freezer | 2038 | Economic | GWh | After Competition Groups | 36.9754 | 2988265.247 | 2.9883 | 11615.6962 | 0.0031832 | 36 | Residential_2038_Economic_GWh_After Competition Groups_36 | Energy Star Freezer | 0.3183% | 2.9883 | 36.9754 | Residential_2038_Economic_GWh_After Competition Groups_Energy Star Freezer
Residential | Res ¦ Minimize Hot and Warm Clothes Wash | 2038 | Economic | GWh | After Competition Groups | 35.4531 | 0 | 0 | 11615.6962 | 0.0030522 | 37 | Residential_2038_Economic_GWh_After Competition Groups_37 | Minimize Hot and Warm Clothes Wash | 0.3052% | 0 | 35.4531 | Residential_2038_Economic_GWh_After Competition Groups_Minimize Hot and Warm Clothes Wash
Residential | Res ¦ Duct Insulation | 2038 | Achievable | GWh | After Competition Groups | 22.7953 | 2160726.3358 | 2.1607 | 7550.384 | 0.0030191 | 39 | Residential_2038_Achievable_GWh_After Competition Groups_39 | Duct Insulation | 0.3019% | 2.1607 | 22.7953 | Residential_2038_Achievable_GWh_After Competition Groups_Duct Insulation
Residential | Res ¦ Furnace Whistle | 2038 | Economic | GWh | After Competition Groups | 34.7205 | 8404.2789 | 0.0084043 | 11615.6962 | 0.0029891 | 38 | Residential_2038_Economic_GWh_After Competition Groups_38 | Furnace Whistle | 0.2989% | 0.0084043 | 34.7205 | Residential_2038_Economic_GWh_After Competition Groups_Furnace Whistle
Residential | Res ¦ Home Energy Reports | 2038 | Economic | GWh | After Competition Groups | 34.5228 | 771957.7589 | 0.77196 | 11615.6962 | 0.0029721 | 39 | Residential_2038_Economic_GWh_After Competition Groups_39 | Home Energy Reports | 0.2972% | 0.77196 | 34.5228 | Residential_2038_Economic_GWh_After Competition Groups_Home Energy Reports
Residential | Res ¦ Heat Recovery Ventilator | 2038 | Technical | GWh | After Competition Groups | 46.8984 | 4765686.0105 | 4.7657 | 15892.6721 | 0.0029509 | 48 | Residential_2038_Technical_GWh_After Competition Groups_48 | Heat Recovery Ventilator | 0.2951% | 4.7657 | 46.8984 | Residential_2038_Technical_GWh_After Competition Groups_Heat Recovery Ventilator
Residential | Res ¦ Outside Air Economizer | 2038 | Economic | GWh | After Competition Groups | 33.0622 | 129383.7242 | 0.12938 | 11615.6962 | 0.0028463 | 40 | Residential_2038_Economic_GWh_After Competition Groups_40 | Outside Air Economizer | 0.2846% | 0.12938 | 33.0622 | Residential_2038_Economic_GWh_After Competition Groups_Outside Air Economizer
Residential | Res ¦ Home Energy Reports | 2038 | Achievable | GWh | After Competition Groups | 20.8896 | 771957.7589 | 0.77196 | 7550.384 | 0.0027667 | 40 | Residential_2038_Achievable_GWh_After Competition Groups_40 | Home Energy Reports | 0.2767% | 0.77196 | 20.8896 | Residential_2038_Achievable_GWh_After Competition Groups_Home Energy Reports
Residential | Res ¦ Dehumidifier Recycling | 2038 | Technical | GWh | After Competition Groups | 43.9335 | 0 | 0 | 15892.6721 | 0.0027644 | 49 | Residential_2038_Technical_GWh_After Competition Groups_49 | Dehumidifier Recycling | 0.2764% | 0 | 43.9335 | Residential_2038_Technical_GWh_After Competition Groups_Dehumidifier Recycling
Residential | Res ¦ Early Hot Water Heater Replacement | 2038 | Economic | GWh | After Competition Groups | 31.5269 | 4695341.8109 | 4.6953 | 11615.6962 | 0.0027142 | 41 | Residential_2038_Economic_GWh_After Competition Groups_41 | Early Hot Water Heater Replacement | 0.2714% | 4.6953 | 31.5269 | Residential_2038_Economic_GWh_After Competition Groups_Early Hot Water Heater Replacement
Residential | Res ¦ Early Hot Water Heater Replacement | 2038 | Achievable | GWh | After Competition Groups | 20.1158 | 4695341.8109 | 4.6953 | 7550.384 | 0.0026642 | 41 | Residential_2038_Achievable_GWh_After Competition Groups_41 | Early Hot Water Heater Replacement | 0.2664% | 4.6953 | 20.1158 | Residential_2038_Achievable_GWh_After Competition Groups_Early Hot Water Heater Replacement
Residential | Res ¦ ENERGY STAR LED LAMPS (REFLECTOR LAMPs/MR16/PAR 16) | 2038 | Achievable | GWh | After Competition Groups | 19.8435 | 58054.3033 | 0.058054 | 7550.384 | 0.0026281 | 42 | Residential_2038_Achievable_GWh_After Competition Groups_42 | ENERGY STAR LED LAMPS (REFLECTOR LAMPs/MR16/PAR 16) | 0.2628% | 0.058054 | 19.8435 | Residential_2038_Achievable_GWh_After Competition Groups_ENERGY STAR LED LAMPS (REFLECTOR LAMPs/MR16/PAR 16)
Residential | Res ¦ Tankless Water Heater | 2038 | Achievable | GWh | After Competition Groups | 19.7749 | 1370461.1352 | 1.3705 | 7550.384 | 0.0026191 | 43 | Residential_2038_Achievable_GWh_After Competition Groups_43 | Tankless Water Heater | 0.2619% | 1.3705 | 19.7749 | Residential_2038_Achievable_GWh_After Competition Groups_Tankless Water Heater
Residential | Res ¦ Advanced BAS/Controllers | 2038 | Technical | GWh | After Competition Groups | 41.4335 | 216084.6357 | 0.21608 | 15892.6721 | 0.0026071 | 50 | Residential_2038_Technical_GWh_After Competition Groups_50 | Advanced BAS/Controllers | 0.2607% | 0.21608 | 41.4335 | Residential_2038_Technical_GWh_After Competition Groups_Advanced BAS/Controllers
Residential | Res ¦ LED Tube Re-Lamp | 2038 | Technical | GWh | After Competition Groups | 40.1999 | 445004.0588 | 0.445 | 15892.6721 | 0.0025295 | 51 | Residential_2038_Technical_GWh_After Competition Groups_51 | LED Tube Re-Lamp | 0.2529% | 0.445 | 40.1999 | Residential_2038_Technical_GWh_After Competition Groups_LED Tube Re-Lamp
Residential | Res ¦ Floor Insulation | 2038 | Achievable | GWh | After Competition Groups | 19.0738 | 2223522.1263 | 2.2235 | 7550.384 | 0.0025262 | 44 | Residential_2038_Achievable_GWh_After Competition Groups_44 | Floor Insulation | 0.2526% | 2.2235 | 19.0738 | Residential_2038_Achievable_GWh_After Competition Groups_Floor Insulation
Residential | Res ¦ CO Sensors for parking garage exhaust fans | 2038 | Achievable | GWh | After Competition Groups | 18.9242 | 272307.344 | 0.27231 | 7550.384 | 0.0025064 | 45 | Residential_2038_Achievable_GWh_After Competition Groups_45 | CO Sensors for parking garage exhaust fans | 0.2506% | 0.27231 | 18.9242 | Residential_2038_Achievable_GWh_After Competition Groups_CO Sensors for parking garage exhaust fans
Residential | Res ¦ Duct Insulation MF | 2038 | Economic | GWh | After Competition Groups | 28.542 | 1678130.5311 | 1.6781 | 11615.6962 | 0.0024572 | 42 | Residential_2038_Economic_GWh_After Competition Groups_42 | Duct Insulation MF | 0.2457% | 1.6781 | 28.542 | Residential_2038_Economic_GWh_After Competition Groups_Duct Insulation MF
Residential | Res ¦ LED Tube Re-Lamp | 2038 | Economic | GWh | After Competition Groups | 27.4608 | 445004.0588 | 0.445 | 11615.6962 | 0.0023641 | 43 | Residential_2038_Economic_GWh_After Competition Groups_43 | LED Tube Re-Lamp | 0.2364% | 0.445 | 27.4608 | Residential_2038_Economic_GWh_After Competition Groups_LED Tube Re-Lamp
Residential | Res ¦ High Efficiency Chiller (avg of water and air cooled) | 2038 | Achievable | GWh | After Competition Groups | 17.3859 | 178958.5932 | 0.17896 | 7550.384 | 0.0023027 | 46 | Residential_2038_Achievable_GWh_After Competition Groups_46 | High Efficiency Chiller (avg of water and air cooled) | 0.2303% | 0.17896 | 17.3859 | Residential_2038_Achievable_GWh_After Competition Groups_High Efficiency Chiller (avg of water and air cooled)
Residential | Res ¦ Wall Insulation | 2038 | Achievable | GWh | After Competition Groups | 17.2123 | 4250028.0161 | 4.25 | 7550.384 | 0.0022797 | 47 | Residential_2038_Achievable_GWh_After Competition Groups_47 | Wall Insulation | 0.228% | 4.25 | 17.2123 | Residential_2038_Achievable_GWh_After Competition Groups_Wall Insulation
Residential | Res ¦ Minimize Hot and Warm Clothes Wash | 2038 | Technical | GWh | After Competition Groups | 35.4531 | 0 | 0 | 15892.6721 | 0.0022308 | 52 | Residential_2038_Technical_GWh_After Competition Groups_52 | Minimize Hot and Warm Clothes Wash | 0.2231% | 0 | 35.4531 | Residential_2038_Technical_GWh_After Competition Groups_Minimize Hot and Warm Clothes Wash
Residential | Res ¦ Energy Star Dehumidifier | 2038 | Economic | GWh | After Competition Groups | 25.828 | 3577431.2294 | 3.5774 | 11615.6962 | 0.0022235 | 44 | Residential_2038_Economic_GWh_After Competition Groups_44 | Energy Star Dehumidifier | 0.2224% | 3.5774 | 25.828 | Residential_2038_Economic_GWh_After Competition Groups_Energy Star Dehumidifier
Residential | Res ¦ Variable Frequency Drive (VFD) | 2038 | Achievable | GWh | After Competition Groups | 16.582 | 51875.3702 | 0.051875 | 7550.384 | 0.0021962 | 48 | Residential_2038_Achievable_GWh_After Competition Groups_48 | Variable Frequency Drive (VFD) | 0.2196% | 0.051875 | 16.582 | Residential_2038_Achievable_GWh_After Competition Groups_Variable Frequency Drive (VFD)
Residential | Res ¦ Furnace Whistle | 2038 | Technical | GWh | After Competition Groups | 34.7205 | 8404.2789 | 0.0084043 | 15892.6721 | 0.0021847 | 53 | Residential_2038_Technical_GWh_After Competition Groups_53 | Furnace Whistle | 0.2185% | 0.0084043 | 34.7205 | Residential_2038_Technical_GWh_After Competition Groups_Furnace Whistle
Residential | Res ¦ Tankless Water Heater | 2038 | Economic | GWh | After Competition Groups | 24.4115 | 1370461.1352 | 1.3705 | 11615.6962 | 0.0021016 | 45 | Residential_2038_Economic_GWh_After Competition Groups_45 | Tankless Water Heater | 0.2102% | 1.3705 | 24.4115 | Residential_2038_Economic_GWh_After Competition Groups_Tankless Water Heater
Residential | Res ¦ Outside Air Economizer | 2038 | Technical | GWh | After Competition Groups | 33.0622 | 129383.7242 | 0.12938 | 15892.6721 | 0.0020803 | 54 | Residential_2038_Technical_GWh_After Competition Groups_54 | Outside Air Economizer | 0.208% | 0.12938 | 33.0622 | Residential_2038_Technical_GWh_After Competition Groups_Outside Air Economizer
Residential | Res ¦ Early Hot Water Heater Replacement | 2038 | Technical | GWh | After Competition Groups | 31.5269 | 4695341.8109 | 4.6953 | 15892.6721 | 0.0019837 | 55 | Residential_2038_Technical_GWh_After Competition Groups_55 | Early Hot Water Heater Replacement | 0.1984% | 4.6953 | 31.5269 | Residential_2038_Technical_GWh_After Competition Groups_Early Hot Water Heater Replacement
Residential | Res ¦ Demand Control Ventilation | 2038 | Achievable | GWh | After Competition Groups | 14.4751 | 18225.1302 | 0.018225 | 7550.384 | 0.0019171 | 49 | Residential_2038_Achievable_GWh_After Competition Groups_49 | Demand Control Ventilation | 0.1917% | 0.018225 | 14.4751 | Residential_2038_Achievable_GWh_After Competition Groups_Demand Control Ventilation
Residential | Res ¦ Variable Refrigerant Flow Heat Pump | 2038 | Economic | GWh | After Competition Groups | 22.1373 | 9724269.6158 | 9.7243 | 11615.6962 | 0.0019058 | 46 | Residential_2038_Economic_GWh_After Competition Groups_46 | Variable Refrigerant Flow Heat Pump | 0.1906% | 9.7243 | 22.1373 | Residential_2038_Economic_GWh_After Competition Groups_Variable Refrigerant Flow Heat Pump
Residential | Res ¦ Drain Water Heat Recovery | 2038 | Achievable | GWh | After Competition Groups | 14.1482 | 3051160.9513 | 3.0512 | 7550.384 | 0.0018738 | 50 | Residential_2038_Achievable_GWh_After Competition Groups_50 | Drain Water Heat Recovery | 0.1874% | 3.0512 | 14.1482 | Residential_2038_Achievable_GWh_After Competition Groups_Drain Water Heat Recovery
Residential | Res ¦ Drain Water Heat Recovery | 2038 | Economic | GWh | After Competition Groups | 21.1627 | 3051160.9513 | 3.0512 | 11615.6962 | 0.0018219 | 47 | Residential_2038_Economic_GWh_After Competition Groups_47 | Drain Water Heat Recovery | 0.1822% | 3.0512 | 21.1627 | Residential_2038_Economic_GWh_After Competition Groups_Drain Water Heat Recovery
Residential | Res ¦ Energy Star Dishwasher | 2038 | Technical | GWh | After Competition Groups | 28.6713 | 0 | 0 | 15892.6721 | 0.0018041 | 56 | Residential_2038_Technical_GWh_After Competition Groups_56 | Energy Star Dishwasher | 0.1804% | 0 | 28.6713 | Residential_2038_Technical_GWh_After Competition Groups_Energy Star Dishwasher
Residential | Res ¦ Condensing Make Up Air Unit | 2038 | Achievable | GWh | After Competition Groups | 13.6139 | 1260236.5084 | 1.2602 | 7550.384 | 0.0018031 | 51 | Residential_2038_Achievable_GWh_After Competition Groups_51 | Condensing Make Up Air Unit | 0.1803% | 1.2602 | 13.6139 | Residential_2038_Achievable_GWh_After Competition Groups_Condensing Make Up Air Unit
Residential | Res ¦ Duct Insulation MF | 2038 | Technical | GWh | After Competition Groups | 28.542 | 1678130.5311 | 1.6781 | 15892.6721 | 0.0017959 | 57 | Residential_2038_Technical_GWh_After Competition Groups_57 | Duct Insulation MF | 0.1796% | 1.6781 | 28.542 | Residential_2038_Technical_GWh_After Competition Groups_Duct Insulation MF
Residential | Res ¦ CO Sensors for parking garage exhaust fans | 2038 | Economic | GWh | After Competition Groups | 20.8597 | 272307.344 | 0.27231 | 11615.6962 | 0.0017958 | 48 | Residential_2038_Economic_GWh_After Competition Groups_48 | CO Sensors for parking garage exhaust fans | 0.1796% | 0.27231 | 20.8597 | Residential_2038_Economic_GWh_After Competition Groups_CO Sensors for parking garage exhaust fans
Residential | Res ¦ ENERGY STAR LED LAMPS (REFLECTOR LAMPs/MR16/PAR 16) | 2038 | Economic | GWh | After Competition Groups | 19.7159 | 58054.3033 | 0.058054 | 11615.6962 | 0.0016974 | 49 | Residential_2038_Economic_GWh_After Competition Groups_49 | ENERGY STAR LED LAMPS (REFLECTOR LAMPs/MR16/PAR 16) | 0.1697% | 0.058054 | 19.7159 | Residential_2038_Economic_GWh_After Competition Groups_ENERGY STAR LED LAMPS (REFLECTOR LAMPs/MR16/PAR 16)
Residential | Res ¦ Condensing Make Up Air Unit | 2038 | Economic | GWh | After Competition Groups | 19.6136 | 1260236.5084 | 1.2602 | 11615.6962 | 0.0016885 | 50 | Residential_2038_Economic_GWh_After Competition Groups_50 | Condensing Make Up Air Unit | 0.1689% | 1.2602 | 19.6136 | Residential_2038_Economic_GWh_After Competition Groups_Condensing Make Up Air Unit
Residential | Res ¦ Heat Pump Water Heater | 2038 | Economic | GWh | After Competition Groups | 19.4663 | 374942.0582 | 0.37494 | 11615.6962 | 0.0016759 | 51 | Residential_2038_Economic_GWh_After Competition Groups_51 | Heat Pump Water Heater | 0.1676% | 0.37494 | 19.4663 | Residential_2038_Economic_GWh_After Competition Groups_Heat Pump Water Heater
Residential | Res ¦ High Efficiency Chiller (avg of water and air cooled) | 2038 | Economic | GWh | After Competition Groups | 19.176 | 178958.5932 | 0.17896 | 11615.6962 | 0.0016509 | 52 | Residential_2038_Economic_GWh_After Competition Groups_52 | High Efficiency Chiller (avg of water and air cooled) | 0.1651% | 0.17896 | 19.176 | Residential_2038_Economic_GWh_After Competition Groups_High Efficiency Chiller (avg of water and air cooled)
Residential | Res ¦ Demand Control Ventilation | 2038 | Economic | GWh | After Competition Groups | 19.0551 | 18225.1302 | 0.018225 | 11615.6962 | 0.0016405 | 53 | Residential_2038_Economic_GWh_After Competition Groups_53 | Demand Control Ventilation | 0.164% | 0.018225 | 19.0551 | Residential_2038_Economic_GWh_After Competition Groups_Demand Control Ventilation
Residential | Res ¦ Central Air Conditioner Maintenance | 2038 | Technical | GWh | After Competition Groups | 25.9548 | 0 | 0 | 15892.6721 | 0.0016331 | 58 | Residential_2038_Technical_GWh_After Competition Groups_58 | Central Air Conditioner Maintenance | 0.1633% | 0 | 25.9548 | Residential_2038_Technical_GWh_After Competition Groups_Central Air Conditioner Maintenance
Residential | Res ¦ Energy Star Dehumidifier | 2038 | Technical | GWh | After Competition Groups | 25.828 | 3577431.2294 | 3.5774 | 15892.6721 | 0.0016252 | 59 | Residential_2038_Technical_GWh_After Competition Groups_59 | Energy Star Dehumidifier | 0.1625% | 3.5774 | 25.828 | Residential_2038_Technical_GWh_After Competition Groups_Energy Star Dehumidifier
Residential | Res ¦ Water Heater Temperature Setback | 2038 | Achievable | GWh | After Competition Groups | 12.2536 | 8505.9562 | 0.008506 | 7550.384 | 0.0016229 | 52 | Residential_2038_Achievable_GWh_After Competition Groups_52 | Water Heater Temperature Setback | 0.1623% | 0.008506 | 12.2536 | Residential_2038_Achievable_GWh_After Competition Groups_Water Heater Temperature Setback
Residential | Res ¦ Energy Star Dehumidifier | 2038 | Achievable | GWh | After Competition Groups | 11.7511 | 3577431.2294 | 3.5774 | 7550.384 | 0.0015564 | 53 | Residential_2038_Achievable_GWh_After Competition Groups_53 | Energy Star Dehumidifier | 0.1556% | 3.5774 | 11.7511 | Residential_2038_Achievable_GWh_After Competition Groups_Energy Star Dehumidifier
Residential | Res ¦ Basement or Crawlspace Insulation | 2038 | Achievable | GWh | After Competition Groups | 10.5072 | 7273131.9359 | 7.2731 | 7550.384 | 0.0013916 | 54 | Residential_2038_Achievable_GWh_After Competition Groups_54 | Basement or Crawlspace Insulation | 0.1392% | 7.2731 | 10.5072 | Residential_2038_Achievable_GWh_After Competition Groups_Basement or Crawlspace Insulation
Residential | Res ¦ Drain Water Heat Recovery | 2038 | Technical | GWh | After Competition Groups | 21.1627 | 3051160.9513 | 3.0512 | 15892.6721 | 0.0013316 | 60 | Residential_2038_Technical_GWh_After Competition Groups_60 | Drain Water Heat Recovery | 0.1332% | 3.0512 | 21.1627 | Residential_2038_Technical_GWh_After Competition Groups_Drain Water Heat Recovery
Residential | Res ¦ CO Sensors for parking garage exhaust fans | 2038 | Technical | GWh | After Competition Groups | 20.8597 | 272307.344 | 0.27231 | 15892.6721 | 0.0013125 | 61 | Residential_2038_Technical_GWh_After Competition Groups_61 | CO Sensors for parking garage exhaust fans | 0.1313% | 0.27231 | 20.8597 | Residential_2038_Technical_GWh_After Competition Groups_CO Sensors for parking garage exhaust fans
Residential | Res ¦ Variable Frequency Drive (VFD) | 2038 | Economic | GWh | After Competition Groups | 14.9712 | 51875.3702 | 0.051875 | 11615.6962 | 0.0012889 | 54 | Residential_2038_Economic_GWh_After Competition Groups_54 | Variable Frequency Drive (VFD) | 0.1289% | 0.051875 | 14.9712 | Residential_2038_Economic_GWh_After Competition Groups_Variable Frequency Drive (VFD)
Residential | Res ¦ LED Downlight | 2038 | Economic | GWh | After Competition Groups | 14.4136 | 489262.4932 | 0.48926 | 11615.6962 | 0.0012409 | 55 | Residential_2038_Economic_GWh_After Competition Groups_55 | LED Downlight | 0.1241% | 0.48926 | 14.4136 | Residential_2038_Economic_GWh_After Competition Groups_LED Downlight
Residential | Res ¦ ENERGY STAR LED LAMPS (REFLECTOR LAMPs/MR16/PAR 16) | 2038 | Technical | GWh | After Competition Groups | 19.7159 | 58054.3033 | 0.058054 | 15892.6721 | 0.0012406 | 62 | Residential_2038_Technical_GWh_After Competition Groups_62 | ENERGY STAR LED LAMPS (REFLECTOR LAMPs/MR16/PAR 16) | 0.1241% | 0.058054 | 19.7159 | Residential_2038_Technical_GWh_After Competition Groups_ENERGY STAR LED LAMPS (REFLECTOR LAMPs/MR16/PAR 16)
Residential | Res ¦ Condensing Make Up Air Unit | 2038 | Technical | GWh | After Competition Groups | 19.6136 | 1260236.5084 | 1.2602 | 15892.6721 | 0.0012341 | 63 | Residential_2038_Technical_GWh_After Competition Groups_63 | Condensing Make Up Air Unit | 0.1234% | 1.2602 | 19.6136 | Residential_2038_Technical_GWh_After Competition Groups_Condensing Make Up Air Unit
Residential | Res ¦ High Efficiency Chiller (avg of water and air cooled) | 2038 | Technical | GWh | After Competition Groups | 19.176 | 178958.5932 | 0.17896 | 15892.6721 | 0.0012066 | 64 | Residential_2038_Technical_GWh_After Competition Groups_64 | High Efficiency Chiller (avg of water and air cooled) | 0.1207% | 0.17896 | 19.176 | Residential_2038_Technical_GWh_After Competition Groups_High Efficiency Chiller (avg of water and air cooled)
Residential | Res ¦ Duct Insulation MF | 2038 | Achievable | GWh | After Competition Groups | 9.0826 | 1678130.5311 | 1.6781 | 7550.384 | 0.0012029 | 55 | Residential_2038_Achievable_GWh_After Competition Groups_55 | Duct Insulation MF | 0.1203% | 1.6781 | 9.0826 | Residential_2038_Achievable_GWh_After Competition Groups_Duct Insulation MF
Residential | Res ¦ Demand Control Ventilation | 2038 | Technical | GWh | After Competition Groups | 19.0551 | 18225.1302 | 0.018225 | 15892.6721 | 0.001199 | 65 | Residential_2038_Technical_GWh_After Competition Groups_65 | Demand Control Ventilation | 0.1199% | 0.018225 | 19.0551 | Residential_2038_Technical_GWh_After Competition Groups_Demand Control Ventilation
Residential | Res ¦ Heat Recovery Ventilator | 2038 | Achievable | GWh | After Competition Groups | 9.0381 | 4765686.0105 | 4.7657 | 7550.384 | 0.001197 | 56 | Residential_2038_Achievable_GWh_After Competition Groups_56 | Heat Recovery Ventilator | 0.1197% | 4.7657 | 9.0381 | Residential_2038_Achievable_GWh_After Competition Groups_Heat Recovery Ventilator
Residential | Res ¦ Ceiling Insulation | 2038 | Achievable | GWh | After Competition Groups | 7.2662 | 4772650.4795 | 4.7727 | 7550.384 | 0.00096236 | 57 | Residential_2038_Achievable_GWh_After Competition Groups_57 | Ceiling Insulation | 0.09624% | 4.7727 | 7.2662 | Residential_2038_Achievable_GWh_After Competition Groups_Ceiling Insulation
Residential | Res ¦ Water Heater Temperature Setback | 2038 | Economic | GWh | After Competition Groups | 11.0632 | 8505.9562 | 0.008506 | 11615.6962 | 0.00095243 | 56 | Residential_2038_Economic_GWh_After Competition Groups_56 | Water Heater Temperature Setback | 0.09524% | 0.008506 | 11.0632 | Residential_2038_Economic_GWh_After Competition Groups_Water Heater Temperature Setback
Residential | Res ¦ Variable Frequency Drive (VFD) | 2038 | Technical | GWh | After Competition Groups | 14.9712 | 51875.3702 | 0.051875 | 15892.6721 | 0.00094202 | 66 | Residential_2038_Technical_GWh_After Competition Groups_66 | Variable Frequency Drive (VFD) | 0.0942% | 0.051875 | 14.9712 | Residential_2038_Technical_GWh_After Competition Groups_Variable Frequency Drive (VFD)
Residential | Res ¦ DHW Recirculation Systems | 2038 | Economic | GWh | After Competition Groups | 9.9668 | 1712982.203 | 1.713 | 11615.6962 | 0.00085804 | 57 | Residential_2038_Economic_GWh_After Competition Groups_57 | DHW Recirculation Systems | 0.0858% | 1.713 | 9.9668 | Residential_2038_Economic_GWh_After Competition Groups_DHW Recirculation Systems
Residential | Res ¦ Water Heater Temperature Setback | 2038 | Technical | GWh | After Competition Groups | 11.0632 | 8505.9562 | 0.008506 | 15892.6721 | 0.00069612 | 67 | Residential_2038_Technical_GWh_After Competition Groups_67 | Water Heater Temperature Setback | 0.06961% | 0.008506 | 11.0632 | Residential_2038_Technical_GWh_After Competition Groups_Water Heater Temperature Setback
Residential | Res ¦ VFD on Pumps | 2038 | Achievable | GWh | After Competition Groups | 5.0991 | 19432.9344 | 0.019433 | 7550.384 | 0.00067535 | 58 | Residential_2038_Achievable_GWh_After Competition Groups_58 | VFD on Pumps | 0.06753% | 0.019433 | 5.0991 | Residential_2038_Achievable_GWh_After Competition Groups_VFD on Pumps
Residential | Res ¦ DHW Recirculation Systems | 2038 | Technical | GWh | After Competition Groups | 9.9668 | 1712982.203 | 1.713 | 15892.6721 | 0.00062713 | 68 | Residential_2038_Technical_GWh_After Competition Groups_68 | DHW Recirculation Systems | 0.06271% | 1.713 | 9.9668 | Residential_2038_Technical_GWh_After Competition Groups_DHW Recirculation Systems
Residential | Res ¦ Air Source Heat Pump Maintenance | 2038 | Technical | GWh | After Competition Groups | 8.9942 | 0 | 0 | 15892.6721 | 0.00056593 | 69 | Residential_2038_Technical_GWh_After Competition Groups_69 | Air Source Heat Pump Maintenance | 0.05659% | 0 | 8.9942 | Residential_2038_Technical_GWh_After Competition Groups_Air Source Heat Pump Maintenance
Residential | Res ¦ ENERGY STAR LED Lamps (General Service Lamps) | 2038 | Achievable | GWh | After Competition Groups | 3.4791 | 11086.6893 | 0.011087 | 7550.384 | 0.00046079 | 59 | Residential_2038_Achievable_GWh_After Competition Groups_59 | ENERGY STAR LED Lamps (General Service Lamps) | 0.04608% | 0.011087 | 3.4791 | Residential_2038_Achievable_GWh_After Competition Groups_ENERGY STAR LED Lamps (General Service Lamps)
Residential | Res ¦ ECM MOTORS FOR HVAC APPLICATION (FAN-POWERED VAV BOX) | 2038 | Achievable | GWh | After Competition Groups | 2.9954 | 30471.0805 | 0.030471 | 7550.384 | 0.00039672 | 60 | Residential_2038_Achievable_GWh_After Competition Groups_60 | ECM MOTORS FOR HVAC APPLICATION (FAN-POWERED VAV BOX) | 0.03967% | 0.030471 | 2.9954 | Residential_2038_Achievable_GWh_After Competition Groups_ECM MOTORS FOR HVAC APPLICATION (FAN-POWERED VAV BOX)
Residential | Res ¦ VFD on Pumps | 2038 | Economic | GWh | After Competition Groups | 4.6038 | 19432.9344 | 0.019433 | 11615.6962 | 0.00039634 | 58 | Residential_2038_Economic_GWh_After Competition Groups_58 | VFD on Pumps | 0.03963% | 0.019433 | 4.6038 | Residential_2038_Economic_GWh_After Competition Groups_VFD on Pumps
Residential | Res ¦ DHW Recirculation Systems | 2038 | Achievable | GWh | After Competition Groups | 2.537 | 1712982.203 | 1.713 | 7550.384 | 0.00033602 | 61 | Residential_2038_Achievable_GWh_After Competition Groups_61 | DHW Recirculation Systems | 0.0336% | 1.713 | 2.537 | Residential_2038_Achievable_GWh_After Competition Groups_DHW Recirculation Systems
Residential | Res ¦ ENERGY STAR LED Lamps (General Service Lamps) | 2038 | Economic | GWh | After Competition Groups | 3.5235 | 11086.6893 | 0.011087 | 11615.6962 | 0.00030334 | 59 | Residential_2038_Economic_GWh_After Competition Groups_59 | ENERGY STAR LED Lamps (General Service Lamps) | 0.03033% | 0.011087 | 3.5235 | Residential_2038_Economic_GWh_After Competition Groups_ENERGY STAR LED Lamps (General Service Lamps)
Residential | Res ¦ ECM MOTORS FOR HVAC APPLICATION (FAN-POWERED VAV BOX) | 2038 | Economic | GWh | After Competition Groups | 3.3748 | 30471.0805 | 0.030471 | 11615.6962 | 0.00029054 | 60 | Residential_2038_Economic_GWh_After Competition Groups_60 | ECM MOTORS FOR HVAC APPLICATION (FAN-POWERED VAV BOX) | 0.02905% | 0.030471 | 3.3748 | Residential_2038_Economic_GWh_After Competition Groups_ECM MOTORS FOR HVAC APPLICATION (FAN-POWERED VAV BOX)
Residential | Res ¦ VFD on Pumps | 2038 | Technical | GWh | After Competition Groups | 4.6038 | 19432.9344 | 0.019433 | 15892.6721 | 0.00028968 | 70 | Residential_2038_Technical_GWh_After Competition Groups_70 | VFD on Pumps | 0.02897% | 0.019433 | 4.6038 | Residential_2038_Technical_GWh_After Competition Groups_VFD on Pumps
Residential | Res ¦ Beverage Vending Machine Controls | 2038 | Achievable | GWh | After Competition Groups | 2.1194 | 15840.4204 | 0.01584 | 7550.384 | 0.0002807 | 62 | Residential_2038_Achievable_GWh_After Competition Groups_62 | Beverage Vending Machine Controls | 0.02807% | 0.01584 | 2.1194 | Residential_2038_Achievable_GWh_After Competition Groups_Beverage Vending Machine Controls
Residential | Res ¦ Heat Pump Water Heater | 2038 | Achievable | GWh | After Competition Groups | 1.9737 | 395522.4916 | 0.39552 | 7550.384 | 0.0002614 | 63 | Residential_2038_Achievable_GWh_After Competition Groups_63 | Heat Pump Water Heater | 0.02614% | 0.39552 | 1.9737 | Residential_2038_Achievable_GWh_After Competition Groups_Heat Pump Water Heater
Residential | Res ¦ Tankless Water Heater | 2038 | Technical | GWh | After Competition Groups | 4.0673 | 95948.423 | 0.095948 | 15892.6721 | 0.00025592 | 71 | Residential_2038_Technical_GWh_After Competition Groups_71 | Tankless Water Heater | 0.02559% | 0.095948 | 4.0673 | Residential_2038_Technical_GWh_After Competition Groups_Tankless Water Heater
Residential | Res ¦ ENERGY STAR LED Lamps (General Service Lamps) | 2038 | Technical | GWh | After Competition Groups | 3.5235 | 11086.6893 | 0.011087 | 15892.6721 | 0.00022171 | 72 | Residential_2038_Technical_GWh_After Competition Groups_72 | ENERGY STAR LED Lamps (General Service Lamps) | 0.02217% | 0.011087 | 3.5235 | Residential_2038_Technical_GWh_After Competition Groups_ENERGY STAR LED Lamps (General Service Lamps)
Residential | Res ¦ ECM MOTORS FOR HVAC APPLICATION (FAN-POWERED VAV BOX) | 2038 | Technical | GWh | After Competition Groups | 3.3748 | 30471.0805 | 0.030471 | 15892.6721 | 0.00021235 | 73 | Residential_2038_Technical_GWh_After Competition Groups_73 | ECM MOTORS FOR HVAC APPLICATION (FAN-POWERED VAV BOX) | 0.02124% | 0.030471 | 3.3748 | Residential_2038_Technical_GWh_After Competition Groups_ECM MOTORS FOR HVAC APPLICATION (FAN-POWERED VAV BOX)
Residential | Res ¦ Beverage Vending Machine Controls | 2038 | Economic | GWh | After Competition Groups | 2.4005 | 15840.4204 | 0.01584 | 11615.6962 | 0.00020666 | 61 | Residential_2038_Economic_GWh_After Competition Groups_61 | Beverage Vending Machine Controls | 0.02067% | 0.01584 | 2.4005 | Residential_2038_Economic_GWh_After Competition Groups_Beverage Vending Machine Controls
Residential | Res ¦ HVAC Optimization | 2038 | Technical | GWh | After Competition Groups | 3.2456 | 0 | 0 | 15892.6721 | 0.00020422 | 74 | Residential_2038_Technical_GWh_After Competition Groups_74 | HVAC Optimization | 0.02042% | 0 | 3.2456 | Residential_2038_Technical_GWh_After Competition Groups_HVAC Optimization
Residential | Res ¦ Beverage Vending Machine Controls | 2038 | Technical | GWh | After Competition Groups | 2.4005 | 15840.4204 | 0.01584 | 15892.6721 | 0.00015105 | 75 | Residential_2038_Technical_GWh_After Competition Groups_75 | Beverage Vending Machine Controls | 0.0151% | 0.01584 | 2.4005 | Residential_2038_Technical_GWh_After Competition Groups_Beverage Vending Machine Controls
Residential | Res ¦ Air Source Heat Pump | 2038 | Achievable | GWh | After Competition Groups | 0.5721 | 83161.9893 | 0.083162 | 7550.384 | 7.5771e-05 | 64 | Residential_2038_Achievable_GWh_After Competition Groups_64 | Air Source Heat Pump | 0.007577% | 0.083162 | 0.5721 | Residential_2038_Achievable_GWh_After Competition Groups_Air Source Heat Pump
Residential | Res ¦ Wall Insulation MF | 2038 | Economic | GWh | After Competition Groups | 0.53618 | 13592.301 | 0.013592 | 11615.6962 | 4.616e-05 | 62 | Residential_2038_Economic_GWh_After Competition Groups_62 | Wall Insulation MF | 0.004616% | 0.013592 | 0.53618 | Residential_2038_Economic_GWh_After Competition Groups_Wall Insulation MF
Residential | Res ¦ Chilled Water Optimization | 2038 | Achievable | GWh | After Competition Groups | 0.34345 | 229.5145 | 0.00022951 | 7550.384 | 4.5488e-05 | 65 | Residential_2038_Achievable_GWh_After Competition Groups_65 | Chilled Water Optimization | 0.004549% | 0.00022951 | 0.34345 | Residential_2038_Achievable_GWh_After Competition Groups_Chilled Water Optimization
Residential | Res ¦ Chilled Water Optimization | 2038 | Economic | GWh | After Competition Groups | 0.48092 | 229.5145 | 0.00022951 | 11615.6962 | 4.1402e-05 | 63 | Residential_2038_Economic_GWh_After Competition Groups_63 | Chilled Water Optimization | 0.00414% | 0.00022951 | 0.48092 | Residential_2038_Economic_GWh_After Competition Groups_Chilled Water Optimization
Residential | Res ¦ Networked/ Connected - Indoor LED Luminaire | 2038 | Achievable | GWh | After Competition Groups | 0.30283 | 329483.15 | 0.32948 | 7550.384 | 4.0108e-05 | 66 | Residential_2038_Achievable_GWh_After Competition Groups_66 | Networked/ Connected - Indoor LED Luminaire | 0.004011% | 0.32948 | 0.30283 | Residential_2038_Achievable_GWh_After Competition Groups_Networked/ Connected - Indoor LED Luminaire
Residential | Res ¦ Wall Insulation MF | 2038 | Technical | GWh | After Competition Groups | 0.56011 | 13592.301 | 0.013592 | 15892.6721 | 3.5243e-05 | 76 | Residential_2038_Technical_GWh_After Competition Groups_76 | Wall Insulation MF | 0.003524% | 0.013592 | 0.56011 | Residential_2038_Technical_GWh_After Competition Groups_Wall Insulation MF
Residential | Res ¦ Chilled Water Optimization | 2038 | Technical | GWh | After Competition Groups | 0.48092 | 229.5145 | 0.00022951 | 15892.6721 | 3.026e-05 | 77 | Residential_2038_Technical_GWh_After Competition Groups_77 | Chilled Water Optimization | 0.003026% | 0.00022951 | 0.48092 | Residential_2038_Technical_GWh_After Competition Groups_Chilled Water Optimization
Residential | Res ¦ LED High Bay Fixture | 2038 | Achievable | GWh | After Competition Groups | 0.22174 | 16544.5947 | 0.016545 | 7550.384 | 2.9368e-05 | 67 | Residential_2038_Achievable_GWh_After Competition Groups_67 | LED High Bay Fixture | 0.002937% | 0.016545 | 0.22174 | Residential_2038_Achievable_GWh_After Competition Groups_LED High Bay Fixture
Residential | Res ¦ LED High Bay Fixture | 2038 | Economic | GWh | After Competition Groups | 0.25388 | 16544.5947 | 0.016545 | 11615.6962 | 2.1857e-05 | 64 | Residential_2038_Economic_GWh_After Competition Groups_64 | LED High Bay Fixture | 0.002186% | 0.016545 | 0.25388 | Residential_2038_Economic_GWh_After Competition Groups_LED High Bay Fixture
Residential | Res ¦ LED Recessed Downlights | 2038 | Technical | GWh | After Competition Groups | 0.29533 | 0 | 0 | 15892.6721 | 1.8583e-05 | 78 | Residential_2038_Technical_GWh_After Competition Groups_78 | LED Recessed Downlights | 0.001858% | 0 | 0.29533 | Residential_2038_Technical_GWh_After Competition Groups_LED Recessed Downlights
Residential | Res ¦ LED High Bay Fixture | 2038 | Technical | GWh | After Competition Groups | 0.25388 | 16544.5947 | 0.016545 | 15892.6721 | 1.5975e-05 | 79 | Residential_2038_Technical_GWh_After Competition Groups_79 | LED High Bay Fixture | 0.001597% | 0.016545 | 0.25388 | Residential_2038_Technical_GWh_After Competition Groups_LED High Bay Fixture
Residential | Res ¦ Solar Water Preheat (Pools/DHW) | 2038 | Technical | GWh | After Competition Groups | 0.1201 | 0 | 0 | 15892.6721 | 7.5571e-06 | 80 | Residential_2038_Technical_GWh_After Competition Groups_80 | Solar Water Preheat (Pools/DHW) | 0.0007557% | 0 | 0.1201 | Residential_2038_Technical_GWh_After Competition Groups_Solar Water Preheat (Pools/DHW)
Residential | Res ¦ Wall Insulation MF | 2038 | Achievable | GWh | After Competition Groups | 0.030185 | 13592.301 | 0.013592 | 7550.384 | 3.9978e-06 | 68 | Residential_2038_Achievable_GWh_After Competition Groups_68 | Wall Insulation MF | 0.0003998% | 0.013592 | 0.030185 | Residential_2038_Achievable_GWh_After Competition Groups_Wall Insulation MF
Residential | Res ¦ Photocell Controls (Outdoor) | 2038 | Technical | GWh | After Competition Groups | 0.00031435 | 0 | 0 | 15892.6721 | 1.978e-08 | 81 | Residential_2038_Technical_GWh_After Competition Groups_81 | Photocell Controls (Outdoor) | 1.978e-06% | 0 | 0.00031435 | Residential_2038_Technical_GWh_After Competition Groups_Photocell Controls (Outdoor)
Residential | Res ¦ Lighting Motion Sensors, Timers, Dimmers | 2038 | Achievable | GWh | After Competition Groups | 0 | 0 | 0 | 7550.384 | 0 | 69 | Residential_2038_Achievable_GWh_After Competition Groups_69 | Lighting Motion Sensors, Timers, Dimmers | 0% | 0 | 0 | Residential_2038_Achievable_GWh_After Competition Groups_Lighting Motion Sensors, Timers, Dimmers
Residential | Res ¦ Lighting Motion Sensors, Timers, Dimmers | 2038 | Economic | GWh | After Competition Groups | 0 | 0 | 0 | 11615.6962 | 0 | 65 | Residential_2038_Economic_GWh_After Competition Groups_65 | Lighting Motion Sensors, Timers, Dimmers | 0% | 0 | 0 | Residential_2038_Economic_GWh_After Competition Groups_Lighting Motion Sensors, Timers, Dimmers
Residential | Res ¦ Energy Star A Line, PAR, MR Lamps | 2039 | Economic | GWh | After Competition Groups | 1863.2005 | 23458.9356 | 0.023459 | 11906.2364 | 0.15649 | 1 | Residential_2039_Economic_GWh_After Competition Groups_1 | Energy Star A Line, PAR, MR Lamps | 15.65% | 0.023459 | 1863.2005 | Residential_2039_Economic_GWh_After Competition Groups_Energy Star A Line, PAR, MR Lamps
Residential | Res ¦ Energy Star A Line, PAR, MR Lamps | 2039 | Technical | GWh | After Competition Groups | 1863.2005 | 23458.9356 | 0.023459 | 16108.4411 | 0.11567 | 1 | Residential_2039_Technical_GWh_After Competition Groups_1 | Energy Star A Line, PAR, MR Lamps | 11.57% | 0.023459 | 1863.2005 | Residential_2039_Technical_GWh_After Competition Groups_Energy Star A Line, PAR, MR Lamps
Residential | Res ¦ Smart Power Bar | 2039 | Economic | GWh | After Competition Groups | 1336.881 | 16315474.9802 | 16.3155 | 11906.2364 | 0.11228 | 2 | Residential_2039_Economic_GWh_After Competition Groups_2 | Smart Power Bar | 11.23% | 16.3155 | 1336.881 | Residential_2039_Economic_GWh_After Competition Groups_Smart Power Bar
Residential | Res ¦ Smart Power Bar | 2039 | Achievable | GWh | After Competition Groups | 852.6255 | 16315474.9802 | 16.3155 | 7939.6626 | 0.10739 | 1 | Residential_2039_Achievable_GWh_After Competition Groups_1 | Smart Power Bar | 10.74% | 16.3155 | 852.6255 | Residential_2039_Achievable_GWh_After Competition Groups_Smart Power Bar
Residential | Res ¦ Energy Star Clothes Washer | 2039 | Achievable | GWh | After Competition Groups | 660.1384 | 14304743.7123 | 14.3047 | 7939.6626 | 0.083144 | 2 | Residential_2039_Achievable_GWh_After Competition Groups_2 | Energy Star Clothes Washer | 8.314% | 14.3047 | 660.1384 | Residential_2039_Achievable_GWh_After Competition Groups_Energy Star Clothes Washer
Residential | Res ¦ Smart Power Bar | 2039 | Technical | GWh | After Competition Groups | 1336.881 | 16315474.9802 | 16.3155 | 16108.4411 | 0.082993 | 2 | Residential_2039_Technical_GWh_After Competition Groups_2 | Smart Power Bar | 8.299% | 16.3155 | 1336.881 | Residential_2039_Technical_GWh_After Competition Groups_Smart Power Bar
Residential | Res ¦ Ductless Mini-Split Heat Pump | 2039 | Achievable | GWh | After Competition Groups | 522.043 | 6060775.3064 | 6.0608 | 7939.6626 | 0.065751 | 3 | Residential_2039_Achievable_GWh_After Competition Groups_3 | Ductless Mini-Split Heat Pump | 6.575% | 6.0608 | 522.043 | Residential_2039_Achievable_GWh_After Competition Groups_Ductless Mini-Split Heat Pump
Residential | Res ¦ Ductless Mini-Split Heat Pump | 2039 | Economic | GWh | After Competition Groups | 782.3245 | 6060775.3064 | 6.0608 | 11906.2364 | 0.065707 | 3 | Residential_2039_Economic_GWh_After Competition Groups_3 | Ductless Mini-Split Heat Pump | 6.571% | 6.0608 | 782.3245 | Residential_2039_Economic_GWh_After Competition Groups_Ductless Mini-Split Heat Pump
Residential | Res ¦ Energy Star Clothes Washer | 2039 | Economic | GWh | After Competition Groups | 778.3594 | 14304743.7123 | 14.3047 | 11906.2364 | 0.065374 | 4 | Residential_2039_Economic_GWh_After Competition Groups_4 | Energy Star Clothes Washer | 6.537% | 14.3047 | 778.3594 | Residential_2039_Economic_GWh_After Competition Groups_Energy Star Clothes Washer
Residential | Res ¦ Energy Star LED Bulbs General Purpose LEDs | 2039 | Achievable | GWh | After Competition Groups | 486.9232 | 0 | 0 | 7939.6626 | 0.061328 | 4 | Residential_2039_Achievable_GWh_After Competition Groups_4 | Energy Star LED Bulbs General Purpose LEDs | 6.133% | 0 | 486.9232 | Residential_2039_Achievable_GWh_After Competition Groups_Energy Star LED Bulbs General Purpose LEDs
Residential | Res ¦ Adaptive Thermostat | 2039 | Economic | GWh | After Competition Groups | 722.0221 | 8817409.4335 | 8.8174 | 11906.2364 | 0.060642 | 5 | Residential_2039_Economic_GWh_After Competition Groups_5 | Adaptive Thermostat | 6.064% | 8.8174 | 722.0221 | Residential_2039_Economic_GWh_After Competition Groups_Adaptive Thermostat
Residential | Res ¦ Energy Star Refrigerator | 2039 | Technical | GWh | After Competition Groups | 974.0875 | 0 | 0 | 16108.4411 | 0.060471 | 3 | Residential_2039_Technical_GWh_After Competition Groups_3 | Energy Star Refrigerator | 6.047% | 0 | 974.0875 | Residential_2039_Technical_GWh_After Competition Groups_Energy Star Refrigerator
Residential | Res ¦ Smart Burners | 2039 | Economic | GWh | After Competition Groups | 679.1083 | 37289043.6559 | 37.289 | 11906.2364 | 0.057038 | 6 | Residential_2039_Economic_GWh_After Competition Groups_6 | Smart Burners | 5.704% | 37.289 | 679.1083 | Residential_2039_Economic_GWh_After Competition Groups_Smart Burners
Residential | Res ¦ Energy Star LED Specialty Bulbs | 2039 | Achievable | GWh | After Competition Groups | 436.3491 | 31671.919 | 0.031672 | 7939.6626 | 0.054958 | 5 | Residential_2039_Achievable_GWh_After Competition Groups_5 | Energy Star LED Specialty Bulbs | 5.496% | 0.031672 | 436.3491 | Residential_2039_Achievable_GWh_After Competition Groups_Energy Star LED Specialty Bulbs
Residential | Res ¦ Smart Burners | 2039 | Technical | GWh | After Competition Groups | 875.4401 | 37289043.6559 | 37.289 | 16108.4411 | 0.054347 | 4 | Residential_2039_Technical_GWh_After Competition Groups_4 | Smart Burners | 5.435% | 37.289 | 875.4401 | Residential_2039_Technical_GWh_After Competition Groups_Smart Burners
Residential | Res ¦ Variable Speed Pool Pump Motor | 2039 | Achievable | GWh | After Competition Groups | 402.9609 | 1009841.4057 | 1.0098 | 7939.6626 | 0.050753 | 6 | Residential_2039_Achievable_GWh_After Competition Groups_6 | Variable Speed Pool Pump Motor | 5.075% | 1.0098 | 402.9609 | Residential_2039_Achievable_GWh_After Competition Groups_Variable Speed Pool Pump Motor
Residential | Res ¦ Ductless Mini-Split Heat Pump | 2039 | Technical | GWh | After Competition Groups | 782.3245 | 6060775.3064 | 6.0608 | 16108.4411 | 0.048566 | 5 | Residential_2039_Technical_GWh_After Competition Groups_5 | Ductless Mini-Split Heat Pump | 4.857% | 6.0608 | 782.3245 | Residential_2039_Technical_GWh_After Competition Groups_Ductless Mini-Split Heat Pump
Residential | Res ¦ Energy Star Clothes Washer | 2039 | Technical | GWh | After Competition Groups | 778.3594 | 14304743.7123 | 14.3047 | 16108.4411 | 0.04832 | 6 | Residential_2039_Technical_GWh_After Competition Groups_6 | Energy Star Clothes Washer | 4.832% | 14.3047 | 778.3594 | Residential_2039_Technical_GWh_After Competition Groups_Energy Star Clothes Washer
Residential | Res ¦ Car Block Heater Timer | 2039 | Achievable | GWh | After Competition Groups | 378.7344 | 209118.8815 | 0.20912 | 7939.6626 | 0.047702 | 7 | Residential_2039_Achievable_GWh_After Competition Groups_7 | Car Block Heater Timer | 4.77% | 0.20912 | 378.7344 | Residential_2039_Achievable_GWh_After Competition Groups_Car Block Heater Timer
Residential | Res ¦ Energy Star Ground Source Heat Pump | 2039 | Technical | GWh | After Competition Groups | 759.9312 | 0 | 0 | 16108.4411 | 0.047176 | 7 | Residential_2039_Technical_GWh_After Competition Groups_7 | Energy Star Ground Source Heat Pump | 4.718% | 0 | 759.9312 | Residential_2039_Technical_GWh_After Competition Groups_Energy Star Ground Source Heat Pump
Residential | Res ¦ Adaptive Thermostat | 2039 | Technical | GWh | After Competition Groups | 722.0221 | 8817409.4335 | 8.8174 | 16108.4411 | 0.044823 | 8 | Residential_2039_Technical_GWh_After Competition Groups_8 | Adaptive Thermostat | 4.482% | 8.8174 | 722.0221 | Residential_2039_Technical_GWh_After Competition Groups_Adaptive Thermostat
Residential | Res ¦ Energy Star A Line, PAR, MR Lamps | 2039 | Achievable | GWh | After Competition Groups | 353.1012 | 23458.9356 | 0.023459 | 7939.6626 | 0.044473 | 8 | Residential_2039_Achievable_GWh_After Competition Groups_8 | Energy Star A Line, PAR, MR Lamps | 4.447% | 0.023459 | 353.1012 | Residential_2039_Achievable_GWh_After Competition Groups_Energy Star A Line, PAR, MR Lamps
Residential | Res ¦ Adaptive Thermostat | 2039 | Achievable | GWh | After Competition Groups | 346.3845 | 8817409.4335 | 8.8174 | 7939.6626 | 0.043627 | 9 | Residential_2039_Achievable_GWh_After Competition Groups_9 | Adaptive Thermostat | 4.363% | 8.8174 | 346.3845 | Residential_2039_Achievable_GWh_After Competition Groups_Adaptive Thermostat
Residential | Res ¦ Heat Pump Clothes Dryer | 2039 | Technical | GWh | After Competition Groups | 663.1625 | 0 | 0 | 16108.4411 | 0.041169 | 9 | Residential_2039_Technical_GWh_After Competition Groups_9 | Heat Pump Clothes Dryer | 4.117% | 0 | 663.1625 | Residential_2039_Technical_GWh_After Competition Groups_Heat Pump Clothes Dryer
Residential | Res ¦ Building Recommissioning, Operations and Maintenance (O&M) Improvements | 2039 | Achievable | GWh | After Competition Groups | 316.4554 | 30540.6311 | 0.030541 | 7939.6626 | 0.039858 | 10 | Residential_2039_Achievable_GWh_After Competition Groups_10 | Building Recommissioning, Operations and Maintenance (O&M) Improvements | 3.986% | 0.030541 | 316.4554 | Residential_2039_Achievable_GWh_After Competition Groups_Building Recommissioning, Operations and Maintenance (O&M) Improvements
Residential | Res ¦ Air Sealing | 2039 | Economic | GWh | After Competition Groups | 473.7627 | 7555567.9162 | 7.5556 | 11906.2364 | 0.039791 | 7 | Residential_2039_Economic_GWh_After Competition Groups_7 | Air Sealing | 3.979% | 7.5556 | 473.7627 | Residential_2039_Economic_GWh_After Competition Groups_Air Sealing
Residential | Res ¦ Smart Burners | 2039 | Achievable | GWh | After Competition Groups | 302.0494 | 37289043.6559 | 37.289 | 7939.6626 | 0.038043 | 11 | Residential_2039_Achievable_GWh_After Competition Groups_11 | Smart Burners | 3.804% | 37.289 | 302.0494 | Residential_2039_Achievable_GWh_After Competition Groups_Smart Burners
Residential | Res ¦ Energy Star Torchiere | 2039 | Achievable | GWh | After Competition Groups | 300.1433 | 1530811.862 | 1.5308 | 7939.6626 | 0.037803 | 12 | Residential_2039_Achievable_GWh_After Competition Groups_12 | Energy Star Torchiere | 3.78% | 1.5308 | 300.1433 | Residential_2039_Achievable_GWh_After Competition Groups_Energy Star Torchiere
Residential | Res ¦ Energy Star Air Source Heat Pump | 2039 | Economic | GWh | After Competition Groups | 429.0851 | 3941905.0432 | 3.9419 | 11906.2364 | 0.036039 | 8 | Residential_2039_Economic_GWh_After Competition Groups_8 | Energy Star Air Source Heat Pump | 3.604% | 3.9419 | 429.0851 | Residential_2039_Economic_GWh_After Competition Groups_Energy Star Air Source Heat Pump
Residential | Res ¦ Car Block Heater Timer | 2039 | Economic | GWh | After Competition Groups | 387.5147 | 209118.8815 | 0.20912 | 11906.2364 | 0.032547 | 9 | Residential_2039_Economic_GWh_After Competition Groups_9 | Car Block Heater Timer | 3.255% | 0.20912 | 387.5147 | Residential_2039_Economic_GWh_After Competition Groups_Car Block Heater Timer
Residential | Res ¦ Energy Star Torchiere | 2039 | Economic | GWh | After Competition Groups | 385.8106 | 1530811.862 | 1.5308 | 11906.2364 | 0.032404 | 10 | Residential_2039_Economic_GWh_After Competition Groups_10 | Energy Star Torchiere | 3.24% | 1.5308 | 385.8106 | Residential_2039_Economic_GWh_After Competition Groups_Energy Star Torchiere
Residential | Res ¦ Variable Speed Pool Pump Motor | 2039 | Economic | GWh | After Competition Groups | 355.479 | 1009841.4057 | 1.0098 | 11906.2364 | 0.029857 | 11 | Residential_2039_Economic_GWh_After Competition Groups_11 | Variable Speed Pool Pump Motor | 2.986% | 1.0098 | 355.479 | Residential_2039_Economic_GWh_After Competition Groups_Variable Speed Pool Pump Motor
Residential | Res ¦ Air Sealing | 2039 | Technical | GWh | After Competition Groups | 473.7627 | 7555567.9162 | 7.5556 | 16108.4411 | 0.029411 | 10 | Residential_2039_Technical_GWh_After Competition Groups_10 | Air Sealing | 2.941% | 7.5556 | 473.7627 | Residential_2039_Technical_GWh_After Competition Groups_Air Sealing
Residential | Res ¦ Energy Star Light Fixture | 2039 | Achievable | GWh | After Competition Groups | 228.6796 | 8683594.9241 | 8.6836 | 7939.6626 | 0.028802 | 13 | Residential_2039_Achievable_GWh_After Competition Groups_13 | Energy Star Light Fixture | 2.88% | 8.6836 | 228.6796 | Residential_2039_Achievable_GWh_After Competition Groups_Energy Star Light Fixture
Residential | Res ¦ Energy Star Light Fixture | 2039 | Technical | GWh | After Competition Groups | 462.971 | 8683594.9241 | 8.6836 | 16108.4411 | 0.028741 | 11 | Residential_2039_Technical_GWh_After Competition Groups_11 | Energy Star Light Fixture | 2.874% | 8.6836 | 462.971 | Residential_2039_Technical_GWh_After Competition Groups_Energy Star Light Fixture
Residential | Res ¦ Energy Star Central Air Conditioner | 2039 | Technical | GWh | After Competition Groups | 458.8797 | 0 | 0 | 16108.4411 | 0.028487 | 12 | Residential_2039_Technical_GWh_After Competition Groups_12 | Energy Star Central Air Conditioner | 2.849% | 0 | 458.8797 | Residential_2039_Technical_GWh_After Competition Groups_Energy Star Central Air Conditioner
Residential | Res ¦ Energy Star Light Fixture | 2039 | Economic | GWh | After Competition Groups | 317.7411 | 8683594.9241 | 8.6836 | 11906.2364 | 0.026687 | 12 | Residential_2039_Economic_GWh_After Competition Groups_12 | Energy Star Light Fixture | 2.669% | 8.6836 | 317.7411 | Residential_2039_Economic_GWh_After Competition Groups_Energy Star Light Fixture
Residential | Res ¦ Air Sealing | 2039 | Achievable | GWh | After Competition Groups | 196.2221 | 7555567.9162 | 7.5556 | 7939.6626 | 0.024714 | 14 | Residential_2039_Achievable_GWh_After Competition Groups_14 | Air Sealing | 2.471% | 7.5556 | 196.2221 | Residential_2039_Achievable_GWh_After Competition Groups_Air Sealing
Residential | Res ¦ Car Block Heater Timer | 2039 | Technical | GWh | After Competition Groups | 387.5147 | 209118.8815 | 0.20912 | 16108.4411 | 0.024057 | 13 | Residential_2039_Technical_GWh_After Competition Groups_13 | Car Block Heater Timer | 2.406% | 0.20912 | 387.5147 | Residential_2039_Technical_GWh_After Competition Groups_Car Block Heater Timer
Residential | Res ¦ Energy Star Torchiere | 2039 | Technical | GWh | After Competition Groups | 385.8106 | 1530811.862 | 1.5308 | 16108.4411 | 0.023951 | 14 | Residential_2039_Technical_GWh_After Competition Groups_14 | Energy Star Torchiere | 2.395% | 1.5308 | 385.8106 | Residential_2039_Technical_GWh_After Competition Groups_Energy Star Torchiere
Residential | Res ¦ Building Recommissioning, Operations and Maintenance (O&M) Improvements | 2039 | Economic | GWh | After Competition Groups | 279.1623 | 30540.6311 | 0.030541 | 11906.2364 | 0.023447 | 13 | Residential_2039_Economic_GWh_After Competition Groups_13 | Building Recommissioning, Operations and Maintenance (O&M) Improvements | 2.345% | 0.030541 | 279.1623 | Residential_2039_Economic_GWh_After Competition Groups_Building Recommissioning, Operations and Maintenance (O&M) Improvements
Residential | Res ¦ Ductless Mini-Split Air Conditioner | 2039 | Technical | GWh | After Competition Groups | 364.1481 | 0 | 0 | 16108.4411 | 0.022606 | 15 | Residential_2039_Technical_GWh_After Competition Groups_15 | Ductless Mini-Split Air Conditioner | 2.261% | 0 | 364.1481 | Residential_2039_Technical_GWh_After Competition Groups_Ductless Mini-Split Air Conditioner
Residential | Res ¦ Variable Speed Pool Pump Motor | 2039 | Technical | GWh | After Competition Groups | 355.479 | 1009841.4057 | 1.0098 | 16108.4411 | 0.022068 | 16 | Residential_2039_Technical_GWh_After Competition Groups_16 | Variable Speed Pool Pump Motor | 2.207% | 1.0098 | 355.479 | Residential_2039_Technical_GWh_After Competition Groups_Variable Speed Pool Pump Motor
Residential | Res ¦ Basement Wall Insulation | 2039 | Economic | GWh | After Competition Groups | 248.1423 | 3225807.3381 | 3.2258 | 11906.2364 | 0.020841 | 14 | Residential_2039_Economic_GWh_After Competition Groups_14 | Basement Wall Insulation | 2.084% | 3.2258 | 248.1423 | Residential_2039_Economic_GWh_After Competition Groups_Basement Wall Insulation
Residential | Res ¦ Energy Star Windows | 2039 | Economic | GWh | After Competition Groups | 247.4016 | 39064124.2297 | 39.0641 | 11906.2364 | 0.020779 | 15 | Residential_2039_Economic_GWh_After Competition Groups_15 | Energy Star Windows | 2.078% | 39.0641 | 247.4016 | Residential_2039_Economic_GWh_After Competition Groups_Energy Star Windows
Residential | Res ¦ Energy Star Air Source Heat Pump | 2039 | Achievable | GWh | After Competition Groups | 163.4319 | 3941905.0432 | 3.9419 | 7939.6626 | 0.020584 | 15 | Residential_2039_Achievable_GWh_After Competition Groups_15 | Energy Star Air Source Heat Pump | 2.058% | 3.9419 | 163.4319 | Residential_2039_Achievable_GWh_After Competition Groups_Energy Star Air Source Heat Pump
Residential | Res ¦ Comprehensive Draft Proofing | 2039 | Achievable | GWh | After Competition Groups | 158.9247 | 0 | 0 | 7939.6626 | 0.020017 | 16 | Residential_2039_Achievable_GWh_After Competition Groups_16 | Comprehensive Draft Proofing | 2.002% | 0 | 158.9247 | Residential_2039_Achievable_GWh_After Competition Groups_Comprehensive Draft Proofing
Residential | Res ¦ Heavy Duty Outdoor/Holiday Plug-in Timers | 2039 | Achievable | GWh | After Competition Groups | 142.0458 | 644539.8833 | 0.64454 | 7939.6626 | 0.017891 | 17 | Residential_2039_Achievable_GWh_After Competition Groups_17 | Heavy Duty Outdoor/Holiday Plug-in Timers | 1.789% | 0.64454 | 142.0458 | Residential_2039_Achievable_GWh_After Competition Groups_Heavy Duty Outdoor/Holiday Plug-in Timers
Residential | Res ¦ Passive Attic Ventilation | 2039 | Technical | GWh | After Competition Groups | 284.0408 | 0 | 0 | 16108.4411 | 0.017633 | 17 | Residential_2039_Technical_GWh_After Competition Groups_17 | Passive Attic Ventilation | 1.763% | 0 | 284.0408 | Residential_2039_Technical_GWh_After Competition Groups_Passive Attic Ventilation
Residential | Res ¦ Basement or Crawlspace Insulation | 2039 | Economic | GWh | After Competition Groups | 206.4858 | 8508760.0272 | 8.5088 | 11906.2364 | 0.017343 | 16 | Residential_2039_Economic_GWh_After Competition Groups_16 | Basement or Crawlspace Insulation | 1.734% | 8.5088 | 206.4858 | Residential_2039_Economic_GWh_After Competition Groups_Basement or Crawlspace Insulation
Residential | Res ¦ Building Recommissioning, Operations and Maintenance (O&M) Improvements | 2039 | Technical | GWh | After Competition Groups | 279.1623 | 30540.6311 | 0.030541 | 16108.4411 | 0.01733 | 18 | Residential_2039_Technical_GWh_After Competition Groups_18 | Building Recommissioning, Operations and Maintenance (O&M) Improvements | 1.733% | 0.030541 | 279.1623 | Residential_2039_Technical_GWh_After Competition Groups_Building Recommissioning, Operations and Maintenance (O&M) Improvements
Residential | Res ¦ Attic Insulation | 2039 | Economic | GWh | After Competition Groups | 191.5359 | 5639935.3434 | 5.6399 | 11906.2364 | 0.016087 | 17 | Residential_2039_Economic_GWh_After Competition Groups_17 | Attic Insulation | 1.609% | 5.6399 | 191.5359 | Residential_2039_Economic_GWh_After Competition Groups_Attic Insulation
Residential | Res ¦ Energy Star Windows | 2039 | Technical | GWh | After Competition Groups | 257.1568 | 39064124.2297 | 39.0641 | 16108.4411 | 0.015964 | 19 | Residential_2039_Technical_GWh_After Competition Groups_19 | Energy Star Windows | 1.596% | 39.0641 | 257.1568 | Residential_2039_Technical_GWh_After Competition Groups_Energy Star Windows
Residential | Res ¦ Energy Star Clothes Dryer | 2039 | Economic | GWh | After Competition Groups | 187.0166 | 10410058.2966 | 10.4101 | 11906.2364 | 0.015707 | 18 | Residential_2039_Economic_GWh_After Competition Groups_18 | Energy Star Clothes Dryer | 1.571% | 10.4101 | 187.0166 | Residential_2039_Economic_GWh_After Competition Groups_Energy Star Clothes Dryer
Residential | Res ¦ Basement Wall Insulation | 2039 | Technical | GWh | After Competition Groups | 248.1423 | 3225807.3381 | 3.2258 | 16108.4411 | 0.015404 | 20 | Residential_2039_Technical_GWh_After Competition Groups_20 | Basement Wall Insulation | 1.54% | 3.2258 | 248.1423 | Residential_2039_Technical_GWh_After Competition Groups_Basement Wall Insulation
Residential | Res ¦ LED Parking Lot Fixture | 2039 | Achievable | GWh | After Competition Groups | 110.1049 | 175851.1084 | 0.17585 | 7939.6626 | 0.013868 | 18 | Residential_2039_Achievable_GWh_After Competition Groups_18 | LED Parking Lot Fixture | 1.387% | 0.17585 | 110.1049 | Residential_2039_Achievable_GWh_After Competition Groups_LED Parking Lot Fixture
Residential | Res ¦ Occupancy Sensors MF | 2039 | Achievable | GWh | After Competition Groups | 109.5861 | 3793.6244 | 0.0037936 | 7939.6626 | 0.013802 | 19 | Residential_2039_Achievable_GWh_After Competition Groups_19 | Occupancy Sensors MF | 1.38% | 0.0037936 | 109.5861 | Residential_2039_Achievable_GWh_After Competition Groups_Occupancy Sensors MF
Residential | Res ¦ Energy Star Clothes Dryer | 2039 | Achievable | GWh | After Competition Groups | 106.3643 | 10410058.2966 | 10.4101 | 7939.6626 | 0.013397 | 20 | Residential_2039_Achievable_GWh_After Competition Groups_20 | Energy Star Clothes Dryer | 1.34% | 10.4101 | 106.3643 | Residential_2039_Achievable_GWh_After Competition Groups_Energy Star Clothes Dryer
Residential | Res ¦ Basement Wall Insulation | 2039 | Achievable | GWh | After Competition Groups | 102.7822 | 3225807.3381 | 3.2258 | 7939.6626 | 0.012945 | 21 | Residential_2039_Achievable_GWh_After Competition Groups_21 | Basement Wall Insulation | 1.295% | 3.2258 | 102.7822 | Residential_2039_Achievable_GWh_After Competition Groups_Basement Wall Insulation
Residential | Res ¦ Basement or Crawlspace Insulation | 2039 | Technical | GWh | After Competition Groups | 206.4858 | 8508760.0272 | 8.5088 | 16108.4411 | 0.012818 | 21 | Residential_2039_Technical_GWh_After Competition Groups_21 | Basement or Crawlspace Insulation | 1.282% | 8.5088 | 206.4858 | Residential_2039_Technical_GWh_After Competition Groups_Basement or Crawlspace Insulation
Residential | Res ¦ Lighting Motion Sensors, Timers, Dimmers | 2039 | Technical | GWh | After Competition Groups | 206.1917 | 0 | 0 | 16108.4411 | 0.0128 | 22 | Residential_2039_Technical_GWh_After Competition Groups_22 | Lighting Motion Sensors, Timers, Dimmers | 1.28% | 0 | 206.1917 | Residential_2039_Technical_GWh_After Competition Groups_Lighting Motion Sensors, Timers, Dimmers
Residential | Res ¦ Wall Insulation | 2039 | Economic | GWh | After Competition Groups | 150.1045 | 4908286.0505 | 4.9083 | 11906.2364 | 0.012607 | 19 | Residential_2039_Economic_GWh_After Competition Groups_19 | Wall Insulation | 1.261% | 4.9083 | 150.1045 | Residential_2039_Economic_GWh_After Competition Groups_Wall Insulation
Residential | Res ¦ Attic Insulation | 2039 | Technical | GWh | After Competition Groups | 191.5359 | 5639935.3434 | 5.6399 | 16108.4411 | 0.01189 | 23 | Residential_2039_Technical_GWh_After Competition Groups_23 | Attic Insulation | 1.189% | 5.6399 | 191.5359 | Residential_2039_Technical_GWh_After Competition Groups_Attic Insulation
Residential | Res ¦ Comprehensive Draft Proofing | 2039 | Economic | GWh | After Competition Groups | 140.1959 | 0 | 0 | 11906.2364 | 0.011775 | 20 | Residential_2039_Economic_GWh_After Competition Groups_20 | Comprehensive Draft Proofing | 1.177% | 0 | 140.1959 | Residential_2039_Economic_GWh_After Competition Groups_Comprehensive Draft Proofing
Residential | Res ¦ Energy Star Room Air Conditioner | 2039 | Economic | GWh | After Competition Groups | 139.1301 | 2489477.7864 | 2.4895 | 11906.2364 | 0.011685 | 21 | Residential_2039_Economic_GWh_After Competition Groups_21 | Energy Star Room Air Conditioner | 1.169% | 2.4895 | 139.1301 | Residential_2039_Economic_GWh_After Competition Groups_Energy Star Room Air Conditioner
Residential | Res ¦ Heavy Duty Outdoor/Holiday Plug-in Timers | 2039 | Economic | GWh | After Competition Groups | 134.3642 | 644539.8833 | 0.64454 | 11906.2364 | 0.011285 | 22 | Residential_2039_Economic_GWh_After Competition Groups_22 | Heavy Duty Outdoor/Holiday Plug-in Timers | 1.129% | 0.64454 | 134.3642 | Residential_2039_Economic_GWh_After Competition Groups_Heavy Duty Outdoor/Holiday Plug-in Timers
Residential | Res ¦ Refrigerator Recycling | 2039 | Achievable | GWh | After Competition Groups | 81.342 | 255145.4087 | 0.25515 | 7939.6626 | 0.010245 | 22 | Residential_2039_Achievable_GWh_After Competition Groups_22 | Refrigerator Recycling | 1.025% | 0.25515 | 81.342 | Residential_2039_Achievable_GWh_After Competition Groups_Refrigerator Recycling
Residential | Res ¦ Attic Insulation | 2039 | Achievable | GWh | After Competition Groups | 79.3199 | 5639935.3434 | 5.6399 | 7939.6626 | 0.0099903 | 23 | Residential_2039_Achievable_GWh_After Competition Groups_23 | Attic Insulation | 0.999% | 5.6399 | 79.3199 | Residential_2039_Achievable_GWh_After Competition Groups_Attic Insulation
Residential | Res ¦ Clothes Drying Racks | 2039 | Achievable | GWh | After Competition Groups | 74.2634 | 1104329.5822 | 1.1043 | 7939.6626 | 0.0093535 | 24 | Residential_2039_Achievable_GWh_After Competition Groups_24 | Clothes Drying Racks | 0.9353% | 1.1043 | 74.2634 | Residential_2039_Achievable_GWh_After Competition Groups_Clothes Drying Racks
Residential | Res ¦ Wall Insulation | 2039 | Technical | GWh | After Competition Groups | 150.1045 | 4908286.0505 | 4.9083 | 16108.4411 | 0.0093184 | 24 | Residential_2039_Technical_GWh_After Competition Groups_24 | Wall Insulation | 0.9318% | 4.9083 | 150.1045 | Residential_2039_Technical_GWh_After Competition Groups_Wall Insulation
Residential | Res ¦ Heavy Duty Outdoor/Holiday Plug-in Timers | 2039 | Technical | GWh | After Competition Groups | 149.1639 | 644539.8833 | 0.64454 | 16108.4411 | 0.00926 | 25 | Residential_2039_Technical_GWh_After Competition Groups_25 | Heavy Duty Outdoor/Holiday Plug-in Timers | 0.926% | 0.64454 | 149.1639 | Residential_2039_Technical_GWh_After Competition Groups_Heavy Duty Outdoor/Holiday Plug-in Timers
Residential | Res ¦ Energy Star Windows | 2039 | Achievable | GWh | After Competition Groups | 73.4762 | 39064124.2297 | 39.0641 | 7939.6626 | 0.0092543 | 25 | Residential_2039_Achievable_GWh_After Competition Groups_25 | Energy Star Windows | 0.9254% | 39.0641 | 73.4762 | Residential_2039_Achievable_GWh_After Competition Groups_Energy Star Windows
Residential | Res ¦ LED Parking Lot Fixture | 2039 | Economic | GWh | After Competition Groups | 109.8197 | 175851.1084 | 0.17585 | 11906.2364 | 0.0092237 | 23 | Residential_2039_Economic_GWh_After Competition Groups_23 | LED Parking Lot Fixture | 0.9224% | 0.17585 | 109.8197 | Residential_2039_Economic_GWh_After Competition Groups_LED Parking Lot Fixture
Residential | Res ¦ Furnace with ECM | 2039 | Achievable | GWh | After Competition Groups | 73.1207 | 13039895.4914 | 13.0399 | 7939.6626 | 0.0092095 | 26 | Residential_2039_Achievable_GWh_After Competition Groups_26 | Furnace with ECM | 0.921% | 13.0399 | 73.1207 | Residential_2039_Achievable_GWh_After Competition Groups_Furnace with ECM
Residential | Res ¦ Freezer Recycling | 2039 | Achievable | GWh | After Competition Groups | 71.3304 | 5561507.5181 | 5.5615 | 7939.6626 | 0.0089841 | 27 | Residential_2039_Achievable_GWh_After Competition Groups_27 | Freezer Recycling | 0.8984% | 5.5615 | 71.3304 | Residential_2039_Achievable_GWh_After Competition Groups_Freezer Recycling
Residential | Res ¦ Furnace with ECM | 2039 | Economic | GWh | After Competition Groups | 103.9126 | 13039895.4914 | 13.0399 | 11906.2364 | 0.0087276 | 24 | Residential_2039_Economic_GWh_After Competition Groups_24 | Furnace with ECM | 0.8728% | 13.0399 | 103.9126 | Residential_2039_Economic_GWh_After Competition Groups_Furnace with ECM
Residential | Res ¦ Comprehensive Draft Proofing | 2039 | Technical | GWh | After Competition Groups | 140.1959 | 0 | 0 | 16108.4411 | 0.0087033 | 26 | Residential_2039_Technical_GWh_After Competition Groups_26 | Comprehensive Draft Proofing | 0.8703% | 0 | 140.1959 | Residential_2039_Technical_GWh_After Competition Groups_Comprehensive Draft Proofing
Residential | Res ¦ Solar Powered Attic Fan | 2039 | Technical | GWh | After Competition Groups | 139.4634 | 0 | 0 | 16108.4411 | 0.0086578 | 27 | Residential_2039_Technical_GWh_After Competition Groups_27 | Solar Powered Attic Fan | 0.8658% | 0 | 139.4634 | Residential_2039_Technical_GWh_After Competition Groups_Solar Powered Attic Fan
Residential | Res ¦ Occupancy Sensors MF | 2039 | Economic | GWh | After Competition Groups | 98.969 | 3793.6244 | 0.0037936 | 11906.2364 | 0.0083124 | 25 | Residential_2039_Economic_GWh_After Competition Groups_25 | Occupancy Sensors MF | 0.8312% | 0.0037936 | 98.969 | Residential_2039_Economic_GWh_After Competition Groups_Occupancy Sensors MF
Residential | Res ¦ Energy Star Room Air Conditioner | 2039 | Achievable | GWh | After Competition Groups | 65.2243 | 2489477.7864 | 2.4895 | 7939.6626 | 0.008215 | 28 | Residential_2039_Achievable_GWh_After Competition Groups_28 | Energy Star Room Air Conditioner | 0.8215% | 2.4895 | 65.2243 | Residential_2039_Achievable_GWh_After Competition Groups_Energy Star Room Air Conditioner
Residential | Res ¦ Radiant Barrier | 2039 | Economic | GWh | After Competition Groups | 95.6935 | 20413282.7171 | 20.4133 | 11906.2364 | 0.0080373 | 26 | Residential_2039_Economic_GWh_After Competition Groups_26 | Radiant Barrier | 0.8037% | 20.4133 | 95.6935 | Residential_2039_Economic_GWh_After Competition Groups_Radiant Barrier
Residential | Res ¦ Variable Refrigerant Flow Heat Pump | 2039 | Technical | GWh | After Competition Groups | 122.6965 | 9464400.613 | 9.4644 | 16108.4411 | 0.0076169 | 28 | Residential_2039_Technical_GWh_After Competition Groups_28 | Variable Refrigerant Flow Heat Pump | 0.7617% | 9.4644 | 122.6965 | Residential_2039_Technical_GWh_After Competition Groups_Variable Refrigerant Flow Heat Pump
Residential | Res ¦ LED Downlight | 2039 | Achievable | GWh | After Competition Groups | 54.1293 | 456059.5501 | 0.45606 | 7939.6626 | 0.0068176 | 29 | Residential_2039_Achievable_GWh_After Competition Groups_29 | LED Downlight | 0.6818% | 0.45606 | 54.1293 | Residential_2039_Achievable_GWh_After Competition Groups_LED Downlight
Residential | Res ¦ LED Parking Lot Fixture | 2039 | Technical | GWh | After Competition Groups | 109.8197 | 175851.1084 | 0.17585 | 16108.4411 | 0.0068175 | 29 | Residential_2039_Technical_GWh_After Competition Groups_29 | LED Parking Lot Fixture | 0.6818% | 0.17585 | 109.8197 | Residential_2039_Technical_GWh_After Competition Groups_LED Parking Lot Fixture
Residential | Res ¦ Energy Star Freezer | 2039 | Achievable | GWh | After Competition Groups | 52.1726 | 2823618.2365 | 2.8236 | 7939.6626 | 0.0065711 | 30 | Residential_2039_Achievable_GWh_After Competition Groups_30 | Energy Star Freezer | 0.6571% | 2.8236 | 52.1726 | Residential_2039_Achievable_GWh_After Competition Groups_Energy Star Freezer
Residential | Res ¦ LED Exterior Area Lights - LED Fixture (200W) | 2039 | Achievable | GWh | After Competition Groups | 52.0306 | 320424.2526 | 0.32042 | 7939.6626 | 0.0065532 | 31 | Residential_2039_Achievable_GWh_After Competition Groups_31 | LED Exterior Area Lights - LED Fixture (200W) | 0.6553% | 0.32042 | 52.0306 | Residential_2039_Achievable_GWh_After Competition Groups_LED Exterior Area Lights - LED Fixture (200W)
Residential | Res ¦ Furnace with ECM | 2039 | Technical | GWh | After Competition Groups | 103.9126 | 13039895.4914 | 13.0399 | 16108.4411 | 0.0064508 | 30 | Residential_2039_Technical_GWh_After Competition Groups_30 | Furnace with ECM | 0.6451% | 13.0399 | 103.9126 | Residential_2039_Technical_GWh_After Competition Groups_Furnace with ECM
Residential | Res ¦ LED Downlight | 2039 | Technical | GWh | After Competition Groups | 99.2535 | 456059.5501 | 0.45606 | 16108.4411 | 0.0061616 | 31 | Residential_2039_Technical_GWh_After Competition Groups_31 | LED Downlight | 0.6162% | 0.45606 | 99.2535 | Residential_2039_Technical_GWh_After Competition Groups_LED Downlight
Residential | Res ¦ Occupancy Sensors MF | 2039 | Technical | GWh | After Competition Groups | 98.969 | 3793.6244 | 0.0037936 | 16108.4411 | 0.0061439 | 32 | Residential_2039_Technical_GWh_After Competition Groups_32 | Occupancy Sensors MF | 0.6144% | 0.0037936 | 98.969 | Residential_2039_Technical_GWh_After Competition Groups_Occupancy Sensors MF
Residential | Res ¦ Home Energy Reports | 2039 | Technical | GWh | After Competition Groups | 98.8023 | 986285.0484 | 0.98629 | 16108.4411 | 0.0061336 | 33 | Residential_2039_Technical_GWh_After Competition Groups_33 | Home Energy Reports | 0.6134% | 0.98629 | 98.8023 | Residential_2039_Technical_GWh_After Competition Groups_Home Energy Reports
Residential | Res ¦ Ceiling Insulation | 2039 | Economic | GWh | After Competition Groups | 72.6977 | 5241010.2678 | 5.241 | 11906.2364 | 0.0061059 | 27 | Residential_2039_Economic_GWh_After Competition Groups_27 | Ceiling Insulation | 0.6106% | 5.241 | 72.6977 | Residential_2039_Economic_GWh_After Competition Groups_Ceiling Insulation
Residential | Res ¦ Energy Star Ceiling Fan/Lighting | 2039 | Technical | GWh | After Competition Groups | 98.2284 | 0 | 0 | 16108.4411 | 0.0060979 | 34 | Residential_2039_Technical_GWh_After Competition Groups_34 | Energy Star Ceiling Fan/Lighting | 0.6098% | 0 | 98.2284 | Residential_2039_Technical_GWh_After Competition Groups_Energy Star Ceiling Fan/Lighting
Residential | Res ¦ Refrigerator Recycling | 2039 | Economic | GWh | After Competition Groups | 71.7574 | 255145.4087 | 0.25515 | 11906.2364 | 0.0060269 | 28 | Residential_2039_Economic_GWh_After Competition Groups_28 | Refrigerator Recycling | 0.6027% | 0.25515 | 71.7574 | Residential_2039_Economic_GWh_After Competition Groups_Refrigerator Recycling
Residential | Res ¦ Radiant Barrier | 2039 | Technical | GWh | After Competition Groups | 95.6935 | 20413282.7171 | 20.4133 | 16108.4411 | 0.0059406 | 35 | Residential_2039_Technical_GWh_After Competition Groups_35 | Radiant Barrier | 0.5941% | 20.4133 | 95.6935 | Residential_2039_Technical_GWh_After Competition Groups_Radiant Barrier
Residential | Res ¦ Advanced BAS/Controllers | 2039 | Achievable | GWh | After Competition Groups | 46.2254 | 152538.59 | 0.15254 | 7939.6626 | 0.0058221 | 32 | Residential_2039_Achievable_GWh_After Competition Groups_32 | Advanced BAS/Controllers | 0.5822% | 0.15254 | 46.2254 | Residential_2039_Achievable_GWh_After Competition Groups_Advanced BAS/Controllers
Residential | Res ¦ Clothes Drying Racks | 2039 | Economic | GWh | After Competition Groups | 65.518 | 1104329.5822 | 1.1043 | 11906.2364 | 0.0055028 | 29 | Residential_2039_Economic_GWh_After Competition Groups_29 | Clothes Drying Racks | 0.5503% | 1.1043 | 65.518 | Residential_2039_Economic_GWh_After Competition Groups_Clothes Drying Racks
Residential | Res ¦ Energy Star Freezer | 2039 | Technical | GWh | After Competition Groups | 88.4902 | 2823618.2365 | 2.8236 | 16108.4411 | 0.0054934 | 36 | Residential_2039_Technical_GWh_After Competition Groups_36 | Energy Star Freezer | 0.5493% | 2.8236 | 88.4902 | Residential_2039_Technical_GWh_After Competition Groups_Energy Star Freezer
Residential | Res ¦ Freezer Recycling | 2039 | Economic | GWh | After Competition Groups | 62.9566 | 5561507.5181 | 5.5615 | 11906.2364 | 0.0052877 | 30 | Residential_2039_Economic_GWh_After Competition Groups_30 | Freezer Recycling | 0.5288% | 5.5615 | 62.9566 | Residential_2039_Economic_GWh_After Competition Groups_Freezer Recycling
Residential | Res ¦ Radiant Barrier | 2039 | Achievable | GWh | After Competition Groups | 40.7433 | 20413282.7171 | 20.4133 | 7939.6626 | 0.0051316 | 33 | Residential_2039_Achievable_GWh_After Competition Groups_33 | Radiant Barrier | 0.5132% | 20.4133 | 40.7433 | Residential_2039_Achievable_GWh_After Competition Groups_Radiant Barrier
Residential | Res ¦ Furnace Whistle | 2039 | Achievable | GWh | After Competition Groups | 38.737 | 5932.3162 | 0.0059323 | 7939.6626 | 0.0048789 | 34 | Residential_2039_Achievable_GWh_After Competition Groups_34 | Furnace Whistle | 0.4879% | 0.0059323 | 38.737 | Residential_2039_Achievable_GWh_After Competition Groups_Furnace Whistle
Residential | Res ¦ Ceiling Insulation | 2039 | Technical | GWh | After Competition Groups | 74.7687 | 5241010.2678 | 5.241 | 16108.4411 | 0.0046416 | 37 | Residential_2039_Technical_GWh_After Competition Groups_37 | Ceiling Insulation | 0.4642% | 5.241 | 74.7687 | Residential_2039_Technical_GWh_After Competition Groups_Ceiling Insulation
Residential | Res ¦ Window Film | 2039 | Technical | GWh | After Competition Groups | 74.5442 | 0 | 0 | 16108.4411 | 0.0046276 | 38 | Residential_2039_Technical_GWh_After Competition Groups_38 | Window Film | 0.4628% | 0 | 74.5442 | Residential_2039_Technical_GWh_After Competition Groups_Window Film
Residential | Res ¦ Outside Air Economizer | 2039 | Achievable | GWh | After Competition Groups | 35.7326 | 117343.4405 | 0.11734 | 7939.6626 | 0.0045005 | 35 | Residential_2039_Achievable_GWh_After Competition Groups_35 | Outside Air Economizer | 0.4501% | 0.11734 | 35.7326 | Residential_2039_Achievable_GWh_After Competition Groups_Outside Air Economizer
Residential | Res ¦ Refrigerator Recycling | 2039 | Technical | GWh | After Competition Groups | 71.7574 | 255145.4087 | 0.25515 | 16108.4411 | 0.0044546 | 39 | Residential_2039_Technical_GWh_After Competition Groups_39 | Refrigerator Recycling | 0.4455% | 0.25515 | 71.7574 | Residential_2039_Technical_GWh_After Competition Groups_Refrigerator Recycling
Residential | Res ¦ LED Exterior Area Lights - LED Fixture (200W) | 2039 | Economic | GWh | After Competition Groups | 52.1513 | 320424.2526 | 0.32042 | 11906.2364 | 0.0043802 | 31 | Residential_2039_Economic_GWh_After Competition Groups_31 | LED Exterior Area Lights - LED Fixture (200W) | 0.438% | 0.32042 | 52.1513 | Residential_2039_Economic_GWh_After Competition Groups_LED Exterior Area Lights - LED Fixture (200W)
Residential | Res ¦ Duct Insulation | 2039 | Economic | GWh | After Competition Groups | 51.6878 | 135849.095 | 0.13585 | 11906.2364 | 0.0043412 | 32 | Residential_2039_Economic_GWh_After Competition Groups_32 | Duct Insulation | 0.4341% | 0.13585 | 51.6878 | Residential_2039_Economic_GWh_After Competition Groups_Duct Insulation
Residential | Res ¦ Floor Insulation | 2039 | Economic | GWh | After Competition Groups | 50.2887 | 2307495.2047 | 2.3075 | 11906.2364 | 0.0042237 | 33 | Residential_2039_Economic_GWh_After Competition Groups_33 | Floor Insulation | 0.4224% | 2.3075 | 50.2887 | Residential_2039_Economic_GWh_After Competition Groups_Floor Insulation
Residential | Res ¦ Heat Pump Water Heater | 2039 | Technical | GWh | After Competition Groups | 67.9059 | 366058.5863 | 0.36606 | 16108.4411 | 0.0042155 | 40 | Residential_2039_Technical_GWh_After Competition Groups_40 | Heat Pump Water Heater | 0.4216% | 0.36606 | 67.9059 | Residential_2039_Technical_GWh_After Competition Groups_Heat Pump Water Heater
Residential | Res ¦ Clothes Drying Racks | 2039 | Technical | GWh | After Competition Groups | 65.518 | 1104329.5822 | 1.1043 | 16108.4411 | 0.0040673 | 41 | Residential_2039_Technical_GWh_After Competition Groups_41 | Clothes Drying Racks | 0.4067% | 1.1043 | 65.518 | Residential_2039_Technical_GWh_After Competition Groups_Clothes Drying Racks
Residential | Res ¦ Heat Recovery Ventilator | 2039 | Economic | GWh | After Competition Groups | 48.2165 | 4723272.4169 | 4.7233 | 11906.2364 | 0.0040497 | 34 | Residential_2039_Economic_GWh_After Competition Groups_34 | Heat Recovery Ventilator | 0.405% | 4.7233 | 48.2165 | Residential_2039_Economic_GWh_After Competition Groups_Heat Recovery Ventilator
Residential | Res ¦ Variable Refrigerant Flow Heat Pump | 2039 | Achievable | GWh | After Competition Groups | 31.7051 | 9464400.613 | 9.4644 | 7939.6626 | 0.0039933 | 36 | Residential_2039_Achievable_GWh_After Competition Groups_36 | Variable Refrigerant Flow Heat Pump | 0.3993% | 9.4644 | 31.7051 | Residential_2039_Achievable_GWh_After Competition Groups_Variable Refrigerant Flow Heat Pump
Residential | Res ¦ Freezer Recycling | 2039 | Technical | GWh | After Competition Groups | 62.9566 | 5561507.5181 | 5.5615 | 16108.4411 | 0.0039083 | 42 | Residential_2039_Technical_GWh_After Competition Groups_42 | Freezer Recycling | 0.3908% | 5.5615 | 62.9566 | Residential_2039_Technical_GWh_After Competition Groups_Freezer Recycling
Residential | Res ¦ Duct Insulation | 2039 | Technical | GWh | After Competition Groups | 62.3425 | 135849.095 | 0.13585 | 16108.4411 | 0.0038702 | 43 | Residential_2039_Technical_GWh_After Competition Groups_43 | Duct Insulation | 0.387% | 0.13585 | 62.3425 | Residential_2039_Technical_GWh_After Competition Groups_Duct Insulation
Residential | Res ¦ Advanced BAS/Controllers | 2039 | Economic | GWh | After Competition Groups | 40.7789 | 152538.59 | 0.15254 | 11906.2364 | 0.003425 | 35 | Residential_2039_Economic_GWh_After Competition Groups_35 | Advanced BAS/Controllers | 0.3425% | 0.15254 | 40.7789 | Residential_2039_Economic_GWh_After Competition Groups_Advanced BAS/Controllers
Residential | Res ¦ Central Lighting Control System | 2039 | Technical | GWh | After Competition Groups | 54.41 | 0 | 0 | 16108.4411 | 0.0033777 | 44 | Residential_2039_Technical_GWh_After Competition Groups_44 | Central Lighting Control System | 0.3378% | 0 | 54.41 | Residential_2039_Technical_GWh_After Competition Groups_Central Lighting Control System
Residential | Res ¦ LED Tube Re-Lamp | 2039 | Achievable | GWh | After Competition Groups | 26.8148 | 402763.4019 | 0.40276 | 7939.6626 | 0.0033773 | 37 | Residential_2039_Achievable_GWh_After Competition Groups_37 | LED Tube Re-Lamp | 0.3377% | 0.40276 | 26.8148 | Residential_2039_Achievable_GWh_After Competition Groups_LED Tube Re-Lamp
Residential | Res ¦ INTEGRAL LED TROFFERS | 2039 | Technical | GWh | After Competition Groups | 54.2029 | 0 | 0 | 16108.4411 | 0.0033649 | 45 | Residential_2039_Technical_GWh_After Competition Groups_45 | INTEGRAL LED TROFFERS | 0.3365% | 0 | 54.2029 | Residential_2039_Technical_GWh_After Competition Groups_INTEGRAL LED TROFFERS
Residential | Res ¦ Energy Star Freezer | 2039 | Economic | GWh | After Competition Groups | 39.8707 | 2823618.2365 | 2.8236 | 11906.2364 | 0.0033487 | 36 | Residential_2039_Economic_GWh_After Competition Groups_36 | Energy Star Freezer | 0.3349% | 2.8236 | 39.8707 | Residential_2039_Economic_GWh_After Competition Groups_Energy Star Freezer
Residential | Res ¦ LED Exterior Area Lights - LED Fixture (200W) | 2039 | Technical | GWh | After Competition Groups | 52.1513 | 320424.2526 | 0.32042 | 16108.4411 | 0.0032375 | 46 | Residential_2039_Technical_GWh_After Competition Groups_46 | LED Exterior Area Lights - LED Fixture (200W) | 0.3238% | 0.32042 | 52.1513 | Residential_2039_Technical_GWh_After Competition Groups_LED Exterior Area Lights - LED Fixture (200W)
Residential | Res ¦ Home Energy Reports | 2039 | Economic | GWh | After Competition Groups | 38.1265 | 986285.0484 | 0.98629 | 11906.2364 | 0.0032022 | 37 | Residential_2039_Economic_GWh_After Competition Groups_37 | Home Energy Reports | 0.3202% | 0.98629 | 38.1265 | Residential_2039_Economic_GWh_After Competition Groups_Home Energy Reports
Residential | Res ¦ Minimize Hot and Warm Clothes Wash | 2039 | Achievable | GWh | After Competition Groups | 24.9488 | 0 | 0 | 7939.6626 | 0.0031423 | 38 | Residential_2039_Achievable_GWh_After Competition Groups_38 | Minimize Hot and Warm Clothes Wash | 0.3142% | 0 | 24.9488 | Residential_2039_Achievable_GWh_After Competition Groups_Minimize Hot and Warm Clothes Wash
Residential | Res ¦ Floor Insulation | 2039 | Technical | GWh | After Competition Groups | 50.2887 | 2307495.2047 | 2.3075 | 16108.4411 | 0.0031219 | 47 | Residential_2039_Technical_GWh_After Competition Groups_47 | Floor Insulation | 0.3122% | 2.3075 | 50.2887 | Residential_2039_Technical_GWh_After Competition Groups_Floor Insulation
Residential | Res ¦ Heat Recovery Ventilator | 2039 | Technical | GWh | After Competition Groups | 50.1842 | 4723272.4169 | 4.7233 | 16108.4411 | 0.0031154 | 48 | Residential_2039_Technical_GWh_After Competition Groups_48 | Heat Recovery Ventilator | 0.3115% | 4.7233 | 50.1842 | Residential_2039_Technical_GWh_After Competition Groups_Heat Recovery Ventilator
Residential | Res ¦ Duct Insulation | 2039 | Achievable | GWh | After Competition Groups | 24.586 | 135849.095 | 0.13585 | 7939.6626 | 0.0030966 | 39 | Residential_2039_Achievable_GWh_After Competition Groups_39 | Duct Insulation | 0.3097% | 0.13585 | 24.586 | Residential_2039_Achievable_GWh_After Competition Groups_Duct Insulation
Residential | Res ¦ Home Energy Reports | 2039 | Achievable | GWh | After Competition Groups | 23.6889 | 986285.0484 | 0.98629 | 7939.6626 | 0.0029836 | 40 | Residential_2039_Achievable_GWh_After Competition Groups_40 | Home Energy Reports | 0.2984% | 0.98629 | 23.6889 | Residential_2039_Achievable_GWh_After Competition Groups_Home Energy Reports
Residential | Res ¦ Minimize Hot and Warm Clothes Wash | 2039 | Economic | GWh | After Competition Groups | 34.893 | 0 | 0 | 11906.2364 | 0.0029306 | 38 | Residential_2039_Economic_GWh_After Competition Groups_38 | Minimize Hot and Warm Clothes Wash | 0.2931% | 0 | 34.893 | Residential_2039_Economic_GWh_After Competition Groups_Minimize Hot and Warm Clothes Wash
Residential | Res ¦ Furnace Whistle | 2039 | Economic | GWh | After Competition Groups | 34.1719 | 5932.3162 | 0.0059323 | 11906.2364 | 0.0028701 | 39 | Residential_2039_Economic_GWh_After Competition Groups_39 | Furnace Whistle | 0.287% | 0.0059323 | 34.1719 | Residential_2039_Economic_GWh_After Competition Groups_Furnace Whistle
Residential | Res ¦ Outside Air Economizer | 2039 | Economic | GWh | After Competition Groups | 33.4157 | 117343.4405 | 0.11734 | 11906.2364 | 0.0028066 | 40 | Residential_2039_Economic_GWh_After Competition Groups_40 | Outside Air Economizer | 0.2807% | 0.11734 | 33.4157 | Residential_2039_Economic_GWh_After Competition Groups_Outside Air Economizer
Residential | Res ¦ Early Hot Water Heater Replacement | 2039 | Achievable | GWh | After Competition Groups | 22.2528 | 4061410.8059 | 4.0614 | 7939.6626 | 0.0028027 | 41 | Residential_2039_Achievable_GWh_After Competition Groups_41 | Early Hot Water Heater Replacement | 0.2803% | 4.0614 | 22.2528 | Residential_2039_Achievable_GWh_After Competition Groups_Early Hot Water Heater Replacement
Residential | Res ¦ Tankless Water Heater | 2039 | Achievable | GWh | After Competition Groups | 21.5951 | 1355908.3132 | 1.3559 | 7939.6626 | 0.0027199 | 42 | Residential_2039_Achievable_GWh_After Competition Groups_42 | Tankless Water Heater | 0.272% | 1.3559 | 21.5951 | Residential_2039_Achievable_GWh_After Competition Groups_Tankless Water Heater
Residential | Res ¦ Dehumidifier Recycling | 2039 | Technical | GWh | After Competition Groups | 43.2393 | 0 | 0 | 16108.4411 | 0.0026843 | 49 | Residential_2039_Technical_GWh_After Competition Groups_49 | Dehumidifier Recycling | 0.2684% | 0 | 43.2393 | Residential_2039_Technical_GWh_After Competition Groups_Dehumidifier Recycling
Residential | Res ¦ Floor Insulation | 2039 | Achievable | GWh | After Competition Groups | 20.8171 | 2307495.2047 | 2.3075 | 7939.6626 | 0.0026219 | 43 | Residential_2039_Achievable_GWh_After Competition Groups_43 | Floor Insulation | 0.2622% | 2.3075 | 20.8171 | Residential_2039_Achievable_GWh_After Competition Groups_Floor Insulation
Residential | Res ¦ Early Hot Water Heater Replacement | 2039 | Economic | GWh | After Competition Groups | 31.0288 | 4061410.8059 | 4.0614 | 11906.2364 | 0.0026061 | 41 | Residential_2039_Economic_GWh_After Competition Groups_41 | Early Hot Water Heater Replacement | 0.2606% | 4.0614 | 31.0288 | Residential_2039_Economic_GWh_After Competition Groups_Early Hot Water Heater Replacement
Residential | Res ¦ LED Tube Re-Lamp | 2039 | Technical | GWh | After Competition Groups | 41.1322 | 402763.4019 | 0.40276 | 16108.4411 | 0.0025535 | 50 | Residential_2039_Technical_GWh_After Competition Groups_50 | LED Tube Re-Lamp | 0.2553% | 0.40276 | 41.1322 | Residential_2039_Technical_GWh_After Competition Groups_LED Tube Re-Lamp
Residential | Res ¦ ENERGY STAR LED LAMPS (REFLECTOR LAMPs/MR16/PAR 16) | 2039 | Achievable | GWh | After Competition Groups | 20.131 | 51174.0509 | 0.051174 | 7939.6626 | 0.0025355 | 44 | Residential_2039_Achievable_GWh_After Competition Groups_44 | ENERGY STAR LED LAMPS (REFLECTOR LAMPs/MR16/PAR 16) | 0.2535% | 0.051174 | 20.131 | Residential_2039_Achievable_GWh_After Competition Groups_ENERGY STAR LED LAMPS (REFLECTOR LAMPs/MR16/PAR 16)
Residential | Res ¦ Advanced BAS/Controllers | 2039 | Technical | GWh | After Competition Groups | 40.7789 | 152538.59 | 0.15254 | 16108.4411 | 0.0025315 | 51 | Residential_2039_Technical_GWh_After Competition Groups_51 | Advanced BAS/Controllers | 0.2532% | 0.15254 | 40.7789 | Residential_2039_Technical_GWh_After Competition Groups_Advanced BAS/Controllers
Residential | Res ¦ Wall Insulation | 2039 | Achievable | GWh | After Competition Groups | 20.0622 | 4908286.0505 | 4.9083 | 7939.6626 | 0.0025268 | 45 | Residential_2039_Achievable_GWh_After Competition Groups_45 | Wall Insulation | 0.2527% | 4.9083 | 20.0622 | Residential_2039_Achievable_GWh_After Competition Groups_Wall Insulation
Residential | Res ¦ CO Sensors for parking garage exhaust fans | 2039 | Achievable | GWh | After Competition Groups | 19.4409 | 248242.4545 | 0.24824 | 7939.6626 | 0.0024486 | 46 | Residential_2039_Achievable_GWh_After Competition Groups_46 | CO Sensors for parking garage exhaust fans | 0.2449% | 0.24824 | 19.4409 | Residential_2039_Achievable_GWh_After Competition Groups_CO Sensors for parking garage exhaust fans
Residential | Res ¦ LED Tube Re-Lamp | 2039 | Economic | GWh | After Competition Groups | 28.3931 | 402763.4019 | 0.40276 | 11906.2364 | 0.0023847 | 42 | Residential_2039_Economic_GWh_After Competition Groups_42 | LED Tube Re-Lamp | 0.2385% | 0.40276 | 28.3931 | Residential_2039_Economic_GWh_After Competition Groups_LED Tube Re-Lamp
Residential | Res ¦ High Efficiency Chiller (avg of water and air cooled) | 2039 | Achievable | GWh | After Competition Groups | 18.2134 | 173438.8885 | 0.17344 | 7939.6626 | 0.002294 | 47 | Residential_2039_Achievable_GWh_After Competition Groups_47 | High Efficiency Chiller (avg of water and air cooled) | 0.2294% | 0.17344 | 18.2134 | Residential_2039_Achievable_GWh_After Competition Groups_High Efficiency Chiller (avg of water and air cooled)
Residential | Res ¦ Duct Insulation MF | 2039 | Economic | GWh | After Competition Groups | 26.1646 | 1514346.0273 | 1.5143 | 11906.2364 | 0.0021976 | 43 | Residential_2039_Economic_GWh_After Competition Groups_43 | Duct Insulation MF | 0.2198% | 1.5143 | 26.1646 | Residential_2039_Economic_GWh_After Competition Groups_Duct Insulation MF
Residential | Res ¦ Minimize Hot and Warm Clothes Wash | 2039 | Technical | GWh | After Competition Groups | 34.893 | 0 | 0 | 16108.4411 | 0.0021661 | 52 | Residential_2039_Technical_GWh_After Competition Groups_52 | Minimize Hot and Warm Clothes Wash | 0.2166% | 0 | 34.893 | Residential_2039_Technical_GWh_After Competition Groups_Minimize Hot and Warm Clothes Wash
Residential | Res ¦ Energy Star Dehumidifier | 2039 | Economic | GWh | After Competition Groups | 25.4199 | 3295284.8097 | 3.2953 | 11906.2364 | 0.002135 | 44 | Residential_2039_Economic_GWh_After Competition Groups_44 | Energy Star Dehumidifier | 0.2135% | 3.2953 | 25.4199 | Residential_2039_Economic_GWh_After Competition Groups_Energy Star Dehumidifier
Residential | Res ¦ Variable Refrigerant Flow Heat Pump | 2039 | Economic | GWh | After Competition Groups | 25.2677 | 9464400.613 | 9.4644 | 11906.2364 | 0.0021222 | 45 | Residential_2039_Economic_GWh_After Competition Groups_45 | Variable Refrigerant Flow Heat Pump | 0.2122% | 9.4644 | 25.2677 | Residential_2039_Economic_GWh_After Competition Groups_Variable Refrigerant Flow Heat Pump
Residential | Res ¦ Furnace Whistle | 2039 | Technical | GWh | After Competition Groups | 34.1719 | 5932.3162 | 0.0059323 | 16108.4411 | 0.0021214 | 53 | Residential_2039_Technical_GWh_After Competition Groups_53 | Furnace Whistle | 0.2121% | 0.0059323 | 34.1719 | Residential_2039_Technical_GWh_After Competition Groups_Furnace Whistle
Residential | Res ¦ Variable Frequency Drive (VFD) | 2039 | Achievable | GWh | After Competition Groups | 16.7029 | 36618.3577 | 0.036618 | 7939.6626 | 0.0021037 | 48 | Residential_2039_Achievable_GWh_After Competition Groups_48 | Variable Frequency Drive (VFD) | 0.2104% | 0.036618 | 16.7029 | Residential_2039_Achievable_GWh_After Competition Groups_Variable Frequency Drive (VFD)
Residential | Res ¦ Outside Air Economizer | 2039 | Technical | GWh | After Competition Groups | 33.4157 | 117343.4405 | 0.11734 | 16108.4411 | 0.0020744 | 54 | Residential_2039_Technical_GWh_After Competition Groups_54 | Outside Air Economizer | 0.2074% | 0.11734 | 33.4157 | Residential_2039_Technical_GWh_After Competition Groups_Outside Air Economizer
Residential | Res ¦ Tankless Water Heater | 2039 | Economic | GWh | After Competition Groups | 24.5585 | 1355908.3132 | 1.3559 | 11906.2364 | 0.0020627 | 46 | Residential_2039_Economic_GWh_After Competition Groups_46 | Tankless Water Heater | 0.2063% | 1.3559 | 24.5585 | Residential_2039_Economic_GWh_After Competition Groups_Tankless Water Heater
Residential | Res ¦ Drain Water Heat Recovery | 2039 | Achievable | GWh | After Competition Groups | 15.4948 | 2637654.3442 | 2.6377 | 7939.6626 | 0.0019516 | 49 | Residential_2039_Achievable_GWh_After Competition Groups_49 | Drain Water Heat Recovery | 0.1952% | 2.6377 | 15.4948 | Residential_2039_Achievable_GWh_After Competition Groups_Drain Water Heat Recovery
Residential | Res ¦ Early Hot Water Heater Replacement | 2039 | Technical | GWh | After Competition Groups | 31.0288 | 4061410.8059 | 4.0614 | 16108.4411 | 0.0019262 | 55 | Residential_2039_Technical_GWh_After Competition Groups_55 | Early Hot Water Heater Replacement | 0.1926% | 4.0614 | 31.0288 | Residential_2039_Technical_GWh_After Competition Groups_Early Hot Water Heater Replacement
Residential | Res ¦ Demand Control Ventilation | 2039 | Achievable | GWh | After Competition Groups | 14.9122 | 0 | 0 | 7939.6626 | 0.0018782 | 50 | Residential_2039_Achievable_GWh_After Competition Groups_50 | Demand Control Ventilation | 0.1878% | 0 | 14.9122 | Residential_2039_Achievable_GWh_After Competition Groups_Demand Control Ventilation
Residential | Res ¦ Energy Star Dishwasher | 2039 | Technical | GWh | After Competition Groups | 29.7375 | 0 | 0 | 16108.4411 | 0.0018461 | 56 | Residential_2039_Technical_GWh_After Competition Groups_56 | Energy Star Dishwasher | 0.1846% | 0 | 29.7375 | Residential_2039_Technical_GWh_After Competition Groups_Energy Star Dishwasher
Residential | Res ¦ Condensing Make Up Air Unit | 2039 | Achievable | GWh | After Competition Groups | 14.5687 | 1228176.2384 | 1.2282 | 7939.6626 | 0.0018349 | 51 | Residential_2039_Achievable_GWh_After Competition Groups_51 | Condensing Make Up Air Unit | 0.1835% | 1.2282 | 14.5687 | Residential_2039_Achievable_GWh_After Competition Groups_Condensing Make Up Air Unit
Residential | Res ¦ Heat Pump Water Heater | 2039 | Economic | GWh | After Competition Groups | 21.8412 | 366058.5863 | 0.36606 | 11906.2364 | 0.0018344 | 47 | Residential_2039_Economic_GWh_After Competition Groups_47 | Heat Pump Water Heater | 0.1834% | 0.36606 | 21.8412 | Residential_2039_Economic_GWh_After Competition Groups_Heat Pump Water Heater
Residential | Res ¦ CO Sensors for parking garage exhaust fans | 2039 | Economic | GWh | After Competition Groups | 21.0827 | 248242.4545 | 0.24824 | 11906.2364 | 0.0017707 | 48 | Residential_2039_Economic_GWh_After Competition Groups_48 | CO Sensors for parking garage exhaust fans | 0.1771% | 0.24824 | 21.0827 | Residential_2039_Economic_GWh_After Competition Groups_CO Sensors for parking garage exhaust fans
Residential | Res ¦ Drain Water Heat Recovery | 2039 | Economic | GWh | After Competition Groups | 20.8284 | 2637654.3442 | 2.6377 | 11906.2364 | 0.0017494 | 49 | Residential_2039_Economic_GWh_After Competition Groups_49 | Drain Water Heat Recovery | 0.1749% | 2.6377 | 20.8284 | Residential_2039_Economic_GWh_After Competition Groups_Drain Water Heat Recovery
Residential | Res ¦ Energy Star Dehumidifier | 2039 | Achievable | GWh | After Competition Groups | 13.8559 | 3295284.8097 | 3.2953 | 7939.6626 | 0.0017451 | 52 | Residential_2039_Achievable_GWh_After Competition Groups_52 | Energy Star Dehumidifier | 0.1745% | 3.2953 | 13.8559 | Residential_2039_Achievable_GWh_After Competition Groups_Energy Star Dehumidifier
Residential | Res ¦ Duct Insulation MF | 2039 | Technical | GWh | After Competition Groups | 28.091 | 1514346.0273 | 1.5143 | 16108.4411 | 0.0017439 | 57 | Residential_2039_Technical_GWh_After Competition Groups_57 | Duct Insulation MF | 0.1744% | 1.5143 | 28.091 | Residential_2039_Technical_GWh_After Competition Groups_Duct Insulation MF
Residential | Res ¦ Condensing Make Up Air Unit | 2039 | Economic | GWh | After Competition Groups | 20.4771 | 1228176.2384 | 1.2282 | 11906.2364 | 0.0017199 | 50 | Residential_2039_Economic_GWh_After Competition Groups_50 | Condensing Make Up Air Unit | 0.172% | 1.2282 | 20.4771 | Residential_2039_Economic_GWh_After Competition Groups_Condensing Make Up Air Unit
Residential | Res ¦ Basement or Crawlspace Insulation | 2039 | Achievable | GWh | After Competition Groups | 13.5325 | 8508760.0272 | 8.5088 | 7939.6626 | 0.0017044 | 53 | Residential_2039_Achievable_GWh_After Competition Groups_53 | Basement or Crawlspace Insulation | 0.1704% | 8.5088 | 13.5325 | Residential_2039_Achievable_GWh_After Competition Groups_Basement or Crawlspace Insulation
Residential | Res ¦ High Efficiency Chiller (avg of water and air cooled) | 2039 | Economic | GWh | After Competition Groups | 20.0715 | 173438.8885 | 0.17344 | 11906.2364 | 0.0016858 | 51 | Residential_2039_Economic_GWh_After Competition Groups_51 | High Efficiency Chiller (avg of water and air cooled) | 0.1686% | 0.17344 | 20.0715 | Residential_2039_Economic_GWh_After Competition Groups_High Efficiency Chiller (avg of water and air cooled)
Residential | Res ¦ ENERGY STAR LED LAMPS (REFLECTOR LAMPs/MR16/PAR 16) | 2039 | Economic | GWh | After Competition Groups | 19.8344 | 51174.0509 | 0.051174 | 11906.2364 | 0.0016659 | 52 | Residential_2039_Economic_GWh_After Competition Groups_52 | ENERGY STAR LED LAMPS (REFLECTOR LAMPs/MR16/PAR 16) | 0.1666% | 0.051174 | 19.8344 | Residential_2039_Economic_GWh_After Competition Groups_ENERGY STAR LED LAMPS (REFLECTOR LAMPs/MR16/PAR 16)
Residential | Res ¦ Central Air Conditioner Maintenance | 2039 | Technical | GWh | After Competition Groups | 25.5448 | 0 | 0 | 16108.4411 | 0.0015858 | 58 | Residential_2039_Technical_GWh_After Competition Groups_58 | Central Air Conditioner Maintenance | 0.1586% | 0 | 25.5448 | Residential_2039_Technical_GWh_After Competition Groups_Central Air Conditioner Maintenance
Residential | Res ¦ Energy Star Dehumidifier | 2039 | Technical | GWh | After Competition Groups | 25.4199 | 3295284.8097 | 3.2953 | 16108.4411 | 0.0015781 | 59 | Residential_2039_Technical_GWh_After Competition Groups_59 | Energy Star Dehumidifier | 0.1578% | 3.2953 | 25.4199 | Residential_2039_Technical_GWh_After Competition Groups_Energy Star Dehumidifier
Residential | Res ¦ Water Heater Temperature Setback | 2039 | Achievable | GWh | After Competition Groups | 12.3429 | 6004.1198 | 0.0060041 | 7939.6626 | 0.0015546 | 54 | Residential_2039_Achievable_GWh_After Competition Groups_54 | Water Heater Temperature Setback | 0.1555% | 0.0060041 | 12.3429 | Residential_2039_Achievable_GWh_After Competition Groups_Water Heater Temperature Setback
Residential | Res ¦ LED Downlight | 2039 | Economic | GWh | After Competition Groups | 15.9088 | 456059.5501 | 0.45606 | 11906.2364 | 0.0013362 | 53 | Residential_2039_Economic_GWh_After Competition Groups_53 | LED Downlight | 0.1336% | 0.45606 | 15.9088 | Residential_2039_Economic_GWh_After Competition Groups_LED Downlight
Residential | Res ¦ CO Sensors for parking garage exhaust fans | 2039 | Technical | GWh | After Competition Groups | 21.0827 | 248242.4545 | 0.24824 | 16108.4411 | 0.0013088 | 60 | Residential_2039_Technical_GWh_After Competition Groups_60 | CO Sensors for parking garage exhaust fans | 0.1309% | 0.24824 | 21.0827 | Residential_2039_Technical_GWh_After Competition Groups_CO Sensors for parking garage exhaust fans
Residential | Res ¦ Drain Water Heat Recovery | 2039 | Technical | GWh | After Competition Groups | 20.8284 | 2637654.3442 | 2.6377 | 16108.4411 | 0.001293 | 61 | Residential_2039_Technical_GWh_After Competition Groups_61 | Drain Water Heat Recovery | 0.1293% | 2.6377 | 20.8284 | Residential_2039_Technical_GWh_After Competition Groups_Drain Water Heat Recovery
Residential | Res ¦ Heat Recovery Ventilator | 2039 | Achievable | GWh | After Competition Groups | 10.1348 | 4723272.4169 | 4.7233 | 7939.6626 | 0.0012765 | 55 | Residential_2039_Achievable_GWh_After Competition Groups_55 | Heat Recovery Ventilator | 0.1276% | 4.7233 | 10.1348 | Residential_2039_Achievable_GWh_After Competition Groups_Heat Recovery Ventilator
Residential | Res ¦ Condensing Make Up Air Unit | 2039 | Technical | GWh | After Competition Groups | 20.4771 | 1228176.2384 | 1.2282 | 16108.4411 | 0.0012712 | 62 | Residential_2039_Technical_GWh_After Competition Groups_62 | Condensing Make Up Air Unit | 0.1271% | 1.2282 | 20.4771 | Residential_2039_Technical_GWh_After Competition Groups_Condensing Make Up Air Unit
Residential | Res ¦ Demand Control Ventilation | 2039 | Economic | GWh | After Competition Groups | 14.9844 | 0 | 0 | 11906.2364 | 0.0012585 | 54 | Residential_2039_Economic_GWh_After Competition Groups_54 | Demand Control Ventilation | 0.1259% | 0 | 14.9844 | Residential_2039_Economic_GWh_After Competition Groups_Demand Control Ventilation
Residential | Res ¦ Duct Insulation MF | 2039 | Achievable | GWh | After Competition Groups | 9.9146 | 1514346.0273 | 1.5143 | 7939.6626 | 0.0012487 | 56 | Residential_2039_Achievable_GWh_After Competition Groups_56 | Duct Insulation MF | 0.1249% | 1.5143 | 9.9146 | Residential_2039_Achievable_GWh_After Competition Groups_Duct Insulation MF
Residential | Res ¦ High Efficiency Chiller (avg of water and air cooled) | 2039 | Technical | GWh | After Competition Groups | 20.0715 | 173438.8885 | 0.17344 | 16108.4411 | 0.001246 | 63 | Residential_2039_Technical_GWh_After Competition Groups_63 | High Efficiency Chiller (avg of water and air cooled) | 0.1246% | 0.17344 | 20.0715 | Residential_2039_Technical_GWh_After Competition Groups_High Efficiency Chiller (avg of water and air cooled)
Residential | Res ¦ Variable Frequency Drive (VFD) | 2039 | Economic | GWh | After Competition Groups | 14.7347 | 36618.3577 | 0.036618 | 11906.2364 | 0.0012376 | 55 | Residential_2039_Economic_GWh_After Competition Groups_55 | Variable Frequency Drive (VFD) | 0.1238% | 0.036618 | 14.7347 | Residential_2039_Economic_GWh_After Competition Groups_Variable Frequency Drive (VFD)
Residential | Res ¦ ENERGY STAR LED LAMPS (REFLECTOR LAMPs/MR16/PAR 16) | 2039 | Technical | GWh | After Competition Groups | 19.8344 | 51174.0509 | 0.051174 | 16108.4411 | 0.0012313 | 64 | Residential_2039_Technical_GWh_After Competition Groups_64 | ENERGY STAR LED LAMPS (REFLECTOR LAMPs/MR16/PAR 16) | 0.1231% | 0.051174 | 19.8344 | Residential_2039_Technical_GWh_After Competition Groups_ENERGY STAR LED LAMPS (REFLECTOR LAMPs/MR16/PAR 16)
Residential | Res ¦ Demand Control Ventilation | 2039 | Technical | GWh | After Competition Groups | 18.754 | 0 | 0 | 16108.4411 | 0.0011642 | 65 | Residential_2039_Technical_GWh_After Competition Groups_65 | Demand Control Ventilation | 0.1164% | 0 | 18.754 | Residential_2039_Technical_GWh_After Competition Groups_Demand Control Ventilation
Residential | Res ¦ Ceiling Insulation | 2039 | Achievable | GWh | After Competition Groups | 8.7057 | 5241010.2678 | 5.241 | 7939.6626 | 0.0010965 | 57 | Residential_2039_Achievable_GWh_After Competition Groups_57 | Ceiling Insulation | 0.1096% | 5.241 | 8.7057 | Residential_2039_Achievable_GWh_After Competition Groups_Ceiling Insulation
Residential | Res ¦ Variable Frequency Drive (VFD) | 2039 | Technical | GWh | After Competition Groups | 14.7347 | 36618.3577 | 0.036618 | 16108.4411 | 0.00091472 | 66 | Residential_2039_Technical_GWh_After Competition Groups_66 | Variable Frequency Drive (VFD) | 0.09147% | 0.036618 | 14.7347 | Residential_2039_Technical_GWh_After Competition Groups_Variable Frequency Drive (VFD)
Residential | Res ¦ Water Heater Temperature Setback | 2039 | Economic | GWh | After Competition Groups | 10.8884 | 6004.1198 | 0.0060041 | 11906.2364 | 0.00091451 | 56 | Residential_2039_Economic_GWh_After Competition Groups_56 | Water Heater Temperature Setback | 0.09145% | 0.0060041 | 10.8884 | Residential_2039_Economic_GWh_After Competition Groups_Water Heater Temperature Setback
Residential | Res ¦ DHW Recirculation Systems | 2039 | Economic | GWh | After Competition Groups | 9.8093 | 1770628.6398 | 1.7706 | 11906.2364 | 0.00082388 | 57 | Residential_2039_Economic_GWh_After Competition Groups_57 | DHW Recirculation Systems | 0.08239% | 1.7706 | 9.8093 | Residential_2039_Economic_GWh_After Competition Groups_DHW Recirculation Systems
Residential | Res ¦ Water Heater Temperature Setback | 2039 | Technical | GWh | After Competition Groups | 10.8884 | 6004.1198 | 0.0060041 | 16108.4411 | 0.00067594 | 67 | Residential_2039_Technical_GWh_After Competition Groups_67 | Water Heater Temperature Setback | 0.06759% | 0.0060041 | 10.8884 | Residential_2039_Technical_GWh_After Competition Groups_Water Heater Temperature Setback
Residential | Res ¦ VFD on Pumps | 2039 | Achievable | GWh | After Competition Groups | 5.1363 | 13717.6379 | 0.013718 | 7939.6626 | 0.00064692 | 58 | Residential_2039_Achievable_GWh_After Competition Groups_58 | VFD on Pumps | 0.06469% | 0.013718 | 5.1363 | Residential_2039_Achievable_GWh_After Competition Groups_VFD on Pumps
Residential | Res ¦ DHW Recirculation Systems | 2039 | Technical | GWh | After Competition Groups | 9.8093 | 1770628.6398 | 1.7706 | 16108.4411 | 0.00060895 | 68 | Residential_2039_Technical_GWh_After Competition Groups_68 | DHW Recirculation Systems | 0.0609% | 1.7706 | 9.8093 | Residential_2039_Technical_GWh_After Competition Groups_DHW Recirculation Systems
Residential | Res ¦ Air Source Heat Pump Maintenance | 2039 | Technical | GWh | After Competition Groups | 8.8521 | 0 | 0 | 16108.4411 | 0.00054953 | 69 | Residential_2039_Technical_GWh_After Competition Groups_69 | Air Source Heat Pump Maintenance | 0.05495% | 0 | 8.8521 | Residential_2039_Technical_GWh_After Competition Groups_Air Source Heat Pump Maintenance
Residential | Res ¦ ENERGY STAR LED Lamps (General Service Lamps) | 2039 | Achievable | GWh | After Competition Groups | 3.5345 | 9585.769 | 0.0095858 | 7939.6626 | 0.00044517 | 59 | Residential_2039_Achievable_GWh_After Competition Groups_59 | ENERGY STAR LED Lamps (General Service Lamps) | 0.04452% | 0.0095858 | 3.5345 | Residential_2039_Achievable_GWh_After Competition Groups_ENERGY STAR LED Lamps (General Service Lamps)
Residential | Res ¦ DHW Recirculation Systems | 2039 | Achievable | GWh | After Competition Groups | 3.4542 | 1770628.6398 | 1.7706 | 7939.6626 | 0.00043505 | 60 | Residential_2039_Achievable_GWh_After Competition Groups_60 | DHW Recirculation Systems | 0.04351% | 1.7706 | 3.4542 | Residential_2039_Achievable_GWh_After Competition Groups_DHW Recirculation Systems
Residential | Res ¦ ECM MOTORS FOR HVAC APPLICATION (FAN-POWERED VAV BOX) | 2039 | Achievable | GWh | After Competition Groups | 3.0786 | 27828.4198 | 0.027828 | 7939.6626 | 0.00038775 | 61 | Residential_2039_Achievable_GWh_After Competition Groups_61 | ECM MOTORS FOR HVAC APPLICATION (FAN-POWERED VAV BOX) | 0.03878% | 0.027828 | 3.0786 | Residential_2039_Achievable_GWh_After Competition Groups_ECM MOTORS FOR HVAC APPLICATION (FAN-POWERED VAV BOX)
Residential | Res ¦ VFD on Pumps | 2039 | Economic | GWh | After Competition Groups | 4.5311 | 13717.6379 | 0.013718 | 11906.2364 | 0.00038056 | 58 | Residential_2039_Economic_GWh_After Competition Groups_58 | VFD on Pumps | 0.03806% | 0.013718 | 4.5311 | Residential_2039_Economic_GWh_After Competition Groups_VFD on Pumps
Residential | Res ¦ ENERGY STAR LED Lamps (General Service Lamps) | 2039 | Economic | GWh | After Competition Groups | 3.5463 | 9585.769 | 0.0095858 | 11906.2364 | 0.00029785 | 59 | Residential_2039_Economic_GWh_After Competition Groups_59 | ENERGY STAR LED Lamps (General Service Lamps) | 0.02979% | 0.0095858 | 3.5463 | Residential_2039_Economic_GWh_After Competition Groups_ENERGY STAR LED Lamps (General Service Lamps)
Residential | Res ¦ Heat Pump Water Heater | 2039 | Achievable | GWh | After Competition Groups | 2.2766 | 386463.7227 | 0.38646 | 7939.6626 | 0.00028674 | 62 | Residential_2039_Achievable_GWh_After Competition Groups_62 | Heat Pump Water Heater | 0.02867% | 0.38646 | 2.2766 | Residential_2039_Achievable_GWh_After Competition Groups_Heat Pump Water Heater
Residential | Res ¦ ECM MOTORS FOR HVAC APPLICATION (FAN-POWERED VAV BOX) | 2039 | Economic | GWh | After Competition Groups | 3.411 | 27828.4198 | 0.027828 | 11906.2364 | 0.00028648 | 60 | Residential_2039_Economic_GWh_After Competition Groups_60 | ECM MOTORS FOR HVAC APPLICATION (FAN-POWERED VAV BOX) | 0.02865% | 0.027828 | 3.411 | Residential_2039_Economic_GWh_After Competition Groups_ECM MOTORS FOR HVAC APPLICATION (FAN-POWERED VAV BOX)
Residential | Res ¦ VFD on Pumps | 2039 | Technical | GWh | After Competition Groups | 4.5311 | 13717.6379 | 0.013718 | 16108.4411 | 0.00028129 | 70 | Residential_2039_Technical_GWh_After Competition Groups_70 | VFD on Pumps | 0.02813% | 0.013718 | 4.5311 | Residential_2039_Technical_GWh_After Competition Groups_VFD on Pumps
Residential | Res ¦ Beverage Vending Machine Controls | 2039 | Achievable | GWh | After Competition Groups | 2.1938 | 14024.3089 | 0.014024 | 7939.6626 | 0.00027631 | 63 | Residential_2039_Achievable_GWh_After Competition Groups_63 | Beverage Vending Machine Controls | 0.02763% | 0.014024 | 2.1938 | Residential_2039_Achievable_GWh_After Competition Groups_Beverage Vending Machine Controls
Residential | Res ¦ Tankless Water Heater | 2039 | Technical | GWh | After Competition Groups | 4.2142 | 96350.7469 | 0.096351 | 16108.4411 | 0.00026162 | 71 | Residential_2039_Technical_GWh_After Competition Groups_71 | Tankless Water Heater | 0.02616% | 0.096351 | 4.2142 | Residential_2039_Technical_GWh_After Competition Groups_Tankless Water Heater
Residential | Res ¦ ENERGY STAR LED Lamps (General Service Lamps) | 2039 | Technical | GWh | After Competition Groups | 3.5463 | 9585.769 | 0.0095858 | 16108.4411 | 0.00022015 | 72 | Residential_2039_Technical_GWh_After Competition Groups_72 | ENERGY STAR LED Lamps (General Service Lamps) | 0.02202% | 0.0095858 | 3.5463 | Residential_2039_Technical_GWh_After Competition Groups_ENERGY STAR LED Lamps (General Service Lamps)
Residential | Res ¦ ECM MOTORS FOR HVAC APPLICATION (FAN-POWERED VAV BOX) | 2039 | Technical | GWh | After Competition Groups | 3.411 | 27828.4198 | 0.027828 | 16108.4411 | 0.00021175 | 73 | Residential_2039_Technical_GWh_After Competition Groups_73 | ECM MOTORS FOR HVAC APPLICATION (FAN-POWERED VAV BOX) | 0.02117% | 0.027828 | 3.411 | Residential_2039_Technical_GWh_After Competition Groups_ECM MOTORS FOR HVAC APPLICATION (FAN-POWERED VAV BOX)
Residential | Res ¦ HVAC Optimization | 2039 | Technical | GWh | After Competition Groups | 3.2975 | 0 | 0 | 16108.4411 | 0.00020471 | 74 | Residential_2039_Technical_GWh_After Competition Groups_74 | HVAC Optimization | 0.02047% | 0 | 3.2975 | Residential_2039_Technical_GWh_After Competition Groups_HVAC Optimization
Residential | Res ¦ Beverage Vending Machine Controls | 2039 | Economic | GWh | After Competition Groups | 2.4212 | 14024.3089 | 0.014024 | 11906.2364 | 0.00020335 | 61 | Residential_2039_Economic_GWh_After Competition Groups_61 | Beverage Vending Machine Controls | 0.02034% | 0.014024 | 2.4212 | Residential_2039_Economic_GWh_After Competition Groups_Beverage Vending Machine Controls
Residential | Res ¦ Beverage Vending Machine Controls | 2039 | Technical | GWh | After Competition Groups | 2.4212 | 14024.3089 | 0.014024 | 16108.4411 | 0.0001503 | 75 | Residential_2039_Technical_GWh_After Competition Groups_75 | Beverage Vending Machine Controls | 0.01503% | 0.014024 | 2.4212 | Residential_2039_Technical_GWh_After Competition Groups_Beverage Vending Machine Controls
Residential | Res ¦ Air Source Heat Pump | 2039 | Achievable | GWh | After Competition Groups | 0.60023 | 57036.2853 | 0.057036 | 7939.6626 | 7.5599e-05 | 64 | Residential_2039_Achievable_GWh_After Competition Groups_64 | Air Source Heat Pump | 0.00756% | 0.057036 | 0.60023 | Residential_2039_Achievable_GWh_After Competition Groups_Air Source Heat Pump
Residential | Res ¦ Networked/ Connected - Indoor LED Luminaire | 2039 | Achievable | GWh | After Competition Groups | 0.43513 | 314879.2331 | 0.31488 | 7939.6626 | 5.4804e-05 | 65 | Residential_2039_Achievable_GWh_After Competition Groups_65 | Networked/ Connected - Indoor LED Luminaire | 0.00548% | 0.31488 | 0.43513 | Residential_2039_Achievable_GWh_After Competition Groups_Networked/ Connected - Indoor LED Luminaire
Residential | Res ¦ Chilled Water Optimization | 2039 | Achievable | GWh | After Competition Groups | 0.36715 | 222.6634 | 0.00022266 | 7939.6626 | 4.6242e-05 | 66 | Residential_2039_Achievable_GWh_After Competition Groups_66 | Chilled Water Optimization | 0.004624% | 0.00022266 | 0.36715 | Residential_2039_Achievable_GWh_After Competition Groups_Chilled Water Optimization
Residential | Res ¦ Wall Insulation MF | 2039 | Economic | GWh | After Competition Groups | 0.52771 | 15102.6064 | 0.015103 | 11906.2364 | 4.4322e-05 | 62 | Residential_2039_Economic_GWh_After Competition Groups_62 | Wall Insulation MF | 0.004432% | 0.015103 | 0.52771 | Residential_2039_Economic_GWh_After Competition Groups_Wall Insulation MF
Residential | Res ¦ Chilled Water Optimization | 2039 | Economic | GWh | After Competition Groups | 0.502 | 222.6634 | 0.00022266 | 11906.2364 | 4.2163e-05 | 63 | Residential_2039_Economic_GWh_After Competition Groups_63 | Chilled Water Optimization | 0.004216% | 0.00022266 | 0.502 | Residential_2039_Economic_GWh_After Competition Groups_Chilled Water Optimization
Residential | Res ¦ Wall Insulation MF | 2039 | Technical | GWh | After Competition Groups | 0.55126 | 15102.6064 | 0.015103 | 16108.4411 | 3.4222e-05 | 76 | Residential_2039_Technical_GWh_After Competition Groups_76 | Wall Insulation MF | 0.003422% | 0.015103 | 0.55126 | Residential_2039_Technical_GWh_After Competition Groups_Wall Insulation MF
Residential | Res ¦ Chilled Water Optimization | 2039 | Technical | GWh | After Competition Groups | 0.502 | 222.6634 | 0.00022266 | 16108.4411 | 3.1164e-05 | 77 | Residential_2039_Technical_GWh_After Competition Groups_77 | Chilled Water Optimization | 0.003116% | 0.00022266 | 0.502 | Residential_2039_Technical_GWh_After Competition Groups_Chilled Water Optimization
Residential | Res ¦ LED High Bay Fixture | 2039 | Achievable | GWh | After Competition Groups | 0.22883 | 12425.2067 | 0.012425 | 7939.6626 | 2.8821e-05 | 67 | Residential_2039_Achievable_GWh_After Competition Groups_67 | LED High Bay Fixture | 0.002882% | 0.012425 | 0.22883 | Residential_2039_Achievable_GWh_After Competition Groups_LED High Bay Fixture
Residential | Res ¦ LED High Bay Fixture | 2039 | Economic | GWh | After Competition Groups | 0.24982 | 12425.2067 | 0.012425 | 11906.2364 | 2.0982e-05 | 64 | Residential_2039_Economic_GWh_After Competition Groups_64 | LED High Bay Fixture | 0.002098% | 0.012425 | 0.24982 | Residential_2039_Economic_GWh_After Competition Groups_LED High Bay Fixture
Residential | Res ¦ LED Recessed Downlights | 2039 | Technical | GWh | After Competition Groups | 0.29066 | 0 | 0 | 16108.4411 | 1.8044e-05 | 78 | Residential_2039_Technical_GWh_After Competition Groups_78 | LED Recessed Downlights | 0.001804% | 0 | 0.29066 | Residential_2039_Technical_GWh_After Competition Groups_LED Recessed Downlights
Residential | Res ¦ LED High Bay Fixture | 2039 | Technical | GWh | After Competition Groups | 0.24982 | 12425.2067 | 0.012425 | 16108.4411 | 1.5509e-05 | 79 | Residential_2039_Technical_GWh_After Competition Groups_79 | LED High Bay Fixture | 0.001551% | 0.012425 | 0.24982 | Residential_2039_Technical_GWh_After Competition Groups_LED High Bay Fixture
Residential | Res ¦ Solar Water Preheat (Pools/DHW) | 2039 | Technical | GWh | After Competition Groups | 0.1263 | 0 | 0 | 16108.4411 | 7.8408e-06 | 80 | Residential_2039_Technical_GWh_After Competition Groups_80 | Solar Water Preheat (Pools/DHW) | 0.0007841% | 0 | 0.1263 | Residential_2039_Technical_GWh_After Competition Groups_Solar Water Preheat (Pools/DHW)
Residential | Res ¦ Wall Insulation MF | 2039 | Achievable | GWh | After Competition Groups | 0.038956 | 15102.6064 | 0.015103 | 7939.6626 | 4.9065e-06 | 68 | Residential_2039_Achievable_GWh_After Competition Groups_68 | Wall Insulation MF | 0.0004907% | 0.015103 | 0.038956 | Residential_2039_Achievable_GWh_After Competition Groups_Wall Insulation MF
Residential | Res ¦ Photocell Controls (Outdoor) | 2039 | Technical | GWh | After Competition Groups | 0.00030933 | 0 | 0 | 16108.4411 | 1.9203e-08 | 81 | Residential_2039_Technical_GWh_After Competition Groups_81 | Photocell Controls (Outdoor) | 1.92e-06% | 0 | 0.00030933 | Residential_2039_Technical_GWh_After Competition Groups_Photocell Controls (Outdoor)
Residential | Res ¦ Lighting Motion Sensors, Timers, Dimmers | 2039 | Achievable | GWh | After Competition Groups | 0 | 0 | 0 | 7939.6626 | 0 | 69 | Residential_2039_Achievable_GWh_After Competition Groups_69 | Lighting Motion Sensors, Timers, Dimmers | 0% | 0 | 0 | Residential_2039_Achievable_GWh_After Competition Groups_Lighting Motion Sensors, Timers, Dimmers
Residential | Res ¦ Lighting Motion Sensors, Timers, Dimmers | 2039 | Economic | GWh | After Competition Groups | 0 | 0 | 0 | 11906.2364 | 0 | 65 | Residential_2039_Economic_GWh_After Competition Groups_65 | Lighting Motion Sensors, Timers, Dimmers | 0% | 0 | 0 | Residential_2039_Economic_GWh_After Competition Groups_Lighting Motion Sensors, Timers, Dimmers
Residential | Res ¦ Energy Star A Line, PAR, MR Lamps | 2040 | Economic | GWh | After Competition Groups | 1895.3609 | 22724.3709 | 0.022724 | 12032.3029 | 0.15752 | 1 | Residential_2040_Economic_GWh_After Competition Groups_1 | Energy Star A Line, PAR, MR Lamps | 15.75% | 0.022724 | 1895.3609 | Residential_2040_Economic_GWh_After Competition Groups_Energy Star A Line, PAR, MR Lamps
Residential | Res ¦ Energy Star A Line, PAR, MR Lamps | 2040 | Technical | GWh | After Competition Groups | 1895.3609 | 22724.3709 | 0.022724 | 16306.7052 | 0.11623 | 1 | Residential_2040_Technical_GWh_After Competition Groups_1 | Energy Star A Line, PAR, MR Lamps | 11.62% | 0.022724 | 1895.3609 | Residential_2040_Technical_GWh_After Competition Groups_Energy Star A Line, PAR, MR Lamps
Residential | Res ¦ Smart Power Bar | 2040 | Economic | GWh | After Competition Groups | 1315.7583 | 11904941.7806 | 11.9049 | 12032.3029 | 0.10935 | 2 | Residential_2040_Economic_GWh_After Competition Groups_2 | Smart Power Bar | 10.94% | 11.9049 | 1315.7583 | Residential_2040_Economic_GWh_After Competition Groups_Smart Power Bar
Residential | Res ¦ Smart Power Bar | 2040 | Achievable | GWh | After Competition Groups | 877.421 | 11904941.7806 | 11.9049 | 8300.442 | 0.10571 | 1 | Residential_2040_Achievable_GWh_After Competition Groups_1 | Smart Power Bar | 10.57% | 11.9049 | 877.421 | Residential_2040_Achievable_GWh_After Competition Groups_Smart Power Bar
Residential | Res ¦ Energy Star Clothes Washer | 2040 | Achievable | GWh | After Competition Groups | 685.8509 | 13632438.8808 | 13.6324 | 8300.442 | 0.082628 | 2 | Residential_2040_Achievable_GWh_After Competition Groups_2 | Energy Star Clothes Washer | 8.263% | 13.6324 | 685.8509 | Residential_2040_Achievable_GWh_After Competition Groups_Energy Star Clothes Washer
Residential | Res ¦ Smart Power Bar | 2040 | Technical | GWh | After Competition Groups | 1315.7583 | 11904941.7806 | 11.9049 | 16306.7052 | 0.080688 | 2 | Residential_2040_Technical_GWh_After Competition Groups_2 | Smart Power Bar | 8.069% | 11.9049 | 1315.7583 | Residential_2040_Technical_GWh_After Competition Groups_Smart Power Bar
Residential | Res ¦ Ductless Mini-Split Heat Pump | 2040 | Economic | GWh | After Competition Groups | 813.3955 | 5933549.6488 | 5.9335 | 12032.3029 | 0.067601 | 3 | Residential_2040_Economic_GWh_After Competition Groups_3 | Ductless Mini-Split Heat Pump | 6.76% | 5.9335 | 813.3955 | Residential_2040_Economic_GWh_After Competition Groups_Ductless Mini-Split Heat Pump
Residential | Res ¦ Energy Star Clothes Washer | 2040 | Economic | GWh | After Competition Groups | 802.2283 | 13632438.8808 | 13.6324 | 12032.3029 | 0.066673 | 4 | Residential_2040_Economic_GWh_After Competition Groups_4 | Energy Star Clothes Washer | 6.667% | 13.6324 | 802.2283 | Residential_2040_Economic_GWh_After Competition Groups_Energy Star Clothes Washer
Residential | Res ¦ Ductless Mini-Split Heat Pump | 2040 | Achievable | GWh | After Competition Groups | 553.3206 | 5933549.6488 | 5.9335 | 8300.442 | 0.066662 | 3 | Residential_2040_Achievable_GWh_After Competition Groups_3 | Ductless Mini-Split Heat Pump | 6.666% | 5.9335 | 553.3206 | Residential_2040_Achievable_GWh_After Competition Groups_Ductless Mini-Split Heat Pump
Residential | Res ¦ Energy Star Refrigerator | 2040 | Technical | GWh | After Competition Groups | 1008.5575 | 0 | 0 | 16306.7052 | 0.061849 | 3 | Residential_2040_Technical_GWh_After Competition Groups_3 | Energy Star Refrigerator | 6.185% | 0 | 1008.5575 | Residential_2040_Technical_GWh_After Competition Groups_Energy Star Refrigerator
Residential | Res ¦ Energy Star LED Bulbs General Purpose LEDs | 2040 | Achievable | GWh | After Competition Groups | 506.2215 | 0 | 0 | 8300.442 | 0.060987 | 4 | Residential_2040_Achievable_GWh_After Competition Groups_4 | Energy Star LED Bulbs General Purpose LEDs | 6.099% | 0 | 506.2215 | Residential_2040_Achievable_GWh_After Competition Groups_Energy Star LED Bulbs General Purpose LEDs
Residential | Res ¦ Adaptive Thermostat | 2040 | Economic | GWh | After Competition Groups | 725.222 | 9014102.7969 | 9.0141 | 12032.3029 | 0.060273 | 5 | Residential_2040_Economic_GWh_After Competition Groups_5 | Adaptive Thermostat | 6.027% | 9.0141 | 725.222 | Residential_2040_Economic_GWh_After Competition Groups_Adaptive Thermostat
Residential | Res ¦ Smart Burners | 2040 | Economic | GWh | After Competition Groups | 714.5421 | 37318362.9713 | 37.3184 | 12032.3029 | 0.059385 | 6 | Residential_2040_Economic_GWh_After Competition Groups_6 | Smart Burners | 5.939% | 37.3184 | 714.5421 | Residential_2040_Economic_GWh_After Competition Groups_Smart Burners
Residential | Res ¦ Smart Burners | 2040 | Technical | GWh | After Competition Groups | 910.8739 | 37318362.9713 | 37.3184 | 16306.7052 | 0.055859 | 4 | Residential_2040_Technical_GWh_After Competition Groups_4 | Smart Burners | 5.586% | 37.3184 | 910.8739 | Residential_2040_Technical_GWh_After Competition Groups_Smart Burners
Residential | Res ¦ Energy Star LED Specialty Bulbs | 2040 | Achievable | GWh | After Competition Groups | 453.9598 | 30693.526 | 0.030694 | 8300.442 | 0.054691 | 5 | Residential_2040_Achievable_GWh_After Competition Groups_5 | Energy Star LED Specialty Bulbs | 5.469% | 0.030694 | 453.9598 | Residential_2040_Achievable_GWh_After Competition Groups_Energy Star LED Specialty Bulbs
Residential | Res ¦ Ductless Mini-Split Heat Pump | 2040 | Technical | GWh | After Competition Groups | 813.3955 | 5933549.6488 | 5.9335 | 16306.7052 | 0.049881 | 5 | Residential_2040_Technical_GWh_After Competition Groups_5 | Ductless Mini-Split Heat Pump | 4.988% | 5.9335 | 813.3955 | Residential_2040_Technical_GWh_After Competition Groups_Ductless Mini-Split Heat Pump
Residential | Res ¦ Energy Star Clothes Washer | 2040 | Technical | GWh | After Competition Groups | 802.2283 | 13632438.8808 | 13.6324 | 16306.7052 | 0.049196 | 6 | Residential_2040_Technical_GWh_After Competition Groups_6 | Energy Star Clothes Washer | 4.92% | 13.6324 | 802.2283 | Residential_2040_Technical_GWh_After Competition Groups_Energy Star Clothes Washer
Residential | Res ¦ Variable Speed Pool Pump Motor | 2040 | Achievable | GWh | After Competition Groups | 404.9649 | 707547.4003 | 0.70755 | 8300.442 | 0.048788 | 6 | Residential_2040_Achievable_GWh_After Competition Groups_6 | Variable Speed Pool Pump Motor | 4.879% | 0.70755 | 404.9649 | Residential_2040_Achievable_GWh_After Competition Groups_Variable Speed Pool Pump Motor
Residential | Res ¦ Energy Star Ground Source Heat Pump | 2040 | Technical | GWh | After Competition Groups | 789.2058 | 0 | 0 | 16306.7052 | 0.048398 | 7 | Residential_2040_Technical_GWh_After Competition Groups_7 | Energy Star Ground Source Heat Pump | 4.84% | 0 | 789.2058 | Residential_2040_Technical_GWh_After Competition Groups_Energy Star Ground Source Heat Pump
Residential | Res ¦ Car Block Heater Timer | 2040 | Achievable | GWh | After Competition Groups | 386.0976 | 192409.5162 | 0.19241 | 8300.442 | 0.046515 | 7 | Residential_2040_Achievable_GWh_After Competition Groups_7 | Car Block Heater Timer | 4.652% | 0.19241 | 386.0976 | Residential_2040_Achievable_GWh_After Competition Groups_Car Block Heater Timer
Residential | Res ¦ Adaptive Thermostat | 2040 | Achievable | GWh | After Competition Groups | 373.82 | 9014102.7969 | 9.0141 | 8300.442 | 0.045036 | 8 | Residential_2040_Achievable_GWh_After Competition Groups_8 | Adaptive Thermostat | 4.504% | 9.0141 | 373.82 | Residential_2040_Achievable_GWh_After Competition Groups_Adaptive Thermostat
Residential | Res ¦ Energy Star A Line, PAR, MR Lamps | 2040 | Achievable | GWh | After Competition Groups | 370.5924 | 22724.3709 | 0.022724 | 8300.442 | 0.044647 | 9 | Residential_2040_Achievable_GWh_After Competition Groups_9 | Energy Star A Line, PAR, MR Lamps | 4.465% | 0.022724 | 370.5924 | Residential_2040_Achievable_GWh_After Competition Groups_Energy Star A Line, PAR, MR Lamps
Residential | Res ¦ Adaptive Thermostat | 2040 | Technical | GWh | After Competition Groups | 725.222 | 9014102.7969 | 9.0141 | 16306.7052 | 0.044474 | 8 | Residential_2040_Technical_GWh_After Competition Groups_8 | Adaptive Thermostat | 4.447% | 9.0141 | 725.222 | Residential_2040_Technical_GWh_After Competition Groups_Adaptive Thermostat
Residential | Res ¦ Heat Pump Clothes Dryer | 2040 | Technical | GWh | After Competition Groups | 684.7126 | 0 | 0 | 16306.7052 | 0.04199 | 9 | Residential_2040_Technical_GWh_After Competition Groups_9 | Heat Pump Clothes Dryer | 4.199% | 0 | 684.7126 | Residential_2040_Technical_GWh_After Competition Groups_Heat Pump Clothes Dryer
Residential | Res ¦ Smart Burners | 2040 | Achievable | GWh | After Competition Groups | 328.7034 | 37318362.9713 | 37.3184 | 8300.442 | 0.039601 | 10 | Residential_2040_Achievable_GWh_After Competition Groups_10 | Smart Burners | 3.96% | 37.3184 | 328.7034 | Residential_2040_Achievable_GWh_After Competition Groups_Smart Burners
Residential | Res ¦ Air Sealing | 2040 | Economic | GWh | After Competition Groups | 466.2772 | 7773877.1005 | 7.7739 | 12032.3029 | 0.038752 | 7 | Residential_2040_Economic_GWh_After Competition Groups_7 | Air Sealing | 3.875% | 7.7739 | 466.2772 | Residential_2040_Economic_GWh_After Competition Groups_Air Sealing
Residential | Res ¦ Building Recommissioning, Operations and Maintenance (O&M) Improvements | 2040 | Achievable | GWh | After Competition Groups | 318.0285 | 21397.5069 | 0.021398 | 8300.442 | 0.038315 | 11 | Residential_2040_Achievable_GWh_After Competition Groups_11 | Building Recommissioning, Operations and Maintenance (O&M) Improvements | 3.831% | 0.021398 | 318.0285 | Residential_2040_Achievable_GWh_After Competition Groups_Building Recommissioning, Operations and Maintenance (O&M) Improvements
Residential | Res ¦ Energy Star Torchiere | 2040 | Achievable | GWh | After Competition Groups | 314.7548 | 1434116.1961 | 1.4341 | 8300.442 | 0.03792 | 12 | Residential_2040_Achievable_GWh_After Competition Groups_12 | Energy Star Torchiere | 3.792% | 1.4341 | 314.7548 | Residential_2040_Achievable_GWh_After Competition Groups_Energy Star Torchiere
Residential | Res ¦ Energy Star Air Source Heat Pump | 2040 | Economic | GWh | After Competition Groups | 445.567 | 3926568.6392 | 3.9266 | 12032.3029 | 0.037031 | 8 | Residential_2040_Economic_GWh_After Competition Groups_8 | Energy Star Air Source Heat Pump | 3.703% | 3.9266 | 445.567 | Residential_2040_Economic_GWh_After Competition Groups_Energy Star Air Source Heat Pump
Residential | Res ¦ Energy Star Torchiere | 2040 | Economic | GWh | After Competition Groups | 395.7568 | 1434116.1961 | 1.4341 | 12032.3029 | 0.032891 | 9 | Residential_2040_Economic_GWh_After Competition Groups_9 | Energy Star Torchiere | 3.289% | 1.4341 | 395.7568 | Residential_2040_Economic_GWh_After Competition Groups_Energy Star Torchiere
Residential | Res ¦ Car Block Heater Timer | 2040 | Economic | GWh | After Competition Groups | 389.523 | 192409.5162 | 0.19241 | 12032.3029 | 0.032373 | 10 | Residential_2040_Economic_GWh_After Competition Groups_10 | Car Block Heater Timer | 3.237% | 0.19241 | 389.523 | Residential_2040_Economic_GWh_After Competition Groups_Car Block Heater Timer
Residential | Res ¦ Variable Speed Pool Pump Motor | 2040 | Economic | GWh | After Competition Groups | 349.8624 | 707547.4003 | 0.70755 | 12032.3029 | 0.029077 | 11 | Residential_2040_Economic_GWh_After Competition Groups_11 | Variable Speed Pool Pump Motor | 2.908% | 0.70755 | 349.8624 | Residential_2040_Economic_GWh_After Competition Groups_Variable Speed Pool Pump Motor
Residential | Res ¦ Energy Star Light Fixture | 2040 | Achievable | GWh | After Competition Groups | 240.8285 | 8454656.9936 | 8.4547 | 8300.442 | 0.029014 | 13 | Residential_2040_Achievable_GWh_After Competition Groups_13 | Energy Star Light Fixture | 2.901% | 8.4547 | 240.8285 | Residential_2040_Achievable_GWh_After Competition Groups_Energy Star Light Fixture
Residential | Res ¦ Energy Star Light Fixture | 2040 | Technical | GWh | After Competition Groups | 471.0119 | 8454656.9936 | 8.4547 | 16306.7052 | 0.028885 | 10 | Residential_2040_Technical_GWh_After Competition Groups_10 | Energy Star Light Fixture | 2.888% | 8.4547 | 471.0119 | Residential_2040_Technical_GWh_After Competition Groups_Energy Star Light Fixture
Residential | Res ¦ Air Sealing | 2040 | Technical | GWh | After Competition Groups | 466.2772 | 7773877.1005 | 7.7739 | 16306.7052 | 0.028594 | 11 | Residential_2040_Technical_GWh_After Competition Groups_11 | Air Sealing | 2.859% | 7.7739 | 466.2772 | Residential_2040_Technical_GWh_After Competition Groups_Air Sealing
Residential | Res ¦ Energy Star Central Air Conditioner | 2040 | Technical | GWh | After Competition Groups | 460.3673 | 0 | 0 | 16306.7052 | 0.028232 | 12 | Residential_2040_Technical_GWh_After Competition Groups_12 | Energy Star Central Air Conditioner | 2.823% | 0 | 460.3673 | Residential_2040_Technical_GWh_After Competition Groups_Energy Star Central Air Conditioner
Residential | Res ¦ Energy Star Light Fixture | 2040 | Economic | GWh | After Competition Groups | 325.7821 | 8454656.9936 | 8.4547 | 12032.3029 | 0.027076 | 12 | Residential_2040_Economic_GWh_After Competition Groups_12 | Energy Star Light Fixture | 2.708% | 8.4547 | 325.7821 | Residential_2040_Economic_GWh_After Competition Groups_Energy Star Light Fixture
Residential | Res ¦ Air Sealing | 2040 | Achievable | GWh | After Competition Groups | 212.7972 | 7773877.1005 | 7.7739 | 8300.442 | 0.025637 | 14 | Residential_2040_Achievable_GWh_After Competition Groups_14 | Air Sealing | 2.564% | 7.7739 | 212.7972 | Residential_2040_Achievable_GWh_After Competition Groups_Air Sealing
Residential | Res ¦ Energy Star Torchiere | 2040 | Technical | GWh | After Competition Groups | 395.7568 | 1434116.1961 | 1.4341 | 16306.7052 | 0.02427 | 13 | Residential_2040_Technical_GWh_After Competition Groups_13 | Energy Star Torchiere | 2.427% | 1.4341 | 395.7568 | Residential_2040_Technical_GWh_After Competition Groups_Energy Star Torchiere
Residential | Res ¦ Car Block Heater Timer | 2040 | Technical | GWh | After Competition Groups | 389.523 | 192409.5162 | 0.19241 | 16306.7052 | 0.023887 | 14 | Residential_2040_Technical_GWh_After Competition Groups_14 | Car Block Heater Timer | 2.389% | 0.19241 | 389.523 | Residential_2040_Technical_GWh_After Competition Groups_Car Block Heater Timer
Residential | Res ¦ Ductless Mini-Split Air Conditioner | 2040 | Technical | GWh | After Competition Groups | 374.981 | 0 | 0 | 16306.7052 | 0.022996 | 15 | Residential_2040_Technical_GWh_After Competition Groups_15 | Ductless Mini-Split Air Conditioner | 2.3% | 0 | 374.981 | Residential_2040_Technical_GWh_After Competition Groups_Ductless Mini-Split Air Conditioner
Residential | Res ¦ Building Recommissioning, Operations and Maintenance (O&M) Improvements | 2040 | Economic | GWh | After Competition Groups | 274.7515 | 21397.5069 | 0.021398 | 12032.3029 | 0.022834 | 13 | Residential_2040_Economic_GWh_After Competition Groups_13 | Building Recommissioning, Operations and Maintenance (O&M) Improvements | 2.283% | 0.021398 | 274.7515 | Residential_2040_Economic_GWh_After Competition Groups_Building Recommissioning, Operations and Maintenance (O&M) Improvements
Residential | Res ¦ Variable Speed Pool Pump Motor | 2040 | Technical | GWh | After Competition Groups | 349.8624 | 707547.4003 | 0.70755 | 16306.7052 | 0.021455 | 16 | Residential_2040_Technical_GWh_After Competition Groups_16 | Variable Speed Pool Pump Motor | 2.146% | 0.70755 | 349.8624 | Residential_2040_Technical_GWh_After Competition Groups_Variable Speed Pool Pump Motor
Residential | Res ¦ Energy Star Air Source Heat Pump | 2040 | Achievable | GWh | After Competition Groups | 175.9143 | 3926568.6392 | 3.9266 | 8300.442 | 0.021193 | 15 | Residential_2040_Achievable_GWh_After Competition Groups_15 | Energy Star Air Source Heat Pump | 2.119% | 3.9266 | 175.9143 | Residential_2040_Achievable_GWh_After Competition Groups_Energy Star Air Source Heat Pump
Residential | Res ¦ Basement Wall Insulation | 2040 | Economic | GWh | After Competition Groups | 244.2217 | 3319000.3759 | 3.319 | 12032.3029 | 0.020297 | 14 | Residential_2040_Economic_GWh_After Competition Groups_14 | Basement Wall Insulation | 2.03% | 3.319 | 244.2217 | Residential_2040_Economic_GWh_After Competition Groups_Basement Wall Insulation
Residential | Res ¦ Energy Star Windows | 2040 | Economic | GWh | After Competition Groups | 243.4927 | 44737359.1944 | 44.7374 | 12032.3029 | 0.020237 | 15 | Residential_2040_Economic_GWh_After Competition Groups_15 | Energy Star Windows | 2.024% | 44.7374 | 243.4927 | Residential_2040_Economic_GWh_After Competition Groups_Energy Star Windows
Residential | Res ¦ Comprehensive Draft Proofing | 2040 | Achievable | GWh | After Competition Groups | 159.7147 | 0 | 0 | 8300.442 | 0.019242 | 16 | Residential_2040_Achievable_GWh_After Competition Groups_16 | Comprehensive Draft Proofing | 1.924% | 0 | 159.7147 | Residential_2040_Achievable_GWh_After Competition Groups_Comprehensive Draft Proofing
Residential | Res ¦ Heavy Duty Outdoor/Holiday Plug-in Timers | 2040 | Achievable | GWh | After Competition Groups | 142.92 | 452819.1929 | 0.45282 | 8300.442 | 0.017218 | 17 | Residential_2040_Achievable_GWh_After Competition Groups_17 | Heavy Duty Outdoor/Holiday Plug-in Timers | 1.722% | 0.45282 | 142.92 | Residential_2040_Achievable_GWh_After Competition Groups_Heavy Duty Outdoor/Holiday Plug-in Timers
Residential | Res ¦ Passive Attic Ventilation | 2040 | Technical | GWh | After Competition Groups | 279.5529 | 0 | 0 | 16306.7052 | 0.017143 | 17 | Residential_2040_Technical_GWh_After Competition Groups_17 | Passive Attic Ventilation | 1.714% | 0 | 279.5529 | Residential_2040_Technical_GWh_After Competition Groups_Passive Attic Ventilation
Residential | Res ¦ Basement or Crawlspace Insulation | 2040 | Economic | GWh | After Competition Groups | 203.2233 | 9475118.8854 | 9.4751 | 12032.3029 | 0.01689 | 16 | Residential_2040_Economic_GWh_After Competition Groups_16 | Basement or Crawlspace Insulation | 1.689% | 9.4751 | 203.2233 | Residential_2040_Economic_GWh_After Competition Groups_Basement or Crawlspace Insulation
Residential | Res ¦ Building Recommissioning, Operations and Maintenance (O&M) Improvements | 2040 | Technical | GWh | After Competition Groups | 274.7515 | 21397.5069 | 0.021398 | 16306.7052 | 0.016849 | 18 | Residential_2040_Technical_GWh_After Competition Groups_18 | Building Recommissioning, Operations and Maintenance (O&M) Improvements | 1.685% | 0.021398 | 274.7515 | Residential_2040_Technical_GWh_After Competition Groups_Building Recommissioning, Operations and Maintenance (O&M) Improvements
Residential | Res ¦ Energy Star Clothes Dryer | 2040 | Economic | GWh | After Competition Groups | 199.3253 | 10458335.0207 | 10.4583 | 12032.3029 | 0.016566 | 17 | Residential_2040_Economic_GWh_After Competition Groups_17 | Energy Star Clothes Dryer | 1.657% | 10.4583 | 199.3253 | Residential_2040_Economic_GWh_After Competition Groups_Energy Star Clothes Dryer
Residential | Res ¦ Attic Insulation | 2040 | Economic | GWh | After Competition Groups | 188.5096 | 5802952.0479 | 5.803 | 12032.3029 | 0.015667 | 18 | Residential_2040_Economic_GWh_After Competition Groups_18 | Attic Insulation | 1.567% | 5.803 | 188.5096 | Residential_2040_Economic_GWh_After Competition Groups_Attic Insulation
Residential | Res ¦ Energy Star Windows | 2040 | Technical | GWh | After Competition Groups | 253.0937 | 44737359.1944 | 44.7374 | 16306.7052 | 0.015521 | 19 | Residential_2040_Technical_GWh_After Competition Groups_19 | Energy Star Windows | 1.552% | 44.7374 | 253.0937 | Residential_2040_Technical_GWh_After Competition Groups_Energy Star Windows
Residential | Res ¦ Basement Wall Insulation | 2040 | Technical | GWh | After Competition Groups | 244.2217 | 3319000.3759 | 3.319 | 16306.7052 | 0.014977 | 20 | Residential_2040_Technical_GWh_After Competition Groups_20 | Basement Wall Insulation | 1.498% | 3.319 | 244.2217 | Residential_2040_Technical_GWh_After Competition Groups_Basement Wall Insulation
Residential | Res ¦ Energy Star Clothes Dryer | 2040 | Achievable | GWh | After Competition Groups | 117.0214 | 10458335.0207 | 10.4583 | 8300.442 | 0.014098 | 18 | Residential_2040_Achievable_GWh_After Competition Groups_18 | Energy Star Clothes Dryer | 1.41% | 10.4583 | 117.0214 | Residential_2040_Achievable_GWh_After Competition Groups_Energy Star Clothes Dryer
Residential | Res ¦ LED Parking Lot Fixture | 2040 | Achievable | GWh | After Competition Groups | 111.6873 | 123204.2978 | 0.1232 | 8300.442 | 0.013456 | 19 | Residential_2040_Achievable_GWh_After Competition Groups_19 | LED Parking Lot Fixture | 1.346% | 0.1232 | 111.6873 | Residential_2040_Achievable_GWh_After Competition Groups_LED Parking Lot Fixture
Residential | Res ¦ Basement Wall Insulation | 2040 | Achievable | GWh | After Competition Groups | 111.4643 | 3319000.3759 | 3.319 | 8300.442 | 0.013429 | 20 | Residential_2040_Achievable_GWh_After Competition Groups_20 | Basement Wall Insulation | 1.343% | 3.319 | 111.4643 | Residential_2040_Achievable_GWh_After Competition Groups_Basement Wall Insulation
Residential | Res ¦ Occupancy Sensors MF | 2040 | Achievable | GWh | After Competition Groups | 110.1429 | 2657.8797 | 0.0026579 | 8300.442 | 0.01327 | 21 | Residential_2040_Achievable_GWh_After Competition Groups_21 | Occupancy Sensors MF | 1.327% | 0.0026579 | 110.1429 | Residential_2040_Achievable_GWh_After Competition Groups_Occupancy Sensors MF
Residential | Res ¦ Lighting Motion Sensors, Timers, Dimmers | 2040 | Technical | GWh | After Competition Groups | 212.3496 | 0 | 0 | 16306.7052 | 0.013022 | 21 | Residential_2040_Technical_GWh_After Competition Groups_21 | Lighting Motion Sensors, Timers, Dimmers | 1.302% | 0 | 212.3496 | Residential_2040_Technical_GWh_After Competition Groups_Lighting Motion Sensors, Timers, Dimmers
Residential | Res ¦ Basement or Crawlspace Insulation | 2040 | Technical | GWh | After Competition Groups | 203.2233 | 9475118.8854 | 9.4751 | 16306.7052 | 0.012463 | 22 | Residential_2040_Technical_GWh_After Competition Groups_22 | Basement or Crawlspace Insulation | 1.246% | 9.4751 | 203.2233 | Residential_2040_Technical_GWh_After Competition Groups_Basement or Crawlspace Insulation
Residential | Res ¦ Wall Insulation | 2040 | Economic | GWh | After Competition Groups | 147.7329 | 5421412.9972 | 5.4214 | 12032.3029 | 0.012278 | 19 | Residential_2040_Economic_GWh_After Competition Groups_19 | Wall Insulation | 1.228% | 5.4214 | 147.7329 | Residential_2040_Economic_GWh_After Competition Groups_Wall Insulation
Residential | Res ¦ Energy Star Room Air Conditioner | 2040 | Economic | GWh | After Competition Groups | 143.3023 | 2462598.3606 | 2.4626 | 12032.3029 | 0.01191 | 20 | Residential_2040_Economic_GWh_After Competition Groups_20 | Energy Star Room Air Conditioner | 1.191% | 2.4626 | 143.3023 | Residential_2040_Economic_GWh_After Competition Groups_Energy Star Room Air Conditioner
Residential | Res ¦ Attic Insulation | 2040 | Technical | GWh | After Competition Groups | 188.5096 | 5802952.0479 | 5.803 | 16306.7052 | 0.01156 | 23 | Residential_2040_Technical_GWh_After Competition Groups_23 | Attic Insulation | 1.156% | 5.803 | 188.5096 | Residential_2040_Technical_GWh_After Competition Groups_Attic Insulation
Residential | Res ¦ Comprehensive Draft Proofing | 2040 | Economic | GWh | After Competition Groups | 137.9808 | 0 | 0 | 12032.3029 | 0.011468 | 21 | Residential_2040_Economic_GWh_After Competition Groups_21 | Comprehensive Draft Proofing | 1.147% | 0 | 137.9808 | Residential_2040_Economic_GWh_After Competition Groups_Comprehensive Draft Proofing
Residential | Res ¦ Heavy Duty Outdoor/Holiday Plug-in Timers | 2040 | Economic | GWh | After Competition Groups | 132.0353 | 452819.1929 | 0.45282 | 12032.3029 | 0.010973 | 22 | Residential_2040_Economic_GWh_After Competition Groups_22 | Heavy Duty Outdoor/Holiday Plug-in Timers | 1.097% | 0.45282 | 132.0353 | Residential_2040_Economic_GWh_After Competition Groups_Heavy Duty Outdoor/Holiday Plug-in Timers
Residential | Res ¦ Energy Star Windows | 2040 | Achievable | GWh | After Competition Groups | 89.8826 | 44737359.1944 | 44.7374 | 8300.442 | 0.010829 | 22 | Residential_2040_Achievable_GWh_After Competition Groups_22 | Energy Star Windows | 1.083% | 44.7374 | 89.8826 | Residential_2040_Achievable_GWh_After Competition Groups_Energy Star Windows
Residential | Res ¦ Attic Insulation | 2040 | Achievable | GWh | After Competition Groups | 86.0202 | 5802952.0479 | 5.803 | 8300.442 | 0.010363 | 23 | Residential_2040_Achievable_GWh_After Competition Groups_23 | Attic Insulation | 1.036% | 5.803 | 86.0202 | Residential_2040_Achievable_GWh_After Competition Groups_Attic Insulation
Residential | Res ¦ Refrigerator Recycling | 2040 | Achievable | GWh | After Competition Groups | 81.7465 | 178769.3241 | 0.17877 | 8300.442 | 0.0098485 | 24 | Residential_2040_Achievable_GWh_After Competition Groups_24 | Refrigerator Recycling | 0.9848% | 0.17877 | 81.7465 | Residential_2040_Achievable_GWh_After Competition Groups_Refrigerator Recycling
Residential | Res ¦ Furnace with ECM | 2040 | Achievable | GWh | After Competition Groups | 78.9929 | 10778184.0525 | 10.7782 | 8300.442 | 0.0095167 | 25 | Residential_2040_Achievable_GWh_After Competition Groups_25 | Furnace with ECM | 0.9517% | 10.7782 | 78.9929 | Residential_2040_Achievable_GWh_After Competition Groups_Furnace with ECM
Residential | Res ¦ LED Parking Lot Fixture | 2040 | Economic | GWh | After Competition Groups | 110.4943 | 123204.2978 | 0.1232 | 12032.3029 | 0.0091831 | 23 | Residential_2040_Economic_GWh_After Competition Groups_23 | LED Parking Lot Fixture | 0.9183% | 0.1232 | 110.4943 | Residential_2040_Economic_GWh_After Competition Groups_LED Parking Lot Fixture
Residential | Res ¦ Wall Insulation | 2040 | Technical | GWh | After Competition Groups | 147.7329 | 5421412.9972 | 5.4214 | 16306.7052 | 0.0090596 | 24 | Residential_2040_Technical_GWh_After Competition Groups_24 | Wall Insulation | 0.906% | 5.4214 | 147.7329 | Residential_2040_Technical_GWh_After Competition Groups_Wall Insulation
Residential | Res ¦ Clothes Drying Racks | 2040 | Achievable | GWh | After Competition Groups | 74.6335 | 773920.3104 | 0.77392 | 8300.442 | 0.0089915 | 26 | Residential_2040_Achievable_GWh_After Competition Groups_26 | Clothes Drying Racks | 0.8992% | 0.77392 | 74.6335 | Residential_2040_Achievable_GWh_After Competition Groups_Clothes Drying Racks
Residential | Res ¦ Heavy Duty Outdoor/Holiday Plug-in Timers | 2040 | Technical | GWh | After Competition Groups | 146.5691 | 452819.1929 | 0.45282 | 16306.7052 | 0.0089883 | 25 | Residential_2040_Technical_GWh_After Competition Groups_25 | Heavy Duty Outdoor/Holiday Plug-in Timers | 0.8988% | 0.45282 | 146.5691 | Residential_2040_Technical_GWh_After Competition Groups_Heavy Duty Outdoor/Holiday Plug-in Timers
Residential | Res ¦ Solar Powered Attic Fan | 2040 | Technical | GWh | After Competition Groups | 145.7052 | 0 | 0 | 16306.7052 | 0.0089353 | 26 | Residential_2040_Technical_GWh_After Competition Groups_26 | Solar Powered Attic Fan | 0.8935% | 0 | 145.7052 | Residential_2040_Technical_GWh_After Competition Groups_Solar Powered Attic Fan
Residential | Res ¦ Freezer Recycling | 2040 | Achievable | GWh | After Competition Groups | 71.6901 | 3901980.9043 | 3.902 | 8300.442 | 0.0086369 | 27 | Residential_2040_Achievable_GWh_After Competition Groups_27 | Freezer Recycling | 0.8637% | 3.902 | 71.6901 | Residential_2040_Achievable_GWh_After Competition Groups_Freezer Recycling
Residential | Res ¦ Furnace with ECM | 2040 | Economic | GWh | After Competition Groups | 102.2708 | 10778184.0525 | 10.7782 | 12032.3029 | 0.0084997 | 24 | Residential_2040_Economic_GWh_After Competition Groups_24 | Furnace with ECM | 0.85% | 10.7782 | 102.2708 | Residential_2040_Economic_GWh_After Competition Groups_Furnace with ECM
Residential | Res ¦ Comprehensive Draft Proofing | 2040 | Technical | GWh | After Competition Groups | 137.9808 | 0 | 0 | 16306.7052 | 0.0084616 | 27 | Residential_2040_Technical_GWh_After Competition Groups_27 | Comprehensive Draft Proofing | 0.8462% | 0 | 137.9808 | Residential_2040_Technical_GWh_After Competition Groups_Comprehensive Draft Proofing
Residential | Res ¦ Energy Star Room Air Conditioner | 2040 | Achievable | GWh | After Competition Groups | 69.3385 | 2462598.3606 | 2.4626 | 8300.442 | 0.0083536 | 28 | Residential_2040_Achievable_GWh_After Competition Groups_28 | Energy Star Room Air Conditioner | 0.8354% | 2.4626 | 69.3385 | Residential_2040_Achievable_GWh_After Competition Groups_Energy Star Room Air Conditioner
Residential | Res ¦ Occupancy Sensors MF | 2040 | Economic | GWh | After Competition Groups | 97.2534 | 2657.8797 | 0.0026579 | 12032.3029 | 0.0080827 | 25 | Residential_2040_Economic_GWh_After Competition Groups_25 | Occupancy Sensors MF | 0.8083% | 0.0026579 | 97.2534 | Residential_2040_Economic_GWh_After Competition Groups_Occupancy Sensors MF
Residential | Res ¦ Radiant Barrier | 2040 | Economic | GWh | After Competition Groups | 94.1816 | 20118492.965 | 20.1185 | 12032.3029 | 0.0078274 | 26 | Residential_2040_Economic_GWh_After Competition Groups_26 | Radiant Barrier | 0.7827% | 20.1185 | 94.1816 | Residential_2040_Economic_GWh_After Competition Groups_Radiant Barrier
Residential | Res ¦ Variable Refrigerant Flow Heat Pump | 2040 | Technical | GWh | After Competition Groups | 124.9145 | 9250858.511 | 9.2509 | 16306.7052 | 0.0076603 | 28 | Residential_2040_Technical_GWh_After Competition Groups_28 | Variable Refrigerant Flow Heat Pump | 0.766% | 9.2509 | 124.9145 | Residential_2040_Technical_GWh_After Competition Groups_Variable Refrigerant Flow Heat Pump
Residential | Res ¦ LED Parking Lot Fixture | 2040 | Technical | GWh | After Competition Groups | 110.4943 | 123204.2978 | 0.1232 | 16306.7052 | 0.006776 | 29 | Residential_2040_Technical_GWh_After Competition Groups_29 | LED Parking Lot Fixture | 0.6776% | 0.1232 | 110.4943 | Residential_2040_Technical_GWh_After Competition Groups_LED Parking Lot Fixture
Residential | Res ¦ Energy Star Freezer | 2040 | Achievable | GWh | After Competition Groups | 55.8686 | 2679613.0096 | 2.6796 | 8300.442 | 0.0067308 | 29 | Residential_2040_Achievable_GWh_After Competition Groups_29 | Energy Star Freezer | 0.6731% | 2.6796 | 55.8686 | Residential_2040_Achievable_GWh_After Competition Groups_Energy Star Freezer
Residential | Res ¦ LED Downlight | 2040 | Achievable | GWh | After Competition Groups | 55.6342 | 439387.125 | 0.43939 | 8300.442 | 0.0067026 | 30 | Residential_2040_Achievable_GWh_After Competition Groups_30 | LED Downlight | 0.6703% | 0.43939 | 55.6342 | Residential_2040_Achievable_GWh_After Competition Groups_LED Downlight
Residential | Res ¦ LED Exterior Area Lights - LED Fixture (200W) | 2040 | Achievable | GWh | After Competition Groups | 52.8349 | 282322.0833 | 0.28232 | 8300.442 | 0.0063653 | 31 | Residential_2040_Achievable_GWh_After Competition Groups_31 | LED Exterior Area Lights - LED Fixture (200W) | 0.6365% | 0.28232 | 52.8349 | Residential_2040_Achievable_GWh_After Competition Groups_LED Exterior Area Lights - LED Fixture (200W)
Residential | Res ¦ Home Energy Reports | 2040 | Technical | GWh | After Competition Groups | 103.4085 | 1165617.222 | 1.1656 | 16306.7052 | 0.0063415 | 30 | Residential_2040_Technical_GWh_After Competition Groups_30 | Home Energy Reports | 0.6341% | 1.1656 | 103.4085 | Residential_2040_Technical_GWh_After Competition Groups_Home Energy Reports
Residential | Res ¦ Furnace with ECM | 2040 | Technical | GWh | After Competition Groups | 102.2708 | 10778184.0525 | 10.7782 | 16306.7052 | 0.0062717 | 31 | Residential_2040_Technical_GWh_After Competition Groups_31 | Furnace with ECM | 0.6272% | 10.7782 | 102.2708 | Residential_2040_Technical_GWh_After Competition Groups_Furnace with ECM
Residential | Res ¦ Energy Star Ceiling Fan/Lighting | 2040 | Technical | GWh | After Competition Groups | 101.1123 | 0 | 0 | 16306.7052 | 0.0062007 | 32 | Residential_2040_Technical_GWh_After Competition Groups_32 | Energy Star Ceiling Fan/Lighting | 0.6201% | 0 | 101.1123 | Residential_2040_Technical_GWh_After Competition Groups_Energy Star Ceiling Fan/Lighting
Residential | Res ¦ LED Downlight | 2040 | Technical | GWh | After Competition Groups | 100.7018 | 439387.125 | 0.43939 | 16306.7052 | 0.0061755 | 33 | Residential_2040_Technical_GWh_After Competition Groups_33 | LED Downlight | 0.6175% | 0.43939 | 100.7018 | Residential_2040_Technical_GWh_After Competition Groups_LED Downlight
Residential | Res ¦ Occupancy Sensors MF | 2040 | Technical | GWh | After Competition Groups | 97.2534 | 2657.8797 | 0.0026579 | 16306.7052 | 0.005964 | 34 | Residential_2040_Technical_GWh_After Competition Groups_34 | Occupancy Sensors MF | 0.5964% | 0.0026579 | 97.2534 | Residential_2040_Technical_GWh_After Competition Groups_Occupancy Sensors MF
Residential | Res ¦ Ceiling Insulation | 2040 | Economic | GWh | After Competition Groups | 71.5491 | 5729802.0787 | 5.7298 | 12032.3029 | 0.0059464 | 27 | Residential_2040_Economic_GWh_After Competition Groups_27 | Ceiling Insulation | 0.5946% | 5.7298 | 71.5491 | Residential_2040_Economic_GWh_After Competition Groups_Ceiling Insulation
Residential | Res ¦ Radiant Barrier | 2040 | Achievable | GWh | After Competition Groups | 48.8349 | 20118492.965 | 20.1185 | 8300.442 | 0.0058834 | 32 | Residential_2040_Achievable_GWh_After Competition Groups_32 | Radiant Barrier | 0.5883% | 20.1185 | 48.8349 | Residential_2040_Achievable_GWh_After Competition Groups_Radiant Barrier
Residential | Res ¦ Refrigerator Recycling | 2040 | Economic | GWh | After Competition Groups | 70.6237 | 178769.3241 | 0.17877 | 12032.3029 | 0.0058695 | 28 | Residential_2040_Economic_GWh_After Competition Groups_28 | Refrigerator Recycling | 0.587% | 0.17877 | 70.6237 | Residential_2040_Economic_GWh_After Competition Groups_Refrigerator Recycling
Residential | Res ¦ Radiant Barrier | 2040 | Technical | GWh | After Competition Groups | 94.1816 | 20118492.965 | 20.1185 | 16306.7052 | 0.0057756 | 35 | Residential_2040_Technical_GWh_After Competition Groups_35 | Radiant Barrier | 0.5776% | 20.1185 | 94.1816 | Residential_2040_Technical_GWh_After Competition Groups_Radiant Barrier
Residential | Res ¦ Advanced BAS/Controllers | 2040 | Achievable | GWh | After Competition Groups | 46.4554 | 106878.8303 | 0.10688 | 8300.442 | 0.0055967 | 33 | Residential_2040_Achievable_GWh_After Competition Groups_33 | Advanced BAS/Controllers | 0.5597% | 0.10688 | 46.4554 | Residential_2040_Achievable_GWh_After Competition Groups_Advanced BAS/Controllers
Residential | Res ¦ Energy Star Freezer | 2040 | Technical | GWh | After Competition Groups | 91.2163 | 2679613.0096 | 2.6796 | 16306.7052 | 0.0055938 | 36 | Residential_2040_Technical_GWh_After Competition Groups_36 | Energy Star Freezer | 0.5594% | 2.6796 | 91.2163 | Residential_2040_Technical_GWh_After Competition Groups_Energy Star Freezer
Residential | Res ¦ Clothes Drying Racks | 2040 | Economic | GWh | After Competition Groups | 64.4828 | 773920.3104 | 0.77392 | 12032.3029 | 0.0053591 | 29 | Residential_2040_Economic_GWh_After Competition Groups_29 | Clothes Drying Racks | 0.5359% | 0.77392 | 64.4828 | Residential_2040_Economic_GWh_After Competition Groups_Clothes Drying Racks
Residential | Res ¦ Freezer Recycling | 2040 | Economic | GWh | After Competition Groups | 61.9619 | 3901980.9043 | 3.902 | 12032.3029 | 0.0051496 | 30 | Residential_2040_Economic_GWh_After Competition Groups_30 | Freezer Recycling | 0.515% | 3.902 | 61.9619 | Residential_2040_Economic_GWh_After Competition Groups_Freezer Recycling
Residential | Res ¦ Furnace Whistle | 2040 | Achievable | GWh | After Competition Groups | 38.9295 | 4156.2939 | 0.0041563 | 8300.442 | 0.0046901 | 34 | Residential_2040_Achievable_GWh_After Competition Groups_34 | Furnace Whistle | 0.469% | 0.0041563 | 38.9295 | Residential_2040_Achievable_GWh_After Competition Groups_Furnace Whistle
Residential | Res ¦ Ceiling Insulation | 2040 | Technical | GWh | After Competition Groups | 73.5873 | 5729802.0787 | 5.7298 | 16306.7052 | 0.0045127 | 37 | Residential_2040_Technical_GWh_After Competition Groups_37 | Ceiling Insulation | 0.4513% | 5.7298 | 73.5873 | Residential_2040_Technical_GWh_After Competition Groups_Ceiling Insulation
Residential | Res ¦ Window Film | 2040 | Technical | GWh | After Competition Groups | 73.3664 | 0 | 0 | 16306.7052 | 0.0044992 | 38 | Residential_2040_Technical_GWh_After Competition Groups_38 | Window Film | 0.4499% | 0 | 73.3664 | Residential_2040_Technical_GWh_After Competition Groups_Window Film
Residential | Res ¦ Outside Air Economizer | 2040 | Achievable | GWh | After Competition Groups | 36.494 | 109630.1463 | 0.10963 | 8300.442 | 0.0043966 | 35 | Residential_2040_Achievable_GWh_After Competition Groups_35 | Outside Air Economizer | 0.4397% | 0.10963 | 36.494 | Residential_2040_Achievable_GWh_After Competition Groups_Outside Air Economizer
Residential | Res ¦ LED Exterior Area Lights - LED Fixture (200W) | 2040 | Economic | GWh | After Competition Groups | 52.5242 | 282322.0833 | 0.28232 | 12032.3029 | 0.0043653 | 31 | Residential_2040_Economic_GWh_After Competition Groups_31 | LED Exterior Area Lights - LED Fixture (200W) | 0.4365% | 0.28232 | 52.5242 | Residential_2040_Economic_GWh_After Competition Groups_LED Exterior Area Lights - LED Fixture (200W)
Residential | Res ¦ Refrigerator Recycling | 2040 | Technical | GWh | After Competition Groups | 70.6237 | 178769.3241 | 0.17877 | 16306.7052 | 0.004331 | 39 | Residential_2040_Technical_GWh_After Competition Groups_39 | Refrigerator Recycling | 0.4331% | 0.17877 | 70.6237 | Residential_2040_Technical_GWh_After Competition Groups_Refrigerator Recycling
Residential | Res ¦ Variable Refrigerant Flow Heat Pump | 2040 | Achievable | GWh | After Competition Groups | 35.8021 | 9250858.511 | 9.2509 | 8300.442 | 0.0043133 | 36 | Residential_2040_Achievable_GWh_After Competition Groups_36 | Variable Refrigerant Flow Heat Pump | 0.4313% | 9.2509 | 35.8021 | Residential_2040_Achievable_GWh_After Competition Groups_Variable Refrigerant Flow Heat Pump
Residential | Res ¦ Heat Pump Water Heater | 2040 | Technical | GWh | After Competition Groups | 70.1491 | 360309.5405 | 0.36031 | 16306.7052 | 0.0043019 | 40 | Residential_2040_Technical_GWh_After Competition Groups_40 | Heat Pump Water Heater | 0.4302% | 0.36031 | 70.1491 | Residential_2040_Technical_GWh_After Competition Groups_Heat Pump Water Heater
Residential | Res ¦ Duct Insulation | 2040 | Economic | GWh | After Competition Groups | 51.5216 | 201538.5847 | 0.20154 | 12032.3029 | 0.0042819 | 32 | Residential_2040_Economic_GWh_After Competition Groups_32 | Duct Insulation | 0.4282% | 0.20154 | 51.5216 | Residential_2040_Economic_GWh_After Competition Groups_Duct Insulation
Residential | Res ¦ Heat Recovery Ventilator | 2040 | Economic | GWh | After Competition Groups | 50.4264 | 0 | 0 | 12032.3029 | 0.0041909 | 33 | Residential_2040_Economic_GWh_After Competition Groups_33 | Heat Recovery Ventilator | 0.4191% | 0 | 50.4264 | Residential_2040_Economic_GWh_After Competition Groups_Heat Recovery Ventilator
Residential | Res ¦ Floor Insulation | 2040 | Economic | GWh | After Competition Groups | 49.4942 | 2374247.9209 | 2.3742 | 12032.3029 | 0.0041134 | 34 | Residential_2040_Economic_GWh_After Competition Groups_34 | Floor Insulation | 0.4113% | 2.3742 | 49.4942 | Residential_2040_Economic_GWh_After Competition Groups_Floor Insulation
Residential | Res ¦ Clothes Drying Racks | 2040 | Technical | GWh | After Competition Groups | 64.4828 | 773920.3104 | 0.77392 | 16306.7052 | 0.0039544 | 41 | Residential_2040_Technical_GWh_After Competition Groups_41 | Clothes Drying Racks | 0.3954% | 0.77392 | 64.4828 | Residential_2040_Technical_GWh_After Competition Groups_Clothes Drying Racks
Residential | Res ¦ Freezer Recycling | 2040 | Technical | GWh | After Competition Groups | 61.9619 | 3901980.9043 | 3.902 | 16306.7052 | 0.0037998 | 42 | Residential_2040_Technical_GWh_After Competition Groups_42 | Freezer Recycling | 0.38% | 3.902 | 61.9619 | Residential_2040_Technical_GWh_After Competition Groups_Freezer Recycling
Residential | Res ¦ Duct Insulation | 2040 | Technical | GWh | After Competition Groups | 61.3574 | 201538.5847 | 0.20154 | 16306.7052 | 0.0037627 | 43 | Residential_2040_Technical_GWh_After Competition Groups_43 | Duct Insulation | 0.3763% | 0.20154 | 61.3574 | Residential_2040_Technical_GWh_After Competition Groups_Duct Insulation
Residential | Res ¦ Energy Star Freezer | 2040 | Economic | GWh | After Competition Groups | 42.5968 | 2679613.0096 | 2.6796 | 12032.3029 | 0.0035402 | 35 | Residential_2040_Economic_GWh_After Competition Groups_35 | Energy Star Freezer | 0.354% | 2.6796 | 42.5968 | Residential_2040_Economic_GWh_After Competition Groups_Energy Star Freezer
Residential | Res ¦ Home Energy Reports | 2040 | Economic | GWh | After Competition Groups | 42.3573 | 1165617.222 | 1.1656 | 12032.3029 | 0.0035203 | 36 | Residential_2040_Economic_GWh_After Competition Groups_36 | Home Energy Reports | 0.352% | 1.1656 | 42.3573 | Residential_2040_Economic_GWh_After Competition Groups_Home Energy Reports
Residential | Res ¦ Central Lighting Control System | 2040 | Technical | GWh | After Competition Groups | 55.8986 | 0 | 0 | 16306.7052 | 0.003428 | 44 | Residential_2040_Technical_GWh_After Competition Groups_44 | Central Lighting Control System | 0.3428% | 0 | 55.8986 | Residential_2040_Technical_GWh_After Competition Groups_Central Lighting Control System
Residential | Res ¦ Advanced BAS/Controllers | 2040 | Economic | GWh | After Competition Groups | 40.1346 | 106878.8303 | 0.10688 | 12032.3029 | 0.0033356 | 37 | Residential_2040_Economic_GWh_After Competition Groups_37 | Advanced BAS/Controllers | 0.3336% | 0.10688 | 40.1346 | Residential_2040_Economic_GWh_After Competition Groups_Advanced BAS/Controllers
Residential | Res ¦ LED Tube Re-Lamp | 2040 | Achievable | GWh | After Competition Groups | 27.5601 | 364380.2913 | 0.36438 | 8300.442 | 0.0033203 | 37 | Residential_2040_Achievable_GWh_After Competition Groups_37 | LED Tube Re-Lamp | 0.332% | 0.36438 | 27.5601 | Residential_2040_Achievable_GWh_After Competition Groups_LED Tube Re-Lamp
Residential | Res ¦ INTEGRAL LED TROFFERS | 2040 | Technical | GWh | After Competition Groups | 53.279 | 0 | 0 | 16306.7052 | 0.0032673 | 45 | Residential_2040_Technical_GWh_After Competition Groups_45 | INTEGRAL LED TROFFERS | 0.3267% | 0 | 53.279 | Residential_2040_Technical_GWh_After Competition Groups_INTEGRAL LED TROFFERS
Residential | Res ¦ Heat Recovery Ventilator | 2040 | Technical | GWh | After Competition Groups | 52.7988 | 0 | 0 | 16306.7052 | 0.0032379 | 46 | Residential_2040_Technical_GWh_After Competition Groups_46 | Heat Recovery Ventilator | 0.3238% | 0 | 52.7988 | Residential_2040_Technical_GWh_After Competition Groups_Heat Recovery Ventilator
Residential | Res ¦ LED Exterior Area Lights - LED Fixture (200W) | 2040 | Technical | GWh | After Competition Groups | 52.5242 | 282322.0833 | 0.28232 | 16306.7052 | 0.003221 | 47 | Residential_2040_Technical_GWh_After Competition Groups_47 | LED Exterior Area Lights - LED Fixture (200W) | 0.3221% | 0.28232 | 52.5242 | Residential_2040_Technical_GWh_After Competition Groups_LED Exterior Area Lights - LED Fixture (200W)
Residential | Res ¦ Duct Insulation | 2040 | Achievable | GWh | After Competition Groups | 26.4099 | 201538.5847 | 0.20154 | 8300.442 | 0.0031817 | 38 | Residential_2040_Achievable_GWh_After Competition Groups_38 | Duct Insulation | 0.3182% | 0.20154 | 26.4099 | Residential_2040_Achievable_GWh_After Competition Groups_Duct Insulation
Residential | Res ¦ Home Energy Reports | 2040 | Achievable | GWh | After Competition Groups | 26.1439 | 1165617.222 | 1.1656 | 8300.442 | 0.0031497 | 39 | Residential_2040_Achievable_GWh_After Competition Groups_39 | Home Energy Reports | 0.315% | 1.1656 | 26.1439 | Residential_2040_Achievable_GWh_After Competition Groups_Home Energy Reports
Residential | Res ¦ Floor Insulation | 2040 | Technical | GWh | After Competition Groups | 49.4942 | 2374247.9209 | 2.3742 | 16306.7052 | 0.0030352 | 48 | Residential_2040_Technical_GWh_After Competition Groups_48 | Floor Insulation | 0.3035% | 2.3742 | 49.4942 | Residential_2040_Technical_GWh_After Competition Groups_Floor Insulation
Residential | Res ¦ Minimize Hot and Warm Clothes Wash | 2040 | Achievable | GWh | After Competition Groups | 24.9488 | 0 | 0 | 8300.442 | 0.0030057 | 40 | Residential_2040_Achievable_GWh_After Competition Groups_40 | Minimize Hot and Warm Clothes Wash | 0.3006% | 0 | 24.9488 | Residential_2040_Achievable_GWh_After Competition Groups_Minimize Hot and Warm Clothes Wash
Residential | Res ¦ Early Hot Water Heater Replacement | 2040 | Achievable | GWh | After Competition Groups | 23.9821 | 3353656.2586 | 3.3537 | 8300.442 | 0.0028893 | 41 | Residential_2040_Achievable_GWh_After Competition Groups_41 | Early Hot Water Heater Replacement | 0.2889% | 3.3537 | 23.9821 | Residential_2040_Achievable_GWh_After Competition Groups_Early Hot Water Heater Replacement
Residential | Res ¦ Minimize Hot and Warm Clothes Wash | 2040 | Economic | GWh | After Competition Groups | 34.3417 | 0 | 0 | 12032.3029 | 0.0028541 | 38 | Residential_2040_Economic_GWh_After Competition Groups_38 | Minimize Hot and Warm Clothes Wash | 0.2854% | 0 | 34.3417 | Residential_2040_Economic_GWh_After Competition Groups_Minimize Hot and Warm Clothes Wash
Residential | Res ¦ Tankless Water Heater | 2040 | Achievable | GWh | After Competition Groups | 23.3724 | 1350479.208 | 1.3505 | 8300.442 | 0.0028158 | 42 | Residential_2040_Achievable_GWh_After Competition Groups_42 | Tankless Water Heater | 0.2816% | 1.3505 | 23.3724 | Residential_2040_Achievable_GWh_After Competition Groups_Tankless Water Heater
Residential | Res ¦ Outside Air Economizer | 2040 | Economic | GWh | After Competition Groups | 33.7549 | 109630.1463 | 0.10963 | 12032.3029 | 0.0028054 | 39 | Residential_2040_Economic_GWh_After Competition Groups_39 | Outside Air Economizer | 0.2805% | 0.10963 | 33.7549 | Residential_2040_Economic_GWh_After Competition Groups_Outside Air Economizer
Residential | Res ¦ Furnace Whistle | 2040 | Economic | GWh | After Competition Groups | 33.632 | 4156.2939 | 0.0041563 | 12032.3029 | 0.0027951 | 40 | Residential_2040_Economic_GWh_After Competition Groups_40 | Furnace Whistle | 0.2795% | 0.0041563 | 33.632 | Residential_2040_Economic_GWh_After Competition Groups_Furnace Whistle
Residential | Res ¦ Wall Insulation | 2040 | Achievable | GWh | After Competition Groups | 23.0616 | 5421412.9972 | 5.4214 | 8300.442 | 0.0027784 | 43 | Residential_2040_Achievable_GWh_After Competition Groups_43 | Wall Insulation | 0.2778% | 5.4214 | 23.0616 | Residential_2040_Achievable_GWh_After Competition Groups_Wall Insulation
Residential | Res ¦ Floor Insulation | 2040 | Achievable | GWh | After Competition Groups | 22.5756 | 2374247.9209 | 2.3742 | 8300.442 | 0.0027198 | 44 | Residential_2040_Achievable_GWh_After Competition Groups_44 | Floor Insulation | 0.272% | 2.3742 | 22.5756 | Residential_2040_Achievable_GWh_After Competition Groups_Floor Insulation
Residential | Res ¦ Dehumidifier Recycling | 2040 | Technical | GWh | After Competition Groups | 42.5562 | 0 | 0 | 16306.7052 | 0.0026097 | 49 | Residential_2040_Technical_GWh_After Competition Groups_49 | Dehumidifier Recycling | 0.261% | 0 | 42.5562 | Residential_2040_Technical_GWh_After Competition Groups_Dehumidifier Recycling
Residential | Res ¦ LED Tube Re-Lamp | 2040 | Technical | GWh | After Competition Groups | 41.9699 | 364380.2913 | 0.36438 | 16306.7052 | 0.0025738 | 50 | Residential_2040_Technical_GWh_After Competition Groups_50 | LED Tube Re-Lamp | 0.2574% | 0.36438 | 41.9699 | Residential_2040_Technical_GWh_After Competition Groups_LED Tube Re-Lamp
Residential | Res ¦ Early Hot Water Heater Replacement | 2040 | Economic | GWh | After Competition Groups | 30.5385 | 3353656.2586 | 3.3537 | 12032.3029 | 0.002538 | 41 | Residential_2040_Economic_GWh_After Competition Groups_41 | Early Hot Water Heater Replacement | 0.2538% | 3.3537 | 30.5385 | Residential_2040_Economic_GWh_After Competition Groups_Early Hot Water Heater Replacement
Residential | Res ¦ Advanced BAS/Controllers | 2040 | Technical | GWh | After Competition Groups | 40.1346 | 106878.8303 | 0.10688 | 16306.7052 | 0.0024612 | 51 | Residential_2040_Technical_GWh_After Competition Groups_51 | Advanced BAS/Controllers | 0.2461% | 0.10688 | 40.1346 | Residential_2040_Technical_GWh_After Competition Groups_Advanced BAS/Controllers
Residential | Res ¦ ENERGY STAR LED LAMPS (REFLECTOR LAMPs/MR16/PAR 16) | 2040 | Achievable | GWh | After Competition Groups | 20.3928 | 46607.3928 | 0.046607 | 8300.442 | 0.0024568 | 45 | Residential_2040_Achievable_GWh_After Competition Groups_45 | ENERGY STAR LED LAMPS (REFLECTOR LAMPs/MR16/PAR 16) | 0.2457% | 0.046607 | 20.3928 | Residential_2040_Achievable_GWh_After Competition Groups_ENERGY STAR LED LAMPS (REFLECTOR LAMPs/MR16/PAR 16)
Residential | Res ¦ LED Tube Re-Lamp | 2040 | Economic | GWh | After Competition Groups | 29.2309 | 364380.2913 | 0.36438 | 12032.3029 | 0.0024294 | 42 | Residential_2040_Economic_GWh_After Competition Groups_42 | LED Tube Re-Lamp | 0.2429% | 0.36438 | 29.2309 | Residential_2040_Economic_GWh_After Competition Groups_LED Tube Re-Lamp
Residential | Res ¦ CO Sensors for parking garage exhaust fans | 2040 | Achievable | GWh | After Competition Groups | 19.916 | 232851.2005 | 0.23285 | 8300.442 | 0.0023994 | 46 | Residential_2040_Achievable_GWh_After Competition Groups_46 | CO Sensors for parking garage exhaust fans | 0.2399% | 0.23285 | 19.916 | Residential_2040_Achievable_GWh_After Competition Groups_CO Sensors for parking garage exhaust fans
Residential | Res ¦ Variable Refrigerant Flow Heat Pump | 2040 | Economic | GWh | After Competition Groups | 28.2777 | 9250858.511 | 9.2509 | 12032.3029 | 0.0023501 | 43 | Residential_2040_Economic_GWh_After Competition Groups_43 | Variable Refrigerant Flow Heat Pump | 0.235% | 9.2509 | 28.2777 | Residential_2040_Economic_GWh_After Competition Groups_Variable Refrigerant Flow Heat Pump
Residential | Res ¦ High Efficiency Chiller (avg of water and air cooled) | 2040 | Achievable | GWh | After Competition Groups | 19.0076 | 169813.1084 | 0.16981 | 8300.442 | 0.00229 | 47 | Residential_2040_Achievable_GWh_After Competition Groups_47 | High Efficiency Chiller (avg of water and air cooled) | 0.229% | 0.16981 | 19.0076 | Residential_2040_Achievable_GWh_After Competition Groups_High Efficiency Chiller (avg of water and air cooled)
Residential | Res ¦ Duct Insulation MF | 2040 | Economic | GWh | After Competition Groups | 26.8492 | 1712497.7257 | 1.7125 | 12032.3029 | 0.0022314 | 44 | Residential_2040_Economic_GWh_After Competition Groups_44 | Duct Insulation MF | 0.2231% | 1.7125 | 26.8492 | Residential_2040_Economic_GWh_After Competition Groups_Duct Insulation MF
Residential | Res ¦ Minimize Hot and Warm Clothes Wash | 2040 | Technical | GWh | After Competition Groups | 34.3417 | 0 | 0 | 16306.7052 | 0.002106 | 52 | Residential_2040_Technical_GWh_After Competition Groups_52 | Minimize Hot and Warm Clothes Wash | 0.2106% | 0 | 34.3417 | Residential_2040_Technical_GWh_After Competition Groups_Minimize Hot and Warm Clothes Wash
Residential | Res ¦ Energy Star Dehumidifier | 2040 | Economic | GWh | After Competition Groups | 25.0183 | 2885086.9347 | 2.8851 | 12032.3029 | 0.0020793 | 45 | Residential_2040_Economic_GWh_After Competition Groups_45 | Energy Star Dehumidifier | 0.2079% | 2.8851 | 25.0183 | Residential_2040_Economic_GWh_After Competition Groups_Energy Star Dehumidifier
Residential | Res ¦ Outside Air Economizer | 2040 | Technical | GWh | After Competition Groups | 33.7549 | 109630.1463 | 0.10963 | 16306.7052 | 0.00207 | 53 | Residential_2040_Technical_GWh_After Competition Groups_53 | Outside Air Economizer | 0.207% | 0.10963 | 33.7549 | Residential_2040_Technical_GWh_After Competition Groups_Outside Air Economizer
Residential | Res ¦ Furnace Whistle | 2040 | Technical | GWh | After Competition Groups | 33.632 | 4156.2939 | 0.0041563 | 16306.7052 | 0.0020625 | 54 | Residential_2040_Technical_GWh_After Competition Groups_54 | Furnace Whistle | 0.2062% | 0.0041563 | 33.632 | Residential_2040_Technical_GWh_After Competition Groups_Furnace Whistle
Residential | Res ¦ Tankless Water Heater | 2040 | Economic | GWh | After Competition Groups | 24.6989 | 1350479.208 | 1.3505 | 12032.3029 | 0.0020527 | 46 | Residential_2040_Economic_GWh_After Competition Groups_46 | Tankless Water Heater | 0.2053% | 1.3505 | 24.6989 | Residential_2040_Economic_GWh_After Competition Groups_Tankless Water Heater
Residential | Res ¦ Basement or Crawlspace Insulation | 2040 | Achievable | GWh | After Competition Groups | 16.7868 | 9475118.8854 | 9.4751 | 8300.442 | 0.0020224 | 48 | Residential_2040_Achievable_GWh_After Competition Groups_48 | Basement or Crawlspace Insulation | 0.2022% | 9.4751 | 16.7868 | Residential_2040_Achievable_GWh_After Competition Groups_Basement or Crawlspace Insulation
Residential | Res ¦ Variable Frequency Drive (VFD) | 2040 | Achievable | GWh | After Competition Groups | 16.786 | 25656.2855 | 0.025656 | 8300.442 | 0.0020223 | 49 | Residential_2040_Achievable_GWh_After Competition Groups_49 | Variable Frequency Drive (VFD) | 0.2022% | 0.025656 | 16.786 | Residential_2040_Achievable_GWh_After Competition Groups_Variable Frequency Drive (VFD)
Residential | Res ¦ Heat Pump Water Heater | 2040 | Economic | GWh | After Competition Groups | 24.0844 | 360309.5405 | 0.36031 | 12032.3029 | 0.0020016 | 47 | Residential_2040_Economic_GWh_After Competition Groups_47 | Heat Pump Water Heater | 0.2002% | 0.36031 | 24.0844 | Residential_2040_Economic_GWh_After Competition Groups_Heat Pump Water Heater
Residential | Res ¦ Drain Water Heat Recovery | 2040 | Achievable | GWh | After Competition Groups | 16.5832 | 2180295.6292 | 2.1803 | 8300.442 | 0.0019979 | 50 | Residential_2040_Achievable_GWh_After Competition Groups_50 | Drain Water Heat Recovery | 0.1998% | 2.1803 | 16.5832 | Residential_2040_Achievable_GWh_After Competition Groups_Drain Water Heat Recovery
Residential | Res ¦ Energy Star Dehumidifier | 2040 | Achievable | GWh | After Competition Groups | 15.6625 | 2885086.9347 | 2.8851 | 8300.442 | 0.0018869 | 51 | Residential_2040_Achievable_GWh_After Competition Groups_51 | Energy Star Dehumidifier | 0.1887% | 2.8851 | 15.6625 | Residential_2040_Achievable_GWh_After Competition Groups_Energy Star Dehumidifier
Residential | Res ¦ Energy Star Dishwasher | 2040 | Technical | GWh | After Competition Groups | 30.7474 | 0 | 0 | 16306.7052 | 0.0018856 | 55 | Residential_2040_Technical_GWh_After Competition Groups_55 | Energy Star Dishwasher | 0.1886% | 0 | 30.7474 | Residential_2040_Technical_GWh_After Competition Groups_Energy Star Dishwasher
Residential | Res ¦ Early Hot Water Heater Replacement | 2040 | Technical | GWh | After Competition Groups | 30.5385 | 3353656.2586 | 3.3537 | 16306.7052 | 0.0018728 | 56 | Residential_2040_Technical_GWh_After Competition Groups_56 | Early Hot Water Heater Replacement | 0.1873% | 3.3537 | 30.5385 | Residential_2040_Technical_GWh_After Competition Groups_Early Hot Water Heater Replacement
Residential | Res ¦ Condensing Make Up Air Unit | 2040 | Achievable | GWh | After Competition Groups | 15.4841 | 1201115.4267 | 1.2011 | 8300.442 | 0.0018655 | 52 | Residential_2040_Achievable_GWh_After Competition Groups_52 | Condensing Make Up Air Unit | 0.1865% | 1.2011 | 15.4841 | Residential_2040_Achievable_GWh_After Competition Groups_Condensing Make Up Air Unit
Residential | Res ¦ Demand Control Ventilation | 2040 | Achievable | GWh | After Competition Groups | 15.2792 | 0 | 0 | 8300.442 | 0.0018408 | 53 | Residential_2040_Achievable_GWh_After Competition Groups_53 | Demand Control Ventilation | 0.1841% | 0 | 15.2792 | Residential_2040_Achievable_GWh_After Competition Groups_Demand Control Ventilation
Residential | Res ¦ Condensing Make Up Air Unit | 2040 | Economic | GWh | After Competition Groups | 21.3068 | 1201115.4267 | 1.2011 | 12032.3029 | 0.0017708 | 48 | Residential_2040_Economic_GWh_After Competition Groups_48 | Condensing Make Up Air Unit | 0.1771% | 1.2011 | 21.3068 | Residential_2040_Economic_GWh_After Competition Groups_Condensing Make Up Air Unit
Residential | Res ¦ CO Sensors for parking garage exhaust fans | 2040 | Economic | GWh | After Competition Groups | 21.2967 | 232851.2005 | 0.23285 | 12032.3029 | 0.00177 | 49 | Residential_2040_Economic_GWh_After Competition Groups_49 | CO Sensors for parking garage exhaust fans | 0.177% | 0.23285 | 21.2967 | Residential_2040_Economic_GWh_After Competition Groups_CO Sensors for parking garage exhaust fans
Residential | Res ¦ High Efficiency Chiller (avg of water and air cooled) | 2040 | Economic | GWh | After Competition Groups | 20.9354 | 169813.1084 | 0.16981 | 12032.3029 | 0.0017399 | 50 | Residential_2040_Economic_GWh_After Competition Groups_50 | High Efficiency Chiller (avg of water and air cooled) | 0.174% | 0.16981 | 20.9354 | Residential_2040_Economic_GWh_After Competition Groups_High Efficiency Chiller (avg of water and air cooled)
Residential | Res ¦ Drain Water Heat Recovery | 2040 | Economic | GWh | After Competition Groups | 20.4993 | 2180295.6292 | 2.1803 | 12032.3029 | 0.0017037 | 51 | Residential_2040_Economic_GWh_After Competition Groups_51 | Drain Water Heat Recovery | 0.1704% | 2.1803 | 20.4993 | Residential_2040_Economic_GWh_After Competition Groups_Drain Water Heat Recovery
Residential | Res ¦ Duct Insulation MF | 2040 | Technical | GWh | After Competition Groups | 27.6472 | 1712497.7257 | 1.7125 | 16306.7052 | 0.0016954 | 57 | Residential_2040_Technical_GWh_After Competition Groups_57 | Duct Insulation MF | 0.1695% | 1.7125 | 27.6472 | Residential_2040_Technical_GWh_After Competition Groups_Duct Insulation MF
Residential | Res ¦ ENERGY STAR LED LAMPS (REFLECTOR LAMPs/MR16/PAR 16) | 2040 | Economic | GWh | After Competition Groups | 19.9388 | 46607.3928 | 0.046607 | 12032.3029 | 0.0016571 | 52 | Residential_2040_Economic_GWh_After Competition Groups_52 | ENERGY STAR LED LAMPS (REFLECTOR LAMPs/MR16/PAR 16) | 0.1657% | 0.046607 | 19.9388 | Residential_2040_Economic_GWh_After Competition Groups_ENERGY STAR LED LAMPS (REFLECTOR LAMPs/MR16/PAR 16)
Residential | Res ¦ Central Air Conditioner Maintenance | 2040 | Technical | GWh | After Competition Groups | 25.1411 | 0 | 0 | 16306.7052 | 0.0015418 | 58 | Residential_2040_Technical_GWh_After Competition Groups_58 | Central Air Conditioner Maintenance | 0.1542% | 0 | 25.1411 | Residential_2040_Technical_GWh_After Competition Groups_Central Air Conditioner Maintenance
Residential | Res ¦ Energy Star Dehumidifier | 2040 | Technical | GWh | After Competition Groups | 25.0183 | 2885086.9347 | 2.8851 | 16306.7052 | 0.0015342 | 59 | Residential_2040_Technical_GWh_After Competition Groups_59 | Energy Star Dehumidifier | 0.1534% | 2.8851 | 25.0183 | Residential_2040_Technical_GWh_After Competition Groups_Energy Star Dehumidifier
Residential | Res ¦ Water Heater Temperature Setback | 2040 | Achievable | GWh | After Competition Groups | 12.4043 | 4206.6226 | 0.0042066 | 8300.442 | 0.0014944 | 54 | Residential_2040_Achievable_GWh_After Competition Groups_54 | Water Heater Temperature Setback | 0.1494% | 0.0042066 | 12.4043 | Residential_2040_Achievable_GWh_After Competition Groups_Water Heater Temperature Setback
Residential | Res ¦ LED Downlight | 2040 | Economic | GWh | After Competition Groups | 17.3571 | 439387.125 | 0.43939 | 12032.3029 | 0.0014425 | 53 | Residential_2040_Economic_GWh_After Competition Groups_53 | LED Downlight | 0.1443% | 0.43939 | 17.3571 | Residential_2040_Economic_GWh_After Competition Groups_LED Downlight
Residential | Res ¦ Condensing Make Up Air Unit | 2040 | Technical | GWh | After Competition Groups | 21.3068 | 1201115.4267 | 1.2011 | 16306.7052 | 0.0013066 | 60 | Residential_2040_Technical_GWh_After Competition Groups_60 | Condensing Make Up Air Unit | 0.1307% | 1.2011 | 21.3068 | Residential_2040_Technical_GWh_After Competition Groups_Condensing Make Up Air Unit
Residential | Res ¦ CO Sensors for parking garage exhaust fans | 2040 | Technical | GWh | After Competition Groups | 21.2967 | 232851.2005 | 0.23285 | 16306.7052 | 0.001306 | 61 | Residential_2040_Technical_GWh_After Competition Groups_61 | CO Sensors for parking garage exhaust fans | 0.1306% | 0.23285 | 21.2967 | Residential_2040_Technical_GWh_After Competition Groups_CO Sensors for parking garage exhaust fans
Residential | Res ¦ Duct Insulation MF | 2040 | Achievable | GWh | After Competition Groups | 10.7992 | 1712497.7257 | 1.7125 | 8300.442 | 0.001301 | 55 | Residential_2040_Achievable_GWh_After Competition Groups_55 | Duct Insulation MF | 0.1301% | 1.7125 | 10.7992 | Residential_2040_Achievable_GWh_After Competition Groups_Duct Insulation MF
Residential | Res ¦ Heat Recovery Ventilator | 2040 | Achievable | GWh | After Competition Groups | 10.7345 | 0 | 0 | 8300.442 | 0.0012932 | 56 | Residential_2040_Achievable_GWh_After Competition Groups_56 | Heat Recovery Ventilator | 0.1293% | 0 | 10.7345 | Residential_2040_Achievable_GWh_After Competition Groups_Heat Recovery Ventilator
Residential | Res ¦ High Efficiency Chiller (avg of water and air cooled) | 2040 | Technical | GWh | After Competition Groups | 20.9354 | 169813.1084 | 0.16981 | 16306.7052 | 0.0012839 | 62 | Residential_2040_Technical_GWh_After Competition Groups_62 | High Efficiency Chiller (avg of water and air cooled) | 0.1284% | 0.16981 | 20.9354 | Residential_2040_Technical_GWh_After Competition Groups_High Efficiency Chiller (avg of water and air cooled)
Residential | Res ¦ Drain Water Heat Recovery | 2040 | Technical | GWh | After Competition Groups | 20.4993 | 2180295.6292 | 2.1803 | 16306.7052 | 0.0012571 | 63 | Residential_2040_Technical_GWh_After Competition Groups_63 | Drain Water Heat Recovery | 0.1257% | 2.1803 | 20.4993 | Residential_2040_Technical_GWh_After Competition Groups_Drain Water Heat Recovery
Residential | Res ¦ Ceiling Insulation | 2040 | Achievable | GWh | After Competition Groups | 10.2469 | 5729802.0787 | 5.7298 | 8300.442 | 0.0012345 | 57 | Residential_2040_Achievable_GWh_After Competition Groups_57 | Ceiling Insulation | 0.1235% | 5.7298 | 10.2469 | Residential_2040_Achievable_GWh_After Competition Groups_Ceiling Insulation
Residential | Res ¦ Demand Control Ventilation | 2040 | Economic | GWh | After Competition Groups | 14.7477 | 0 | 0 | 12032.3029 | 0.0012257 | 54 | Residential_2040_Economic_GWh_After Competition Groups_54 | Demand Control Ventilation | 0.1226% | 0 | 14.7477 | Residential_2040_Economic_GWh_After Competition Groups_Demand Control Ventilation
Residential | Res ¦ ENERGY STAR LED LAMPS (REFLECTOR LAMPs/MR16/PAR 16) | 2040 | Technical | GWh | After Competition Groups | 19.9388 | 46607.3928 | 0.046607 | 16306.7052 | 0.0012227 | 64 | Residential_2040_Technical_GWh_After Competition Groups_64 | ENERGY STAR LED LAMPS (REFLECTOR LAMPs/MR16/PAR 16) | 0.1223% | 0.046607 | 19.9388 | Residential_2040_Technical_GWh_After Competition Groups_ENERGY STAR LED LAMPS (REFLECTOR LAMPs/MR16/PAR 16)
Residential | Res ¦ Variable Frequency Drive (VFD) | 2040 | Economic | GWh | After Competition Groups | 14.5019 | 25656.2855 | 0.025656 | 12032.3029 | 0.0012052 | 55 | Residential_2040_Economic_GWh_After Competition Groups_55 | Variable Frequency Drive (VFD) | 0.1205% | 0.025656 | 14.5019 | Residential_2040_Economic_GWh_After Competition Groups_Variable Frequency Drive (VFD)
Residential | Res ¦ Demand Control Ventilation | 2040 | Technical | GWh | After Competition Groups | 18.4577 | 0 | 0 | 16306.7052 | 0.0011319 | 65 | Residential_2040_Technical_GWh_After Competition Groups_65 | Demand Control Ventilation | 0.1132% | 0 | 18.4577 | Residential_2040_Technical_GWh_After Competition Groups_Demand Control Ventilation
Residential | Res ¦ Water Heater Temperature Setback | 2040 | Economic | GWh | After Competition Groups | 10.7163 | 4206.6226 | 0.0042066 | 12032.3029 | 0.00089063 | 56 | Residential_2040_Economic_GWh_After Competition Groups_56 | Water Heater Temperature Setback | 0.08906% | 0.0042066 | 10.7163 | Residential_2040_Economic_GWh_After Competition Groups_Water Heater Temperature Setback
Residential | Res ¦ Variable Frequency Drive (VFD) | 2040 | Technical | GWh | After Competition Groups | 14.5019 | 25656.2855 | 0.025656 | 16306.7052 | 0.00088932 | 66 | Residential_2040_Technical_GWh_After Competition Groups_66 | Variable Frequency Drive (VFD) | 0.08893% | 0.025656 | 14.5019 | Residential_2040_Technical_GWh_After Competition Groups_Variable Frequency Drive (VFD)
Residential | Res ¦ DHW Recirculation Systems | 2040 | Economic | GWh | After Competition Groups | 9.6543 | 1744196.1904 | 1.7442 | 12032.3029 | 0.00080237 | 57 | Residential_2040_Economic_GWh_After Competition Groups_57 | DHW Recirculation Systems | 0.08024% | 1.7442 | 9.6543 | Residential_2040_Economic_GWh_After Competition Groups_DHW Recirculation Systems
Residential | Res ¦ Water Heater Temperature Setback | 2040 | Technical | GWh | After Competition Groups | 10.7163 | 4206.6226 | 0.0042066 | 16306.7052 | 0.00065717 | 67 | Residential_2040_Technical_GWh_After Competition Groups_67 | Water Heater Temperature Setback | 0.06572% | 0.0042066 | 10.7163 | Residential_2040_Technical_GWh_After Competition Groups_Water Heater Temperature Setback
Residential | Res ¦ VFD on Pumps | 2040 | Achievable | GWh | After Competition Groups | 5.1619 | 9611.194 | 0.0096112 | 8300.442 | 0.00062188 | 58 | Residential_2040_Achievable_GWh_After Competition Groups_58 | VFD on Pumps | 0.06219% | 0.0096112 | 5.1619 | Residential_2040_Achievable_GWh_After Competition Groups_VFD on Pumps
Residential | Res ¦ DHW Recirculation Systems | 2040 | Technical | GWh | After Competition Groups | 9.6543 | 1744196.1904 | 1.7442 | 16306.7052 | 0.00059205 | 68 | Residential_2040_Technical_GWh_After Competition Groups_68 | DHW Recirculation Systems | 0.0592% | 1.7442 | 9.6543 | Residential_2040_Technical_GWh_After Competition Groups_DHW Recirculation Systems
Residential | Res ¦ Air Source Heat Pump Maintenance | 2040 | Technical | GWh | After Competition Groups | 8.7122 | 0 | 0 | 16306.7052 | 0.00053427 | 69 | Residential_2040_Technical_GWh_After Competition Groups_69 | Air Source Heat Pump Maintenance | 0.05343% | 0 | 8.7122 | Residential_2040_Technical_GWh_After Competition Groups_Air Source Heat Pump Maintenance
Residential | Res ¦ DHW Recirculation Systems | 2040 | Achievable | GWh | After Competition Groups | 4.3399 | 1744196.1904 | 1.7442 | 8300.442 | 0.00052286 | 59 | Residential_2040_Achievable_GWh_After Competition Groups_59 | DHW Recirculation Systems | 0.05229% | 1.7442 | 4.3399 | Residential_2040_Achievable_GWh_After Competition Groups_DHW Recirculation Systems
Residential | Res ¦ ENERGY STAR LED Lamps (General Service Lamps) | 2040 | Achievable | GWh | After Competition Groups | 3.5849 | 8572.4167 | 0.0085724 | 8300.442 | 0.00043189 | 60 | Residential_2040_Achievable_GWh_After Competition Groups_60 | ENERGY STAR LED Lamps (General Service Lamps) | 0.04319% | 0.0085724 | 3.5849 | Residential_2040_Achievable_GWh_After Competition Groups_ENERGY STAR LED Lamps (General Service Lamps)
Residential | Res ¦ ECM MOTORS FOR HVAC APPLICATION (FAN-POWERED VAV BOX) | 2040 | Achievable | GWh | After Competition Groups | 3.1553 | 26140.3398 | 0.02614 | 8300.442 | 0.00038014 | 61 | Residential_2040_Achievable_GWh_After Competition Groups_61 | ECM MOTORS FOR HVAC APPLICATION (FAN-POWERED VAV BOX) | 0.03801% | 0.02614 | 3.1553 | Residential_2040_Achievable_GWh_After Competition Groups_ECM MOTORS FOR HVAC APPLICATION (FAN-POWERED VAV BOX)
Residential | Res ¦ VFD on Pumps | 2040 | Economic | GWh | After Competition Groups | 4.4595 | 9611.194 | 0.0096112 | 12032.3029 | 0.00037063 | 58 | Residential_2040_Economic_GWh_After Competition Groups_58 | VFD on Pumps | 0.03706% | 0.0096112 | 4.4595 | Residential_2040_Economic_GWh_After Competition Groups_VFD on Pumps
Residential | Res ¦ Heat Pump Water Heater | 2040 | Achievable | GWh | After Competition Groups | 2.569 | 380626.9791 | 0.38063 | 8300.442 | 0.00030951 | 62 | Residential_2040_Achievable_GWh_After Competition Groups_62 | Heat Pump Water Heater | 0.03095% | 0.38063 | 2.569 | Residential_2040_Achievable_GWh_After Competition Groups_Heat Pump Water Heater
Residential | Res ¦ ENERGY STAR LED Lamps (General Service Lamps) | 2040 | Economic | GWh | After Competition Groups | 3.5664 | 8572.4167 | 0.0085724 | 12032.3029 | 0.0002964 | 59 | Residential_2040_Economic_GWh_After Competition Groups_59 | ENERGY STAR LED Lamps (General Service Lamps) | 0.02964% | 0.0085724 | 3.5664 | Residential_2040_Economic_GWh_After Competition Groups_ENERGY STAR LED Lamps (General Service Lamps)
Residential | Res ¦ ECM MOTORS FOR HVAC APPLICATION (FAN-POWERED VAV BOX) | 2040 | Economic | GWh | After Competition Groups | 3.4457 | 26140.3398 | 0.02614 | 12032.3029 | 0.00028637 | 60 | Residential_2040_Economic_GWh_After Competition Groups_60 | ECM MOTORS FOR HVAC APPLICATION (FAN-POWERED VAV BOX) | 0.02864% | 0.02614 | 3.4457 | Residential_2040_Economic_GWh_After Competition Groups_ECM MOTORS FOR HVAC APPLICATION (FAN-POWERED VAV BOX)
Residential | Res ¦ VFD on Pumps | 2040 | Technical | GWh | After Competition Groups | 4.4595 | 9611.194 | 0.0096112 | 16306.7052 | 0.00027348 | 70 | Residential_2040_Technical_GWh_After Competition Groups_70 | VFD on Pumps | 0.02735% | 0.0096112 | 4.4595 | Residential_2040_Technical_GWh_After Competition Groups_VFD on Pumps
Residential | Res ¦ Beverage Vending Machine Controls | 2040 | Achievable | GWh | After Competition Groups | 2.2589 | 12514.7266 | 0.012515 | 8300.442 | 0.00027214 | 63 | Residential_2040_Achievable_GWh_After Competition Groups_63 | Beverage Vending Machine Controls | 0.02721% | 0.012515 | 2.2589 | Residential_2040_Achievable_GWh_After Competition Groups_Beverage Vending Machine Controls
Residential | Res ¦ Tankless Water Heater | 2040 | Technical | GWh | After Competition Groups | 4.3546 | 97100.3856 | 0.0971 | 16306.7052 | 0.00026705 | 71 | Residential_2040_Technical_GWh_After Competition Groups_71 | Tankless Water Heater | 0.0267% | 0.0971 | 4.3546 | Residential_2040_Technical_GWh_After Competition Groups_Tankless Water Heater
Residential | Res ¦ ENERGY STAR LED Lamps (General Service Lamps) | 2040 | Technical | GWh | After Competition Groups | 3.5664 | 8572.4167 | 0.0085724 | 16306.7052 | 0.00021871 | 72 | Residential_2040_Technical_GWh_After Competition Groups_72 | ENERGY STAR LED Lamps (General Service Lamps) | 0.02187% | 0.0085724 | 3.5664 | Residential_2040_Technical_GWh_After Competition Groups_ENERGY STAR LED Lamps (General Service Lamps)
Residential | Res ¦ ECM MOTORS FOR HVAC APPLICATION (FAN-POWERED VAV BOX) | 2040 | Technical | GWh | After Competition Groups | 3.4457 | 26140.3398 | 0.02614 | 16306.7052 | 0.0002113 | 73 | Residential_2040_Technical_GWh_After Competition Groups_73 | ECM MOTORS FOR HVAC APPLICATION (FAN-POWERED VAV BOX) | 0.02113% | 0.02614 | 3.4457 | Residential_2040_Technical_GWh_After Competition Groups_ECM MOTORS FOR HVAC APPLICATION (FAN-POWERED VAV BOX)
Residential | Res ¦ HVAC Optimization | 2040 | Technical | GWh | After Competition Groups | 3.3477 | 0 | 0 | 16306.7052 | 0.00020529 | 74 | Residential_2040_Technical_GWh_After Competition Groups_74 | HVAC Optimization | 0.02053% | 0 | 3.3477 | Residential_2040_Technical_GWh_After Competition Groups_HVAC Optimization
Residential | Res ¦ Beverage Vending Machine Controls | 2040 | Economic | GWh | After Competition Groups | 2.44 | 12514.7266 | 0.012515 | 12032.3029 | 0.00020279 | 61 | Residential_2040_Economic_GWh_After Competition Groups_61 | Beverage Vending Machine Controls | 0.02028% | 0.012515 | 2.44 | Residential_2040_Economic_GWh_After Competition Groups_Beverage Vending Machine Controls
Residential | Res ¦ Beverage Vending Machine Controls | 2040 | Technical | GWh | After Competition Groups | 2.44 | 12514.7266 | 0.012515 | 16306.7052 | 0.00014963 | 75 | Residential_2040_Technical_GWh_After Competition Groups_75 | Beverage Vending Machine Controls | 0.01496% | 0.012515 | 2.44 | Residential_2040_Technical_GWh_After Competition Groups_Beverage Vending Machine Controls
Residential | Res ¦ Air Source Heat Pump | 2040 | Achievable | GWh | After Competition Groups | 0.6191 | 39066.3578 | 0.039066 | 8300.442 | 7.4587e-05 | 64 | Residential_2040_Achievable_GWh_After Competition Groups_64 | Air Source Heat Pump | 0.007459% | 0.039066 | 0.6191 | Residential_2040_Achievable_GWh_After Competition Groups_Air Source Heat Pump
Residential | Res ¦ Networked/ Connected - Indoor LED Luminaire | 2040 | Achievable | GWh | After Competition Groups | 0.55929 | 301915.6274 | 0.30192 | 8300.442 | 6.7381e-05 | 65 | Residential_2040_Achievable_GWh_After Competition Groups_65 | Networked/ Connected - Indoor LED Luminaire | 0.006738% | 0.30192 | 0.55929 | Residential_2040_Achievable_GWh_After Competition Groups_Networked/ Connected - Indoor LED Luminaire
Residential | Res ¦ Chilled Water Optimization | 2040 | Achievable | GWh | After Competition Groups | 0.38983 | 217.302 | 0.0002173 | 8300.442 | 4.6965e-05 | 66 | Residential_2040_Achievable_GWh_After Competition Groups_66 | Chilled Water Optimization | 0.004696% | 0.0002173 | 0.38983 | Residential_2040_Achievable_GWh_After Competition Groups_Chilled Water Optimization
Residential | Res ¦ Chilled Water Optimization | 2040 | Economic | GWh | After Competition Groups | 0.52223 | 217.302 | 0.0002173 | 12032.3029 | 4.3402e-05 | 62 | Residential_2040_Economic_GWh_After Competition Groups_62 | Chilled Water Optimization | 0.00434% | 0.0002173 | 0.52223 | Residential_2040_Economic_GWh_After Competition Groups_Chilled Water Optimization
Residential | Res ¦ Wall Insulation MF | 2040 | Economic | GWh | After Competition Groups | 0.51938 | 16725.0481 | 0.016725 | 12032.3029 | 4.3165e-05 | 63 | Residential_2040_Economic_GWh_After Competition Groups_63 | Wall Insulation MF | 0.004317% | 0.016725 | 0.51938 | Residential_2040_Economic_GWh_After Competition Groups_Wall Insulation MF
Residential | Res ¦ Wall Insulation MF | 2040 | Technical | GWh | After Competition Groups | 0.54255 | 16725.0481 | 0.016725 | 16306.7052 | 3.3272e-05 | 76 | Residential_2040_Technical_GWh_After Competition Groups_76 | Wall Insulation MF | 0.003327% | 0.016725 | 0.54255 | Residential_2040_Technical_GWh_After Competition Groups_Wall Insulation MF
Residential | Res ¦ Chilled Water Optimization | 2040 | Technical | GWh | After Competition Groups | 0.52223 | 217.302 | 0.0002173 | 16306.7052 | 3.2025e-05 | 77 | Residential_2040_Technical_GWh_After Competition Groups_77 | Chilled Water Optimization | 0.003203% | 0.0002173 | 0.52223 | Residential_2040_Technical_GWh_After Competition Groups_Chilled Water Optimization
Residential | Res ¦ LED High Bay Fixture | 2040 | Achievable | GWh | After Competition Groups | 0.23392 | 9113.1198 | 0.0091131 | 8300.442 | 2.8182e-05 | 67 | Residential_2040_Achievable_GWh_After Competition Groups_67 | LED High Bay Fixture | 0.002818% | 0.0091131 | 0.23392 | Residential_2040_Achievable_GWh_After Competition Groups_LED High Bay Fixture
Residential | Res ¦ LED High Bay Fixture | 2040 | Economic | GWh | After Competition Groups | 0.2455 | 9113.1198 | 0.0091131 | 12032.3029 | 2.0403e-05 | 64 | Residential_2040_Economic_GWh_After Competition Groups_64 | LED High Bay Fixture | 0.00204% | 0.0091131 | 0.2455 | Residential_2040_Economic_GWh_After Competition Groups_LED High Bay Fixture
Residential | Res ¦ LED Recessed Downlights | 2040 | Technical | GWh | After Competition Groups | 0.28562 | 0 | 0 | 16306.7052 | 1.7515e-05 | 78 | Residential_2040_Technical_GWh_After Competition Groups_78 | LED Recessed Downlights | 0.001752% | 0 | 0.28562 | Residential_2040_Technical_GWh_After Competition Groups_LED Recessed Downlights
Residential | Res ¦ LED High Bay Fixture | 2040 | Technical | GWh | After Competition Groups | 0.2455 | 9113.1198 | 0.0091131 | 16306.7052 | 1.5055e-05 | 79 | Residential_2040_Technical_GWh_After Competition Groups_79 | LED High Bay Fixture | 0.001506% | 0.0091131 | 0.2455 | Residential_2040_Technical_GWh_After Competition Groups_LED High Bay Fixture
Residential | Res ¦ Solar Water Preheat (Pools/DHW) | 2040 | Technical | GWh | After Competition Groups | 0.13232 | 0 | 0 | 16306.7052 | 8.1144e-06 | 80 | Residential_2040_Technical_GWh_After Competition Groups_80 | Solar Water Preheat (Pools/DHW) | 0.0008114% | 0 | 0.13232 | Residential_2040_Technical_GWh_After Competition Groups_Solar Water Preheat (Pools/DHW)
Residential | Res ¦ Wall Insulation MF | 2040 | Achievable | GWh | After Competition Groups | 0.048358 | 16725.0481 | 0.016725 | 8300.442 | 5.826e-06 | 68 | Residential_2040_Achievable_GWh_After Competition Groups_68 | Wall Insulation MF | 0.0005826% | 0.016725 | 0.048358 | Residential_2040_Achievable_GWh_After Competition Groups_Wall Insulation MF
Residential | Res ¦ Photocell Controls (Outdoor) | 2040 | Technical | GWh | After Competition Groups | 0.00030397 | 0 | 0 | 16306.7052 | 1.8641e-08 | 81 | Residential_2040_Technical_GWh_After Competition Groups_81 | Photocell Controls (Outdoor) | 1.864e-06% | 0 | 0.00030397 | Residential_2040_Technical_GWh_After Competition Groups_Photocell Controls (Outdoor)
Residential | Res ¦ Lighting Motion Sensors, Timers, Dimmers | 2040 | Achievable | GWh | After Competition Groups | 0 | 0 | 0 | 8300.442 | 0 | 69 | Residential_2040_Achievable_GWh_After Competition Groups_69 | Lighting Motion Sensors, Timers, Dimmers | 0% | 0 | 0 | Residential_2040_Achievable_GWh_After Competition Groups_Lighting Motion Sensors, Timers, Dimmers
Residential | Res ¦ Lighting Motion Sensors, Timers, Dimmers | 2040 | Economic | GWh | After Competition Groups | 0 | 0 | 0 | 12032.3029 | 0 | 65 | Residential_2040_Economic_GWh_After Competition Groups_65 | Lighting Motion Sensors, Timers, Dimmers | 0% | 0 | 0 | Residential_2040_Economic_GWh_After Competition Groups_Lighting Motion Sensors, Timers, Dimmers
Residential | Res ¦ Energy Star A Line, PAR, MR Lamps | 2041 | Economic | GWh | After Competition Groups | 1926.4651 | 22314.8059 | 0.022315 | 12159.3094 | 0.15844 | 1 | Residential_2041_Economic_GWh_After Competition Groups_1 | Energy Star A Line, PAR, MR Lamps | 15.84% | 0.022315 | 1926.4651 | Residential_2041_Economic_GWh_After Competition Groups_Energy Star A Line, PAR, MR Lamps
Residential | Res ¦ Energy Star A Line, PAR, MR Lamps | 2041 | Technical | GWh | After Competition Groups | 1926.4651 | 22314.8059 | 0.022315 | 16493.2732 | 0.1168 | 1 | Residential_2041_Technical_GWh_After Competition Groups_1 | Energy Star A Line, PAR, MR Lamps | 11.68% | 0.022315 | 1926.4651 | Residential_2041_Technical_GWh_After Competition Groups_Energy Star A Line, PAR, MR Lamps
Residential | Res ¦ Smart Power Bar | 2041 | Economic | GWh | After Competition Groups | 1294.9693 | 8544247.303 | 8.5442 | 12159.3094 | 0.1065 | 2 | Residential_2041_Economic_GWh_After Competition Groups_2 | Smart Power Bar | 10.65% | 8.5442 | 1294.9693 | Residential_2041_Economic_GWh_After Competition Groups_Smart Power Bar
Residential | Res ¦ Smart Power Bar | 2041 | Achievable | GWh | After Competition Groups | 894.868 | 8544247.303 | 8.5442 | 8641.0278 | 0.10356 | 1 | Residential_2041_Achievable_GWh_After Competition Groups_1 | Smart Power Bar | 10.36% | 8.5442 | 894.868 | Residential_2041_Achievable_GWh_After Competition Groups_Smart Power Bar
Residential | Res ¦ Energy Star Clothes Washer | 2041 | Achievable | GWh | After Competition Groups | 710.3267 | 13236364.9772 | 13.2364 | 8641.0278 | 0.082204 | 2 | Residential_2041_Achievable_GWh_After Competition Groups_2 | Energy Star Clothes Washer | 8.22% | 13.2364 | 710.3267 | Residential_2041_Achievable_GWh_After Competition Groups_Energy Star Clothes Washer
Residential | Res ¦ Smart Power Bar | 2041 | Technical | GWh | After Competition Groups | 1294.9693 | 8544247.303 | 8.5442 | 16493.2732 | 0.078515 | 2 | Residential_2041_Technical_GWh_After Competition Groups_2 | Smart Power Bar | 7.851% | 8.5442 | 1294.9693 | Residential_2041_Technical_GWh_After Competition Groups_Smart Power Bar
Residential | Res ¦ Ductless Mini-Split Heat Pump | 2041 | Economic | GWh | After Competition Groups | 842.4985 | 5673480.2003 | 5.6735 | 12159.3094 | 0.069288 | 3 | Residential_2041_Economic_GWh_After Competition Groups_3 | Ductless Mini-Split Heat Pump | 6.929% | 5.6735 | 842.4985 | Residential_2041_Economic_GWh_After Competition Groups_Ductless Mini-Split Heat Pump
Residential | Res ¦ Energy Star Clothes Washer | 2041 | Economic | GWh | After Competition Groups | 825.1401 | 13236364.9772 | 13.2364 | 12159.3094 | 0.067861 | 4 | Residential_2041_Economic_GWh_After Competition Groups_4 | Energy Star Clothes Washer | 6.786% | 13.2364 | 825.1401 | Residential_2041_Economic_GWh_After Competition Groups_Energy Star Clothes Washer
Residential | Res ¦ Ductless Mini-Split Heat Pump | 2041 | Achievable | GWh | After Competition Groups | 582.631 | 5673480.2003 | 5.6735 | 8641.0278 | 0.067426 | 3 | Residential_2041_Achievable_GWh_After Competition Groups_3 | Ductless Mini-Split Heat Pump | 6.743% | 5.6735 | 582.631 | Residential_2041_Achievable_GWh_After Competition Groups_Ductless Mini-Split Heat Pump
Residential | Res ¦ Energy Star Refrigerator | 2041 | Technical | GWh | After Competition Groups | 1041.3156 | 0 | 0 | 16493.2732 | 0.063136 | 3 | Residential_2041_Technical_GWh_After Competition Groups_3 | Energy Star Refrigerator | 6.314% | 0 | 1041.3156 | Residential_2041_Technical_GWh_After Competition Groups_Energy Star Refrigerator
Residential | Res ¦ Smart Burners | 2041 | Economic | GWh | After Competition Groups | 748.5221 | 37167758.2462 | 37.1678 | 12159.3094 | 0.06156 | 5 | Residential_2041_Economic_GWh_After Competition Groups_5 | Smart Burners | 6.156% | 37.1678 | 748.5221 | Residential_2041_Economic_GWh_After Competition Groups_Smart Burners
Residential | Res ¦ Energy Star LED Bulbs General Purpose LEDs | 2041 | Achievable | GWh | After Competition Groups | 524.7304 | 0 | 0 | 8641.0278 | 0.060725 | 4 | Residential_2041_Achievable_GWh_After Competition Groups_4 | Energy Star LED Bulbs General Purpose LEDs | 6.073% | 0 | 524.7304 | Residential_2041_Achievable_GWh_After Competition Groups_Energy Star LED Bulbs General Purpose LEDs
Residential | Res ¦ Adaptive Thermostat | 2041 | Economic | GWh | After Competition Groups | 728.4542 | 9199823.722 | 9.1998 | 12159.3094 | 0.059909 | 6 | Residential_2041_Economic_GWh_After Competition Groups_6 | Adaptive Thermostat | 5.991% | 9.1998 | 728.4542 | Residential_2041_Economic_GWh_After Competition Groups_Adaptive Thermostat
Residential | Res ¦ Smart Burners | 2041 | Technical | GWh | After Competition Groups | 944.8539 | 37167758.2462 | 37.1678 | 16493.2732 | 0.057287 | 4 | Residential_2041_Technical_GWh_After Competition Groups_4 | Smart Burners | 5.729% | 37.1678 | 944.8539 | Residential_2041_Technical_GWh_After Competition Groups_Smart Burners
Residential | Res ¦ Energy Star LED Specialty Bulbs | 2041 | Achievable | GWh | After Competition Groups | 470.8501 | 30149.3222 | 0.030149 | 8641.0278 | 0.05449 | 5 | Residential_2041_Achievable_GWh_After Competition Groups_5 | Energy Star LED Specialty Bulbs | 5.449% | 0.030149 | 470.8501 | Residential_2041_Achievable_GWh_After Competition Groups_Energy Star LED Specialty Bulbs
Residential | Res ¦ Ductless Mini-Split Heat Pump | 2041 | Technical | GWh | After Competition Groups | 842.4985 | 5673480.2003 | 5.6735 | 16493.2732 | 0.051081 | 5 | Residential_2041_Technical_GWh_After Competition Groups_5 | Ductless Mini-Split Heat Pump | 5.108% | 5.6735 | 842.4985 | Residential_2041_Technical_GWh_After Competition Groups_Ductless Mini-Split Heat Pump
Residential | Res ¦ Energy Star Clothes Washer | 2041 | Technical | GWh | After Competition Groups | 825.1401 | 13236364.9772 | 13.2364 | 16493.2732 | 0.050029 | 6 | Residential_2041_Technical_GWh_After Competition Groups_6 | Energy Star Clothes Washer | 5.003% | 13.2364 | 825.1401 | Residential_2041_Technical_GWh_After Competition Groups_Energy Star Clothes Washer
Residential | Res ¦ Energy Star Ground Source Heat Pump | 2041 | Technical | GWh | After Competition Groups | 817.9324 | 0 | 0 | 16493.2732 | 0.049592 | 7 | Residential_2041_Technical_GWh_After Competition Groups_7 | Energy Star Ground Source Heat Pump | 4.959% | 0 | 817.9324 | Residential_2041_Technical_GWh_After Competition Groups_Energy Star Ground Source Heat Pump
Residential | Res ¦ Variable Speed Pool Pump Motor | 2041 | Achievable | GWh | After Competition Groups | 406.3343 | 493141.6608 | 0.49314 | 8641.0278 | 0.047024 | 6 | Residential_2041_Achievable_GWh_After Competition Groups_6 | Variable Speed Pool Pump Motor | 4.702% | 0.49314 | 406.3343 | Residential_2041_Achievable_GWh_After Competition Groups_Variable Speed Pool Pump Motor
Residential | Res ¦ Adaptive Thermostat | 2041 | Achievable | GWh | After Competition Groups | 401.3339 | 9199823.722 | 9.1998 | 8641.0278 | 0.046445 | 7 | Residential_2041_Achievable_GWh_After Competition Groups_7 | Adaptive Thermostat | 4.645% | 9.1998 | 401.3339 | Residential_2041_Achievable_GWh_After Competition Groups_Adaptive Thermostat
Residential | Res ¦ Car Block Heater Timer | 2041 | Achievable | GWh | After Competition Groups | 392.8895 | 181028.7479 | 0.18103 | 8641.0278 | 0.045468 | 8 | Residential_2041_Achievable_GWh_After Competition Groups_8 | Car Block Heater Timer | 4.547% | 0.18103 | 392.8895 | Residential_2041_Achievable_GWh_After Competition Groups_Car Block Heater Timer
Residential | Res ¦ Energy Star A Line, PAR, MR Lamps | 2041 | Achievable | GWh | After Competition Groups | 387.3632 | 22314.8059 | 0.022315 | 8641.0278 | 0.044828 | 9 | Residential_2041_Achievable_GWh_After Competition Groups_9 | Energy Star A Line, PAR, MR Lamps | 4.483% | 0.022315 | 387.3632 | Residential_2041_Achievable_GWh_After Competition Groups_Energy Star A Line, PAR, MR Lamps
Residential | Res ¦ Adaptive Thermostat | 2041 | Technical | GWh | After Competition Groups | 728.4542 | 9199823.722 | 9.1998 | 16493.2732 | 0.044167 | 8 | Residential_2041_Technical_GWh_After Competition Groups_8 | Adaptive Thermostat | 4.417% | 9.1998 | 728.4542 | Residential_2041_Technical_GWh_After Competition Groups_Adaptive Thermostat
Residential | Res ¦ Heat Pump Clothes Dryer | 2041 | Technical | GWh | After Competition Groups | 705.2878 | 0 | 0 | 16493.2732 | 0.042762 | 9 | Residential_2041_Technical_GWh_After Competition Groups_9 | Heat Pump Clothes Dryer | 4.276% | 0 | 705.2878 | Residential_2041_Technical_GWh_After Competition Groups_Heat Pump Clothes Dryer
Residential | Res ¦ Smart Burners | 2041 | Achievable | GWh | After Competition Groups | 354.7294 | 37167758.2462 | 37.1678 | 8641.0278 | 0.041052 | 10 | Residential_2041_Achievable_GWh_After Competition Groups_10 | Smart Burners | 4.105% | 37.1678 | 354.7294 | Residential_2041_Achievable_GWh_After Competition Groups_Smart Burners
Residential | Res ¦ Energy Star Torchiere | 2041 | Achievable | GWh | After Competition Groups | 328.1725 | 1350128.7719 | 1.3501 | 8641.0278 | 0.037978 | 11 | Residential_2041_Achievable_GWh_After Competition Groups_11 | Energy Star Torchiere | 3.798% | 1.3501 | 328.1725 | Residential_2041_Achievable_GWh_After Competition Groups_Energy Star Torchiere
Residential | Res ¦ Energy Star Air Source Heat Pump | 2041 | Economic | GWh | After Competition Groups | 461.7347 | 4033207.5108 | 4.0332 | 12159.3094 | 0.037974 | 7 | Residential_2041_Economic_GWh_After Competition Groups_7 | Energy Star Air Source Heat Pump | 3.797% | 4.0332 | 461.7347 | Residential_2041_Economic_GWh_After Competition Groups_Energy Star Air Source Heat Pump
Residential | Res ¦ Air Sealing | 2041 | Economic | GWh | After Competition Groups | 458.91 | 7927813.7083 | 7.9278 | 12159.3094 | 0.037741 | 8 | Residential_2041_Economic_GWh_After Competition Groups_8 | Air Sealing | 3.774% | 7.9278 | 458.91 | Residential_2041_Economic_GWh_After Competition Groups_Air Sealing
Residential | Res ¦ Building Recommissioning, Operations and Maintenance (O&M) Improvements | 2041 | Achievable | GWh | After Competition Groups | 319.1034 | 14912.8813 | 0.014913 | 8641.0278 | 0.036929 | 12 | Residential_2041_Achievable_GWh_After Competition Groups_12 | Building Recommissioning, Operations and Maintenance (O&M) Improvements | 3.693% | 0.014913 | 319.1034 | Residential_2041_Achievable_GWh_After Competition Groups_Building Recommissioning, Operations and Maintenance (O&M) Improvements
Residential | Res ¦ Energy Star Torchiere | 2041 | Economic | GWh | After Competition Groups | 405.082 | 1350128.7719 | 1.3501 | 12159.3094 | 0.033315 | 9 | Residential_2041_Economic_GWh_After Competition Groups_9 | Energy Star Torchiere | 3.331% | 1.3501 | 405.082 | Residential_2041_Economic_GWh_After Competition Groups_Energy Star Torchiere
Residential | Res ¦ Car Block Heater Timer | 2041 | Economic | GWh | After Competition Groups | 391.4582 | 181028.7479 | 0.18103 | 12159.3094 | 0.032194 | 10 | Residential_2041_Economic_GWh_After Competition Groups_10 | Car Block Heater Timer | 3.219% | 0.18103 | 391.4582 | Residential_2041_Economic_GWh_After Competition Groups_Car Block Heater Timer
Residential | Res ¦ Energy Star Light Fixture | 2041 | Achievable | GWh | After Competition Groups | 252.488 | 8331536.5259 | 8.3315 | 8641.0278 | 0.02922 | 13 | Residential_2041_Achievable_GWh_After Competition Groups_13 | Energy Star Light Fixture | 2.922% | 8.3315 | 252.488 | Residential_2041_Achievable_GWh_After Competition Groups_Energy Star Light Fixture
Residential | Res ¦ Energy Star Light Fixture | 2041 | Technical | GWh | After Competition Groups | 478.6991 | 8331536.5259 | 8.3315 | 16493.2732 | 0.029024 | 10 | Residential_2041_Technical_GWh_After Competition Groups_10 | Energy Star Light Fixture | 2.902% | 8.3315 | 478.6991 | Residential_2041_Technical_GWh_After Competition Groups_Energy Star Light Fixture
Residential | Res ¦ Variable Speed Pool Pump Motor | 2041 | Economic | GWh | After Competition Groups | 344.3346 | 493141.6608 | 0.49314 | 12159.3094 | 0.028319 | 11 | Residential_2041_Economic_GWh_After Competition Groups_11 | Variable Speed Pool Pump Motor | 2.832% | 0.49314 | 344.3346 | Residential_2041_Economic_GWh_After Competition Groups_Variable Speed Pool Pump Motor
Residential | Res ¦ Energy Star Central Air Conditioner | 2041 | Technical | GWh | After Competition Groups | 461.7778 | 0 | 0 | 16493.2732 | 0.027998 | 11 | Residential_2041_Technical_GWh_After Competition Groups_11 | Energy Star Central Air Conditioner | 2.8% | 0 | 461.7778 | Residential_2041_Technical_GWh_After Competition Groups_Energy Star Central Air Conditioner
Residential | Res ¦ Air Sealing | 2041 | Technical | GWh | After Competition Groups | 458.91 | 7927813.7083 | 7.9278 | 16493.2732 | 0.027824 | 12 | Residential_2041_Technical_GWh_After Competition Groups_12 | Air Sealing | 2.782% | 7.9278 | 458.91 | Residential_2041_Technical_GWh_After Competition Groups_Air Sealing
Residential | Res ¦ Energy Star Light Fixture | 2041 | Economic | GWh | After Competition Groups | 333.4692 | 8331536.5259 | 8.3315 | 12159.3094 | 0.027425 | 12 | Residential_2041_Economic_GWh_After Competition Groups_12 | Energy Star Light Fixture | 2.743% | 8.3315 | 333.4692 | Residential_2041_Economic_GWh_After Competition Groups_Energy Star Light Fixture
Residential | Res ¦ Air Sealing | 2041 | Achievable | GWh | After Competition Groups | 229.3691 | 7927813.7083 | 7.9278 | 8641.0278 | 0.026544 | 14 | Residential_2041_Achievable_GWh_After Competition Groups_14 | Air Sealing | 2.654% | 7.9278 | 229.3691 | Residential_2041_Achievable_GWh_After Competition Groups_Air Sealing
Residential | Res ¦ Energy Star Torchiere | 2041 | Technical | GWh | After Competition Groups | 405.082 | 1350128.7719 | 1.3501 | 16493.2732 | 0.02456 | 13 | Residential_2041_Technical_GWh_After Competition Groups_13 | Energy Star Torchiere | 2.456% | 1.3501 | 405.082 | Residential_2041_Technical_GWh_After Competition Groups_Energy Star Torchiere
Residential | Res ¦ Car Block Heater Timer | 2041 | Technical | GWh | After Competition Groups | 391.4582 | 181028.7479 | 0.18103 | 16493.2732 | 0.023734 | 14 | Residential_2041_Technical_GWh_After Competition Groups_14 | Car Block Heater Timer | 2.373% | 0.18103 | 391.4582 | Residential_2041_Technical_GWh_After Competition Groups_Car Block Heater Timer
Residential | Res ¦ Ductless Mini-Split Air Conditioner | 2041 | Technical | GWh | After Competition Groups | 385.163 | 0 | 0 | 16493.2732 | 0.023353 | 15 | Residential_2041_Technical_GWh_After Competition Groups_15 | Ductless Mini-Split Air Conditioner | 2.335% | 0 | 385.163 | Residential_2041_Technical_GWh_After Competition Groups_Ductless Mini-Split Air Conditioner
Residential | Res ¦ Building Recommissioning, Operations and Maintenance (O&M) Improvements | 2041 | Economic | GWh | After Competition Groups | 270.4105 | 14912.8813 | 0.014913 | 12159.3094 | 0.022239 | 13 | Residential_2041_Economic_GWh_After Competition Groups_13 | Building Recommissioning, Operations and Maintenance (O&M) Improvements | 2.224% | 0.014913 | 270.4105 | Residential_2041_Economic_GWh_After Competition Groups_Building Recommissioning, Operations and Maintenance (O&M) Improvements
Residential | Res ¦ Energy Star Air Source Heat Pump | 2041 | Achievable | GWh | After Competition Groups | 188.4852 | 4033207.5108 | 4.0332 | 8641.0278 | 0.021813 | 15 | Residential_2041_Achievable_GWh_After Competition Groups_15 | Energy Star Air Source Heat Pump | 2.181% | 4.0332 | 188.4852 | Residential_2041_Achievable_GWh_After Competition Groups_Energy Star Air Source Heat Pump
Residential | Res ¦ Variable Speed Pool Pump Motor | 2041 | Technical | GWh | After Competition Groups | 344.3346 | 493141.6608 | 0.49314 | 16493.2732 | 0.020877 | 16 | Residential_2041_Technical_GWh_After Competition Groups_16 | Variable Speed Pool Pump Motor | 2.088% | 0.49314 | 344.3346 | Residential_2041_Technical_GWh_After Competition Groups_Variable Speed Pool Pump Motor
Residential | Res ¦ Energy Star Windows | 2041 | Economic | GWh | After Competition Groups | 249.0948 | 51795732.9053 | 51.7957 | 12159.3094 | 0.020486 | 14 | Residential_2041_Economic_GWh_After Competition Groups_14 | Energy Star Windows | 2.049% | 51.7957 | 249.0948 | Residential_2041_Economic_GWh_After Competition Groups_Energy Star Windows
Residential | Res ¦ Basement Wall Insulation | 2041 | Economic | GWh | After Competition Groups | 240.363 | 3384702.1394 | 3.3847 | 12159.3094 | 0.019768 | 15 | Residential_2041_Economic_GWh_After Competition Groups_15 | Basement Wall Insulation | 1.977% | 3.3847 | 240.363 | Residential_2041_Economic_GWh_After Competition Groups_Basement Wall Insulation
Residential | Res ¦ Comprehensive Draft Proofing | 2041 | Achievable | GWh | After Competition Groups | 160.2545 | 0 | 0 | 8641.0278 | 0.018546 | 16 | Residential_2041_Achievable_GWh_After Competition Groups_16 | Comprehensive Draft Proofing | 1.855% | 0 | 160.2545 | Residential_2041_Achievable_GWh_After Competition Groups_Comprehensive Draft Proofing
Residential | Res ¦ Energy Star Clothes Dryer | 2041 | Economic | GWh | After Competition Groups | 211.0772 | 10515404.7994 | 10.5154 | 12159.3094 | 0.017359 | 16 | Residential_2041_Economic_GWh_After Competition Groups_16 | Energy Star Clothes Dryer | 1.736% | 10.5154 | 211.0772 | Residential_2041_Economic_GWh_After Competition Groups_Energy Star Clothes Dryer
Residential | Res ¦ Passive Attic Ventilation | 2041 | Technical | GWh | After Competition Groups | 275.136 | 0 | 0 | 16493.2732 | 0.016682 | 17 | Residential_2041_Technical_GWh_After Competition Groups_17 | Passive Attic Ventilation | 1.668% | 0 | 275.136 | Residential_2041_Technical_GWh_After Competition Groups_Passive Attic Ventilation
Residential | Res ¦ Heavy Duty Outdoor/Holiday Plug-in Timers | 2041 | Achievable | GWh | After Competition Groups | 143.5161 | 316203.4001 | 0.3162 | 8641.0278 | 0.016609 | 17 | Residential_2041_Achievable_GWh_After Competition Groups_17 | Heavy Duty Outdoor/Holiday Plug-in Timers | 1.661% | 0.3162 | 143.5161 | Residential_2041_Achievable_GWh_After Competition Groups_Heavy Duty Outdoor/Holiday Plug-in Timers
Residential | Res ¦ Basement or Crawlspace Insulation | 2041 | Economic | GWh | After Competition Groups | 200.0124 | 10519784.8534 | 10.5198 | 12159.3094 | 0.016449 | 17 | Residential_2041_Economic_GWh_After Competition Groups_17 | Basement or Crawlspace Insulation | 1.645% | 10.5198 | 200.0124 | Residential_2041_Economic_GWh_After Competition Groups_Basement or Crawlspace Insulation
Residential | Res ¦ Building Recommissioning, Operations and Maintenance (O&M) Improvements | 2041 | Technical | GWh | After Competition Groups | 270.4105 | 14912.8813 | 0.014913 | 16493.2732 | 0.016395 | 18 | Residential_2041_Technical_GWh_After Competition Groups_18 | Building Recommissioning, Operations and Maintenance (O&M) Improvements | 1.64% | 0.014913 | 270.4105 | Residential_2041_Technical_GWh_After Competition Groups_Building Recommissioning, Operations and Maintenance (O&M) Improvements
Residential | Res ¦ Attic Insulation | 2041 | Economic | GWh | After Competition Groups | 185.5312 | 5917951.8893 | 5.918 | 12159.3094 | 0.015258 | 18 | Residential_2041_Economic_GWh_After Competition Groups_18 | Attic Insulation | 1.526% | 5.918 | 185.5312 | Residential_2041_Economic_GWh_After Competition Groups_Attic Insulation
Residential | Res ¦ Energy Star Windows | 2041 | Technical | GWh | After Competition Groups | 249.0948 | 51795732.9053 | 51.7957 | 16493.2732 | 0.015103 | 19 | Residential_2041_Technical_GWh_After Competition Groups_19 | Energy Star Windows | 1.51% | 51.7957 | 249.0948 | Residential_2041_Technical_GWh_After Competition Groups_Energy Star Windows
Residential | Res ¦ Energy Star Clothes Dryer | 2041 | Achievable | GWh | After Competition Groups | 127.604 | 10515404.7994 | 10.5154 | 8641.0278 | 0.014767 | 18 | Residential_2041_Achievable_GWh_After Competition Groups_18 | Energy Star Clothes Dryer | 1.477% | 10.5154 | 127.604 | Residential_2041_Achievable_GWh_After Competition Groups_Energy Star Clothes Dryer
Residential | Res ¦ Basement Wall Insulation | 2041 | Technical | GWh | After Competition Groups | 240.363 | 3384702.1394 | 3.3847 | 16493.2732 | 0.014573 | 20 | Residential_2041_Technical_GWh_After Competition Groups_20 | Basement Wall Insulation | 1.457% | 3.3847 | 240.363 | Residential_2041_Technical_GWh_After Competition Groups_Basement Wall Insulation
Residential | Res ¦ Basement Wall Insulation | 2041 | Achievable | GWh | After Competition Groups | 120.1447 | 3384702.1394 | 3.3847 | 8641.0278 | 0.013904 | 19 | Residential_2041_Achievable_GWh_After Competition Groups_19 | Basement Wall Insulation | 1.39% | 3.3847 | 120.1447 | Residential_2041_Achievable_GWh_After Competition Groups_Basement Wall Insulation
Residential | Res ¦ Lighting Motion Sensors, Timers, Dimmers | 2041 | Technical | GWh | After Competition Groups | 218.174 | 0 | 0 | 16493.2732 | 0.013228 | 21 | Residential_2041_Technical_GWh_After Competition Groups_21 | Lighting Motion Sensors, Timers, Dimmers | 1.323% | 0 | 218.174 | Residential_2041_Technical_GWh_After Competition Groups_Lighting Motion Sensors, Timers, Dimmers
Residential | Res ¦ LED Parking Lot Fixture | 2041 | Achievable | GWh | After Competition Groups | 113.0594 | 85865.6919 | 0.085866 | 8641.0278 | 0.013084 | 20 | Residential_2041_Achievable_GWh_After Competition Groups_20 | LED Parking Lot Fixture | 1.308% | 0.085866 | 113.0594 | Residential_2041_Achievable_GWh_After Competition Groups_LED Parking Lot Fixture
Residential | Res ¦ Occupancy Sensors MF | 2041 | Achievable | GWh | After Competition Groups | 110.5218 | 1852.377 | 0.0018524 | 8641.0278 | 0.01279 | 21 | Residential_2041_Achievable_GWh_After Competition Groups_21 | Occupancy Sensors MF | 1.279% | 0.0018524 | 110.5218 | Residential_2041_Achievable_GWh_After Competition Groups_Occupancy Sensors MF
Residential | Res ¦ Energy Star Windows | 2041 | Achievable | GWh | After Competition Groups | 107.402 | 51795732.9053 | 51.7957 | 8641.0278 | 0.012429 | 22 | Residential_2041_Achievable_GWh_After Competition Groups_22 | Energy Star Windows | 1.243% | 51.7957 | 107.402 | Residential_2041_Achievable_GWh_After Competition Groups_Energy Star Windows
Residential | Res ¦ Basement or Crawlspace Insulation | 2041 | Technical | GWh | After Competition Groups | 200.0124 | 10519784.8534 | 10.5198 | 16493.2732 | 0.012127 | 22 | Residential_2041_Technical_GWh_After Competition Groups_22 | Basement or Crawlspace Insulation | 1.213% | 10.5198 | 200.0124 | Residential_2041_Technical_GWh_After Competition Groups_Basement or Crawlspace Insulation
Residential | Res ¦ Energy Star Room Air Conditioner | 2041 | Economic | GWh | After Competition Groups | 147.2359 | 2439752.3169 | 2.4398 | 12159.3094 | 0.012109 | 19 | Residential_2041_Economic_GWh_After Competition Groups_19 | Energy Star Room Air Conditioner | 1.211% | 2.4398 | 147.2359 | Residential_2041_Economic_GWh_After Competition Groups_Energy Star Room Air Conditioner
Residential | Res ¦ Wall Insulation | 2041 | Economic | GWh | After Competition Groups | 145.3987 | 5967555.6903 | 5.9676 | 12159.3094 | 0.011958 | 20 | Residential_2041_Economic_GWh_After Competition Groups_20 | Wall Insulation | 1.196% | 5.9676 | 145.3987 | Residential_2041_Economic_GWh_After Competition Groups_Wall Insulation
Residential | Res ¦ Attic Insulation | 2041 | Technical | GWh | After Competition Groups | 185.5312 | 5917951.8893 | 5.918 | 16493.2732 | 0.011249 | 23 | Residential_2041_Technical_GWh_After Competition Groups_23 | Attic Insulation | 1.125% | 5.918 | 185.5312 | Residential_2041_Technical_GWh_After Competition Groups_Attic Insulation
Residential | Res ¦ Comprehensive Draft Proofing | 2041 | Economic | GWh | After Competition Groups | 135.8007 | 0 | 0 | 12159.3094 | 0.011168 | 21 | Residential_2041_Economic_GWh_After Competition Groups_21 | Comprehensive Draft Proofing | 1.117% | 0 | 135.8007 | Residential_2041_Economic_GWh_After Competition Groups_Comprehensive Draft Proofing
Residential | Res ¦ Attic Insulation | 2041 | Achievable | GWh | After Competition Groups | 92.7193 | 5917951.8893 | 5.918 | 8641.0278 | 0.01073 | 23 | Residential_2041_Achievable_GWh_After Competition Groups_23 | Attic Insulation | 1.073% | 5.918 | 92.7193 | Residential_2041_Achievable_GWh_After Competition Groups_Attic Insulation
Residential | Res ¦ Heavy Duty Outdoor/Holiday Plug-in Timers | 2041 | Economic | GWh | After Competition Groups | 129.4243 | 316203.4001 | 0.3162 | 12159.3094 | 0.010644 | 22 | Residential_2041_Economic_GWh_After Competition Groups_22 | Heavy Duty Outdoor/Holiday Plug-in Timers | 1.064% | 0.3162 | 129.4243 | Residential_2041_Economic_GWh_After Competition Groups_Heavy Duty Outdoor/Holiday Plug-in Timers
Residential | Res ¦ Furnace with ECM | 2041 | Achievable | GWh | After Competition Groups | 83.5583 | 8547035.6387 | 8.547 | 8641.0278 | 0.0096699 | 24 | Residential_2041_Achievable_GWh_After Competition Groups_24 | Furnace with ECM | 0.967% | 8.547 | 83.5583 | Residential_2041_Achievable_GWh_After Competition Groups_Furnace with ECM
Residential | Res ¦ Refrigerator Recycling | 2041 | Achievable | GWh | After Competition Groups | 82.023 | 124598.3015 | 0.1246 | 8641.0278 | 0.0094923 | 25 | Residential_2041_Achievable_GWh_After Competition Groups_25 | Refrigerator Recycling | 0.9492% | 0.1246 | 82.023 | Residential_2041_Achievable_GWh_After Competition Groups_Refrigerator Recycling
Residential | Res ¦ Solar Powered Attic Fan | 2041 | Technical | GWh | After Competition Groups | 152.0099 | 0 | 0 | 16493.2732 | 0.0092165 | 24 | Residential_2041_Technical_GWh_After Competition Groups_24 | Solar Powered Attic Fan | 0.9216% | 0 | 152.0099 | Residential_2041_Technical_GWh_After Competition Groups_Solar Powered Attic Fan
Residential | Res ¦ LED Parking Lot Fixture | 2041 | Economic | GWh | After Competition Groups | 110.9598 | 85865.6919 | 0.085866 | 12159.3094 | 0.0091255 | 23 | Residential_2041_Economic_GWh_After Competition Groups_23 | LED Parking Lot Fixture | 0.9125% | 0.085866 | 110.9598 | Residential_2041_Economic_GWh_After Competition Groups_LED Parking Lot Fixture
Residential | Res ¦ Wall Insulation | 2041 | Technical | GWh | After Competition Groups | 145.3987 | 5967555.6903 | 5.9676 | 16493.2732 | 0.0088156 | 25 | Residential_2041_Technical_GWh_After Competition Groups_25 | Wall Insulation | 0.8816% | 5.9676 | 145.3987 | Residential_2041_Technical_GWh_After Competition Groups_Wall Insulation
Residential | Res ¦ Heavy Duty Outdoor/Holiday Plug-in Timers | 2041 | Technical | GWh | After Competition Groups | 143.6171 | 316203.4001 | 0.3162 | 16493.2732 | 0.0087076 | 26 | Residential_2041_Technical_GWh_After Competition Groups_26 | Heavy Duty Outdoor/Holiday Plug-in Timers | 0.8708% | 0.3162 | 143.6171 | Residential_2041_Technical_GWh_After Competition Groups_Heavy Duty Outdoor/Holiday Plug-in Timers
Residential | Res ¦ Clothes Drying Racks | 2041 | Achievable | GWh | After Competition Groups | 74.8865 | 539523.9693 | 0.53952 | 8641.0278 | 0.0086664 | 26 | Residential_2041_Achievable_GWh_After Competition Groups_26 | Clothes Drying Racks | 0.8666% | 0.53952 | 74.8865 | Residential_2041_Achievable_GWh_After Competition Groups_Clothes Drying Racks
Residential | Res ¦ Energy Star Room Air Conditioner | 2041 | Achievable | GWh | After Competition Groups | 73.3355 | 2439752.3169 | 2.4398 | 8641.0278 | 0.0084869 | 27 | Residential_2041_Achievable_GWh_After Competition Groups_27 | Energy Star Room Air Conditioner | 0.8487% | 2.4398 | 73.3355 | Residential_2041_Achievable_GWh_After Competition Groups_Energy Star Room Air Conditioner
Residential | Res ¦ Freezer Recycling | 2041 | Achievable | GWh | After Competition Groups | 71.9362 | 2723399.3632 | 2.7234 | 8641.0278 | 0.008325 | 28 | Residential_2041_Achievable_GWh_After Competition Groups_28 | Freezer Recycling | 0.8325% | 2.7234 | 71.9362 | Residential_2041_Achievable_GWh_After Competition Groups_Freezer Recycling
Residential | Res ¦ Furnace with ECM | 2041 | Economic | GWh | After Competition Groups | 100.6549 | 8547035.6387 | 8.547 | 12159.3094 | 0.008278 | 24 | Residential_2041_Economic_GWh_After Competition Groups_24 | Furnace with ECM | 0.8278% | 8.547 | 100.6549 | Residential_2041_Economic_GWh_After Competition Groups_Furnace with ECM
Residential | Res ¦ Comprehensive Draft Proofing | 2041 | Technical | GWh | After Competition Groups | 135.8007 | 0 | 0 | 16493.2732 | 0.0082337 | 27 | Residential_2041_Technical_GWh_After Competition Groups_27 | Comprehensive Draft Proofing | 0.8234% | 0 | 135.8007 | Residential_2041_Technical_GWh_After Competition Groups_Comprehensive Draft Proofing
Residential | Res ¦ Occupancy Sensors MF | 2041 | Economic | GWh | After Competition Groups | 95.3286 | 1852.377 | 0.0018524 | 12159.3094 | 0.00784 | 25 | Residential_2041_Economic_GWh_After Competition Groups_25 | Occupancy Sensors MF | 0.784% | 0.0018524 | 95.3286 | Residential_2041_Economic_GWh_After Competition Groups_Occupancy Sensors MF
Residential | Res ¦ Variable Refrigerant Flow Heat Pump | 2041 | Technical | GWh | After Competition Groups | 126.9336 | 8808858.1668 | 8.8089 | 16493.2732 | 0.0076961 | 28 | Residential_2041_Technical_GWh_After Competition Groups_28 | Variable Refrigerant Flow Heat Pump | 0.7696% | 8.8089 | 126.9336 | Residential_2041_Technical_GWh_After Competition Groups_Variable Refrigerant Flow Heat Pump
Residential | Res ¦ Radiant Barrier | 2041 | Economic | GWh | After Competition Groups | 92.6935 | 19026318.0428 | 19.0263 | 12159.3094 | 0.0076233 | 26 | Residential_2041_Economic_GWh_After Competition Groups_26 | Radiant Barrier | 0.7623% | 19.0263 | 92.6935 | Residential_2041_Economic_GWh_After Competition Groups_Radiant Barrier
Residential | Res ¦ Energy Star Freezer | 2041 | Achievable | GWh | After Competition Groups | 59.3234 | 2554845.8795 | 2.5548 | 8641.0278 | 0.0068653 | 29 | Residential_2041_Achievable_GWh_After Competition Groups_29 | Energy Star Freezer | 0.6865% | 2.5548 | 59.3234 | Residential_2041_Achievable_GWh_After Competition Groups_Energy Star Freezer
Residential | Res ¦ LED Parking Lot Fixture | 2041 | Technical | GWh | After Competition Groups | 110.9598 | 85865.6919 | 0.085866 | 16493.2732 | 0.0067276 | 29 | Residential_2041_Technical_GWh_After Competition Groups_29 | LED Parking Lot Fixture | 0.6728% | 0.085866 | 110.9598 | Residential_2041_Technical_GWh_After Competition Groups_LED Parking Lot Fixture
Residential | Res ¦ LED Downlight | 2041 | Achievable | GWh | After Competition Groups | 57.1047 | 439680.8186 | 0.43968 | 8641.0278 | 0.0066086 | 30 | Residential_2041_Achievable_GWh_After Competition Groups_30 | LED Downlight | 0.6609% | 0.43968 | 57.1047 | Residential_2041_Achievable_GWh_After Competition Groups_LED Downlight
Residential | Res ¦ Home Energy Reports | 2041 | Technical | GWh | After Competition Groups | 107.9364 | 1529718.6786 | 1.5297 | 16493.2732 | 0.0065443 | 30 | Residential_2041_Technical_GWh_After Competition Groups_30 | Home Energy Reports | 0.6544% | 1.5297 | 107.9364 | Residential_2041_Technical_GWh_After Competition Groups_Home Energy Reports
Residential | Res ¦ Radiant Barrier | 2041 | Achievable | GWh | After Competition Groups | 56.2601 | 19026318.0428 | 19.0263 | 8641.0278 | 0.0065108 | 31 | Residential_2041_Achievable_GWh_After Competition Groups_31 | Radiant Barrier | 0.6511% | 19.0263 | 56.2601 | Residential_2041_Achievable_GWh_After Competition Groups_Radiant Barrier
Residential | Res ¦ Energy Star Ceiling Fan/Lighting | 2041 | Technical | GWh | After Competition Groups | 103.8506 | 0 | 0 | 16493.2732 | 0.0062965 | 31 | Residential_2041_Technical_GWh_After Competition Groups_31 | Energy Star Ceiling Fan/Lighting | 0.6297% | 0 | 103.8506 | Residential_2041_Technical_GWh_After Competition Groups_Energy Star Ceiling Fan/Lighting
Residential | Res ¦ LED Exterior Area Lights - LED Fixture (200W) | 2041 | Achievable | GWh | After Competition Groups | 53.5318 | 243425.0339 | 0.24343 | 8641.0278 | 0.0061951 | 32 | Residential_2041_Achievable_GWh_After Competition Groups_32 | LED Exterior Area Lights - LED Fixture (200W) | 0.6195% | 0.24343 | 53.5318 | Residential_2041_Achievable_GWh_After Competition Groups_LED Exterior Area Lights - LED Fixture (200W)
Residential | Res ¦ LED Downlight | 2041 | Technical | GWh | After Competition Groups | 102.1393 | 439680.8186 | 0.43968 | 16493.2732 | 0.0061928 | 32 | Residential_2041_Technical_GWh_After Competition Groups_32 | LED Downlight | 0.6193% | 0.43968 | 102.1393 | Residential_2041_Technical_GWh_After Competition Groups_LED Downlight
Residential | Res ¦ Furnace with ECM | 2041 | Technical | GWh | After Competition Groups | 100.6549 | 8547035.6387 | 8.547 | 16493.2732 | 0.0061028 | 33 | Residential_2041_Technical_GWh_After Competition Groups_33 | Furnace with ECM | 0.6103% | 8.547 | 100.6549 | Residential_2041_Technical_GWh_After Competition Groups_Furnace with ECM
Residential | Res ¦ Ceiling Insulation | 2041 | Economic | GWh | After Competition Groups | 70.4186 | 6234102.4715 | 6.2341 | 12159.3094 | 0.0057913 | 27 | Residential_2041_Economic_GWh_After Competition Groups_27 | Ceiling Insulation | 0.5791% | 6.2341 | 70.4186 | Residential_2041_Economic_GWh_After Competition Groups_Ceiling Insulation
Residential | Res ¦ Occupancy Sensors MF | 2041 | Technical | GWh | After Competition Groups | 95.3286 | 1852.377 | 0.0018524 | 16493.2732 | 0.0057798 | 34 | Residential_2041_Technical_GWh_After Competition Groups_34 | Occupancy Sensors MF | 0.578% | 0.0018524 | 95.3286 | Residential_2041_Technical_GWh_After Competition Groups_Occupancy Sensors MF
Residential | Res ¦ Refrigerator Recycling | 2041 | Economic | GWh | After Competition Groups | 69.5078 | 124598.3015 | 0.1246 | 12159.3094 | 0.0057164 | 28 | Residential_2041_Economic_GWh_After Competition Groups_28 | Refrigerator Recycling | 0.5716% | 0.1246 | 69.5078 | Residential_2041_Economic_GWh_After Competition Groups_Refrigerator Recycling
Residential | Res ¦ Energy Star Freezer | 2041 | Technical | GWh | After Competition Groups | 93.8017 | 2554845.8795 | 2.5548 | 16493.2732 | 0.0056873 | 35 | Residential_2041_Technical_GWh_After Competition Groups_35 | Energy Star Freezer | 0.5687% | 2.5548 | 93.8017 | Residential_2041_Technical_GWh_After Competition Groups_Energy Star Freezer
Residential | Res ¦ Radiant Barrier | 2041 | Technical | GWh | After Competition Groups | 92.6935 | 19026318.0428 | 19.0263 | 16493.2732 | 0.0056201 | 36 | Residential_2041_Technical_GWh_After Competition Groups_36 | Radiant Barrier | 0.562% | 19.0263 | 92.6935 | Residential_2041_Technical_GWh_After Competition Groups_Radiant Barrier
Residential | Res ¦ Advanced BAS/Controllers | 2041 | Achievable | GWh | After Competition Groups | 46.6125 | 74493.3944 | 0.074493 | 8641.0278 | 0.0053943 | 33 | Residential_2041_Achievable_GWh_After Competition Groups_33 | Advanced BAS/Controllers | 0.5394% | 0.074493 | 46.6125 | Residential_2041_Achievable_GWh_After Competition Groups_Advanced BAS/Controllers
Residential | Res ¦ Clothes Drying Racks | 2041 | Economic | GWh | After Competition Groups | 63.464 | 539523.9693 | 0.53952 | 12159.3094 | 0.0052194 | 29 | Residential_2041_Economic_GWh_After Competition Groups_29 | Clothes Drying Racks | 0.5219% | 0.53952 | 63.464 | Residential_2041_Economic_GWh_After Competition Groups_Clothes Drying Racks
Residential | Res ¦ Freezer Recycling | 2041 | Economic | GWh | After Competition Groups | 60.9829 | 2723399.3632 | 2.7234 | 12159.3094 | 0.0050153 | 30 | Residential_2041_Economic_GWh_After Competition Groups_30 | Freezer Recycling | 0.5015% | 2.7234 | 60.9829 | Residential_2041_Economic_GWh_After Competition Groups_Freezer Recycling
Residential | Res ¦ Variable Refrigerant Flow Heat Pump | 2041 | Achievable | GWh | After Competition Groups | 39.6269 | 8808858.1668 | 8.8089 | 8641.0278 | 0.0045859 | 34 | Residential_2041_Achievable_GWh_After Competition Groups_34 | Variable Refrigerant Flow Heat Pump | 0.4586% | 8.8089 | 39.6269 | Residential_2041_Achievable_GWh_After Competition Groups_Variable Refrigerant Flow Heat Pump
Residential | Res ¦ Furnace Whistle | 2041 | Achievable | GWh | After Competition Groups | 39.0611 | 2896.6854 | 0.0028967 | 8641.0278 | 0.0045204 | 35 | Residential_2041_Achievable_GWh_After Competition Groups_35 | Furnace Whistle | 0.452% | 0.0028967 | 39.0611 | Residential_2041_Achievable_GWh_After Competition Groups_Furnace Whistle
Residential | Res ¦ Ceiling Insulation | 2041 | Technical | GWh | After Competition Groups | 72.4246 | 6234102.4715 | 6.2341 | 16493.2732 | 0.0043912 | 37 | Residential_2041_Technical_GWh_After Competition Groups_37 | Ceiling Insulation | 0.4391% | 6.2341 | 72.4246 | Residential_2041_Technical_GWh_After Competition Groups_Ceiling Insulation
Residential | Res ¦ Heat Pump Water Heater | 2041 | Technical | GWh | After Competition Groups | 72.2858 | 357447.3805 | 0.35745 | 16493.2732 | 0.0043827 | 38 | Residential_2041_Technical_GWh_After Competition Groups_38 | Heat Pump Water Heater | 0.4383% | 0.35745 | 72.2858 | Residential_2041_Technical_GWh_After Competition Groups_Heat Pump Water Heater
Residential | Res ¦ Window Film | 2041 | Technical | GWh | After Competition Groups | 72.2072 | 0 | 0 | 16493.2732 | 0.004378 | 39 | Residential_2041_Technical_GWh_After Competition Groups_39 | Window Film | 0.4378% | 0 | 72.2072 | Residential_2041_Technical_GWh_After Competition Groups_Window Film
Residential | Res ¦ LED Exterior Area Lights - LED Fixture (200W) | 2041 | Economic | GWh | After Competition Groups | 52.789 | 243425.0339 | 0.24343 | 12159.3094 | 0.0043414 | 31 | Residential_2041_Economic_GWh_After Competition Groups_31 | LED Exterior Area Lights - LED Fixture (200W) | 0.4341% | 0.24343 | 52.789 | Residential_2041_Economic_GWh_After Competition Groups_LED Exterior Area Lights - LED Fixture (200W)
Residential | Res ¦ Heat Recovery Ventilator | 2041 | Economic | GWh | After Competition Groups | 52.6189 | 0 | 0 | 12159.3094 | 0.0043275 | 32 | Residential_2041_Economic_GWh_After Competition Groups_32 | Heat Recovery Ventilator | 0.4327% | 0 | 52.6189 | Residential_2041_Economic_GWh_After Competition Groups_Heat Recovery Ventilator
Residential | Res ¦ Outside Air Economizer | 2041 | Achievable | GWh | After Competition Groups | 37.1645 | 98480.4717 | 0.09848 | 8641.0278 | 0.0043009 | 36 | Residential_2041_Achievable_GWh_After Competition Groups_36 | Outside Air Economizer | 0.4301% | 0.09848 | 37.1645 | Residential_2041_Achievable_GWh_After Competition Groups_Outside Air Economizer
Residential | Res ¦ Duct Insulation | 2041 | Economic | GWh | After Competition Groups | 51.3795 | 300601.4488 | 0.3006 | 12159.3094 | 0.0042255 | 33 | Residential_2041_Economic_GWh_After Competition Groups_33 | Duct Insulation | 0.4226% | 0.3006 | 51.3795 | Residential_2041_Economic_GWh_After Competition Groups_Duct Insulation
Residential | Res ¦ Refrigerator Recycling | 2041 | Technical | GWh | After Competition Groups | 69.5078 | 124598.3015 | 0.1246 | 16493.2732 | 0.0042143 | 40 | Residential_2041_Technical_GWh_After Competition Groups_40 | Refrigerator Recycling | 0.4214% | 0.1246 | 69.5078 | Residential_2041_Technical_GWh_After Competition Groups_Refrigerator Recycling
Residential | Res ¦ Floor Insulation | 2041 | Economic | GWh | After Competition Groups | 48.7122 | 2421389.6713 | 2.4214 | 12159.3094 | 0.0040062 | 34 | Residential_2041_Economic_GWh_After Competition Groups_34 | Floor Insulation | 0.4006% | 2.4214 | 48.7122 | Residential_2041_Economic_GWh_After Competition Groups_Floor Insulation
Residential | Res ¦ Clothes Drying Racks | 2041 | Technical | GWh | After Competition Groups | 63.464 | 539523.9693 | 0.53952 | 16493.2732 | 0.0038479 | 41 | Residential_2041_Technical_GWh_After Competition Groups_41 | Clothes Drying Racks | 0.3848% | 0.53952 | 63.464 | Residential_2041_Technical_GWh_After Competition Groups_Clothes Drying Racks
Residential | Res ¦ Home Energy Reports | 2041 | Economic | GWh | After Competition Groups | 46.4718 | 1529718.6786 | 1.5297 | 12159.3094 | 0.0038219 | 35 | Residential_2041_Economic_GWh_After Competition Groups_35 | Home Energy Reports | 0.3822% | 1.5297 | 46.4718 | Residential_2041_Economic_GWh_After Competition Groups_Home Energy Reports
Residential | Res ¦ Energy Star Freezer | 2041 | Economic | GWh | After Competition Groups | 45.1822 | 2554845.8795 | 2.5548 | 12159.3094 | 0.0037159 | 36 | Residential_2041_Economic_GWh_After Competition Groups_36 | Energy Star Freezer | 0.3716% | 2.5548 | 45.1822 | Residential_2041_Economic_GWh_After Competition Groups_Energy Star Freezer
Residential | Res ¦ Freezer Recycling | 2041 | Technical | GWh | After Competition Groups | 60.9829 | 2723399.3632 | 2.7234 | 16493.2732 | 0.0036974 | 42 | Residential_2041_Technical_GWh_After Competition Groups_42 | Freezer Recycling | 0.3697% | 2.7234 | 60.9829 | Residential_2041_Technical_GWh_After Competition Groups_Freezer Recycling
Residential | Res ¦ Duct Insulation | 2041 | Technical | GWh | After Competition Groups | 60.388 | 300601.4488 | 0.3006 | 16493.2732 | 0.0036614 | 43 | Residential_2041_Technical_GWh_After Competition Groups_43 | Duct Insulation | 0.3661% | 0.3006 | 60.388 | Residential_2041_Technical_GWh_After Competition Groups_Duct Insulation
Residential | Res ¦ Central Lighting Control System | 2041 | Technical | GWh | After Competition Groups | 57.2336 | 0 | 0 | 16493.2732 | 0.0034701 | 44 | Residential_2041_Technical_GWh_After Competition Groups_44 | Central Lighting Control System | 0.347% | 0 | 57.2336 | Residential_2041_Technical_GWh_After Competition Groups_Central Lighting Control System
Residential | Res ¦ Home Energy Reports | 2041 | Achievable | GWh | After Competition Groups | 29.2297 | 1524684.1359 | 1.5247 | 8641.0278 | 0.0033827 | 37 | Residential_2041_Achievable_GWh_After Competition Groups_37 | Home Energy Reports | 0.3383% | 1.5247 | 29.2297 | Residential_2041_Achievable_GWh_After Competition Groups_Home Energy Reports
Residential | Res ¦ Heat Recovery Ventilator | 2041 | Technical | GWh | After Competition Groups | 55.3847 | 0 | 0 | 16493.2732 | 0.003358 | 45 | Residential_2041_Technical_GWh_After Competition Groups_45 | Heat Recovery Ventilator | 0.3358% | 0 | 55.3847 | Residential_2041_Technical_GWh_After Competition Groups_Heat Recovery Ventilator
Residential | Res ¦ Duct Insulation | 2041 | Achievable | GWh | After Competition Groups | 28.2578 | 300601.4488 | 0.3006 | 8641.0278 | 0.0032702 | 38 | Residential_2041_Achievable_GWh_After Competition Groups_38 | Duct Insulation | 0.327% | 0.3006 | 28.2578 | Residential_2041_Achievable_GWh_After Competition Groups_Duct Insulation
Residential | Res ¦ LED Tube Re-Lamp | 2041 | Achievable | GWh | After Competition Groups | 28.2182 | 329550.3978 | 0.32955 | 8641.0278 | 0.0032656 | 39 | Residential_2041_Achievable_GWh_After Competition Groups_39 | LED Tube Re-Lamp | 0.3266% | 0.32955 | 28.2182 | Residential_2041_Achievable_GWh_After Competition Groups_LED Tube Re-Lamp
Residential | Res ¦ Advanced BAS/Controllers | 2041 | Economic | GWh | After Competition Groups | 39.5005 | 74493.3944 | 0.074493 | 12159.3094 | 0.0032486 | 37 | Residential_2041_Economic_GWh_After Competition Groups_37 | Advanced BAS/Controllers | 0.3249% | 0.074493 | 39.5005 | Residential_2041_Economic_GWh_After Competition Groups_Advanced BAS/Controllers
Residential | Res ¦ LED Exterior Area Lights - LED Fixture (200W) | 2041 | Technical | GWh | After Competition Groups | 52.789 | 243425.0339 | 0.24343 | 16493.2732 | 0.0032006 | 46 | Residential_2041_Technical_GWh_After Competition Groups_46 | LED Exterior Area Lights - LED Fixture (200W) | 0.3201% | 0.24343 | 52.789 | Residential_2041_Technical_GWh_After Competition Groups_LED Exterior Area Lights - LED Fixture (200W)
Residential | Res ¦ INTEGRAL LED TROFFERS | 2041 | Technical | GWh | After Competition Groups | 52.2434 | 0 | 0 | 16493.2732 | 0.0031676 | 47 | Residential_2041_Technical_GWh_After Competition Groups_47 | INTEGRAL LED TROFFERS | 0.3168% | 0 | 52.2434 | Residential_2041_Technical_GWh_After Competition Groups_INTEGRAL LED TROFFERS
Residential | Res ¦ Wall Insulation | 2041 | Achievable | GWh | After Competition Groups | 26.2047 | 5967555.6903 | 5.9676 | 8641.0278 | 0.0030326 | 40 | Residential_2041_Achievable_GWh_After Competition Groups_40 | Wall Insulation | 0.3033% | 5.9676 | 26.2047 | Residential_2041_Achievable_GWh_After Competition Groups_Wall Insulation
Residential | Res ¦ Floor Insulation | 2041 | Technical | GWh | After Competition Groups | 48.7122 | 2421389.6713 | 2.4214 | 16493.2732 | 0.0029535 | 48 | Residential_2041_Technical_GWh_After Competition Groups_48 | Floor Insulation | 0.2953% | 2.4214 | 48.7122 | Residential_2041_Technical_GWh_After Competition Groups_Floor Insulation
Residential | Res ¦ Early Hot Water Heater Replacement | 2041 | Achievable | GWh | After Competition Groups | 25.3254 | 2657897.1495 | 2.6579 | 8641.0278 | 0.0029308 | 41 | Residential_2041_Achievable_GWh_After Competition Groups_41 | Early Hot Water Heater Replacement | 0.2931% | 2.6579 | 25.3254 | Residential_2041_Achievable_GWh_After Competition Groups_Early Hot Water Heater Replacement
Residential | Res ¦ Tankless Water Heater | 2041 | Achievable | GWh | After Competition Groups | 25.1188 | 1353754.5493 | 1.3538 | 8641.0278 | 0.0029069 | 42 | Residential_2041_Achievable_GWh_After Competition Groups_42 | Tankless Water Heater | 0.2907% | 1.3538 | 25.1188 | Residential_2041_Achievable_GWh_After Competition Groups_Tankless Water Heater
Residential | Res ¦ Minimize Hot and Warm Clothes Wash | 2041 | Achievable | GWh | After Competition Groups | 24.9488 | 0 | 0 | 8641.0278 | 0.0028872 | 43 | Residential_2041_Achievable_GWh_After Competition Groups_43 | Minimize Hot and Warm Clothes Wash | 0.2887% | 0 | 24.9488 | Residential_2041_Achievable_GWh_After Competition Groups_Minimize Hot and Warm Clothes Wash
Residential | Res ¦ Floor Insulation | 2041 | Achievable | GWh | After Competition Groups | 24.3339 | 2421389.6713 | 2.4214 | 8641.0278 | 0.0028161 | 44 | Residential_2041_Achievable_GWh_After Competition Groups_44 | Floor Insulation | 0.2816% | 2.4214 | 24.3339 | Residential_2041_Achievable_GWh_After Competition Groups_Floor Insulation
Residential | Res ¦ Outside Air Economizer | 2041 | Economic | GWh | After Competition Groups | 34.0432 | 98480.4717 | 0.09848 | 12159.3094 | 0.0027998 | 38 | Residential_2041_Economic_GWh_After Competition Groups_38 | Outside Air Economizer | 0.28% | 0.09848 | 34.0432 | Residential_2041_Economic_GWh_After Competition Groups_Outside Air Economizer
Residential | Res ¦ Minimize Hot and Warm Clothes Wash | 2041 | Economic | GWh | After Competition Groups | 33.7991 | 0 | 0 | 12159.3094 | 0.0027797 | 39 | Residential_2041_Economic_GWh_After Competition Groups_39 | Minimize Hot and Warm Clothes Wash | 0.278% | 0 | 33.7991 | Residential_2041_Economic_GWh_After Competition Groups_Minimize Hot and Warm Clothes Wash
Residential | Res ¦ Furnace Whistle | 2041 | Economic | GWh | After Competition Groups | 33.1006 | 2896.6854 | 0.0028967 | 12159.3094 | 0.0027222 | 40 | Residential_2041_Economic_GWh_After Competition Groups_40 | Furnace Whistle | 0.2722% | 0.0028967 | 33.1006 | Residential_2041_Economic_GWh_After Competition Groups_Furnace Whistle
Residential | Res ¦ LED Tube Re-Lamp | 2041 | Technical | GWh | After Competition Groups | 42.7208 | 329550.3978 | 0.32955 | 16493.2732 | 0.0025902 | 49 | Residential_2041_Technical_GWh_After Competition Groups_49 | LED Tube Re-Lamp | 0.259% | 0.32955 | 42.7208 | Residential_2041_Technical_GWh_After Competition Groups_LED Tube Re-Lamp
Residential | Res ¦ Variable Refrigerant Flow Heat Pump | 2041 | Economic | GWh | After Competition Groups | 31.0763 | 8808858.1668 | 8.8089 | 12159.3094 | 0.0025558 | 41 | Residential_2041_Economic_GWh_After Competition Groups_41 | Variable Refrigerant Flow Heat Pump | 0.2556% | 8.8089 | 31.0763 | Residential_2041_Economic_GWh_After Competition Groups_Variable Refrigerant Flow Heat Pump
Residential | Res ¦ Dehumidifier Recycling | 2041 | Technical | GWh | After Competition Groups | 41.8838 | 0 | 0 | 16493.2732 | 0.0025394 | 50 | Residential_2041_Technical_GWh_After Competition Groups_50 | Dehumidifier Recycling | 0.2539% | 0 | 41.8838 | Residential_2041_Technical_GWh_After Competition Groups_Dehumidifier Recycling
Residential | Res ¦ Early Hot Water Heater Replacement | 2041 | Economic | GWh | After Competition Groups | 30.056 | 2657897.1495 | 2.6579 | 12159.3094 | 0.0024719 | 42 | Residential_2041_Economic_GWh_After Competition Groups_42 | Early Hot Water Heater Replacement | 0.2472% | 2.6579 | 30.056 | Residential_2041_Economic_GWh_After Competition Groups_Early Hot Water Heater Replacement
Residential | Res ¦ LED Tube Re-Lamp | 2041 | Economic | GWh | After Competition Groups | 29.9818 | 329550.3978 | 0.32955 | 12159.3094 | 0.0024657 | 43 | Residential_2041_Economic_GWh_After Competition Groups_43 | LED Tube Re-Lamp | 0.2466% | 0.32955 | 29.9818 | Residential_2041_Economic_GWh_After Competition Groups_LED Tube Re-Lamp
Residential | Res ¦ Advanced BAS/Controllers | 2041 | Technical | GWh | After Competition Groups | 39.5005 | 74493.3944 | 0.074493 | 16493.2732 | 0.0023949 | 51 | Residential_2041_Technical_GWh_After Competition Groups_51 | Advanced BAS/Controllers | 0.2395% | 0.074493 | 39.5005 | Residential_2041_Technical_GWh_After Competition Groups_Advanced BAS/Controllers
Residential | Res ¦ ENERGY STAR LED LAMPS (REFLECTOR LAMPs/MR16/PAR 16) | 2041 | Achievable | GWh | After Competition Groups | 20.6224 | 41144.0532 | 0.041144 | 8641.0278 | 0.0023866 | 45 | Residential_2041_Achievable_GWh_After Competition Groups_45 | ENERGY STAR LED LAMPS (REFLECTOR LAMPs/MR16/PAR 16) | 0.2387% | 0.041144 | 20.6224 | Residential_2041_Achievable_GWh_After Competition Groups_ENERGY STAR LED LAMPS (REFLECTOR LAMPs/MR16/PAR 16)
Residential | Res ¦ CO Sensors for parking garage exhaust fans | 2041 | Achievable | GWh | After Competition Groups | 20.3358 | 209817.6244 | 0.20982 | 8641.0278 | 0.0023534 | 46 | Residential_2041_Achievable_GWh_After Competition Groups_46 | CO Sensors for parking garage exhaust fans | 0.2353% | 0.20982 | 20.3358 | Residential_2041_Achievable_GWh_After Competition Groups_CO Sensors for parking garage exhaust fans
Residential | Res ¦ Basement or Crawlspace Insulation | 2041 | Achievable | GWh | After Competition Groups | 20.2749 | 10519784.8534 | 10.5198 | 8641.0278 | 0.0023464 | 47 | Residential_2041_Achievable_GWh_After Competition Groups_47 | Basement or Crawlspace Insulation | 0.2346% | 10.5198 | 20.2749 | Residential_2041_Achievable_GWh_After Competition Groups_Basement or Crawlspace Insulation
Residential | Res ¦ High Efficiency Chiller (avg of water and air cooled) | 2041 | Achievable | GWh | After Competition Groups | 19.7415 | 160080.476 | 0.16008 | 8641.0278 | 0.0022846 | 48 | Residential_2041_Achievable_GWh_After Competition Groups_48 | High Efficiency Chiller (avg of water and air cooled) | 0.2285% | 0.16008 | 19.7415 | Residential_2041_Achievable_GWh_After Competition Groups_High Efficiency Chiller (avg of water and air cooled)
Residential | Res ¦ Duct Insulation MF | 2041 | Economic | GWh | After Competition Groups | 27.2103 | 1871337.9929 | 1.8713 | 12159.3094 | 0.0022378 | 44 | Residential_2041_Economic_GWh_After Competition Groups_44 | Duct Insulation MF | 0.2238% | 1.8713 | 27.2103 | Residential_2041_Economic_GWh_After Competition Groups_Duct Insulation MF
Residential | Res ¦ Heat Pump Water Heater | 2041 | Economic | GWh | After Competition Groups | 26.2211 | 357447.3805 | 0.35745 | 12159.3094 | 0.0021565 | 45 | Residential_2041_Economic_GWh_After Competition Groups_45 | Heat Pump Water Heater | 0.2156% | 0.35745 | 26.2211 | Residential_2041_Economic_GWh_After Competition Groups_Heat Pump Water Heater
Residential | Res ¦ Outside Air Economizer | 2041 | Technical | GWh | After Competition Groups | 34.0432 | 98480.4717 | 0.09848 | 16493.2732 | 0.0020641 | 52 | Residential_2041_Technical_GWh_After Competition Groups_52 | Outside Air Economizer | 0.2064% | 0.09848 | 34.0432 | Residential_2041_Technical_GWh_After Competition Groups_Outside Air Economizer
Residential | Res ¦ Minimize Hot and Warm Clothes Wash | 2041 | Technical | GWh | After Competition Groups | 33.7991 | 0 | 0 | 16493.2732 | 0.0020493 | 53 | Residential_2041_Technical_GWh_After Competition Groups_53 | Minimize Hot and Warm Clothes Wash | 0.2049% | 0 | 33.7991 | Residential_2041_Technical_GWh_After Competition Groups_Minimize Hot and Warm Clothes Wash
Residential | Res ¦ Tankless Water Heater | 2041 | Economic | GWh | After Competition Groups | 24.8335 | 1353754.5493 | 1.3538 | 12159.3094 | 0.0020423 | 46 | Residential_2041_Economic_GWh_After Competition Groups_46 | Tankless Water Heater | 0.2042% | 1.3538 | 24.8335 | Residential_2041_Economic_GWh_After Competition Groups_Tankless Water Heater
Residential | Res ¦ Energy Star Dehumidifier | 2041 | Economic | GWh | After Competition Groups | 24.623 | 2408034.2705 | 2.408 | 12159.3094 | 0.002025 | 47 | Residential_2041_Economic_GWh_After Competition Groups_47 | Energy Star Dehumidifier | 0.2025% | 2.408 | 24.623 | Residential_2041_Economic_GWh_After Competition Groups_Energy Star Dehumidifier
Residential | Res ¦ Drain Water Heat Recovery | 2041 | Achievable | GWh | After Competition Groups | 17.4289 | 1731227.9 | 1.7312 | 8641.0278 | 0.002017 | 49 | Residential_2041_Achievable_GWh_After Competition Groups_49 | Drain Water Heat Recovery | 0.2017% | 1.7312 | 17.4289 | Residential_2041_Achievable_GWh_After Competition Groups_Drain Water Heat Recovery
Residential | Res ¦ Furnace Whistle | 2041 | Technical | GWh | After Competition Groups | 33.1006 | 2896.6854 | 0.0028967 | 16493.2732 | 0.0020069 | 54 | Residential_2041_Technical_GWh_After Competition Groups_54 | Furnace Whistle | 0.2007% | 0.0028967 | 33.1006 | Residential_2041_Technical_GWh_After Competition Groups_Furnace Whistle
Residential | Res ¦ Energy Star Dehumidifier | 2041 | Achievable | GWh | After Competition Groups | 17.1408 | 2408034.2705 | 2.408 | 8641.0278 | 0.0019836 | 50 | Residential_2041_Achievable_GWh_After Competition Groups_50 | Energy Star Dehumidifier | 0.1984% | 2.408 | 17.1408 | Residential_2041_Achievable_GWh_After Competition Groups_Energy Star Dehumidifier
Residential | Res ¦ Variable Frequency Drive (VFD) | 2041 | Achievable | GWh | After Competition Groups | 16.8427 | 17881.4296 | 0.017881 | 8641.0278 | 0.0019492 | 51 | Residential_2041_Achievable_GWh_After Competition Groups_51 | Variable Frequency Drive (VFD) | 0.1949% | 0.017881 | 16.8427 | Residential_2041_Achievable_GWh_After Competition Groups_Variable Frequency Drive (VFD)
Residential | Res ¦ Energy Star Dishwasher | 2041 | Technical | GWh | After Competition Groups | 31.7119 | 0 | 0 | 16493.2732 | 0.0019227 | 55 | Residential_2041_Technical_GWh_After Competition Groups_55 | Energy Star Dishwasher | 0.1923% | 0 | 31.7119 | Residential_2041_Technical_GWh_After Competition Groups_Energy Star Dishwasher
Residential | Res ¦ Condensing Make Up Air Unit | 2041 | Achievable | GWh | After Competition Groups | 16.3426 | 1148994.8397 | 1.149 | 8641.0278 | 0.0018913 | 52 | Residential_2041_Achievable_GWh_After Competition Groups_52 | Condensing Make Up Air Unit | 0.1891% | 1.149 | 16.3426 | Residential_2041_Achievable_GWh_After Competition Groups_Condensing Make Up Air Unit
Residential | Res ¦ Early Hot Water Heater Replacement | 2041 | Technical | GWh | After Competition Groups | 30.056 | 2657897.1495 | 2.6579 | 16493.2732 | 0.0018223 | 56 | Residential_2041_Technical_GWh_After Competition Groups_56 | Early Hot Water Heater Replacement | 0.1822% | 2.6579 | 30.056 | Residential_2041_Technical_GWh_After Competition Groups_Early Hot Water Heater Replacement
Residential | Res ¦ Condensing Make Up Air Unit | 2041 | Economic | GWh | After Competition Groups | 22.0859 | 1148994.8397 | 1.149 | 12159.3094 | 0.0018164 | 48 | Residential_2041_Economic_GWh_After Competition Groups_48 | Condensing Make Up Air Unit | 0.1816% | 1.149 | 22.0859 | Residential_2041_Economic_GWh_After Competition Groups_Condensing Make Up Air Unit
Residential | Res ¦ Demand Control Ventilation | 2041 | Achievable | GWh | After Competition Groups | 15.5851 | 0 | 0 | 8641.0278 | 0.0018036 | 53 | Residential_2041_Achievable_GWh_After Competition Groups_53 | Demand Control Ventilation | 0.1804% | 0 | 15.5851 | Residential_2041_Achievable_GWh_After Competition Groups_Demand Control Ventilation
Residential | Res ¦ High Efficiency Chiller (avg of water and air cooled) | 2041 | Economic | GWh | After Competition Groups | 21.7401 | 160080.476 | 0.16008 | 12159.3094 | 0.0017879 | 49 | Residential_2041_Economic_GWh_After Competition Groups_49 | High Efficiency Chiller (avg of water and air cooled) | 0.1788% | 0.16008 | 21.7401 | Residential_2041_Economic_GWh_After Competition Groups_High Efficiency Chiller (avg of water and air cooled)
Residential | Res ¦ CO Sensors for parking garage exhaust fans | 2041 | Economic | GWh | After Competition Groups | 21.4787 | 209817.6244 | 0.20982 | 12159.3094 | 0.0017664 | 50 | Residential_2041_Economic_GWh_After Competition Groups_50 | CO Sensors for parking garage exhaust fans | 0.1766% | 0.20982 | 21.4787 | Residential_2041_Economic_GWh_After Competition Groups_CO Sensors for parking garage exhaust fans
Residential | Res ¦ Drain Water Heat Recovery | 2041 | Economic | GWh | After Competition Groups | 20.1754 | 1731227.9 | 1.7312 | 12159.3094 | 0.0016593 | 51 | Residential_2041_Economic_GWh_After Competition Groups_51 | Drain Water Heat Recovery | 0.1659% | 1.7312 | 20.1754 | Residential_2041_Economic_GWh_After Competition Groups_Drain Water Heat Recovery
Residential | Res ¦ Duct Insulation MF | 2041 | Technical | GWh | After Competition Groups | 27.2103 | 1871337.9929 | 1.8713 | 16493.2732 | 0.0016498 | 57 | Residential_2041_Technical_GWh_After Competition Groups_57 | Duct Insulation MF | 0.165% | 1.8713 | 27.2103 | Residential_2041_Technical_GWh_After Competition Groups_Duct Insulation MF
Residential | Res ¦ ENERGY STAR LED LAMPS (REFLECTOR LAMPs/MR16/PAR 16) | 2041 | Economic | GWh | After Competition Groups | 20.01 | 41144.0532 | 0.041144 | 12159.3094 | 0.0016457 | 52 | Residential_2041_Economic_GWh_After Competition Groups_52 | ENERGY STAR LED LAMPS (REFLECTOR LAMPs/MR16/PAR 16) | 0.1646% | 0.041144 | 20.01 | Residential_2041_Economic_GWh_After Competition Groups_ENERGY STAR LED LAMPS (REFLECTOR LAMPs/MR16/PAR 16)
Residential | Res ¦ LED Downlight | 2041 | Economic | GWh | After Competition Groups | 18.7947 | 439680.8186 | 0.43968 | 12159.3094 | 0.0015457 | 53 | Residential_2041_Economic_GWh_After Competition Groups_53 | LED Downlight | 0.1546% | 0.43968 | 18.7947 | Residential_2041_Economic_GWh_After Competition Groups_LED Downlight
Residential | Res ¦ Central Air Conditioner Maintenance | 2041 | Technical | GWh | After Competition Groups | 24.7439 | 0 | 0 | 16493.2732 | 0.0015002 | 58 | Residential_2041_Technical_GWh_After Competition Groups_58 | Central Air Conditioner Maintenance | 0.15% | 0 | 24.7439 | Residential_2041_Technical_GWh_After Competition Groups_Central Air Conditioner Maintenance
Residential | Res ¦ Energy Star Dehumidifier | 2041 | Technical | GWh | After Competition Groups | 24.623 | 2408034.2705 | 2.408 | 16493.2732 | 0.0014929 | 59 | Residential_2041_Technical_GWh_After Competition Groups_59 | Energy Star Dehumidifier | 0.1493% | 2.408 | 24.623 | Residential_2041_Technical_GWh_After Competition Groups_Energy Star Dehumidifier
Residential | Res ¦ Water Heater Temperature Setback | 2041 | Achievable | GWh | After Competition Groups | 12.4462 | 2931.7769 | 0.0029318 | 8641.0278 | 0.0014404 | 54 | Residential_2041_Achievable_GWh_After Competition Groups_54 | Water Heater Temperature Setback | 0.144% | 0.0029318 | 12.4462 | Residential_2041_Achievable_GWh_After Competition Groups_Water Heater Temperature Setback
Residential | Res ¦ Ceiling Insulation | 2041 | Achievable | GWh | After Competition Groups | 11.889 | 6234102.4715 | 6.2341 | 8641.0278 | 0.0013759 | 55 | Residential_2041_Achievable_GWh_After Competition Groups_55 | Ceiling Insulation | 0.1376% | 6.2341 | 11.889 | Residential_2041_Achievable_GWh_After Competition Groups_Ceiling Insulation
Residential | Res ¦ Duct Insulation MF | 2041 | Achievable | GWh | After Competition Groups | 11.7195 | 1871337.9929 | 1.8713 | 8641.0278 | 0.0013563 | 56 | Residential_2041_Achievable_GWh_After Competition Groups_56 | Duct Insulation MF | 0.1356% | 1.8713 | 11.7195 | Residential_2041_Achievable_GWh_After Competition Groups_Duct Insulation MF
Residential | Res ¦ Condensing Make Up Air Unit | 2041 | Technical | GWh | After Competition Groups | 22.0859 | 1148994.8397 | 1.149 | 16493.2732 | 0.0013391 | 60 | Residential_2041_Technical_GWh_After Competition Groups_60 | Condensing Make Up Air Unit | 0.1339% | 1.149 | 22.0859 | Residential_2041_Technical_GWh_After Competition Groups_Condensing Make Up Air Unit
Residential | Res ¦ High Efficiency Chiller (avg of water and air cooled) | 2041 | Technical | GWh | After Competition Groups | 21.7401 | 160080.476 | 0.16008 | 16493.2732 | 0.0013181 | 61 | Residential_2041_Technical_GWh_After Competition Groups_61 | High Efficiency Chiller (avg of water and air cooled) | 0.1318% | 0.16008 | 21.7401 | Residential_2041_Technical_GWh_After Competition Groups_High Efficiency Chiller (avg of water and air cooled)
Residential | Res ¦ Heat Recovery Ventilator | 2041 | Achievable | GWh | After Competition Groups | 11.3333 | 0 | 0 | 8641.0278 | 0.0013116 | 57 | Residential_2041_Achievable_GWh_After Competition Groups_57 | Heat Recovery Ventilator | 0.1312% | 0 | 11.3333 | Residential_2041_Achievable_GWh_After Competition Groups_Heat Recovery Ventilator
Residential | Res ¦ CO Sensors for parking garage exhaust fans | 2041 | Technical | GWh | After Competition Groups | 21.4787 | 209817.6244 | 0.20982 | 16493.2732 | 0.0013023 | 62 | Residential_2041_Technical_GWh_After Competition Groups_62 | CO Sensors for parking garage exhaust fans | 0.1302% | 0.20982 | 21.4787 | Residential_2041_Technical_GWh_After Competition Groups_CO Sensors for parking garage exhaust fans
Residential | Res ¦ Drain Water Heat Recovery | 2041 | Technical | GWh | After Competition Groups | 20.1754 | 1731227.9 | 1.7312 | 16493.2732 | 0.0012232 | 63 | Residential_2041_Technical_GWh_After Competition Groups_63 | Drain Water Heat Recovery | 0.1223% | 1.7312 | 20.1754 | Residential_2041_Technical_GWh_After Competition Groups_Drain Water Heat Recovery
Residential | Res ¦ ENERGY STAR LED LAMPS (REFLECTOR LAMPs/MR16/PAR 16) | 2041 | Technical | GWh | After Competition Groups | 20.01 | 41144.0532 | 0.041144 | 16493.2732 | 0.0012132 | 64 | Residential_2041_Technical_GWh_After Competition Groups_64 | ENERGY STAR LED LAMPS (REFLECTOR LAMPs/MR16/PAR 16) | 0.1213% | 0.041144 | 20.01 | Residential_2041_Technical_GWh_After Competition Groups_ENERGY STAR LED LAMPS (REFLECTOR LAMPs/MR16/PAR 16)
Residential | Res ¦ Demand Control Ventilation | 2041 | Economic | GWh | After Competition Groups | 14.5147 | 0 | 0 | 12159.3094 | 0.0011937 | 54 | Residential_2041_Economic_GWh_After Competition Groups_54 | Demand Control Ventilation | 0.1194% | 0 | 14.5147 | Residential_2041_Economic_GWh_After Competition Groups_Demand Control Ventilation
Residential | Res ¦ Variable Frequency Drive (VFD) | 2041 | Economic | GWh | After Competition Groups | 14.2727 | 17881.4296 | 0.017881 | 12159.3094 | 0.0011738 | 55 | Residential_2041_Economic_GWh_After Competition Groups_55 | Variable Frequency Drive (VFD) | 0.1174% | 0.017881 | 14.2727 | Residential_2041_Economic_GWh_After Competition Groups_Variable Frequency Drive (VFD)
Residential | Res ¦ Demand Control Ventilation | 2041 | Technical | GWh | After Competition Groups | 18.166 | 0 | 0 | 16493.2732 | 0.0011014 | 65 | Residential_2041_Technical_GWh_After Competition Groups_65 | Demand Control Ventilation | 0.1101% | 0 | 18.166 | Residential_2041_Technical_GWh_After Competition Groups_Demand Control Ventilation
Residential | Res ¦ Water Heater Temperature Setback | 2041 | Economic | GWh | After Competition Groups | 10.547 | 2931.7769 | 0.0029318 | 12159.3094 | 0.0008674 | 56 | Residential_2041_Economic_GWh_After Competition Groups_56 | Water Heater Temperature Setback | 0.08674% | 0.0029318 | 10.547 | Residential_2041_Economic_GWh_After Competition Groups_Water Heater Temperature Setback
Residential | Res ¦ Variable Frequency Drive (VFD) | 2041 | Technical | GWh | After Competition Groups | 14.2727 | 17881.4296 | 0.017881 | 16493.2732 | 0.00086537 | 66 | Residential_2041_Technical_GWh_After Competition Groups_66 | Variable Frequency Drive (VFD) | 0.08654% | 0.017881 | 14.2727 | Residential_2041_Technical_GWh_After Competition Groups_Variable Frequency Drive (VFD)
Residential | Res ¦ DHW Recirculation Systems | 2041 | Economic | GWh | After Competition Groups | 9.5018 | 1633037.5599 | 1.633 | 12159.3094 | 0.00078144 | 57 | Residential_2041_Economic_GWh_After Competition Groups_57 | DHW Recirculation Systems | 0.07814% | 1.633 | 9.5018 | Residential_2041_Economic_GWh_After Competition Groups_DHW Recirculation Systems
Residential | Res ¦ Water Heater Temperature Setback | 2041 | Technical | GWh | After Competition Groups | 10.547 | 2931.7769 | 0.0029318 | 16493.2732 | 0.00063947 | 67 | Residential_2041_Technical_GWh_After Competition Groups_67 | Water Heater Temperature Setback | 0.06395% | 0.0029318 | 10.547 | Residential_2041_Technical_GWh_After Competition Groups_Water Heater Temperature Setback
Residential | Res ¦ VFD on Pumps | 2041 | Achievable | GWh | After Competition Groups | 5.1793 | 6698.6764 | 0.0066987 | 8641.0278 | 0.00059939 | 58 | Residential_2041_Achievable_GWh_After Competition Groups_58 | VFD on Pumps | 0.05994% | 0.0066987 | 5.1793 | Residential_2041_Achievable_GWh_After Competition Groups_VFD on Pumps
Residential | Res ¦ DHW Recirculation Systems | 2041 | Achievable | GWh | After Competition Groups | 5.153 | 1633037.5599 | 1.633 | 8641.0278 | 0.00059634 | 59 | Residential_2041_Achievable_GWh_After Competition Groups_59 | DHW Recirculation Systems | 0.05963% | 1.633 | 5.153 | Residential_2041_Achievable_GWh_After Competition Groups_DHW Recirculation Systems
Residential | Res ¦ DHW Recirculation Systems | 2041 | Technical | GWh | After Competition Groups | 9.5018 | 1633037.5599 | 1.633 | 16493.2732 | 0.0005761 | 68 | Residential_2041_Technical_GWh_After Competition Groups_68 | DHW Recirculation Systems | 0.05761% | 1.633 | 9.5018 | Residential_2041_Technical_GWh_After Competition Groups_DHW Recirculation Systems
Residential | Res ¦ Air Source Heat Pump Maintenance | 2041 | Technical | GWh | After Competition Groups | 8.5746 | 0 | 0 | 16493.2732 | 0.00051988 | 69 | Residential_2041_Technical_GWh_After Competition Groups_69 | Air Source Heat Pump Maintenance | 0.05199% | 0 | 8.5746 | Residential_2041_Technical_GWh_After Competition Groups_Air Source Heat Pump Maintenance
Residential | Res ¦ ENERGY STAR LED Lamps (General Service Lamps) | 2041 | Achievable | GWh | After Competition Groups | 3.6291 | 7469.6961 | 0.0074697 | 8641.0278 | 0.00041998 | 60 | Residential_2041_Achievable_GWh_After Competition Groups_60 | ENERGY STAR LED Lamps (General Service Lamps) | 0.042% | 0.0074697 | 3.6291 | Residential_2041_Achievable_GWh_After Competition Groups_ENERGY STAR LED Lamps (General Service Lamps)
Residential | Res ¦ ECM MOTORS FOR HVAC APPLICATION (FAN-POWERED VAV BOX) | 2041 | Achievable | GWh | After Competition Groups | 3.2231 | 23581.0116 | 0.023581 | 8641.0278 | 0.000373 | 61 | Residential_2041_Achievable_GWh_After Competition Groups_61 | ECM MOTORS FOR HVAC APPLICATION (FAN-POWERED VAV BOX) | 0.0373% | 0.023581 | 3.2231 | Residential_2041_Achievable_GWh_After Competition Groups_ECM MOTORS FOR HVAC APPLICATION (FAN-POWERED VAV BOX)
Residential | Res ¦ VFD on Pumps | 2041 | Economic | GWh | After Competition Groups | 4.389 | 6698.6764 | 0.0066987 | 12159.3094 | 0.00036096 | 58 | Residential_2041_Economic_GWh_After Competition Groups_58 | VFD on Pumps | 0.0361% | 0.0066987 | 4.389 | Residential_2041_Economic_GWh_After Competition Groups_VFD on Pumps
Residential | Res ¦ Heat Pump Water Heater | 2041 | Achievable | GWh | After Competition Groups | 2.8534 | 377709.6103 | 0.37771 | 8641.0278 | 0.00033022 | 62 | Residential_2041_Achievable_GWh_After Competition Groups_62 | Heat Pump Water Heater | 0.03302% | 0.37771 | 2.8534 | Residential_2041_Achievable_GWh_After Competition Groups_Heat Pump Water Heater
Residential | Res ¦ ENERGY STAR LED Lamps (General Service Lamps) | 2041 | Economic | GWh | After Competition Groups | 3.5801 | 7469.6961 | 0.0074697 | 12159.3094 | 0.00029444 | 59 | Residential_2041_Economic_GWh_After Competition Groups_59 | ENERGY STAR LED Lamps (General Service Lamps) | 0.02944% | 0.0074697 | 3.5801 | Residential_2041_Economic_GWh_After Competition Groups_ENERGY STAR LED Lamps (General Service Lamps)
Residential | Res ¦ ECM MOTORS FOR HVAC APPLICATION (FAN-POWERED VAV BOX) | 2041 | Economic | GWh | After Competition Groups | 3.4752 | 23581.0116 | 0.023581 | 12159.3094 | 0.0002858 | 60 | Residential_2041_Economic_GWh_After Competition Groups_60 | ECM MOTORS FOR HVAC APPLICATION (FAN-POWERED VAV BOX) | 0.02858% | 0.023581 | 3.4752 | Residential_2041_Economic_GWh_After Competition Groups_ECM MOTORS FOR HVAC APPLICATION (FAN-POWERED VAV BOX)
Residential | Res ¦ Tankless Water Heater | 2041 | Technical | GWh | After Competition Groups | 4.4892 | 97874.8217 | 0.097875 | 16493.2732 | 0.00027218 | 70 | Residential_2041_Technical_GWh_After Competition Groups_70 | Tankless Water Heater | 0.02722% | 0.097875 | 4.4892 | Residential_2041_Technical_GWh_After Competition Groups_Tankless Water Heater
Residential | Res ¦ Beverage Vending Machine Controls | 2041 | Achievable | GWh | After Competition Groups | 2.3145 | 10918.3257 | 0.010918 | 8641.0278 | 0.00026786 | 63 | Residential_2041_Achievable_GWh_After Competition Groups_63 | Beverage Vending Machine Controls | 0.02679% | 0.010918 | 2.3145 | Residential_2041_Achievable_GWh_After Competition Groups_Beverage Vending Machine Controls
Residential | Res ¦ VFD on Pumps | 2041 | Technical | GWh | After Competition Groups | 4.389 | 6698.6764 | 0.0066987 | 16493.2732 | 0.00026611 | 71 | Residential_2041_Technical_GWh_After Competition Groups_71 | VFD on Pumps | 0.02661% | 0.0066987 | 4.389 | Residential_2041_Technical_GWh_After Competition Groups_VFD on Pumps
Residential | Res ¦ ENERGY STAR LED Lamps (General Service Lamps) | 2041 | Technical | GWh | After Competition Groups | 3.5801 | 7469.6961 | 0.0074697 | 16493.2732 | 0.00021707 | 72 | Residential_2041_Technical_GWh_After Competition Groups_72 | ENERGY STAR LED Lamps (General Service Lamps) | 0.02171% | 0.0074697 | 3.5801 | Residential_2041_Technical_GWh_After Competition Groups_ENERGY STAR LED Lamps (General Service Lamps)
Residential | Res ¦ ECM MOTORS FOR HVAC APPLICATION (FAN-POWERED VAV BOX) | 2041 | Technical | GWh | After Competition Groups | 3.4752 | 23581.0116 | 0.023581 | 16493.2732 | 0.0002107 | 73 | Residential_2041_Technical_GWh_After Competition Groups_73 | ECM MOTORS FOR HVAC APPLICATION (FAN-POWERED VAV BOX) | 0.02107% | 0.023581 | 3.4752 | Residential_2041_Technical_GWh_After Competition Groups_ECM MOTORS FOR HVAC APPLICATION (FAN-POWERED VAV BOX)
Residential | Res ¦ HVAC Optimization | 2041 | Technical | GWh | After Competition Groups | 3.3937 | 0 | 0 | 16493.2732 | 0.00020576 | 74 | Residential_2041_Technical_GWh_After Competition Groups_74 | HVAC Optimization | 0.02058% | 0 | 3.3937 | Residential_2041_Technical_GWh_After Competition Groups_HVAC Optimization
Residential | Res ¦ Beverage Vending Machine Controls | 2041 | Economic | GWh | After Competition Groups | 2.4558 | 10918.3257 | 0.010918 | 12159.3094 | 0.00020197 | 61 | Residential_2041_Economic_GWh_After Competition Groups_61 | Beverage Vending Machine Controls | 0.0202% | 0.010918 | 2.4558 | Residential_2041_Economic_GWh_After Competition Groups_Beverage Vending Machine Controls
Residential | Res ¦ Beverage Vending Machine Controls | 2041 | Technical | GWh | After Competition Groups | 2.4558 | 10918.3257 | 0.010918 | 16493.2732 | 0.0001489 | 75 | Residential_2041_Technical_GWh_After Competition Groups_75 | Beverage Vending Machine Controls | 0.01489% | 0.010918 | 2.4558 | Residential_2041_Technical_GWh_After Competition Groups_Beverage Vending Machine Controls
Residential | Res ¦ Networked/ Connected - Indoor LED Luminaire | 2041 | Achievable | GWh | After Competition Groups | 0.67607 | 291512.6262 | 0.29151 | 8641.0278 | 7.8239e-05 | 64 | Residential_2041_Achievable_GWh_After Competition Groups_64 | Networked/ Connected - Indoor LED Luminaire | 0.007824% | 0.29151 | 0.67607 | Residential_2041_Achievable_GWh_After Competition Groups_Networked/ Connected - Indoor LED Luminaire
Residential | Res ¦ Air Source Heat Pump | 2041 | Achievable | GWh | After Competition Groups | 0.63131 | 25808.3931 | 0.025808 | 8641.0278 | 7.3059e-05 | 65 | Residential_2041_Achievable_GWh_After Competition Groups_65 | Air Source Heat Pump | 0.007306% | 0.025808 | 0.63131 | Residential_2041_Achievable_GWh_After Competition Groups_Air Source Heat Pump
Residential | Res ¦ Chilled Water Optimization | 2041 | Achievable | GWh | After Competition Groups | 0.41075 | 205.5375 | 0.00020554 | 8641.0278 | 4.7535e-05 | 66 | Residential_2041_Achievable_GWh_After Competition Groups_66 | Chilled Water Optimization | 0.004754% | 0.00020554 | 0.41075 | Residential_2041_Achievable_GWh_After Competition Groups_Chilled Water Optimization
Residential | Res ¦ Chilled Water Optimization | 2041 | Economic | GWh | After Competition Groups | 0.54088 | 205.5375 | 0.00020554 | 12159.3094 | 4.4483e-05 | 62 | Residential_2041_Economic_GWh_After Competition Groups_62 | Chilled Water Optimization | 0.004448% | 0.00020554 | 0.54088 | Residential_2041_Economic_GWh_After Competition Groups_Chilled Water Optimization
Residential | Res ¦ Wall Insulation MF | 2041 | Economic | GWh | After Competition Groups | 0.51117 | 18454.0376 | 0.018454 | 12159.3094 | 4.2039e-05 | 63 | Residential_2041_Economic_GWh_After Competition Groups_63 | Wall Insulation MF | 0.004204% | 0.018454 | 0.51117 | Residential_2041_Economic_GWh_After Competition Groups_Wall Insulation MF
Residential | Res ¦ Chilled Water Optimization | 2041 | Technical | GWh | After Competition Groups | 0.54088 | 205.5375 | 0.00020554 | 16493.2732 | 3.2794e-05 | 76 | Residential_2041_Technical_GWh_After Competition Groups_76 | Chilled Water Optimization | 0.003279% | 0.00020554 | 0.54088 | Residential_2041_Technical_GWh_After Competition Groups_Chilled Water Optimization
Residential | Res ¦ Wall Insulation MF | 2041 | Technical | GWh | After Competition Groups | 0.53398 | 18454.0376 | 0.018454 | 16493.2732 | 3.2375e-05 | 77 | Residential_2041_Technical_GWh_After Competition Groups_77 | Wall Insulation MF | 0.003238% | 0.018454 | 0.53398 | Residential_2041_Technical_GWh_After Competition Groups_Wall Insulation MF
Residential | Res ¦ LED High Bay Fixture | 2041 | Achievable | GWh | After Competition Groups | 0.2375 | 6565.2264 | 0.0065652 | 8641.0278 | 2.7485e-05 | 67 | Residential_2041_Achievable_GWh_After Competition Groups_67 | LED High Bay Fixture | 0.002749% | 0.0065652 | 0.2375 | Residential_2041_Achievable_GWh_After Competition Groups_LED High Bay Fixture
Residential | Res ¦ LED High Bay Fixture | 2041 | Economic | GWh | After Competition Groups | 0.24065 | 6565.2264 | 0.0065652 | 12159.3094 | 1.9791e-05 | 64 | Residential_2041_Economic_GWh_After Competition Groups_64 | LED High Bay Fixture | 0.001979% | 0.0065652 | 0.24065 | Residential_2041_Economic_GWh_After Competition Groups_LED High Bay Fixture
Residential | Res ¦ LED Recessed Downlights | 2041 | Technical | GWh | After Competition Groups | 0.27987 | 0 | 0 | 16493.2732 | 1.6969e-05 | 78 | Residential_2041_Technical_GWh_After Competition Groups_78 | LED Recessed Downlights | 0.001697% | 0 | 0.27987 | Residential_2041_Technical_GWh_After Competition Groups_LED Recessed Downlights
Residential | Res ¦ LED High Bay Fixture | 2041 | Technical | GWh | After Competition Groups | 0.24065 | 6565.2264 | 0.0065652 | 16493.2732 | 1.4591e-05 | 79 | Residential_2041_Technical_GWh_After Competition Groups_79 | LED High Bay Fixture | 0.001459% | 0.0065652 | 0.24065 | Residential_2041_Technical_GWh_After Competition Groups_LED High Bay Fixture
Residential | Res ¦ Solar Water Preheat (Pools/DHW) | 2041 | Technical | GWh | After Competition Groups | 0.13778 | 0 | 0 | 16493.2732 | 8.3538e-06 | 80 | Residential_2041_Technical_GWh_After Competition Groups_80 | Solar Water Preheat (Pools/DHW) | 0.0008354% | 0 | 0.13778 | Residential_2041_Technical_GWh_After Competition Groups_Solar Water Preheat (Pools/DHW)
Residential | Res ¦ Wall Insulation MF | 2041 | Achievable | GWh | After Competition Groups | 0.058399 | 18454.0376 | 0.018454 | 8641.0278 | 6.7583e-06 | 68 | Residential_2041_Achievable_GWh_After Competition Groups_68 | Wall Insulation MF | 0.0006758% | 0.018454 | 0.058399 | Residential_2041_Achievable_GWh_After Competition Groups_Wall Insulation MF
Residential | Res ¦ Photocell Controls (Outdoor) | 2041 | Technical | GWh | After Competition Groups | 0.00029796 | 0 | 0 | 16493.2732 | 1.8065e-08 | 81 | Residential_2041_Technical_GWh_After Competition Groups_81 | Photocell Controls (Outdoor) | 1.807e-06% | 0 | 0.00029796 | Residential_2041_Technical_GWh_After Competition Groups_Photocell Controls (Outdoor)
Residential | Res ¦ Lighting Motion Sensors, Timers, Dimmers | 2041 | Achievable | GWh | After Competition Groups | 0 | 0 | 0 | 8641.0278 | 0 | 69 | Residential_2041_Achievable_GWh_After Competition Groups_69 | Lighting Motion Sensors, Timers, Dimmers | 0% | 0 | 0 | Residential_2041_Achievable_GWh_After Competition Groups_Lighting Motion Sensors, Timers, Dimmers
Residential | Res ¦ Lighting Motion Sensors, Timers, Dimmers | 2041 | Economic | GWh | After Competition Groups | 0 | 0 | 0 | 12159.3094 | 0 | 65 | Residential_2041_Economic_GWh_After Competition Groups_65 | Lighting Motion Sensors, Timers, Dimmers | 0% | 0 | 0 | Residential_2041_Economic_GWh_After Competition Groups_Lighting Motion Sensors, Timers, Dimmers
Residential | Res ¦ Energy Star A Line, PAR, MR Lamps | 2042 | Economic | GWh | After Competition Groups | 1956.3863 | 21871.3748 | 0.021871 | 12274.284 | 0.15939 | 1 | Residential_2042_Economic_GWh_After Competition Groups_1 | Energy Star A Line, PAR, MR Lamps | 15.94% | 0.021871 | 1956.3863 | Residential_2042_Economic_GWh_After Competition Groups_Energy Star A Line, PAR, MR Lamps
Residential | Res ¦ Energy Star A Line, PAR, MR Lamps | 2042 | Technical | GWh | After Competition Groups | 1956.3863 | 21871.3748 | 0.021871 | 16668.9367 | 0.11737 | 1 | Residential_2042_Technical_GWh_After Competition Groups_1 | Energy Star A Line, PAR, MR Lamps | 11.74% | 0.021871 | 1956.3863 | Residential_2042_Technical_GWh_After Competition Groups_Energy Star A Line, PAR, MR Lamps
Residential | Res ¦ Smart Power Bar | 2042 | Economic | GWh | After Competition Groups | 1274.5088 | 6058290.9957 | 6.0583 | 12274.284 | 0.10384 | 2 | Residential_2042_Economic_GWh_After Competition Groups_2 | Smart Power Bar | 10.38% | 6.0583 | 1274.5088 | Residential_2042_Economic_GWh_After Competition Groups_Smart Power Bar
Residential | Res ¦ Smart Power Bar | 2042 | Achievable | GWh | After Competition Groups | 906.9962 | 6058290.9957 | 6.0583 | 8980.4349 | 0.101 | 1 | Residential_2042_Achievable_GWh_After Competition Groups_1 | Smart Power Bar | 10.1% | 6.0583 | 906.9962 | Residential_2042_Achievable_GWh_After Competition Groups_Smart Power Bar
Residential | Res ¦ Energy Star Clothes Washer | 2042 | Achievable | GWh | After Competition Groups | 733.4334 | 12745802.0231 | 12.7458 | 8980.4349 | 0.08167 | 2 | Residential_2042_Achievable_GWh_After Competition Groups_2 | Energy Star Clothes Washer | 8.167% | 12.7458 | 733.4334 | Residential_2042_Achievable_GWh_After Competition Groups_Energy Star Clothes Washer
Residential | Res ¦ Smart Power Bar | 2042 | Technical | GWh | After Competition Groups | 1274.5088 | 6058290.9957 | 6.0583 | 16668.9367 | 0.07646 | 2 | Residential_2042_Technical_GWh_After Competition Groups_2 | Smart Power Bar | 7.646% | 6.0583 | 1274.5088 | Residential_2042_Technical_GWh_After Competition Groups_Smart Power Bar
Residential | Res ¦ Ductless Mini-Split Heat Pump | 2042 | Economic | GWh | After Competition Groups | 870.663 | 5596667.1157 | 5.5967 | 12274.284 | 0.070934 | 3 | Residential_2042_Economic_GWh_After Competition Groups_3 | Ductless Mini-Split Heat Pump | 7.093% | 5.5967 | 870.663 | Residential_2042_Economic_GWh_After Competition Groups_Ductless Mini-Split Heat Pump
Residential | Res ¦ Energy Star Clothes Washer | 2042 | Economic | GWh | After Competition Groups | 846.9354 | 12745802.0231 | 12.7458 | 12274.284 | 0.069001 | 4 | Residential_2042_Economic_GWh_After Competition Groups_4 | Energy Star Clothes Washer | 6.9% | 12.7458 | 846.9354 | Residential_2042_Economic_GWh_After Competition Groups_Energy Star Clothes Washer
Residential | Res ¦ Ductless Mini-Split Heat Pump | 2042 | Achievable | GWh | After Competition Groups | 610.9751 | 5596667.1157 | 5.5967 | 8980.4349 | 0.068034 | 3 | Residential_2042_Achievable_GWh_After Competition Groups_3 | Ductless Mini-Split Heat Pump | 6.803% | 5.5967 | 610.9751 | Residential_2042_Achievable_GWh_After Competition Groups_Ductless Mini-Split Heat Pump
Residential | Res ¦ Energy Star Refrigerator | 2042 | Technical | GWh | After Competition Groups | 1072.7488 | 0 | 0 | 16668.9367 | 0.064356 | 3 | Residential_2042_Technical_GWh_After Competition Groups_3 | Energy Star Refrigerator | 6.436% | 0 | 1072.7488 | Residential_2042_Technical_GWh_After Competition Groups_Energy Star Refrigerator
Residential | Res ¦ Smart Burners | 2042 | Economic | GWh | After Competition Groups | 781.4457 | 37421058.8585 | 37.4211 | 12274.284 | 0.063665 | 5 | Residential_2042_Economic_GWh_After Competition Groups_5 | Smart Burners | 6.367% | 37.4211 | 781.4457 | Residential_2042_Economic_GWh_After Competition Groups_Smart Burners
Residential | Res ¦ Energy Star LED Bulbs General Purpose LEDs | 2042 | Achievable | GWh | After Competition Groups | 542.3428 | 0 | 0 | 8980.4349 | 0.060392 | 4 | Residential_2042_Achievable_GWh_After Competition Groups_4 | Energy Star LED Bulbs General Purpose LEDs | 6.039% | 0 | 542.3428 | Residential_2042_Achievable_GWh_After Competition Groups_Energy Star LED Bulbs General Purpose LEDs
Residential | Res ¦ Adaptive Thermostat | 2042 | Economic | GWh | After Competition Groups | 731.6963 | 9312620.3875 | 9.3126 | 12274.284 | 0.059612 | 6 | Residential_2042_Economic_GWh_After Competition Groups_6 | Adaptive Thermostat | 5.961% | 9.3126 | 731.6963 | Residential_2042_Economic_GWh_After Competition Groups_Adaptive Thermostat
Residential | Res ¦ Smart Burners | 2042 | Technical | GWh | After Competition Groups | 977.7775 | 37421058.8585 | 37.4211 | 16668.9367 | 0.058659 | 4 | Residential_2042_Technical_GWh_After Competition Groups_4 | Smart Burners | 5.866% | 37.4211 | 977.7775 | Residential_2042_Technical_GWh_After Competition Groups_Smart Burners
Residential | Res ¦ Energy Star LED Specialty Bulbs | 2042 | Achievable | GWh | After Competition Groups | 486.9222 | 29556.2987 | 0.029556 | 8980.4349 | 0.05422 | 5 | Residential_2042_Achievable_GWh_After Competition Groups_5 | Energy Star LED Specialty Bulbs | 5.422% | 0.029556 | 486.9222 | Residential_2042_Achievable_GWh_After Competition Groups_Energy Star LED Specialty Bulbs
Residential | Res ¦ Ductless Mini-Split Heat Pump | 2042 | Technical | GWh | After Competition Groups | 870.663 | 5596667.1157 | 5.5967 | 16668.9367 | 0.052233 | 5 | Residential_2042_Technical_GWh_After Competition Groups_5 | Ductless Mini-Split Heat Pump | 5.223% | 5.5967 | 870.663 | Residential_2042_Technical_GWh_After Competition Groups_Ductless Mini-Split Heat Pump
Residential | Res ¦ Energy Star Clothes Washer | 2042 | Technical | GWh | After Competition Groups | 846.9354 | 12745802.0231 | 12.7458 | 16668.9367 | 0.050809 | 6 | Residential_2042_Technical_GWh_After Competition Groups_6 | Energy Star Clothes Washer | 5.081% | 12.7458 | 846.9354 | Residential_2042_Technical_GWh_After Competition Groups_Energy Star Clothes Washer
Residential | Res ¦ Energy Star Ground Source Heat Pump | 2042 | Technical | GWh | After Competition Groups | 845.6934 | 0 | 0 | 16668.9367 | 0.050735 | 7 | Residential_2042_Technical_GWh_After Competition Groups_7 | Energy Star Ground Source Heat Pump | 5.073% | 0 | 845.6934 | Residential_2042_Technical_GWh_After Competition Groups_Energy Star Ground Source Heat Pump
Residential | Res ¦ Adaptive Thermostat | 2042 | Achievable | GWh | After Competition Groups | 428.7267 | 9312620.3875 | 9.3126 | 8980.4349 | 0.04774 | 6 | Residential_2042_Achievable_GWh_After Competition Groups_6 | Adaptive Thermostat | 4.774% | 9.3126 | 428.7267 | Residential_2042_Achievable_GWh_After Competition Groups_Adaptive Thermostat
Residential | Res ¦ Variable Speed Pool Pump Motor | 2042 | Achievable | GWh | After Competition Groups | 407.2665 | 342441.96 | 0.34244 | 8980.4349 | 0.04535 | 7 | Residential_2042_Achievable_GWh_After Competition Groups_7 | Variable Speed Pool Pump Motor | 4.535% | 0.34244 | 407.2665 | Residential_2042_Achievable_GWh_After Competition Groups_Variable Speed Pool Pump Motor
Residential | Res ¦ Energy Star A Line, PAR, MR Lamps | 2042 | Achievable | GWh | After Competition Groups | 403.3184 | 21871.3748 | 0.021871 | 8980.4349 | 0.044911 | 8 | Residential_2042_Achievable_GWh_After Competition Groups_8 | Energy Star A Line, PAR, MR Lamps | 4.491% | 0.021871 | 403.3184 | Residential_2042_Achievable_GWh_After Competition Groups_Energy Star A Line, PAR, MR Lamps
Residential | Res ¦ Car Block Heater Timer | 2042 | Achievable | GWh | After Competition Groups | 399.2439 | 172754.6372 | 0.17275 | 8980.4349 | 0.044457 | 9 | Residential_2042_Achievable_GWh_After Competition Groups_9 | Car Block Heater Timer | 4.446% | 0.17275 | 399.2439 | Residential_2042_Achievable_GWh_After Competition Groups_Car Block Heater Timer
Residential | Res ¦ Adaptive Thermostat | 2042 | Technical | GWh | After Competition Groups | 731.6963 | 9312620.3875 | 9.3126 | 16668.9367 | 0.043896 | 8 | Residential_2042_Technical_GWh_After Competition Groups_8 | Adaptive Thermostat | 4.39% | 9.3126 | 731.6963 | Residential_2042_Technical_GWh_After Competition Groups_Adaptive Thermostat
Residential | Res ¦ Heat Pump Clothes Dryer | 2042 | Technical | GWh | After Competition Groups | 724.9263 | 0 | 0 | 16668.9367 | 0.04349 | 9 | Residential_2042_Technical_GWh_After Competition Groups_9 | Heat Pump Clothes Dryer | 4.349% | 0 | 724.9263 | Residential_2042_Technical_GWh_After Competition Groups_Heat Pump Clothes Dryer
Residential | Res ¦ Smart Burners | 2042 | Achievable | GWh | After Competition Groups | 380.4189 | 37421058.8585 | 37.4211 | 8980.4349 | 0.042361 | 10 | Residential_2042_Achievable_GWh_After Competition Groups_10 | Smart Burners | 4.236% | 37.4211 | 380.4189 | Residential_2042_Achievable_GWh_After Competition Groups_Smart Burners
Residential | Res ¦ Energy Star Air Source Heat Pump | 2042 | Economic | GWh | After Competition Groups | 477.3547 | 4053722.6479 | 4.0537 | 12274.284 | 0.038891 | 7 | Residential_2042_Economic_GWh_After Competition Groups_7 | Energy Star Air Source Heat Pump | 3.889% | 4.0537 | 477.3547 | Residential_2042_Economic_GWh_After Competition Groups_Energy Star Air Source Heat Pump
Residential | Res ¦ Energy Star Torchiere | 2042 | Achievable | GWh | After Competition Groups | 340.4531 | 1274870.4872 | 1.2749 | 8980.4349 | 0.037911 | 11 | Residential_2042_Achievable_GWh_After Competition Groups_11 | Energy Star Torchiere | 3.791% | 1.2749 | 340.4531 | Residential_2042_Achievable_GWh_After Competition Groups_Energy Star Torchiere
Residential | Res ¦ Air Sealing | 2042 | Economic | GWh | After Competition Groups | 451.6593 | 8011212.2321 | 8.0112 | 12274.284 | 0.036797 | 8 | Residential_2042_Economic_GWh_After Competition Groups_8 | Air Sealing | 3.68% | 8.0112 | 451.6593 | Residential_2042_Economic_GWh_After Competition Groups_Air Sealing
Residential | Res ¦ Building Recommissioning, Operations and Maintenance (O&M) Improvements | 2042 | Achievable | GWh | After Competition Groups | 319.8351 | 10355.2349 | 0.010355 | 8980.4349 | 0.035615 | 12 | Residential_2042_Achievable_GWh_After Competition Groups_12 | Building Recommissioning, Operations and Maintenance (O&M) Improvements | 3.561% | 0.010355 | 319.8351 | Residential_2042_Achievable_GWh_After Competition Groups_Building Recommissioning, Operations and Maintenance (O&M) Improvements
Residential | Res ¦ Energy Star Torchiere | 2042 | Economic | GWh | After Competition Groups | 413.8208 | 1274870.4872 | 1.2749 | 12274.284 | 0.033714 | 9 | Residential_2042_Economic_GWh_After Competition Groups_9 | Energy Star Torchiere | 3.371% | 1.2749 | 413.8208 | Residential_2042_Economic_GWh_After Competition Groups_Energy Star Torchiere
Residential | Res ¦ Car Block Heater Timer | 2042 | Economic | GWh | After Competition Groups | 393.3177 | 172754.6372 | 0.17275 | 12274.284 | 0.032044 | 10 | Residential_2042_Economic_GWh_After Competition Groups_10 | Car Block Heater Timer | 3.204% | 0.17275 | 393.3177 | Residential_2042_Economic_GWh_After Competition Groups_Car Block Heater Timer
Residential | Res ¦ Energy Star Light Fixture | 2042 | Achievable | GWh | After Competition Groups | 263.6048 | 8188797.6876 | 8.1888 | 8980.4349 | 0.029353 | 13 | Residential_2042_Achievable_GWh_After Competition Groups_13 | Energy Star Light Fixture | 2.935% | 8.1888 | 263.6048 | Residential_2042_Achievable_GWh_After Competition Groups_Energy Star Light Fixture
Residential | Res ¦ Energy Star Light Fixture | 2042 | Technical | GWh | After Competition Groups | 486.0326 | 8188797.6876 | 8.1888 | 16668.9367 | 0.029158 | 10 | Residential_2042_Technical_GWh_After Competition Groups_10 | Energy Star Light Fixture | 2.916% | 8.1888 | 486.0326 | Residential_2042_Technical_GWh_After Competition Groups_Energy Star Light Fixture
Residential | Res ¦ Energy Star Central Air Conditioner | 2042 | Technical | GWh | After Competition Groups | 463.0402 | 0 | 0 | 16668.9367 | 0.027779 | 11 | Residential_2042_Technical_GWh_After Competition Groups_11 | Energy Star Central Air Conditioner | 2.778% | 0 | 463.0402 | Residential_2042_Technical_GWh_After Competition Groups_Energy Star Central Air Conditioner
Residential | Res ¦ Energy Star Light Fixture | 2042 | Economic | GWh | After Competition Groups | 340.8027 | 8188797.6876 | 8.1888 | 12274.284 | 0.027766 | 11 | Residential_2042_Economic_GWh_After Competition Groups_11 | Energy Star Light Fixture | 2.777% | 8.1888 | 340.8027 | Residential_2042_Economic_GWh_After Competition Groups_Energy Star Light Fixture
Residential | Res ¦ Variable Speed Pool Pump Motor | 2042 | Economic | GWh | After Competition Groups | 338.8941 | 342441.96 | 0.34244 | 12274.284 | 0.02761 | 12 | Residential_2042_Economic_GWh_After Competition Groups_12 | Variable Speed Pool Pump Motor | 2.761% | 0.34244 | 338.8941 | Residential_2042_Economic_GWh_After Competition Groups_Variable Speed Pool Pump Motor
Residential | Res ¦ Air Sealing | 2042 | Achievable | GWh | After Competition Groups | 245.7871 | 8011212.2321 | 8.0112 | 8980.4349 | 0.027369 | 14 | Residential_2042_Achievable_GWh_After Competition Groups_14 | Air Sealing | 2.737% | 8.0112 | 245.7871 | Residential_2042_Achievable_GWh_After Competition Groups_Air Sealing
Residential | Res ¦ Air Sealing | 2042 | Technical | GWh | After Competition Groups | 451.6593 | 8011212.2321 | 8.0112 | 16668.9367 | 0.027096 | 12 | Residential_2042_Technical_GWh_After Competition Groups_12 | Air Sealing | 2.71% | 8.0112 | 451.6593 | Residential_2042_Technical_GWh_After Competition Groups_Air Sealing
Residential | Res ¦ Energy Star Torchiere | 2042 | Technical | GWh | After Competition Groups | 413.8208 | 1274870.4872 | 1.2749 | 16668.9367 | 0.024826 | 13 | Residential_2042_Technical_GWh_After Competition Groups_13 | Energy Star Torchiere | 2.483% | 1.2749 | 413.8208 | Residential_2042_Technical_GWh_After Competition Groups_Energy Star Torchiere
Residential | Res ¦ Ductless Mini-Split Air Conditioner | 2042 | Technical | GWh | After Competition Groups | 394.858 | 0 | 0 | 16668.9367 | 0.023688 | 14 | Residential_2042_Technical_GWh_After Competition Groups_14 | Ductless Mini-Split Air Conditioner | 2.369% | 0 | 394.858 | Residential_2042_Technical_GWh_After Competition Groups_Ductless Mini-Split Air Conditioner
Residential | Res ¦ Car Block Heater Timer | 2042 | Technical | GWh | After Competition Groups | 393.3177 | 172754.6372 | 0.17275 | 16668.9367 | 0.023596 | 15 | Residential_2042_Technical_GWh_After Competition Groups_15 | Car Block Heater Timer | 2.36% | 0.17275 | 393.3177 | Residential_2042_Technical_GWh_After Competition Groups_Car Block Heater Timer
Residential | Res ¦ Energy Star Air Source Heat Pump | 2042 | Achievable | GWh | After Competition Groups | 200.8726 | 4053722.6479 | 4.0537 | 8980.4349 | 0.022368 | 15 | Residential_2042_Achievable_GWh_After Competition Groups_15 | Energy Star Air Source Heat Pump | 2.237% | 4.0537 | 200.8726 | Residential_2042_Achievable_GWh_After Competition Groups_Energy Star Air Source Heat Pump
Residential | Res ¦ Building Recommissioning, Operations and Maintenance (O&M) Improvements | 2042 | Economic | GWh | After Competition Groups | 266.138 | 10355.2349 | 0.010355 | 12274.284 | 0.021683 | 13 | Residential_2042_Economic_GWh_After Competition Groups_13 | Building Recommissioning, Operations and Maintenance (O&M) Improvements | 2.168% | 0.010355 | 266.138 | Residential_2042_Economic_GWh_After Competition Groups_Building Recommissioning, Operations and Maintenance (O&M) Improvements
Residential | Res ¦ Variable Speed Pool Pump Motor | 2042 | Technical | GWh | After Competition Groups | 338.8941 | 342441.96 | 0.34244 | 16668.9367 | 0.020331 | 16 | Residential_2042_Technical_GWh_After Competition Groups_16 | Variable Speed Pool Pump Motor | 2.033% | 0.34244 | 338.8941 | Residential_2042_Technical_GWh_After Competition Groups_Variable Speed Pool Pump Motor
Residential | Res ¦ Energy Star Windows | 2042 | Economic | GWh | After Competition Groups | 245.1591 | 55738889.0686 | 55.7389 | 12274.284 | 0.019973 | 14 | Residential_2042_Economic_GWh_After Competition Groups_14 | Energy Star Windows | 1.997% | 55.7389 | 245.1591 | Residential_2042_Economic_GWh_After Competition Groups_Energy Star Windows
Residential | Res ¦ Basement Wall Insulation | 2042 | Economic | GWh | After Competition Groups | 236.5652 | 3420285.2011 | 3.4203 | 12274.284 | 0.019273 | 15 | Residential_2042_Economic_GWh_After Competition Groups_15 | Basement Wall Insulation | 1.927% | 3.4203 | 236.5652 | Residential_2042_Economic_GWh_After Competition Groups_Basement Wall Insulation
Residential | Res ¦ Energy Star Clothes Dryer | 2042 | Economic | GWh | After Competition Groups | 222.2941 | 10623622.8267 | 10.6236 | 12274.284 | 0.018111 | 16 | Residential_2042_Economic_GWh_After Competition Groups_16 | Energy Star Clothes Dryer | 1.811% | 10.6236 | 222.2941 | Residential_2042_Economic_GWh_After Competition Groups_Energy Star Clothes Dryer
Residential | Res ¦ Comprehensive Draft Proofing | 2042 | Achievable | GWh | After Competition Groups | 160.622 | 0 | 0 | 8980.4349 | 0.017886 | 16 | Residential_2042_Achievable_GWh_After Competition Groups_16 | Comprehensive Draft Proofing | 1.789% | 0 | 160.622 | Residential_2042_Achievable_GWh_After Competition Groups_Comprehensive Draft Proofing
Residential | Res ¦ Passive Attic Ventilation | 2042 | Technical | GWh | After Competition Groups | 270.7888 | 0 | 0 | 16668.9367 | 0.016245 | 17 | Residential_2042_Technical_GWh_After Competition Groups_17 | Passive Attic Ventilation | 1.625% | 0 | 270.7888 | Residential_2042_Technical_GWh_After Competition Groups_Passive Attic Ventilation
Residential | Res ¦ Basement or Crawlspace Insulation | 2042 | Economic | GWh | After Competition Groups | 196.8522 | 11640661.9311 | 11.6407 | 12274.284 | 0.016038 | 17 | Residential_2042_Economic_GWh_After Competition Groups_17 | Basement or Crawlspace Insulation | 1.604% | 11.6407 | 196.8522 | Residential_2042_Economic_GWh_After Competition Groups_Basement or Crawlspace Insulation
Residential | Res ¦ Heavy Duty Outdoor/Holiday Plug-in Timers | 2042 | Achievable | GWh | After Competition Groups | 143.9188 | 219866.3187 | 0.21987 | 8980.4349 | 0.016026 | 17 | Residential_2042_Achievable_GWh_After Competition Groups_17 | Heavy Duty Outdoor/Holiday Plug-in Timers | 1.603% | 0.21987 | 143.9188 | Residential_2042_Achievable_GWh_After Competition Groups_Heavy Duty Outdoor/Holiday Plug-in Timers
Residential | Res ¦ Building Recommissioning, Operations and Maintenance (O&M) Improvements | 2042 | Technical | GWh | After Competition Groups | 266.138 | 10355.2349 | 0.010355 | 16668.9367 | 0.015966 | 18 | Residential_2042_Technical_GWh_After Competition Groups_18 | Building Recommissioning, Operations and Maintenance (O&M) Improvements | 1.597% | 0.010355 | 266.138 | Residential_2042_Technical_GWh_After Competition Groups_Building Recommissioning, Operations and Maintenance (O&M) Improvements
Residential | Res ¦ Energy Star Clothes Dryer | 2042 | Achievable | GWh | After Competition Groups | 138.0746 | 10623622.8267 | 10.6236 | 8980.4349 | 0.015375 | 18 | Residential_2042_Achievable_GWh_After Competition Groups_18 | Energy Star Clothes Dryer | 1.538% | 10.6236 | 138.0746 | Residential_2042_Achievable_GWh_After Competition Groups_Energy Star Clothes Dryer
Residential | Res ¦ Attic Insulation | 2042 | Economic | GWh | After Competition Groups | 182.5998 | 5980310.6259 | 5.9803 | 12274.284 | 0.014877 | 18 | Residential_2042_Economic_GWh_After Competition Groups_18 | Attic Insulation | 1.488% | 5.9803 | 182.5998 | Residential_2042_Economic_GWh_After Competition Groups_Attic Insulation
Residential | Res ¦ Energy Star Windows | 2042 | Technical | GWh | After Competition Groups | 245.1591 | 55738889.0686 | 55.7389 | 16668.9367 | 0.014708 | 19 | Residential_2042_Technical_GWh_After Competition Groups_19 | Energy Star Windows | 1.471% | 55.7389 | 245.1591 | Residential_2042_Technical_GWh_After Competition Groups_Energy Star Windows
Residential | Res ¦ Basement Wall Insulation | 2042 | Achievable | GWh | After Competition Groups | 128.7443 | 3420285.2011 | 3.4203 | 8980.4349 | 0.014336 | 19 | Residential_2042_Achievable_GWh_After Competition Groups_19 | Basement Wall Insulation | 1.434% | 3.4203 | 128.7443 | Residential_2042_Achievable_GWh_After Competition Groups_Basement Wall Insulation
Residential | Res ¦ Basement Wall Insulation | 2042 | Technical | GWh | After Competition Groups | 236.5652 | 3420285.2011 | 3.4203 | 16668.9367 | 0.014192 | 20 | Residential_2042_Technical_GWh_After Competition Groups_20 | Basement Wall Insulation | 1.419% | 3.4203 | 236.5652 | Residential_2042_Technical_GWh_After Competition Groups_Basement Wall Insulation
Residential | Res ¦ Energy Star Windows | 2042 | Achievable | GWh | After Competition Groups | 125.1917 | 55738889.0686 | 55.7389 | 8980.4349 | 0.01394 | 20 | Residential_2042_Achievable_GWh_After Competition Groups_20 | Energy Star Windows | 1.394% | 55.7389 | 125.1917 | Residential_2042_Achievable_GWh_After Competition Groups_Energy Star Windows
Residential | Res ¦ Lighting Motion Sensors, Timers, Dimmers | 2042 | Technical | GWh | After Competition Groups | 223.6516 | 32536603.4519 | 32.5366 | 16668.9367 | 0.013417 | 21 | Residential_2042_Technical_GWh_After Competition Groups_21 | Lighting Motion Sensors, Timers, Dimmers | 1.342% | 32.5366 | 223.6516 | Residential_2042_Technical_GWh_After Competition Groups_Lighting Motion Sensors, Timers, Dimmers
Residential | Res ¦ LED Parking Lot Fixture | 2042 | Achievable | GWh | After Competition Groups | 114.3398 | 59622.9867 | 0.059623 | 8980.4349 | 0.012732 | 21 | Residential_2042_Achievable_GWh_After Competition Groups_21 | LED Parking Lot Fixture | 1.273% | 0.059623 | 114.3398 | Residential_2042_Achievable_GWh_After Competition Groups_LED Parking Lot Fixture
Residential | Res ¦ Occupancy Sensors MF | 2042 | Achievable | GWh | After Competition Groups | 110.7774 | 1286.2449 | 0.0012862 | 8980.4349 | 0.012335 | 22 | Residential_2042_Achievable_GWh_After Competition Groups_22 | Occupancy Sensors MF | 1.234% | 0.0012862 | 110.7774 | Residential_2042_Achievable_GWh_After Competition Groups_Occupancy Sensors MF
Residential | Res ¦ Energy Star Room Air Conditioner | 2042 | Economic | GWh | After Competition Groups | 150.9806 | 2434043.3287 | 2.434 | 12274.284 | 0.012301 | 19 | Residential_2042_Economic_GWh_After Competition Groups_19 | Energy Star Room Air Conditioner | 1.23% | 2.434 | 150.9806 | Residential_2042_Economic_GWh_After Competition Groups_Energy Star Room Air Conditioner
Residential | Res ¦ Basement or Crawlspace Insulation | 2042 | Technical | GWh | After Competition Groups | 196.8522 | 11640661.9311 | 11.6407 | 16668.9367 | 0.01181 | 22 | Residential_2042_Technical_GWh_After Competition Groups_22 | Basement or Crawlspace Insulation | 1.181% | 11.6407 | 196.8522 | Residential_2042_Technical_GWh_After Competition Groups_Basement or Crawlspace Insulation
Residential | Res ¦ Wall Insulation | 2042 | Economic | GWh | After Competition Groups | 143.1014 | 6543927.1266 | 6.5439 | 12274.284 | 0.011659 | 20 | Residential_2042_Economic_GWh_After Competition Groups_20 | Wall Insulation | 1.166% | 6.5439 | 143.1014 | Residential_2042_Economic_GWh_After Competition Groups_Wall Insulation
Residential | Res ¦ Attic Insulation | 2042 | Achievable | GWh | After Competition Groups | 99.3563 | 5980310.6259 | 5.9803 | 8980.4349 | 0.011064 | 23 | Residential_2042_Achievable_GWh_After Competition Groups_23 | Attic Insulation | 1.106% | 5.9803 | 99.3563 | Residential_2042_Achievable_GWh_After Competition Groups_Attic Insulation
Residential | Res ¦ Attic Insulation | 2042 | Technical | GWh | After Competition Groups | 182.5998 | 5980310.6259 | 5.9803 | 16668.9367 | 0.010954 | 23 | Residential_2042_Technical_GWh_After Competition Groups_23 | Attic Insulation | 1.095% | 5.9803 | 182.5998 | Residential_2042_Technical_GWh_After Competition Groups_Attic Insulation
Residential | Res ¦ Comprehensive Draft Proofing | 2042 | Economic | GWh | After Competition Groups | 133.655 | 0 | 0 | 12274.284 | 0.010889 | 21 | Residential_2042_Economic_GWh_After Competition Groups_21 | Comprehensive Draft Proofing | 1.089% | 0 | 133.655 | Residential_2042_Economic_GWh_After Competition Groups_Comprehensive Draft Proofing
Residential | Res ¦ Heavy Duty Outdoor/Holiday Plug-in Timers | 2042 | Economic | GWh | After Competition Groups | 126.2463 | 219866.3187 | 0.21987 | 12274.284 | 0.010285 | 22 | Residential_2042_Economic_GWh_After Competition Groups_22 | Heavy Duty Outdoor/Holiday Plug-in Timers | 1.029% | 0.21987 | 126.2463 | Residential_2042_Economic_GWh_After Competition Groups_Heavy Duty Outdoor/Holiday Plug-in Timers
Residential | Res ¦ Furnace with ECM | 2042 | Achievable | GWh | After Competition Groups | 86.9861 | 6545676.89 | 6.5457 | 8980.4349 | 0.0096862 | 24 | Residential_2042_Achievable_GWh_After Competition Groups_24 | Furnace with ECM | 0.9686% | 6.5457 | 86.9861 | Residential_2042_Achievable_GWh_After Competition Groups_Furnace with ECM
Residential | Res ¦ Solar Powered Attic Fan | 2042 | Technical | GWh | After Competition Groups | 158.2136 | 0 | 0 | 16668.9367 | 0.0094915 | 24 | Residential_2042_Technical_GWh_After Competition Groups_24 | Solar Powered Attic Fan | 0.9492% | 0 | 158.2136 | Residential_2042_Technical_GWh_After Competition Groups_Solar Powered Attic Fan
Residential | Res ¦ Refrigerator Recycling | 2042 | Achievable | GWh | After Competition Groups | 82.2112 | 86522.7323 | 0.086523 | 8980.4349 | 0.0091545 | 25 | Residential_2042_Achievable_GWh_After Competition Groups_25 | Refrigerator Recycling | 0.9154% | 0.086523 | 82.2112 | Residential_2042_Achievable_GWh_After Competition Groups_Refrigerator Recycling
Residential | Res ¦ LED Parking Lot Fixture | 2042 | Economic | GWh | After Competition Groups | 111.2324 | 59622.9867 | 0.059623 | 12274.284 | 0.0090622 | 23 | Residential_2042_Economic_GWh_After Competition Groups_23 | LED Parking Lot Fixture | 0.9062% | 0.059623 | 111.2324 | Residential_2042_Economic_GWh_After Competition Groups_LED Parking Lot Fixture
Residential | Res ¦ Energy Star Room Air Conditioner | 2042 | Achievable | GWh | After Competition Groups | 77.2464 | 2434043.3287 | 2.434 | 8980.4349 | 0.0086016 | 26 | Residential_2042_Achievable_GWh_After Competition Groups_26 | Energy Star Room Air Conditioner | 0.8602% | 2.434 | 77.2464 | Residential_2042_Achievable_GWh_After Competition Groups_Energy Star Room Air Conditioner
Residential | Res ¦ Wall Insulation | 2042 | Technical | GWh | After Competition Groups | 143.1014 | 6543927.1266 | 6.5439 | 16668.9367 | 0.0085849 | 25 | Residential_2042_Technical_GWh_After Competition Groups_25 | Wall Insulation | 0.8585% | 6.5439 | 143.1014 | Residential_2042_Technical_GWh_After Competition Groups_Wall Insulation
Residential | Res ¦ Heavy Duty Outdoor/Holiday Plug-in Timers | 2042 | Technical | GWh | After Competition Groups | 139.9869 | 219866.3187 | 0.21987 | 16668.9367 | 0.0083981 | 26 | Residential_2042_Technical_GWh_After Competition Groups_26 | Heavy Duty Outdoor/Holiday Plug-in Timers | 0.8398% | 0.21987 | 139.9869 | Residential_2042_Technical_GWh_After Competition Groups_Heavy Duty Outdoor/Holiday Plug-in Timers
Residential | Res ¦ Clothes Drying Racks | 2042 | Achievable | GWh | After Competition Groups | 75.0588 | 374730.8785 | 0.37473 | 8980.4349 | 0.008358 | 27 | Residential_2042_Achievable_GWh_After Competition Groups_27 | Clothes Drying Racks | 0.8358% | 0.37473 | 75.0588 | Residential_2042_Achievable_GWh_After Competition Groups_Clothes Drying Racks
Residential | Res ¦ Furnace with ECM | 2042 | Economic | GWh | After Competition Groups | 99.0646 | 6545676.89 | 6.5457 | 12274.284 | 0.0080709 | 24 | Residential_2042_Economic_GWh_After Competition Groups_24 | Furnace with ECM | 0.8071% | 6.5457 | 99.0646 | Residential_2042_Economic_GWh_After Competition Groups_Furnace with ECM
Residential | Res ¦ Freezer Recycling | 2042 | Achievable | GWh | After Competition Groups | 72.104 | 1893678.9868 | 1.8937 | 8980.4349 | 0.008029 | 28 | Residential_2042_Achievable_GWh_After Competition Groups_28 | Freezer Recycling | 0.8029% | 1.8937 | 72.104 | Residential_2042_Achievable_GWh_After Competition Groups_Freezer Recycling
Residential | Res ¦ Comprehensive Draft Proofing | 2042 | Technical | GWh | After Competition Groups | 133.655 | 0 | 0 | 16668.9367 | 0.0080182 | 27 | Residential_2042_Technical_GWh_After Competition Groups_27 | Comprehensive Draft Proofing | 0.8018% | 0 | 133.655 | Residential_2042_Technical_GWh_After Competition Groups_Comprehensive Draft Proofing
Residential | Res ¦ Variable Refrigerant Flow Heat Pump | 2042 | Technical | GWh | After Competition Groups | 128.8853 | 8649138.7935 | 8.6491 | 16668.9367 | 0.0077321 | 28 | Residential_2042_Technical_GWh_After Competition Groups_28 | Variable Refrigerant Flow Heat Pump | 0.7732% | 8.6491 | 128.8853 | Residential_2042_Technical_GWh_After Competition Groups_Variable Refrigerant Flow Heat Pump
Residential | Res ¦ Occupancy Sensors MF | 2042 | Economic | GWh | After Competition Groups | 92.9852 | 1286.2449 | 0.0012862 | 12274.284 | 0.0075756 | 25 | Residential_2042_Economic_GWh_After Competition Groups_25 | Occupancy Sensors MF | 0.7576% | 0.0012862 | 92.9852 | Residential_2042_Economic_GWh_After Competition Groups_Occupancy Sensors MF
Residential | Res ¦ Radiant Barrier | 2042 | Economic | GWh | After Competition Groups | 91.2289 | 17271813.4106 | 17.2718 | 12274.284 | 0.0074325 | 26 | Residential_2042_Economic_GWh_After Competition Groups_26 | Radiant Barrier | 0.7433% | 17.2718 | 91.2289 | Residential_2042_Economic_GWh_After Competition Groups_Radiant Barrier
Residential | Res ¦ Radiant Barrier | 2042 | Achievable | GWh | After Competition Groups | 62.7979 | 17271813.4106 | 17.2718 | 8980.4349 | 0.0069927 | 29 | Residential_2042_Achievable_GWh_After Competition Groups_29 | Radiant Barrier | 0.6993% | 17.2718 | 62.7979 | Residential_2042_Achievable_GWh_After Competition Groups_Radiant Barrier
Residential | Res ¦ Energy Star Freezer | 2042 | Achievable | GWh | After Competition Groups | 62.558 | 2439813.658 | 2.4398 | 8980.4349 | 0.006966 | 30 | Residential_2042_Achievable_GWh_After Competition Groups_30 | Energy Star Freezer | 0.6966% | 2.4398 | 62.558 | Residential_2042_Achievable_GWh_After Competition Groups_Energy Star Freezer
Residential | Res ¦ Home Energy Reports | 2042 | Technical | GWh | After Competition Groups | 112.3862 | 1801698.4865 | 1.8017 | 16668.9367 | 0.0067423 | 29 | Residential_2042_Technical_GWh_After Competition Groups_29 | Home Energy Reports | 0.6742% | 1.8017 | 112.3862 | Residential_2042_Technical_GWh_After Competition Groups_Home Energy Reports
Residential | Res ¦ LED Parking Lot Fixture | 2042 | Technical | GWh | After Competition Groups | 111.2324 | 59622.9867 | 0.059623 | 16668.9367 | 0.006673 | 30 | Residential_2042_Technical_GWh_After Competition Groups_30 | LED Parking Lot Fixture | 0.6673% | 0.059623 | 111.2324 | Residential_2042_Technical_GWh_After Competition Groups_LED Parking Lot Fixture
Residential | Res ¦ LED Downlight | 2042 | Achievable | GWh | After Competition Groups | 58.5259 | 437745.9723 | 0.43775 | 8980.4349 | 0.006517 | 31 | Residential_2042_Achievable_GWh_After Competition Groups_31 | LED Downlight | 0.6517% | 0.43775 | 58.5259 | Residential_2042_Achievable_GWh_After Competition Groups_LED Downlight
Residential | Res ¦ Energy Star Ceiling Fan/Lighting | 2042 | Technical | GWh | After Competition Groups | 106.453 | 0 | 0 | 16668.9367 | 0.0063863 | 31 | Residential_2042_Technical_GWh_After Competition Groups_31 | Energy Star Ceiling Fan/Lighting | 0.6386% | 0 | 106.453 | Residential_2042_Technical_GWh_After Competition Groups_Energy Star Ceiling Fan/Lighting
Residential | Res ¦ LED Downlight | 2042 | Technical | GWh | After Competition Groups | 103.5409 | 437745.9723 | 0.43775 | 16668.9367 | 0.0062116 | 32 | Residential_2042_Technical_GWh_After Competition Groups_32 | LED Downlight | 0.6212% | 0.43775 | 103.5409 | Residential_2042_Technical_GWh_After Competition Groups_LED Downlight
Residential | Res ¦ LED Exterior Area Lights - LED Fixture (200W) | 2042 | Achievable | GWh | After Competition Groups | 54.1776 | 225530.4664 | 0.22553 | 8980.4349 | 0.0060329 | 32 | Residential_2042_Achievable_GWh_After Competition Groups_32 | LED Exterior Area Lights - LED Fixture (200W) | 0.6033% | 0.22553 | 54.1776 | Residential_2042_Achievable_GWh_After Competition Groups_LED Exterior Area Lights - LED Fixture (200W)
Residential | Res ¦ Furnace with ECM | 2042 | Technical | GWh | After Competition Groups | 99.0646 | 6545676.89 | 6.5457 | 16668.9367 | 0.0059431 | 33 | Residential_2042_Technical_GWh_After Competition Groups_33 | Furnace with ECM | 0.5943% | 6.5457 | 99.0646 | Residential_2042_Technical_GWh_After Competition Groups_Furnace with ECM
Residential | Res ¦ Energy Star Freezer | 2042 | Technical | GWh | After Competition Groups | 96.2598 | 2439813.658 | 2.4398 | 16668.9367 | 0.0057748 | 34 | Residential_2042_Technical_GWh_After Competition Groups_34 | Energy Star Freezer | 0.5775% | 2.4398 | 96.2598 | Residential_2042_Technical_GWh_After Competition Groups_Energy Star Freezer
Residential | Res ¦ Ceiling Insulation | 2042 | Economic | GWh | After Competition Groups | 69.306 | 6747142.8104 | 6.7471 | 12274.284 | 0.0056464 | 27 | Residential_2042_Economic_GWh_After Competition Groups_27 | Ceiling Insulation | 0.5646% | 6.7471 | 69.306 | Residential_2042_Economic_GWh_After Competition Groups_Ceiling Insulation
Residential | Res ¦ Occupancy Sensors MF | 2042 | Technical | GWh | After Competition Groups | 92.9852 | 1286.2449 | 0.0012862 | 16668.9367 | 0.0055784 | 35 | Residential_2042_Technical_GWh_After Competition Groups_35 | Occupancy Sensors MF | 0.5578% | 0.0012862 | 92.9852 | Residential_2042_Technical_GWh_After Competition Groups_Occupancy Sensors MF
Residential | Res ¦ Refrigerator Recycling | 2042 | Economic | GWh | After Competition Groups | 68.4096 | 86522.7323 | 0.086523 | 12274.284 | 0.0055734 | 28 | Residential_2042_Economic_GWh_After Competition Groups_28 | Refrigerator Recycling | 0.5573% | 0.086523 | 68.4096 | Residential_2042_Economic_GWh_After Competition Groups_Refrigerator Recycling
Residential | Res ¦ Radiant Barrier | 2042 | Technical | GWh | After Competition Groups | 91.2289 | 17271813.4106 | 17.2718 | 16668.9367 | 0.005473 | 36 | Residential_2042_Technical_GWh_After Competition Groups_36 | Radiant Barrier | 0.5473% | 17.2718 | 91.2289 | Residential_2042_Technical_GWh_After Competition Groups_Radiant Barrier
Residential | Res ¦ Advanced BAS/Controllers | 2042 | Achievable | GWh | After Competition Groups | 46.7195 | 51729.9989 | 0.05173 | 8980.4349 | 0.0052024 | 33 | Residential_2042_Achievable_GWh_After Competition Groups_33 | Advanced BAS/Controllers | 0.5202% | 0.05173 | 46.7195 | Residential_2042_Achievable_GWh_After Competition Groups_Advanced BAS/Controllers
Residential | Res ¦ Clothes Drying Racks | 2042 | Economic | GWh | After Competition Groups | 62.4612 | 374730.8785 | 0.37473 | 12274.284 | 0.0050888 | 29 | Residential_2042_Economic_GWh_After Competition Groups_29 | Clothes Drying Racks | 0.5089% | 0.37473 | 62.4612 | Residential_2042_Economic_GWh_After Competition Groups_Clothes Drying Racks
Residential | Res ¦ Freezer Recycling | 2042 | Economic | GWh | After Competition Groups | 60.0194 | 1893678.9868 | 1.8937 | 12274.284 | 0.0048898 | 30 | Residential_2042_Economic_GWh_After Competition Groups_30 | Freezer Recycling | 0.489% | 1.8937 | 60.0194 | Residential_2042_Economic_GWh_After Competition Groups_Freezer Recycling
Residential | Res ¦ Variable Refrigerant Flow Heat Pump | 2042 | Achievable | GWh | After Competition Groups | 43.3087 | 8649138.7935 | 8.6491 | 8980.4349 | 0.0048226 | 34 | Residential_2042_Achievable_GWh_After Competition Groups_34 | Variable Refrigerant Flow Heat Pump | 0.4823% | 8.6491 | 43.3087 | Residential_2042_Achievable_GWh_After Competition Groups_Variable Refrigerant Flow Heat Pump
Residential | Res ¦ Heat Recovery Ventilator | 2042 | Economic | GWh | After Competition Groups | 54.7942 | 0 | 0 | 12274.284 | 0.0044641 | 31 | Residential_2042_Economic_GWh_After Competition Groups_31 | Heat Recovery Ventilator | 0.4464% | 0 | 54.7942 | Residential_2042_Economic_GWh_After Competition Groups_Heat Recovery Ventilator
Residential | Res ¦ Heat Pump Water Heater | 2042 | Technical | GWh | After Competition Groups | 74.3202 | 354031.7882 | 0.35403 | 16668.9367 | 0.0044586 | 37 | Residential_2042_Technical_GWh_After Competition Groups_37 | Heat Pump Water Heater | 0.4459% | 0.35403 | 74.3202 | Residential_2042_Technical_GWh_After Competition Groups_Heat Pump Water Heater
Residential | Res ¦ Furnace Whistle | 2042 | Achievable | GWh | After Competition Groups | 39.1507 | 2011.3913 | 0.0020114 | 8980.4349 | 0.0043596 | 35 | Residential_2042_Achievable_GWh_After Competition Groups_35 | Furnace Whistle | 0.436% | 0.0020114 | 39.1507 | Residential_2042_Achievable_GWh_After Competition Groups_Furnace Whistle
Residential | Res ¦ LED Exterior Area Lights - LED Fixture (200W) | 2042 | Economic | GWh | After Competition Groups | 52.9537 | 225530.4664 | 0.22553 | 12274.284 | 0.0043142 | 32 | Residential_2042_Economic_GWh_After Competition Groups_32 | LED Exterior Area Lights - LED Fixture (200W) | 0.4314% | 0.22553 | 52.9537 | Residential_2042_Economic_GWh_After Competition Groups_LED Exterior Area Lights - LED Fixture (200W)
Residential | Res ¦ Ceiling Insulation | 2042 | Technical | GWh | After Competition Groups | 71.2803 | 6747142.8104 | 6.7471 | 16668.9367 | 0.0042762 | 38 | Residential_2042_Technical_GWh_After Competition Groups_38 | Ceiling Insulation | 0.4276% | 6.7471 | 71.2803 | Residential_2042_Technical_GWh_After Competition Groups_Ceiling Insulation
Residential | Res ¦ Window Film | 2042 | Technical | GWh | After Competition Groups | 71.0663 | 0 | 0 | 16668.9367 | 0.0042634 | 39 | Residential_2042_Technical_GWh_After Competition Groups_39 | Window Film | 0.4263% | 0 | 71.0663 | Residential_2042_Technical_GWh_After Competition Groups_Window Film
Residential | Res ¦ Outside Air Economizer | 2042 | Achievable | GWh | After Competition Groups | 37.8048 | 95915.4746 | 0.095915 | 8980.4349 | 0.0042097 | 36 | Residential_2042_Achievable_GWh_After Competition Groups_36 | Outside Air Economizer | 0.421% | 0.095915 | 37.8048 | Residential_2042_Achievable_GWh_After Competition Groups_Outside Air Economizer
Residential | Res ¦ Duct Insulation | 2042 | Economic | GWh | After Competition Groups | 51.4389 | 359316.8239 | 0.35932 | 12274.284 | 0.0041908 | 33 | Residential_2042_Economic_GWh_After Competition Groups_33 | Duct Insulation | 0.4191% | 0.35932 | 51.4389 | Residential_2042_Economic_GWh_After Competition Groups_Duct Insulation
Residential | Res ¦ Home Energy Reports | 2042 | Economic | GWh | After Competition Groups | 50.5729 | 1801698.4865 | 1.8017 | 12274.284 | 0.0041202 | 34 | Residential_2042_Economic_GWh_After Competition Groups_34 | Home Energy Reports | 0.412% | 1.8017 | 50.5729 | Residential_2042_Economic_GWh_After Competition Groups_Home Energy Reports
Residential | Res ¦ Refrigerator Recycling | 2042 | Technical | GWh | After Competition Groups | 68.4096 | 86522.7323 | 0.086523 | 16668.9367 | 0.004104 | 40 | Residential_2042_Technical_GWh_After Competition Groups_40 | Refrigerator Recycling | 0.4104% | 0.086523 | 68.4096 | Residential_2042_Technical_GWh_After Competition Groups_Refrigerator Recycling
Residential | Res ¦ Floor Insulation | 2042 | Economic | GWh | After Competition Groups | 47.9425 | 2447006.7924 | 2.447 | 12274.284 | 0.0039059 | 35 | Residential_2042_Economic_GWh_After Competition Groups_35 | Floor Insulation | 0.3906% | 2.447 | 47.9425 | Residential_2042_Economic_GWh_After Competition Groups_Floor Insulation
Residential | Res ¦ Energy Star Freezer | 2042 | Economic | GWh | After Competition Groups | 47.6403 | 2439813.658 | 2.4398 | 12274.284 | 0.0038813 | 36 | Residential_2042_Economic_GWh_After Competition Groups_36 | Energy Star Freezer | 0.3881% | 2.4398 | 47.6403 | Residential_2042_Economic_GWh_After Competition Groups_Energy Star Freezer
Residential | Res ¦ Clothes Drying Racks | 2042 | Technical | GWh | After Competition Groups | 62.4612 | 374730.8785 | 0.37473 | 16668.9367 | 0.0037472 | 41 | Residential_2042_Technical_GWh_After Competition Groups_41 | Clothes Drying Racks | 0.3747% | 0.37473 | 62.4612 | Residential_2042_Technical_GWh_After Competition Groups_Clothes Drying Racks
Residential | Res ¦ Freezer Recycling | 2042 | Technical | GWh | After Competition Groups | 60.0194 | 1893678.9868 | 1.8937 | 16668.9367 | 0.0036007 | 42 | Residential_2042_Technical_GWh_After Competition Groups_42 | Freezer Recycling | 0.3601% | 1.8937 | 60.0194 | Residential_2042_Technical_GWh_After Competition Groups_Freezer Recycling
Residential | Res ¦ Home Energy Reports | 2042 | Achievable | GWh | After Competition Groups | 32.2604 | 1796563.253 | 1.7966 | 8980.4349 | 0.0035923 | 37 | Residential_2042_Achievable_GWh_After Competition Groups_37 | Home Energy Reports | 0.3592% | 1.7966 | 32.2604 | Residential_2042_Achievable_GWh_After Competition Groups_Home Energy Reports
Residential | Res ¦ Duct Insulation | 2042 | Technical | GWh | After Competition Groups | 59.4339 | 359316.8239 | 0.35932 | 16668.9367 | 0.0035655 | 43 | Residential_2042_Technical_GWh_After Competition Groups_43 | Duct Insulation | 0.3566% | 0.35932 | 59.4339 | Residential_2042_Technical_GWh_After Competition Groups_Duct Insulation
Residential | Res ¦ Central Lighting Control System | 2042 | Technical | GWh | After Competition Groups | 58.4976 | 0 | 0 | 16668.9367 | 0.0035094 | 44 | Residential_2042_Technical_GWh_After Competition Groups_44 | Central Lighting Control System | 0.3509% | 0 | 58.4976 | Residential_2042_Technical_GWh_After Competition Groups_Central Lighting Control System
Residential | Res ¦ Heat Recovery Ventilator | 2042 | Technical | GWh | After Competition Groups | 57.9463 | 0 | 0 | 16668.9367 | 0.0034763 | 45 | Residential_2042_Technical_GWh_After Competition Groups_45 | Heat Recovery Ventilator | 0.3476% | 0 | 57.9463 | Residential_2042_Technical_GWh_After Competition Groups_Heat Recovery Ventilator
Residential | Res ¦ Duct Insulation | 2042 | Achievable | GWh | After Competition Groups | 30.1021 | 359316.8239 | 0.35932 | 8980.4349 | 0.003352 | 38 | Residential_2042_Achievable_GWh_After Competition Groups_38 | Duct Insulation | 0.3352% | 0.35932 | 30.1021 | Residential_2042_Achievable_GWh_After Competition Groups_Duct Insulation
Residential | Res ¦ Wall Insulation | 2042 | Achievable | GWh | After Competition Groups | 29.4842 | 6543927.1266 | 6.5439 | 8980.4349 | 0.0032832 | 39 | Residential_2042_Achievable_GWh_After Competition Groups_39 | Wall Insulation | 0.3283% | 6.5439 | 29.4842 | Residential_2042_Achievable_GWh_After Competition Groups_Wall Insulation
Residential | Res ¦ LED Tube Re-Lamp | 2042 | Achievable | GWh | After Competition Groups | 28.7964 | 297977.7136 | 0.29798 | 8980.4349 | 0.0032066 | 40 | Residential_2042_Achievable_GWh_After Competition Groups_40 | LED Tube Re-Lamp | 0.3207% | 0.29798 | 28.7964 | Residential_2042_Achievable_GWh_After Competition Groups_LED Tube Re-Lamp
Residential | Res ¦ LED Exterior Area Lights - LED Fixture (200W) | 2042 | Technical | GWh | After Competition Groups | 52.9537 | 225530.4664 | 0.22553 | 16668.9367 | 0.0031768 | 46 | Residential_2042_Technical_GWh_After Competition Groups_46 | LED Exterior Area Lights - LED Fixture (200W) | 0.3177% | 0.22553 | 52.9537 | Residential_2042_Technical_GWh_After Competition Groups_LED Exterior Area Lights - LED Fixture (200W)
Residential | Res ¦ Advanced BAS/Controllers | 2042 | Economic | GWh | After Competition Groups | 38.8763 | 51729.9989 | 0.05173 | 12274.284 | 0.0031673 | 37 | Residential_2042_Economic_GWh_After Competition Groups_37 | Advanced BAS/Controllers | 0.3167% | 0.05173 | 38.8763 | Residential_2042_Economic_GWh_After Competition Groups_Advanced BAS/Controllers
Residential | Res ¦ INTEGRAL LED TROFFERS | 2042 | Technical | GWh | After Competition Groups | 50.9514 | 0 | 0 | 16668.9367 | 0.0030567 | 47 | Residential_2042_Technical_GWh_After Competition Groups_47 | INTEGRAL LED TROFFERS | 0.3057% | 0 | 50.9514 | Residential_2042_Technical_GWh_After Competition Groups_INTEGRAL LED TROFFERS
Residential | Res ¦ Tankless Water Heater | 2042 | Achievable | GWh | After Competition Groups | 26.8296 | 1352962.1646 | 1.353 | 8980.4349 | 0.0029876 | 41 | Residential_2042_Achievable_GWh_After Competition Groups_41 | Tankless Water Heater | 0.2988% | 1.353 | 26.8296 | Residential_2042_Achievable_GWh_After Competition Groups_Tankless Water Heater
Residential | Res ¦ Early Hot Water Heater Replacement | 2042 | Achievable | GWh | After Competition Groups | 26.3334 | 2034941.8212 | 2.0349 | 8980.4349 | 0.0029323 | 42 | Residential_2042_Achievable_GWh_After Competition Groups_42 | Early Hot Water Heater Replacement | 0.2932% | 2.0349 | 26.3334 | Residential_2042_Achievable_GWh_After Competition Groups_Early Hot Water Heater Replacement
Residential | Res ¦ Floor Insulation | 2042 | Achievable | GWh | After Competition Groups | 26.0759 | 2447006.7924 | 2.447 | 8980.4349 | 0.0029036 | 43 | Residential_2042_Achievable_GWh_After Competition Groups_43 | Floor Insulation | 0.2904% | 2.447 | 26.0759 | Residential_2042_Achievable_GWh_After Competition Groups_Floor Insulation
Residential | Res ¦ Floor Insulation | 2042 | Technical | GWh | After Competition Groups | 47.9425 | 2447006.7924 | 2.447 | 16668.9367 | 0.0028762 | 48 | Residential_2042_Technical_GWh_After Competition Groups_48 | Floor Insulation | 0.2876% | 2.447 | 47.9425 | Residential_2042_Technical_GWh_After Competition Groups_Floor Insulation
Residential | Res ¦ Outside Air Economizer | 2042 | Economic | GWh | After Competition Groups | 34.3304 | 95915.4746 | 0.095915 | 12274.284 | 0.0027969 | 38 | Residential_2042_Economic_GWh_After Competition Groups_38 | Outside Air Economizer | 0.2797% | 0.095915 | 34.3304 | Residential_2042_Economic_GWh_After Competition Groups_Outside Air Economizer
Residential | Res ¦ Minimize Hot and Warm Clothes Wash | 2042 | Achievable | GWh | After Competition Groups | 24.9488 | 0 | 0 | 8980.4349 | 0.0027781 | 44 | Residential_2042_Achievable_GWh_After Competition Groups_44 | Minimize Hot and Warm Clothes Wash | 0.2778% | 0 | 24.9488 | Residential_2042_Achievable_GWh_After Competition Groups_Minimize Hot and Warm Clothes Wash
Residential | Res ¦ Variable Refrigerant Flow Heat Pump | 2042 | Economic | GWh | After Competition Groups | 33.7952 | 8649138.7935 | 8.6491 | 12274.284 | 0.0027533 | 39 | Residential_2042_Economic_GWh_After Competition Groups_39 | Variable Refrigerant Flow Heat Pump | 0.2753% | 8.6491 | 33.7952 | Residential_2042_Economic_GWh_After Competition Groups_Variable Refrigerant Flow Heat Pump
Residential | Res ¦ Minimize Hot and Warm Clothes Wash | 2042 | Economic | GWh | After Competition Groups | 33.265 | 0 | 0 | 12274.284 | 0.0027101 | 40 | Residential_2042_Economic_GWh_After Competition Groups_40 | Minimize Hot and Warm Clothes Wash | 0.271% | 0 | 33.265 | Residential_2042_Economic_GWh_After Competition Groups_Minimize Hot and Warm Clothes Wash
Residential | Res ¦ Basement or Crawlspace Insulation | 2042 | Achievable | GWh | After Competition Groups | 23.999 | 11640661.9311 | 11.6407 | 8980.4349 | 0.0026724 | 45 | Residential_2042_Achievable_GWh_After Competition Groups_45 | Basement or Crawlspace Insulation | 0.2672% | 11.6407 | 23.999 | Residential_2042_Achievable_GWh_After Competition Groups_Basement or Crawlspace Insulation
Residential | Res ¦ Furnace Whistle | 2042 | Economic | GWh | After Competition Groups | 32.5776 | 2011.3913 | 0.0020114 | 12274.284 | 0.0026541 | 41 | Residential_2042_Economic_GWh_After Competition Groups_41 | Furnace Whistle | 0.2654% | 0.0020114 | 32.5776 | Residential_2042_Economic_GWh_After Competition Groups_Furnace Whistle
Residential | Res ¦ LED Tube Re-Lamp | 2042 | Technical | GWh | After Competition Groups | 43.3907 | 297977.7136 | 0.29798 | 16668.9367 | 0.0026031 | 49 | Residential_2042_Technical_GWh_After Competition Groups_49 | LED Tube Re-Lamp | 0.2603% | 0.29798 | 43.3907 | Residential_2042_Technical_GWh_After Competition Groups_LED Tube Re-Lamp
Residential | Res ¦ LED Tube Re-Lamp | 2042 | Economic | GWh | After Competition Groups | 30.6516 | 297977.7136 | 0.29798 | 12274.284 | 0.0024972 | 42 | Residential_2042_Economic_GWh_After Competition Groups_42 | LED Tube Re-Lamp | 0.2497% | 0.29798 | 30.6516 | Residential_2042_Economic_GWh_After Competition Groups_LED Tube Re-Lamp
Residential | Res ¦ Dehumidifier Recycling | 2042 | Technical | GWh | After Competition Groups | 41.222 | 0 | 0 | 16668.9367 | 0.002473 | 50 | Residential_2042_Technical_GWh_After Competition Groups_50 | Dehumidifier Recycling | 0.2473% | 0 | 41.222 | Residential_2042_Technical_GWh_After Competition Groups_Dehumidifier Recycling
Residential | Res ¦ Early Hot Water Heater Replacement | 2042 | Economic | GWh | After Competition Groups | 29.5812 | 2034941.8212 | 2.0349 | 12274.284 | 0.00241 | 43 | Residential_2042_Economic_GWh_After Competition Groups_43 | Early Hot Water Heater Replacement | 0.241% | 2.0349 | 29.5812 | Residential_2042_Economic_GWh_After Competition Groups_Early Hot Water Heater Replacement
Residential | Res ¦ Advanced BAS/Controllers | 2042 | Technical | GWh | After Competition Groups | 38.8763 | 51729.9989 | 0.05173 | 16668.9367 | 0.0023323 | 51 | Residential_2042_Technical_GWh_After Competition Groups_51 | Advanced BAS/Controllers | 0.2332% | 0.05173 | 38.8763 | Residential_2042_Technical_GWh_After Competition Groups_Advanced BAS/Controllers
Residential | Res ¦ ENERGY STAR LED LAMPS (REFLECTOR LAMPs/MR16/PAR 16) | 2042 | Achievable | GWh | After Competition Groups | 20.8395 | 39374.4767 | 0.039374 | 8980.4349 | 0.0023205 | 46 | Residential_2042_Achievable_GWh_After Competition Groups_46 | ENERGY STAR LED LAMPS (REFLECTOR LAMPs/MR16/PAR 16) | 0.2321% | 0.039374 | 20.8395 | Residential_2042_Achievable_GWh_After Competition Groups_ENERGY STAR LED LAMPS (REFLECTOR LAMPs/MR16/PAR 16)
Residential | Res ¦ CO Sensors for parking garage exhaust fans | 2042 | Achievable | GWh | After Competition Groups | 20.7375 | 204807.2726 | 0.20481 | 8980.4349 | 0.0023092 | 47 | Residential_2042_Achievable_GWh_After Competition Groups_47 | CO Sensors for parking garage exhaust fans | 0.2309% | 0.20481 | 20.7375 | Residential_2042_Achievable_GWh_After Competition Groups_CO Sensors for parking garage exhaust fans
Residential | Res ¦ Heat Pump Water Heater | 2042 | Economic | GWh | After Competition Groups | 28.2555 | 354031.7882 | 0.35403 | 12274.284 | 0.002302 | 44 | Residential_2042_Economic_GWh_After Competition Groups_44 | Heat Pump Water Heater | 0.2302% | 0.35403 | 28.2555 | Residential_2042_Economic_GWh_After Competition Groups_Heat Pump Water Heater
Residential | Res ¦ High Efficiency Chiller (avg of water and air cooled) | 2042 | Achievable | GWh | After Competition Groups | 20.454 | 158515.6491 | 0.15852 | 8980.4349 | 0.0022776 | 48 | Residential_2042_Achievable_GWh_After Competition Groups_48 | High Efficiency Chiller (avg of water and air cooled) | 0.2278% | 0.15852 | 20.454 | Residential_2042_Achievable_GWh_After Competition Groups_High Efficiency Chiller (avg of water and air cooled)
Residential | Res ¦ Duct Insulation MF | 2042 | Economic | GWh | After Competition Groups | 26.7804 | 1915579.2893 | 1.9156 | 12274.284 | 0.0021818 | 45 | Residential_2042_Economic_GWh_After Competition Groups_45 | Duct Insulation MF | 0.2182% | 1.9156 | 26.7804 | Residential_2042_Economic_GWh_After Competition Groups_Duct Insulation MF
Residential | Res ¦ Outside Air Economizer | 2042 | Technical | GWh | After Competition Groups | 34.3304 | 95915.4746 | 0.095915 | 16668.9367 | 0.0020595 | 52 | Residential_2042_Technical_GWh_After Competition Groups_52 | Outside Air Economizer | 0.206% | 0.095915 | 34.3304 | Residential_2042_Technical_GWh_After Competition Groups_Outside Air Economizer
Residential | Res ¦ Energy Star Dehumidifier | 2042 | Achievable | GWh | After Competition Groups | 18.2998 | 1925791.032 | 1.9258 | 8980.4349 | 0.0020377 | 49 | Residential_2042_Achievable_GWh_After Competition Groups_49 | Energy Star Dehumidifier | 0.2038% | 1.9258 | 18.2998 | Residential_2042_Achievable_GWh_After Competition Groups_Energy Star Dehumidifier
Residential | Res ¦ Tankless Water Heater | 2042 | Economic | GWh | After Competition Groups | 24.9621 | 1352962.1646 | 1.353 | 12274.284 | 0.0020337 | 46 | Residential_2042_Economic_GWh_After Competition Groups_46 | Tankless Water Heater | 0.2034% | 1.353 | 24.9621 | Residential_2042_Economic_GWh_After Competition Groups_Tankless Water Heater
Residential | Res ¦ Drain Water Heat Recovery | 2042 | Achievable | GWh | After Competition Groups | 18.064 | 1328272.3634 | 1.3283 | 8980.4349 | 0.0020115 | 50 | Residential_2042_Achievable_GWh_After Competition Groups_50 | Drain Water Heat Recovery | 0.2011% | 1.3283 | 18.064 | Residential_2042_Achievable_GWh_After Competition Groups_Drain Water Heat Recovery
Residential | Res ¦ Minimize Hot and Warm Clothes Wash | 2042 | Technical | GWh | After Competition Groups | 33.265 | 0 | 0 | 16668.9367 | 0.0019956 | 53 | Residential_2042_Technical_GWh_After Competition Groups_53 | Minimize Hot and Warm Clothes Wash | 0.1996% | 0 | 33.265 | Residential_2042_Technical_GWh_After Competition Groups_Minimize Hot and Warm Clothes Wash
Residential | Res ¦ Energy Star Dehumidifier | 2042 | Economic | GWh | After Competition Groups | 24.234 | 1925791.032 | 1.9258 | 12274.284 | 0.0019744 | 47 | Residential_2042_Economic_GWh_After Competition Groups_47 | Energy Star Dehumidifier | 0.1974% | 1.9258 | 24.234 | Residential_2042_Economic_GWh_After Competition Groups_Energy Star Dehumidifier
Residential | Res ¦ Energy Star Dishwasher | 2042 | Technical | GWh | After Competition Groups | 32.6348 | 0 | 0 | 16668.9367 | 0.0019578 | 54 | Residential_2042_Technical_GWh_After Competition Groups_54 | Energy Star Dishwasher | 0.1958% | 0 | 32.6348 | Residential_2042_Technical_GWh_After Competition Groups_Energy Star Dishwasher
Residential | Res ¦ Furnace Whistle | 2042 | Technical | GWh | After Competition Groups | 32.5776 | 2011.3913 | 0.0020114 | 16668.9367 | 0.0019544 | 55 | Residential_2042_Technical_GWh_After Competition Groups_55 | Furnace Whistle | 0.1954% | 0.0020114 | 32.5776 | Residential_2042_Technical_GWh_After Competition Groups_Furnace Whistle
Residential | Res ¦ Condensing Make Up Air Unit | 2042 | Achievable | GWh | After Competition Groups | 17.1689 | 1127986.762 | 1.128 | 8980.4349 | 0.0019118 | 51 | Residential_2042_Achievable_GWh_After Competition Groups_51 | Condensing Make Up Air Unit | 0.1912% | 1.128 | 17.1689 | Residential_2042_Achievable_GWh_After Competition Groups_Condensing Make Up Air Unit
Residential | Res ¦ Lighting Motion Sensors, Timers, Dimmers | 2042 | Achievable | GWh | After Competition Groups | 17.1045 | 32536603.4519 | 32.5366 | 8980.4349 | 0.0019046 | 52 | Residential_2042_Achievable_GWh_After Competition Groups_52 | Lighting Motion Sensors, Timers, Dimmers | 0.1905% | 32.5366 | 17.1045 | Residential_2042_Achievable_GWh_After Competition Groups_Lighting Motion Sensors, Timers, Dimmers
Residential | Res ¦ Variable Frequency Drive (VFD) | 2042 | Achievable | GWh | After Competition Groups | 16.8814 | 12416.8148 | 0.012417 | 8980.4349 | 0.0018798 | 53 | Residential_2042_Achievable_GWh_After Competition Groups_53 | Variable Frequency Drive (VFD) | 0.188% | 0.012417 | 16.8814 | Residential_2042_Achievable_GWh_After Competition Groups_Variable Frequency Drive (VFD)
Residential | Res ¦ Condensing Make Up Air Unit | 2042 | Economic | GWh | After Competition Groups | 22.84 | 1127986.762 | 1.128 | 12274.284 | 0.0018608 | 48 | Residential_2042_Economic_GWh_After Competition Groups_48 | Condensing Make Up Air Unit | 0.1861% | 1.128 | 22.84 | Residential_2042_Economic_GWh_After Competition Groups_Condensing Make Up Air Unit
Residential | Res ¦ High Efficiency Chiller (avg of water and air cooled) | 2042 | Economic | GWh | After Competition Groups | 22.5245 | 158515.6491 | 0.15852 | 12274.284 | 0.0018351 | 49 | Residential_2042_Economic_GWh_After Competition Groups_49 | High Efficiency Chiller (avg of water and air cooled) | 0.1835% | 0.15852 | 22.5245 | Residential_2042_Economic_GWh_After Competition Groups_High Efficiency Chiller (avg of water and air cooled)
Residential | Res ¦ Early Hot Water Heater Replacement | 2042 | Technical | GWh | After Competition Groups | 29.5812 | 2034941.8212 | 2.0349 | 16668.9367 | 0.0017746 | 56 | Residential_2042_Technical_GWh_After Competition Groups_56 | Early Hot Water Heater Replacement | 0.1775% | 2.0349 | 29.5812 | Residential_2042_Technical_GWh_After Competition Groups_Early Hot Water Heater Replacement
Residential | Res ¦ CO Sensors for parking garage exhaust fans | 2042 | Economic | GWh | After Competition Groups | 21.6598 | 204807.2726 | 0.20481 | 12274.284 | 0.0017646 | 50 | Residential_2042_Economic_GWh_After Competition Groups_50 | CO Sensors for parking garage exhaust fans | 0.1765% | 0.20481 | 21.6598 | Residential_2042_Economic_GWh_After Competition Groups_CO Sensors for parking garage exhaust fans
Residential | Res ¦ Demand Control Ventilation | 2042 | Achievable | GWh | After Competition Groups | 15.8379 | 0 | 0 | 8980.4349 | 0.0017636 | 54 | Residential_2042_Achievable_GWh_After Competition Groups_54 | Demand Control Ventilation | 0.1764% | 0 | 15.8379 | Residential_2042_Achievable_GWh_After Competition Groups_Demand Control Ventilation
Residential | Res ¦ LED Downlight | 2042 | Economic | GWh | After Competition Groups | 20.1962 | 437745.9723 | 0.43775 | 12274.284 | 0.0016454 | 51 | Residential_2042_Economic_GWh_After Competition Groups_51 | LED Downlight | 0.1645% | 0.43775 | 20.1962 | Residential_2042_Economic_GWh_After Competition Groups_LED Downlight
Residential | Res ¦ ENERGY STAR LED LAMPS (REFLECTOR LAMPs/MR16/PAR 16) | 2042 | Economic | GWh | After Competition Groups | 20.0496 | 39374.4767 | 0.039374 | 12274.284 | 0.0016335 | 52 | Residential_2042_Economic_GWh_After Competition Groups_52 | ENERGY STAR LED LAMPS (REFLECTOR LAMPs/MR16/PAR 16) | 0.1633% | 0.039374 | 20.0496 | Residential_2042_Economic_GWh_After Competition Groups_ENERGY STAR LED LAMPS (REFLECTOR LAMPs/MR16/PAR 16)
Residential | Res ¦ Drain Water Heat Recovery | 2042 | Economic | GWh | After Competition Groups | 19.8566 | 1328272.3634 | 1.3283 | 12274.284 | 0.0016177 | 53 | Residential_2042_Economic_GWh_After Competition Groups_53 | Drain Water Heat Recovery | 0.1618% | 1.3283 | 19.8566 | Residential_2042_Economic_GWh_After Competition Groups_Drain Water Heat Recovery
Residential | Res ¦ Duct Insulation MF | 2042 | Technical | GWh | After Competition Groups | 26.7804 | 1915579.2893 | 1.9156 | 16668.9367 | 0.0016066 | 57 | Residential_2042_Technical_GWh_After Competition Groups_57 | Duct Insulation MF | 0.1607% | 1.9156 | 26.7804 | Residential_2042_Technical_GWh_After Competition Groups_Duct Insulation MF
Residential | Res ¦ Ceiling Insulation | 2042 | Achievable | GWh | After Competition Groups | 13.6293 | 6747142.8104 | 6.7471 | 8980.4349 | 0.0015177 | 55 | Residential_2042_Achievable_GWh_After Competition Groups_55 | Ceiling Insulation | 0.1518% | 6.7471 | 13.6293 | Residential_2042_Achievable_GWh_After Competition Groups_Ceiling Insulation
Residential | Res ¦ Central Air Conditioner Maintenance | 2042 | Technical | GWh | After Competition Groups | 24.353 | 0 | 0 | 16668.9367 | 0.001461 | 58 | Residential_2042_Technical_GWh_After Competition Groups_58 | Central Air Conditioner Maintenance | 0.1461% | 0 | 24.353 | Residential_2042_Technical_GWh_After Competition Groups_Central Air Conditioner Maintenance
Residential | Res ¦ Energy Star Dehumidifier | 2042 | Technical | GWh | After Competition Groups | 24.234 | 1925791.032 | 1.9258 | 16668.9367 | 0.0014538 | 59 | Residential_2042_Technical_GWh_After Competition Groups_59 | Energy Star Dehumidifier | 0.1454% | 1.9258 | 24.234 | Residential_2042_Technical_GWh_After Competition Groups_Energy Star Dehumidifier
Residential | Res ¦ Duct Insulation MF | 2042 | Achievable | GWh | After Competition Groups | 12.6413 | 1915579.2893 | 1.9156 | 8980.4349 | 0.0014076 | 56 | Residential_2042_Achievable_GWh_After Competition Groups_56 | Duct Insulation MF | 0.1408% | 1.9156 | 12.6413 | Residential_2042_Achievable_GWh_After Competition Groups_Duct Insulation MF
Residential | Res ¦ Water Heater Temperature Setback | 2042 | Achievable | GWh | After Competition Groups | 12.4748 | 2035.7684 | 0.0020358 | 8980.4349 | 0.0013891 | 57 | Residential_2042_Achievable_GWh_After Competition Groups_57 | Water Heater Temperature Setback | 0.1389% | 0.0020358 | 12.4748 | Residential_2042_Achievable_GWh_After Competition Groups_Water Heater Temperature Setback
Residential | Res ¦ Condensing Make Up Air Unit | 2042 | Technical | GWh | After Competition Groups | 22.84 | 1127986.762 | 1.128 | 16668.9367 | 0.0013702 | 60 | Residential_2042_Technical_GWh_After Competition Groups_60 | Condensing Make Up Air Unit | 0.137% | 1.128 | 22.84 | Residential_2042_Technical_GWh_After Competition Groups_Condensing Make Up Air Unit
Residential | Res ¦ High Efficiency Chiller (avg of water and air cooled) | 2042 | Technical | GWh | After Competition Groups | 22.5245 | 158515.6491 | 0.15852 | 16668.9367 | 0.0013513 | 61 | Residential_2042_Technical_GWh_After Competition Groups_61 | High Efficiency Chiller (avg of water and air cooled) | 0.1351% | 0.15852 | 22.5245 | Residential_2042_Technical_GWh_After Competition Groups_High Efficiency Chiller (avg of water and air cooled)
Residential | Res ¦ Heat Recovery Ventilator | 2042 | Achievable | GWh | After Competition Groups | 11.9318 | 0 | 0 | 8980.4349 | 0.0013286 | 58 | Residential_2042_Achievable_GWh_After Competition Groups_58 | Heat Recovery Ventilator | 0.1329% | 0 | 11.9318 | Residential_2042_Achievable_GWh_After Competition Groups_Heat Recovery Ventilator
Residential | Res ¦ CO Sensors for parking garage exhaust fans | 2042 | Technical | GWh | After Competition Groups | 21.6598 | 204807.2726 | 0.20481 | 16668.9367 | 0.0012994 | 62 | Residential_2042_Technical_GWh_After Competition Groups_62 | CO Sensors for parking garage exhaust fans | 0.1299% | 0.20481 | 21.6598 | Residential_2042_Technical_GWh_After Competition Groups_CO Sensors for parking garage exhaust fans
Residential | Res ¦ ENERGY STAR LED LAMPS (REFLECTOR LAMPs/MR16/PAR 16) | 2042 | Technical | GWh | After Competition Groups | 20.0496 | 39374.4767 | 0.039374 | 16668.9367 | 0.0012028 | 63 | Residential_2042_Technical_GWh_After Competition Groups_63 | ENERGY STAR LED LAMPS (REFLECTOR LAMPs/MR16/PAR 16) | 0.1203% | 0.039374 | 20.0496 | Residential_2042_Technical_GWh_After Competition Groups_ENERGY STAR LED LAMPS (REFLECTOR LAMPs/MR16/PAR 16)
Residential | Res ¦ Drain Water Heat Recovery | 2042 | Technical | GWh | After Competition Groups | 19.8566 | 1328272.3634 | 1.3283 | 16668.9367 | 0.0011912 | 64 | Residential_2042_Technical_GWh_After Competition Groups_64 | Drain Water Heat Recovery | 0.1191% | 1.3283 | 19.8566 | Residential_2042_Technical_GWh_After Competition Groups_Drain Water Heat Recovery
Residential | Res ¦ Demand Control Ventilation | 2042 | Economic | GWh | After Competition Groups | 14.2853 | 0 | 0 | 12274.284 | 0.0011638 | 54 | Residential_2042_Economic_GWh_After Competition Groups_54 | Demand Control Ventilation | 0.1164% | 0 | 14.2853 | Residential_2042_Economic_GWh_After Competition Groups_Demand Control Ventilation
Residential | Res ¦ Variable Frequency Drive (VFD) | 2042 | Economic | GWh | After Competition Groups | 14.0472 | 12416.8148 | 0.012417 | 12274.284 | 0.0011444 | 55 | Residential_2042_Economic_GWh_After Competition Groups_55 | Variable Frequency Drive (VFD) | 0.1144% | 0.012417 | 14.0472 | Residential_2042_Economic_GWh_After Competition Groups_Variable Frequency Drive (VFD)
Residential | Res ¦ Demand Control Ventilation | 2042 | Technical | GWh | After Competition Groups | 17.879 | 0 | 0 | 16668.9367 | 0.0010726 | 65 | Residential_2042_Technical_GWh_After Competition Groups_65 | Demand Control Ventilation | 0.1073% | 0 | 17.879 | Residential_2042_Technical_GWh_After Competition Groups_Demand Control Ventilation
Residential | Res ¦ Water Heater Temperature Setback | 2042 | Economic | GWh | After Competition Groups | 10.3804 | 2035.7684 | 0.0020358 | 12274.284 | 0.0008457 | 56 | Residential_2042_Economic_GWh_After Competition Groups_56 | Water Heater Temperature Setback | 0.08457% | 0.0020358 | 10.3804 | Residential_2042_Economic_GWh_After Competition Groups_Water Heater Temperature Setback
Residential | Res ¦ Variable Frequency Drive (VFD) | 2042 | Technical | GWh | After Competition Groups | 14.0472 | 12416.8148 | 0.012417 | 16668.9367 | 0.00084272 | 66 | Residential_2042_Technical_GWh_After Competition Groups_66 | Variable Frequency Drive (VFD) | 0.08427% | 0.012417 | 14.0472 | Residential_2042_Technical_GWh_After Competition Groups_Variable Frequency Drive (VFD)
Residential | Res ¦ DHW Recirculation Systems | 2042 | Economic | GWh | After Competition Groups | 9.3516 | 1452644.542 | 1.4526 | 12274.284 | 0.00076189 | 57 | Residential_2042_Economic_GWh_After Competition Groups_57 | DHW Recirculation Systems | 0.07619% | 1.4526 | 9.3516 | Residential_2042_Economic_GWh_After Competition Groups_DHW Recirculation Systems
Residential | Res ¦ DHW Recirculation Systems | 2042 | Achievable | GWh | After Competition Groups | 5.862 | 1452644.542 | 1.4526 | 8980.4349 | 0.00065275 | 59 | Residential_2042_Achievable_GWh_After Competition Groups_59 | DHW Recirculation Systems | 0.06528% | 1.4526 | 5.862 | Residential_2042_Achievable_GWh_After Competition Groups_DHW Recirculation Systems
Residential | Res ¦ Water Heater Temperature Setback | 2042 | Technical | GWh | After Competition Groups | 10.3804 | 2035.7684 | 0.0020358 | 16668.9367 | 0.00062274 | 67 | Residential_2042_Technical_GWh_After Competition Groups_67 | Water Heater Temperature Setback | 0.06227% | 0.0020358 | 10.3804 | Residential_2042_Technical_GWh_After Competition Groups_Water Heater Temperature Setback
Residential | Res ¦ VFD on Pumps | 2042 | Achievable | GWh | After Competition Groups | 5.1912 | 4651.5747 | 0.0046516 | 8980.4349 | 0.00057806 | 60 | Residential_2042_Achievable_GWh_After Competition Groups_60 | VFD on Pumps | 0.05781% | 0.0046516 | 5.1912 | Residential_2042_Achievable_GWh_After Competition Groups_VFD on Pumps
Residential | Res ¦ DHW Recirculation Systems | 2042 | Technical | GWh | After Competition Groups | 9.3516 | 1452644.542 | 1.4526 | 16668.9367 | 0.00056102 | 68 | Residential_2042_Technical_GWh_After Competition Groups_68 | DHW Recirculation Systems | 0.0561% | 1.4526 | 9.3516 | Residential_2042_Technical_GWh_After Competition Groups_DHW Recirculation Systems
Residential | Res ¦ Air Source Heat Pump Maintenance | 2042 | Technical | GWh | After Competition Groups | 8.4391 | 0 | 0 | 16668.9367 | 0.00050628 | 69 | Residential_2042_Technical_GWh_After Competition Groups_69 | Air Source Heat Pump Maintenance | 0.05063% | 0 | 8.4391 | Residential_2042_Technical_GWh_After Competition Groups_Air Source Heat Pump Maintenance
Residential | Res ¦ Lighting Motion Sensors, Timers, Dimmers | 2042 | Economic | GWh | After Competition Groups | 5.4776 | 32536603.4519 | 32.5366 | 12274.284 | 0.00044626 | 58 | Residential_2042_Economic_GWh_After Competition Groups_58 | Lighting Motion Sensors, Timers, Dimmers | 0.04463% | 32.5366 | 5.4776 | Residential_2042_Economic_GWh_After Competition Groups_Lighting Motion Sensors, Timers, Dimmers
Residential | Res ¦ ENERGY STAR LED Lamps (General Service Lamps) | 2042 | Achievable | GWh | After Competition Groups | 3.6709 | 7052.0542 | 0.0070521 | 8980.4349 | 0.00040877 | 61 | Residential_2042_Achievable_GWh_After Competition Groups_61 | ENERGY STAR LED Lamps (General Service Lamps) | 0.04088% | 0.0070521 | 3.6709 | Residential_2042_Achievable_GWh_After Competition Groups_ENERGY STAR LED Lamps (General Service Lamps)
Residential | Res ¦ ECM MOTORS FOR HVAC APPLICATION (FAN-POWERED VAV BOX) | 2042 | Achievable | GWh | After Competition Groups | 3.288 | 23036.6975 | 0.023037 | 8980.4349 | 0.00036613 | 62 | Residential_2042_Achievable_GWh_After Competition Groups_62 | ECM MOTORS FOR HVAC APPLICATION (FAN-POWERED VAV BOX) | 0.03661% | 0.023037 | 3.288 | Residential_2042_Achievable_GWh_After Competition Groups_ECM MOTORS FOR HVAC APPLICATION (FAN-POWERED VAV BOX)
Residential | Res ¦ VFD on Pumps | 2042 | Economic | GWh | After Competition Groups | 4.3197 | 4651.5747 | 0.0046516 | 12274.284 | 0.00035193 | 59 | Residential_2042_Economic_GWh_After Competition Groups_59 | VFD on Pumps | 0.03519% | 0.0046516 | 4.3197 | Residential_2042_Economic_GWh_After Competition Groups_VFD on Pumps
Residential | Res ¦ Heat Pump Water Heater | 2042 | Achievable | GWh | After Competition Groups | 3.1294 | 374145.846 | 0.37415 | 8980.4349 | 0.00034847 | 63 | Residential_2042_Achievable_GWh_After Competition Groups_63 | Heat Pump Water Heater | 0.03485% | 0.37415 | 3.1294 | Residential_2042_Achievable_GWh_After Competition Groups_Heat Pump Water Heater
Residential | Res ¦ ENERGY STAR LED Lamps (General Service Lamps) | 2042 | Economic | GWh | After Competition Groups | 3.5878 | 7052.0542 | 0.0070521 | 12274.284 | 0.0002923 | 60 | Residential_2042_Economic_GWh_After Competition Groups_60 | ENERGY STAR LED Lamps (General Service Lamps) | 0.02923% | 0.0070521 | 3.5878 | Residential_2042_Economic_GWh_After Competition Groups_ENERGY STAR LED Lamps (General Service Lamps)
Residential | Res ¦ ECM MOTORS FOR HVAC APPLICATION (FAN-POWERED VAV BOX) | 2042 | Economic | GWh | After Competition Groups | 3.5045 | 23036.6975 | 0.023037 | 12274.284 | 0.00028552 | 61 | Residential_2042_Economic_GWh_After Competition Groups_61 | ECM MOTORS FOR HVAC APPLICATION (FAN-POWERED VAV BOX) | 0.02855% | 0.023037 | 3.5045 | Residential_2042_Economic_GWh_After Competition Groups_ECM MOTORS FOR HVAC APPLICATION (FAN-POWERED VAV BOX)
Residential | Res ¦ Tankless Water Heater | 2042 | Technical | GWh | After Competition Groups | 4.6178 | 98027.2621 | 0.098027 | 16668.9367 | 0.00027703 | 70 | Residential_2042_Technical_GWh_After Competition Groups_70 | Tankless Water Heater | 0.0277% | 0.098027 | 4.6178 | Residential_2042_Technical_GWh_After Competition Groups_Tankless Water Heater
Residential | Res ¦ Beverage Vending Machine Controls | 2042 | Achievable | GWh | After Competition Groups | 2.3641 | 9902.8122 | 0.0099028 | 8980.4349 | 0.00026325 | 64 | Residential_2042_Achievable_GWh_After Competition Groups_64 | Beverage Vending Machine Controls | 0.02632% | 0.0099028 | 2.3641 | Residential_2042_Achievable_GWh_After Competition Groups_Beverage Vending Machine Controls
Residential | Res ¦ VFD on Pumps | 2042 | Technical | GWh | After Competition Groups | 4.3197 | 4651.5747 | 0.0046516 | 16668.9367 | 0.00025915 | 71 | Residential_2042_Technical_GWh_After Competition Groups_71 | VFD on Pumps | 0.02591% | 0.0046516 | 4.3197 | Residential_2042_Technical_GWh_After Competition Groups_VFD on Pumps
Residential | Res ¦ ENERGY STAR LED Lamps (General Service Lamps) | 2042 | Technical | GWh | After Competition Groups | 3.5878 | 7052.0542 | 0.0070521 | 16668.9367 | 0.00021524 | 72 | Residential_2042_Technical_GWh_After Competition Groups_72 | ENERGY STAR LED Lamps (General Service Lamps) | 0.02152% | 0.0070521 | 3.5878 | Residential_2042_Technical_GWh_After Competition Groups_ENERGY STAR LED Lamps (General Service Lamps)
Residential | Res ¦ ECM MOTORS FOR HVAC APPLICATION (FAN-POWERED VAV BOX) | 2042 | Technical | GWh | After Competition Groups | 3.5045 | 23036.6975 | 0.023037 | 16668.9367 | 0.00021024 | 73 | Residential_2042_Technical_GWh_After Competition Groups_73 | ECM MOTORS FOR HVAC APPLICATION (FAN-POWERED VAV BOX) | 0.02102% | 0.023037 | 3.5045 | Residential_2042_Technical_GWh_After Competition Groups_ECM MOTORS FOR HVAC APPLICATION (FAN-POWERED VAV BOX)
Residential | Res ¦ HVAC Optimization | 2042 | Technical | GWh | After Competition Groups | 3.4389 | 0 | 0 | 16668.9367 | 0.00020631 | 74 | Residential_2042_Technical_GWh_After Competition Groups_74 | HVAC Optimization | 0.02063% | 0 | 3.4389 | Residential_2042_Technical_GWh_After Competition Groups_HVAC Optimization
Residential | Res ¦ Beverage Vending Machine Controls | 2042 | Economic | GWh | After Competition Groups | 2.4708 | 9902.8122 | 0.0099028 | 12274.284 | 0.0002013 | 62 | Residential_2042_Economic_GWh_After Competition Groups_62 | Beverage Vending Machine Controls | 0.02013% | 0.0099028 | 2.4708 | Residential_2042_Economic_GWh_After Competition Groups_Beverage Vending Machine Controls
Residential | Res ¦ Beverage Vending Machine Controls | 2042 | Technical | GWh | After Competition Groups | 2.4708 | 9902.8122 | 0.0099028 | 16668.9367 | 0.00014823 | 75 | Residential_2042_Technical_GWh_After Competition Groups_75 | Beverage Vending Machine Controls | 0.01482% | 0.0099028 | 2.4708 | Residential_2042_Technical_GWh_After Competition Groups_Beverage Vending Machine Controls
Residential | Res ¦ Networked/ Connected - Indoor LED Luminaire | 2042 | Achievable | GWh | After Competition Groups | 0.7853 | 281550.2571 | 0.28155 | 8980.4349 | 8.7446e-05 | 65 | Residential_2042_Achievable_GWh_After Competition Groups_65 | Networked/ Connected - Indoor LED Luminaire | 0.008745% | 0.28155 | 0.7853 | Residential_2042_Achievable_GWh_After Competition Groups_Networked/ Connected - Indoor LED Luminaire
Residential | Res ¦ Air Source Heat Pump | 2042 | Achievable | GWh | After Competition Groups | 0.63837 | 15230.4607 | 0.01523 | 8980.4349 | 7.1084e-05 | 66 | Residential_2042_Achievable_GWh_After Competition Groups_66 | Air Source Heat Pump | 0.007108% | 0.01523 | 0.63837 | Residential_2042_Achievable_GWh_After Competition Groups_Air Source Heat Pump
Residential | Res ¦ Chilled Water Optimization | 2042 | Achievable | GWh | After Competition Groups | 0.43091 | 201.899 | 0.0002019 | 8980.4349 | 4.7983e-05 | 67 | Residential_2042_Achievable_GWh_After Competition Groups_67 | Chilled Water Optimization | 0.004798% | 0.0002019 | 0.43091 | Residential_2042_Achievable_GWh_After Competition Groups_Chilled Water Optimization
Residential | Res ¦ Chilled Water Optimization | 2042 | Economic | GWh | After Competition Groups | 0.55895 | 201.899 | 0.0002019 | 12274.284 | 4.5538e-05 | 63 | Residential_2042_Economic_GWh_After Competition Groups_63 | Chilled Water Optimization | 0.004554% | 0.0002019 | 0.55895 | Residential_2042_Economic_GWh_After Competition Groups_Chilled Water Optimization
Residential | Res ¦ Wall Insulation MF | 2042 | Economic | GWh | After Competition Groups | 0.50309 | 20279.1574 | 0.020279 | 12274.284 | 4.0988e-05 | 64 | Residential_2042_Economic_GWh_After Competition Groups_64 | Wall Insulation MF | 0.004099% | 0.020279 | 0.50309 | Residential_2042_Economic_GWh_After Competition Groups_Wall Insulation MF
Residential | Res ¦ Chilled Water Optimization | 2042 | Technical | GWh | After Competition Groups | 0.55895 | 201.899 | 0.0002019 | 16668.9367 | 3.3533e-05 | 76 | Residential_2042_Technical_GWh_After Competition Groups_76 | Chilled Water Optimization | 0.003353% | 0.0002019 | 0.55895 | Residential_2042_Technical_GWh_After Competition Groups_Chilled Water Optimization
Residential | Res ¦ Wall Insulation MF | 2042 | Technical | GWh | After Competition Groups | 0.52554 | 20279.1574 | 0.020279 | 16668.9367 | 3.1528e-05 | 77 | Residential_2042_Technical_GWh_After Competition Groups_77 | Wall Insulation MF | 0.003153% | 0.020279 | 0.52554 | Residential_2042_Technical_GWh_After Competition Groups_Wall Insulation MF
Residential | Res ¦ LED High Bay Fixture | 2042 | Achievable | GWh | After Competition Groups | 0.23998 | 4667.6603 | 0.0046677 | 8980.4349 | 2.6722e-05 | 68 | Residential_2042_Achievable_GWh_After Competition Groups_68 | LED High Bay Fixture | 0.002672% | 0.0046677 | 0.23998 | Residential_2042_Achievable_GWh_After Competition Groups_LED High Bay Fixture
Residential | Res ¦ LED High Bay Fixture | 2042 | Economic | GWh | After Competition Groups | 0.23473 | 4667.6603 | 0.0046677 | 12274.284 | 1.9124e-05 | 65 | Residential_2042_Economic_GWh_After Competition Groups_65 | LED High Bay Fixture | 0.001912% | 0.0046677 | 0.23473 | Residential_2042_Economic_GWh_After Competition Groups_LED High Bay Fixture
Residential | Res ¦ LED Recessed Downlights | 2042 | Technical | GWh | After Competition Groups | 0.27279 | 0 | 0 | 16668.9367 | 1.6365e-05 | 78 | Residential_2042_Technical_GWh_After Competition Groups_78 | LED Recessed Downlights | 0.001637% | 0 | 0.27279 | Residential_2042_Technical_GWh_After Competition Groups_LED Recessed Downlights
Residential | Res ¦ LED High Bay Fixture | 2042 | Technical | GWh | After Competition Groups | 0.23473 | 4667.6603 | 0.0046677 | 16668.9367 | 1.4082e-05 | 79 | Residential_2042_Technical_GWh_After Competition Groups_79 | LED High Bay Fixture | 0.001408% | 0.0046677 | 0.23473 | Residential_2042_Technical_GWh_After Competition Groups_LED High Bay Fixture
Residential | Res ¦ Solar Water Preheat (Pools/DHW) | 2042 | Technical | GWh | After Competition Groups | 0.1432 | 0 | 0 | 16668.9367 | 8.5907e-06 | 80 | Residential_2042_Technical_GWh_After Competition Groups_80 | Solar Water Preheat (Pools/DHW) | 0.0008591% | 0 | 0.1432 | Residential_2042_Technical_GWh_After Competition Groups_Solar Water Preheat (Pools/DHW)
Residential | Res ¦ Wall Insulation MF | 2042 | Achievable | GWh | After Competition Groups | 0.069078 | 20279.1574 | 0.020279 | 8980.4349 | 7.6921e-06 | 69 | Residential_2042_Achievable_GWh_After Competition Groups_69 | Wall Insulation MF | 0.0007692% | 0.020279 | 0.069078 | Residential_2042_Achievable_GWh_After Competition Groups_Wall Insulation MF
Residential | Res ¦ Photocell Controls (Outdoor) | 2042 | Technical | GWh | After Competition Groups | 0.00029064 | 0 | 0 | 16668.9367 | 1.7436e-08 | 81 | Residential_2042_Technical_GWh_After Competition Groups_81 | Photocell Controls (Outdoor) | 1.744e-06% | 0 | 0.00029064 | Residential_2042_Technical_GWh_After Competition Groups_Photocell Controls (Outdoor)
Residential | Res ¦ Air Sealing | 2023 | Economic | million_m3 | After Competition Groups | 728.2725 | 11825111.7246 | 11.8251 | 2736.5796 | 0.26613 | 1 | Residential_2023_Economic_million_m3_After Competition Groups_1 | Air Sealing | 26.61% | 11.8251 | 728.2725 | Residential_2023_Economic_million_m3_After Competition Groups_Air Sealing
Residential | Res ¦ Air Sealing | 2023 | Technical | million_m3 | After Competition Groups | 728.2725 | 11825111.7246 | 11.8251 | 3488.1884 | 0.20878 | 1 | Residential_2023_Technical_million_m3_After Competition Groups_1 | Air Sealing | 20.88% | 11.8251 | 728.2725 | Residential_2023_Technical_million_m3_After Competition Groups_Air Sealing
Residential | Res ¦ Adaptive Thermostat | 2023 | Economic | million_m3 | After Competition Groups | 526.4618 | 13640777.4327 | 13.6408 | 2736.5796 | 0.19238 | 2 | Residential_2023_Economic_million_m3_After Competition Groups_2 | Adaptive Thermostat | 19.24% | 13.6408 | 526.4618 | Residential_2023_Economic_million_m3_After Competition Groups_Adaptive Thermostat
Residential | Res ¦ Comprehensive Draft Proofing | 2023 | Achievable | million_m3 | After Competition Groups | 11.9438 | 1012084.9289 | 1.0121 | 72.4169 | 0.16493 | 1 | Residential_2023_Achievable_million_m3_After Competition Groups_1 | Comprehensive Draft Proofing | 16.49% | 1.0121 | 11.9438 | Residential_2023_Achievable_million_m3_After Competition Groups_Comprehensive Draft Proofing
Residential | Res ¦ Adaptive Thermostat | 2023 | Technical | million_m3 | After Competition Groups | 526.4618 | 13640777.4327 | 13.6408 | 3488.1884 | 0.15093 | 2 | Residential_2023_Technical_million_m3_After Competition Groups_2 | Adaptive Thermostat | 15.09% | 13.6408 | 526.4618 | Residential_2023_Technical_million_m3_After Competition Groups_Adaptive Thermostat
Residential | Res ¦ DHW Recirculation Systems | 2023 | Achievable | million_m3 | After Competition Groups | 9.1241 | 41955092.9328 | 41.9551 | 72.4169 | 0.12599 | 2 | Residential_2023_Achievable_million_m3_After Competition Groups_2 | DHW Recirculation Systems | 12.6% | 41.9551 | 9.1241 | Residential_2023_Achievable_million_m3_After Competition Groups_DHW Recirculation Systems
Residential | Res ¦ Adaptive Thermostat | 2023 | Achievable | million_m3 | After Competition Groups | 8.3172 | 13640777.4327 | 13.6408 | 72.4169 | 0.11485 | 3 | Residential_2023_Achievable_million_m3_After Competition Groups_3 | Adaptive Thermostat | 11.49% | 13.6408 | 8.3172 | Residential_2023_Achievable_million_m3_After Competition Groups_Adaptive Thermostat
Residential | Res ¦ Air Sealing | 2023 | Achievable | million_m3 | After Competition Groups | 7.1663 | 11825111.7246 | 11.8251 | 72.4169 | 0.09896 | 4 | Residential_2023_Achievable_million_m3_After Competition Groups_4 | Air Sealing | 9.896% | 11.8251 | 7.1663 | Residential_2023_Achievable_million_m3_After Competition Groups_Air Sealing
Residential | Res ¦ Comprehensive Draft Proofing | 2023 | Economic | million_m3 | After Competition Groups | 220.6477 | 1012084.9289 | 1.0121 | 2736.5796 | 0.080629 | 3 | Residential_2023_Economic_million_m3_After Competition Groups_3 | Comprehensive Draft Proofing | 8.063% | 1.0121 | 220.6477 | Residential_2023_Economic_million_m3_After Competition Groups_Comprehensive Draft Proofing
Residential | Res ¦ High Efficiency Condensing Furnace | 2023 | Achievable | million_m3 | After Competition Groups | 5.7851 | 24757209.8876 | 24.7572 | 72.4169 | 0.079886 | 5 | Residential_2023_Achievable_million_m3_After Competition Groups_5 | High Efficiency Condensing Furnace | 7.989% | 24.7572 | 5.7851 | Residential_2023_Achievable_million_m3_After Competition Groups_High Efficiency Condensing Furnace
Residential | Res ¦ Energy Star Windows | 2023 | Technical | million_m3 | After Competition Groups | 276.852 | 9631413.9417 | 9.6314 | 3488.1884 | 0.079368 | 3 | Residential_2023_Technical_million_m3_After Competition Groups_3 | Energy Star Windows | 7.937% | 9.6314 | 276.852 | Residential_2023_Technical_million_m3_After Competition Groups_Energy Star Windows
Residential | Res ¦ Wall Insulation | 2023 | Economic | million_m3 | After Competition Groups | 201.4594 | 14837548.2156 | 14.8375 | 2736.5796 | 0.073617 | 4 | Residential_2023_Economic_million_m3_After Competition Groups_4 | Wall Insulation | 7.362% | 14.8375 | 201.4594 | Residential_2023_Economic_million_m3_After Competition Groups_Wall Insulation
Residential | Res ¦ Advanced BAS/Controllers | 2023 | Achievable | million_m3 | After Competition Groups | 4.9814 | 899662.6645 | 0.89966 | 72.4169 | 0.068787 | 6 | Residential_2023_Achievable_million_m3_After Competition Groups_6 | Advanced BAS/Controllers | 6.879% | 0.89966 | 4.9814 | Residential_2023_Achievable_million_m3_After Competition Groups_Advanced BAS/Controllers
Residential | Res ¦ Attic Insulation | 2023 | Economic | million_m3 | After Competition Groups | 177.8349 | 2656145.4032 | 2.6561 | 2736.5796 | 0.064984 | 5 | Residential_2023_Economic_million_m3_After Competition Groups_5 | Attic Insulation | 6.498% | 2.6561 | 177.8349 | Residential_2023_Economic_million_m3_After Competition Groups_Attic Insulation
Residential | Res ¦ Comprehensive Draft Proofing | 2023 | Technical | million_m3 | After Competition Groups | 220.6477 | 1012084.9289 | 1.0121 | 3488.1884 | 0.063256 | 4 | Residential_2023_Technical_million_m3_After Competition Groups_4 | Comprehensive Draft Proofing | 6.326% | 1.0121 | 220.6477 | Residential_2023_Technical_million_m3_After Competition Groups_Comprehensive Draft Proofing
Residential | Res ¦ DHW Recirculation Systems | 2023 | Economic | million_m3 | After Competition Groups | 168.6461 | 41955092.9328 | 41.9551 | 2736.5796 | 0.061627 | 6 | Residential_2023_Economic_million_m3_After Competition Groups_6 | DHW Recirculation Systems | 6.163% | 41.9551 | 168.6461 | Residential_2023_Economic_million_m3_After Competition Groups_DHW Recirculation Systems
Residential | Res ¦ High Efficiency Fireplace with Pilotless Ignition | 2023 | Achievable | million_m3 | After Competition Groups | 4.2629 | 3084169.0332 | 3.0842 | 72.4169 | 0.058866 | 7 | Residential_2023_Achievable_million_m3_After Competition Groups_7 | High Efficiency Fireplace with Pilotless Ignition | 5.887% | 3.0842 | 4.2629 | Residential_2023_Achievable_million_m3_After Competition Groups_High Efficiency Fireplace with Pilotless Ignition
Residential | Res ¦ Wall Insulation | 2023 | Technical | million_m3 | After Competition Groups | 201.4594 | 14837548.2156 | 14.8375 | 3488.1884 | 0.057755 | 5 | Residential_2023_Technical_million_m3_After Competition Groups_5 | Wall Insulation | 5.775% | 14.8375 | 201.4594 | Residential_2023_Technical_million_m3_After Competition Groups_Wall Insulation
Residential | Res ¦ Building Recommissioning, Operations and Maintenance (O&M) Improvements | 2023 | Achievable | million_m3 | After Competition Groups | 4.1216 | 719849.3471 | 0.71985 | 72.4169 | 0.056915 | 8 | Residential_2023_Achievable_million_m3_After Competition Groups_8 | Building Recommissioning, Operations and Maintenance (O&M) Improvements | 5.692% | 0.71985 | 4.1216 | Residential_2023_Achievable_million_m3_After Competition Groups_Building Recommissioning, Operations and Maintenance (O&M) Improvements
Residential | Res ¦ Basement Wall Insulation | 2023 | Economic | million_m3 | After Competition Groups | 147.9594 | 1628281.18 | 1.6283 | 2736.5796 | 0.054067 | 7 | Residential_2023_Economic_million_m3_After Competition Groups_7 | Basement Wall Insulation | 5.407% | 1.6283 | 147.9594 | Residential_2023_Economic_million_m3_After Competition Groups_Basement Wall Insulation
Residential | Res ¦ Attic Insulation | 2023 | Technical | million_m3 | After Competition Groups | 177.8349 | 2656145.4032 | 2.6561 | 3488.1884 | 0.050982 | 6 | Residential_2023_Technical_million_m3_After Competition Groups_6 | Attic Insulation | 5.098% | 2.6561 | 177.8349 | Residential_2023_Technical_million_m3_After Competition Groups_Attic Insulation
Residential | Res ¦ Condensing Boiler | 2023 | Achievable | million_m3 | After Competition Groups | 3.5599 | 29272867.2261 | 29.2729 | 72.4169 | 0.049159 | 9 | Residential_2023_Achievable_million_m3_After Competition Groups_9 | Condensing Boiler | 4.916% | 29.2729 | 3.5599 | Residential_2023_Achievable_million_m3_After Competition Groups_Condensing Boiler
Residential | Res ¦ DHW Recirculation Systems | 2023 | Technical | million_m3 | After Competition Groups | 168.6461 | 41955092.9328 | 41.9551 | 3488.1884 | 0.048348 | 7 | Residential_2023_Technical_million_m3_After Competition Groups_7 | DHW Recirculation Systems | 4.835% | 41.9551 | 168.6461 | Residential_2023_Technical_million_m3_After Competition Groups_DHW Recirculation Systems
Residential | Res ¦ Basement or Crawlspace Insulation | 2023 | Technical | million_m3 | After Competition Groups | 151.1283 | 951219.1147 | 0.95122 | 3488.1884 | 0.043326 | 8 | Residential_2023_Technical_million_m3_After Competition Groups_8 | Basement or Crawlspace Insulation | 4.333% | 0.95122 | 151.1283 | Residential_2023_Technical_million_m3_After Competition Groups_Basement or Crawlspace Insulation
Residential | Res ¦ Basement Wall Insulation | 2023 | Technical | million_m3 | After Competition Groups | 147.9594 | 1628281.18 | 1.6283 | 3488.1884 | 0.042417 | 9 | Residential_2023_Technical_million_m3_After Competition Groups_9 | Basement Wall Insulation | 4.242% | 1.6283 | 147.9594 | Residential_2023_Technical_million_m3_After Competition Groups_Basement Wall Insulation
Residential | Res ¦ Advanced BAS/Controllers | 2023 | Economic | million_m3 | After Competition Groups | 92.0265 | 899662.6645 | 0.89966 | 2736.5796 | 0.033628 | 8 | Residential_2023_Economic_million_m3_After Competition Groups_8 | Advanced BAS/Controllers | 3.363% | 0.89966 | 92.0265 | Residential_2023_Economic_million_m3_After Competition Groups_Advanced BAS/Controllers
Residential | Res ¦ Window Film | 2023 | Technical | million_m3 | After Competition Groups | 103.889 | 0 | 0 | 3488.1884 | 0.029783 | 10 | Residential_2023_Technical_million_m3_After Competition Groups_10 | Window Film | 2.978% | 0 | 103.889 | Residential_2023_Technical_million_m3_After Competition Groups_Window Film
Residential | Res ¦ Furnace Tune Up | 2023 | Technical | million_m3 | After Competition Groups | 100.6502 | 0 | 0 | 3488.1884 | 0.028855 | 11 | Residential_2023_Technical_million_m3_After Competition Groups_11 | Furnace Tune Up | 2.885% | 0 | 100.6502 | Residential_2023_Technical_million_m3_After Competition Groups_Furnace Tune Up
Residential | Res ¦ Building Recommissioning, Operations and Maintenance (O&M) Improvements | 2023 | Economic | million_m3 | After Competition Groups | 76.1424 | 719849.3471 | 0.71985 | 2736.5796 | 0.027824 | 9 | Residential_2023_Economic_million_m3_After Competition Groups_9 | Building Recommissioning, Operations and Maintenance (O&M) Improvements | 2.782% | 0.71985 | 76.1424 | Residential_2023_Economic_million_m3_After Competition Groups_Building Recommissioning, Operations and Maintenance (O&M) Improvements
Residential | Res ¦ Wall Insulation | 2023 | Achievable | million_m3 | After Competition Groups | 1.9812 | 14837548.2156 | 14.8375 | 72.4169 | 0.027358 | 10 | Residential_2023_Achievable_million_m3_After Competition Groups_10 | Wall Insulation | 2.736% | 14.8375 | 1.9812 | Residential_2023_Achievable_million_m3_After Competition Groups_Wall Insulation
Residential | Res ¦ Advanced BAS/Controllers | 2023 | Technical | million_m3 | After Competition Groups | 92.0265 | 899662.6645 | 0.89966 | 3488.1884 | 0.026382 | 12 | Residential_2023_Technical_million_m3_After Competition Groups_12 | Advanced BAS/Controllers | 2.638% | 0.89966 | 92.0265 | Residential_2023_Technical_million_m3_After Competition Groups_Advanced BAS/Controllers
Residential | Res ¦ Attic Insulation | 2023 | Achievable | million_m3 | After Competition Groups | 1.75 | 2656145.4032 | 2.6561 | 72.4169 | 0.024165 | 11 | Residential_2023_Achievable_million_m3_After Competition Groups_11 | Attic Insulation | 2.416% | 2.6561 | 1.75 | Residential_2023_Achievable_million_m3_After Competition Groups_Attic Insulation
Residential | Res ¦ Duct Insulation MF | 2023 | Economic | million_m3 | After Competition Groups | 60.1359 | 2057907.031 | 2.0579 | 2736.5796 | 0.021975 | 10 | Residential_2023_Economic_million_m3_After Competition Groups_10 | Duct Insulation MF | 2.197% | 2.0579 | 60.1359 | Residential_2023_Economic_million_m3_After Competition Groups_Duct Insulation MF
Residential | Res ¦ Building Recommissioning, Operations and Maintenance (O&M) Improvements | 2023 | Technical | million_m3 | After Competition Groups | 76.1424 | 719849.3471 | 0.71985 | 3488.1884 | 0.021829 | 13 | Residential_2023_Technical_million_m3_After Competition Groups_13 | Building Recommissioning, Operations and Maintenance (O&M) Improvements | 2.183% | 0.71985 | 76.1424 | Residential_2023_Technical_million_m3_After Competition Groups_Building Recommissioning, Operations and Maintenance (O&M) Improvements
Residential | Res ¦ Ceiling Insulation | 2023 | Technical | million_m3 | After Competition Groups | 74.7529 | 0 | 0 | 3488.1884 | 0.02143 | 14 | Residential_2023_Technical_million_m3_After Competition Groups_14 | Ceiling Insulation | 2.143% | 0 | 74.7529 | Residential_2023_Technical_million_m3_After Competition Groups_Ceiling Insulation
Residential | Res ¦ Floor Insulation | 2023 | Economic | million_m3 | After Competition Groups | 57.9953 | 2873295.284 | 2.8733 | 2736.5796 | 0.021193 | 11 | Residential_2023_Economic_million_m3_After Competition Groups_11 | Floor Insulation | 2.119% | 2.8733 | 57.9953 | Residential_2023_Economic_million_m3_After Competition Groups_Floor Insulation
Residential | Res ¦ Demand Control Ventilation | 2023 | Achievable | million_m3 | After Competition Groups | 1.5224 | 357221.731 | 0.35722 | 72.4169 | 0.021023 | 12 | Residential_2023_Achievable_million_m3_After Competition Groups_12 | Demand Control Ventilation | 2.102% | 0.35722 | 1.5224 | Residential_2023_Achievable_million_m3_After Competition Groups_Demand Control Ventilation
Residential | Res ¦ Basement Wall Insulation | 2023 | Achievable | million_m3 | After Competition Groups | 1.456 | 1628281.18 | 1.6283 | 72.4169 | 0.020106 | 13 | Residential_2023_Achievable_million_m3_After Competition Groups_13 | Basement Wall Insulation | 2.011% | 1.6283 | 1.456 | Residential_2023_Achievable_million_m3_After Competition Groups_Basement Wall Insulation
Residential | Res ¦ Duct Insulation | 2023 | Economic | million_m3 | After Competition Groups | 54.934 | 2968137.9692 | 2.9681 | 2736.5796 | 0.020074 | 12 | Residential_2023_Economic_million_m3_After Competition Groups_12 | Duct Insulation | 2.007% | 2.9681 | 54.934 | Residential_2023_Economic_million_m3_After Competition Groups_Duct Insulation
Residential | Res ¦ Energy Star Windows | 2023 | Achievable | million_m3 | After Competition Groups | 1.3466 | 9631413.9417 | 9.6314 | 72.4169 | 0.018595 | 14 | Residential_2023_Achievable_million_m3_After Competition Groups_14 | Energy Star Windows | 1.86% | 9.6314 | 1.3466 | Residential_2023_Achievable_million_m3_After Competition Groups_Energy Star Windows
Residential | Res ¦ Condensing Boiler | 2023 | Economic | million_m3 | After Competition Groups | 48.1678 | 29272867.2261 | 29.2729 | 2736.5796 | 0.017601 | 13 | Residential_2023_Economic_million_m3_After Competition Groups_13 | Condensing Boiler | 1.76% | 29.2729 | 48.1678 | Residential_2023_Economic_million_m3_After Competition Groups_Condensing Boiler
Residential | Res ¦ Duct Insulation MF | 2023 | Technical | million_m3 | After Competition Groups | 60.1359 | 2057907.031 | 2.0579 | 3488.1884 | 0.01724 | 15 | Residential_2023_Technical_million_m3_After Competition Groups_15 | Duct Insulation MF | 1.724% | 2.0579 | 60.1359 | Residential_2023_Technical_million_m3_After Competition Groups_Duct Insulation MF
Residential | Res ¦ Floor Insulation | 2023 | Technical | million_m3 | After Competition Groups | 57.9953 | 2873295.284 | 2.8733 | 3488.1884 | 0.016626 | 16 | Residential_2023_Technical_million_m3_After Competition Groups_16 | Floor Insulation | 1.663% | 2.8733 | 57.9953 | Residential_2023_Technical_million_m3_After Competition Groups_Floor Insulation
Residential | Res ¦ Duct Insulation | 2023 | Technical | million_m3 | After Competition Groups | 55.3945 | 2968137.9692 | 2.9681 | 3488.1884 | 0.015881 | 17 | Residential_2023_Technical_million_m3_After Competition Groups_17 | Duct Insulation | 1.588% | 2.9681 | 55.3945 | Residential_2023_Technical_million_m3_After Competition Groups_Duct Insulation
Residential | Res ¦ Demand Control Ventilation | 2023 | Economic | million_m3 | After Competition Groups | 41.1882 | 357221.731 | 0.35722 | 2736.5796 | 0.015051 | 14 | Residential_2023_Economic_million_m3_After Competition Groups_14 | Demand Control Ventilation | 1.505% | 0.35722 | 41.1882 | Residential_2023_Economic_million_m3_After Competition Groups_Demand Control Ventilation
Residential | Res ¦ Condensing Make Up Air Unit | 2023 | Achievable | million_m3 | After Competition Groups | 1.0284 | 864319.5985 | 0.86432 | 72.4169 | 0.014201 | 15 | Residential_2023_Achievable_million_m3_After Competition Groups_15 | Condensing Make Up Air Unit | 1.42% | 0.86432 | 1.0284 | Residential_2023_Achievable_million_m3_After Competition Groups_Condensing Make Up Air Unit
Residential | Res ¦ Condensing Boiler | 2023 | Technical | million_m3 | After Competition Groups | 48.1678 | 29272867.2261 | 29.2729 | 3488.1884 | 0.013809 | 18 | Residential_2023_Technical_million_m3_After Competition Groups_18 | Condensing Boiler | 1.381% | 29.2729 | 48.1678 | Residential_2023_Technical_million_m3_After Competition Groups_Condensing Boiler
Residential | Res ¦ Pool Cover | 2023 | Achievable | million_m3 | After Competition Groups | 0.9934 | 2670172.2429 | 2.6702 | 72.4169 | 0.013718 | 16 | Residential_2023_Achievable_million_m3_After Competition Groups_16 | Pool Cover | 1.372% | 2.6702 | 0.9934 | Residential_2023_Achievable_million_m3_After Competition Groups_Pool Cover
Residential | Res ¦ Demand Control Ventilation | 2023 | Technical | million_m3 | After Competition Groups | 41.1882 | 357221.731 | 0.35722 | 3488.1884 | 0.011808 | 19 | Residential_2023_Technical_million_m3_After Competition Groups_19 | Demand Control Ventilation | 1.181% | 0.35722 | 41.1882 | Residential_2023_Technical_million_m3_After Competition Groups_Demand Control Ventilation
Residential | Res ¦ Early Hot Water Heater Replacement | 2023 | Technical | million_m3 | After Competition Groups | 33.0817 | 0 | 0 | 3488.1884 | 0.0094839 | 20 | Residential_2023_Technical_million_m3_After Competition Groups_20 | Early Hot Water Heater Replacement | 0.9484% | 0 | 33.0817 | Residential_2023_Technical_million_m3_After Competition Groups_Early Hot Water Heater Replacement
Residential | Res ¦ Energy Star Windows | 2023 | Economic | million_m3 | After Competition Groups | 24.8947 | 9631413.9417 | 9.6314 | 2736.5796 | 0.009097 | 15 | Residential_2023_Economic_million_m3_After Competition Groups_15 | Energy Star Windows | 0.9097% | 9.6314 | 24.8947 | Residential_2023_Economic_million_m3_After Competition Groups_Energy Star Windows
Residential | Res ¦ Duct Insulation MF | 2023 | Achievable | million_m3 | After Competition Groups | 0.59167 | 2057907.031 | 2.0579 | 72.4169 | 0.0081704 | 17 | Residential_2023_Achievable_million_m3_After Competition Groups_17 | Duct Insulation MF | 0.817% | 2.0579 | 0.59167 | Residential_2023_Achievable_million_m3_After Competition Groups_Duct Insulation MF
Residential | Res ¦ Drain Water Heat Recovery | 2023 | Technical | million_m3 | After Competition Groups | 28.2145 | 0 | 0 | 3488.1884 | 0.0080886 | 21 | Residential_2023_Technical_million_m3_After Competition Groups_21 | Drain Water Heat Recovery | 0.8089% | 0 | 28.2145 | Residential_2023_Technical_million_m3_After Competition Groups_Drain Water Heat Recovery
Residential | Res ¦ Floor Insulation | 2023 | Achievable | million_m3 | After Competition Groups | 0.57045 | 2873295.284 | 2.8733 | 72.4169 | 0.0078774 | 18 | Residential_2023_Achievable_million_m3_After Competition Groups_18 | Floor Insulation | 0.7877% | 2.8733 | 0.57045 | Residential_2023_Achievable_million_m3_After Competition Groups_Floor Insulation
Residential | Res ¦ Duct Insulation | 2023 | Achievable | million_m3 | After Competition Groups | 0.54041 | 2968137.9692 | 2.9681 | 72.4169 | 0.0074625 | 19 | Residential_2023_Achievable_million_m3_After Competition Groups_19 | Duct Insulation | 0.7462% | 2.9681 | 0.54041 | Residential_2023_Achievable_million_m3_After Competition Groups_Duct Insulation
Residential | Res ¦ Condensing Storage Water Heater | 2023 | Economic | million_m3 | After Competition Groups | 20.3406 | 2040244.2739 | 2.0402 | 2736.5796 | 0.0074328 | 16 | Residential_2023_Economic_million_m3_After Competition Groups_16 | Condensing Storage Water Heater | 0.7433% | 2.0402 | 20.3406 | Residential_2023_Economic_million_m3_After Competition Groups_Condensing Storage Water Heater
Residential | Res ¦ Pool Cover | 2023 | Economic | million_m3 | After Competition Groups | 18.358 | 2670172.2429 | 2.6702 | 2736.5796 | 0.0067084 | 17 | Residential_2023_Economic_million_m3_After Competition Groups_17 | Pool Cover | 0.6708% | 2.6702 | 18.358 | Residential_2023_Economic_million_m3_After Competition Groups_Pool Cover
Residential | Res ¦ Water Heater Temperature Setback | 2023 | Achievable | million_m3 | After Competition Groups | 0.44588 | 300293.1992 | 0.30029 | 72.4169 | 0.0061571 | 20 | Residential_2023_Achievable_million_m3_After Competition Groups_20 | Water Heater Temperature Setback | 0.6157% | 0.30029 | 0.44588 | Residential_2023_Achievable_million_m3_After Competition Groups_Water Heater Temperature Setback
Residential | Res ¦ Condensing Storage Water Heater | 2023 | Technical | million_m3 | After Competition Groups | 20.3406 | 2040244.2739 | 2.0402 | 3488.1884 | 0.0058313 | 22 | Residential_2023_Technical_million_m3_After Competition Groups_22 | Condensing Storage Water Heater | 0.5831% | 2.0402 | 20.3406 | Residential_2023_Technical_million_m3_After Competition Groups_Condensing Storage Water Heater
Residential | Res ¦ Pool Cover | 2023 | Technical | million_m3 | After Competition Groups | 18.358 | 2670172.2429 | 2.6702 | 3488.1884 | 0.0052629 | 23 | Residential_2023_Technical_million_m3_After Competition Groups_23 | Pool Cover | 0.5263% | 2.6702 | 18.358 | Residential_2023_Technical_million_m3_After Competition Groups_Pool Cover
Residential | Res ¦ Tankless Water Heater | 2023 | Technical | million_m3 | After Competition Groups | 16.8748 | 0 | 0 | 3488.1884 | 0.0048377 | 24 | Residential_2023_Technical_million_m3_After Competition Groups_24 | Tankless Water Heater | 0.4838% | 0 | 16.8748 | Residential_2023_Technical_million_m3_After Competition Groups_Tankless Water Heater
Residential | Res ¦ Condensing Storage Water Heater | 2023 | Achievable | million_m3 | After Competition Groups | 0.35018 | 2040244.2739 | 2.0402 | 72.4169 | 0.0048356 | 21 | Residential_2023_Achievable_million_m3_After Competition Groups_21 | Condensing Storage Water Heater | 0.4836% | 2.0402 | 0.35018 | Residential_2023_Achievable_million_m3_After Competition Groups_Condensing Storage Water Heater
Residential | Res ¦ Basement or Crawlspace Insulation | 2023 | Economic | million_m3 | After Competition Groups | 12.1327 | 951219.1147 | 0.95122 | 2736.5796 | 0.0044335 | 18 | Residential_2023_Economic_million_m3_After Competition Groups_18 | Basement or Crawlspace Insulation | 0.4434% | 0.95122 | 12.1327 | Residential_2023_Economic_million_m3_After Competition Groups_Basement or Crawlspace Insulation
Residential | Res ¦ High Efficiency Condensing Furnace | 2023 | Economic | million_m3 | After Competition Groups | 10.6765 | 24757209.8876 | 24.7572 | 2736.5796 | 0.0039014 | 19 | Residential_2023_Economic_million_m3_After Competition Groups_19 | High Efficiency Condensing Furnace | 0.3901% | 24.7572 | 10.6765 | Residential_2023_Economic_million_m3_After Competition Groups_High Efficiency Condensing Furnace
Residential | Res ¦ High Efficiency Fireplace with Pilotless Ignition | 2023 | Economic | million_m3 | After Competition Groups | 10.2411 | 3084169.0332 | 3.0842 | 2736.5796 | 0.0037423 | 20 | Residential_2023_Economic_million_m3_After Competition Groups_20 | High Efficiency Fireplace with Pilotless Ignition | 0.3742% | 3.0842 | 10.2411 | Residential_2023_Economic_million_m3_After Competition Groups_High Efficiency Fireplace with Pilotless Ignition
Residential | Res ¦ Wall Insulation MF | 2023 | Economic | million_m3 | After Competition Groups | 9.309 | 40171.4008 | 0.040171 | 2736.5796 | 0.0034017 | 21 | Residential_2023_Economic_million_m3_After Competition Groups_21 | Wall Insulation MF | 0.3402% | 0.040171 | 9.309 | Residential_2023_Economic_million_m3_After Competition Groups_Wall Insulation MF
Residential | Res ¦ Heat Recovery Ventilator | 2023 | Economic | million_m3 | After Competition Groups | 9.2435 | 52845.3633 | 0.052845 | 2736.5796 | 0.0033778 | 22 | Residential_2023_Economic_million_m3_After Competition Groups_22 | Heat Recovery Ventilator | 0.3378% | 0.052845 | 9.2435 | Residential_2023_Economic_million_m3_After Competition Groups_Heat Recovery Ventilator
Residential | Res ¦ High Efficiency Condensing Furnace | 2023 | Technical | million_m3 | After Competition Groups | 10.7075 | 24757209.8876 | 24.7572 | 3488.1884 | 0.0030696 | 25 | Residential_2023_Technical_million_m3_After Competition Groups_25 | High Efficiency Condensing Furnace | 0.307% | 24.7572 | 10.7075 | Residential_2023_Technical_million_m3_After Competition Groups_High Efficiency Condensing Furnace
Residential | Res ¦ Water Heater Temperature Setback | 2023 | Economic | million_m3 | After Competition Groups | 8.2377 | 300293.1992 | 0.30029 | 2736.5796 | 0.0030102 | 23 | Residential_2023_Economic_million_m3_After Competition Groups_23 | Water Heater Temperature Setback | 0.301% | 0.30029 | 8.2377 | Residential_2023_Economic_million_m3_After Competition Groups_Water Heater Temperature Setback
Residential | Res ¦ High Efficiency Fireplace with Pilotless Ignition | 2023 | Technical | million_m3 | After Competition Groups | 10.2411 | 3084169.0332 | 3.0842 | 3488.1884 | 0.0029359 | 26 | Residential_2023_Technical_million_m3_After Competition Groups_26 | High Efficiency Fireplace with Pilotless Ignition | 0.2936% | 3.0842 | 10.2411 | Residential_2023_Technical_million_m3_After Competition Groups_High Efficiency Fireplace with Pilotless Ignition
Residential | Res ¦ Wall Insulation MF | 2023 | Technical | million_m3 | After Competition Groups | 9.309 | 40171.4008 | 0.040171 | 3488.1884 | 0.0026687 | 27 | Residential_2023_Technical_million_m3_After Competition Groups_27 | Wall Insulation MF | 0.2669% | 0.040171 | 9.309 | Residential_2023_Technical_million_m3_After Competition Groups_Wall Insulation MF
Residential | Res ¦ Heat Recovery Ventilator | 2023 | Technical | million_m3 | After Competition Groups | 9.2435 | 52845.3633 | 0.052845 | 3488.1884 | 0.0026499 | 28 | Residential_2023_Technical_million_m3_After Competition Groups_28 | Heat Recovery Ventilator | 0.265% | 0.052845 | 9.2435 | Residential_2023_Technical_million_m3_After Competition Groups_Heat Recovery Ventilator
Residential | Res ¦ Condensing Make Up Air Unit | 2023 | Economic | million_m3 | After Competition Groups | 7.0154 | 864319.5985 | 0.86432 | 2736.5796 | 0.0025636 | 24 | Residential_2023_Economic_million_m3_After Competition Groups_24 | Condensing Make Up Air Unit | 0.2564% | 0.86432 | 7.0154 | Residential_2023_Economic_million_m3_After Competition Groups_Condensing Make Up Air Unit
Residential | Res ¦ Water Heater Temperature Setback | 2023 | Technical | million_m3 | After Competition Groups | 8.2377 | 300293.1992 | 0.30029 | 3488.1884 | 0.0023616 | 29 | Residential_2023_Technical_million_m3_After Competition Groups_29 | Water Heater Temperature Setback | 0.2362% | 0.30029 | 8.2377 | Residential_2023_Technical_million_m3_After Competition Groups_Water Heater Temperature Setback
Residential | Res ¦ Condensing Make Up Air Unit | 2023 | Technical | million_m3 | After Competition Groups | 7.0154 | 864319.5985 | 0.86432 | 3488.1884 | 0.0020112 | 30 | Residential_2023_Technical_million_m3_After Competition Groups_30 | Condensing Make Up Air Unit | 0.2011% | 0.86432 | 7.0154 | Residential_2023_Technical_million_m3_After Competition Groups_Condensing Make Up Air Unit
Residential | Res ¦ Basement or Crawlspace Insulation | 2023 | Achievable | million_m3 | After Competition Groups | 0.11932 | 951219.1147 | 0.95122 | 72.4169 | 0.0016477 | 22 | Residential_2023_Achievable_million_m3_After Competition Groups_22 | Basement or Crawlspace Insulation | 0.1648% | 0.95122 | 0.11932 | Residential_2023_Achievable_million_m3_After Competition Groups_Basement or Crawlspace Insulation
Residential | Res ¦ Energy Star Clothes Washer | 2023 | Achievable | million_m3 | After Competition Groups | 0.10137 | 323193.5339 | 0.32319 | 72.4169 | 0.0013998 | 23 | Residential_2023_Achievable_million_m3_After Competition Groups_23 | Energy Star Clothes Washer | 0.14% | 0.32319 | 0.10137 | Residential_2023_Achievable_million_m3_After Competition Groups_Energy Star Clothes Washer
Residential | Res ¦ Wall Insulation MF | 2023 | Achievable | million_m3 | After Competition Groups | 0.091616 | 40171.4008 | 0.040171 | 72.4169 | 0.0012651 | 24 | Residential_2023_Achievable_million_m3_After Competition Groups_24 | Wall Insulation MF | 0.1265% | 0.040171 | 0.091616 | Residential_2023_Achievable_million_m3_After Competition Groups_Wall Insulation MF
Residential | Res ¦ Clothes Drying Racks | 2023 | Achievable | million_m3 | After Competition Groups | 0.076423 | 1265186.1092 | 1.2652 | 72.4169 | 0.0010553 | 25 | Residential_2023_Achievable_million_m3_After Competition Groups_25 | Clothes Drying Racks | 0.1055% | 1.2652 | 0.076423 | Residential_2023_Achievable_million_m3_After Competition Groups_Clothes Drying Racks
Residential | Res ¦ Home Energy Reports | 2023 | Achievable | million_m3 | After Competition Groups | 0.074801 | 48936.5387 | 0.048937 | 72.4169 | 0.0010329 | 26 | Residential_2023_Achievable_million_m3_After Competition Groups_26 | Home Energy Reports | 0.1033% | 0.048937 | 0.074801 | Residential_2023_Achievable_million_m3_After Competition Groups_Home Energy Reports
Residential | Res ¦ Heat Recovery Ventilator | 2023 | Achievable | million_m3 | After Competition Groups | 0.069005 | 52845.3633 | 0.052845 | 72.4169 | 0.00095289 | 27 | Residential_2023_Achievable_million_m3_After Competition Groups_27 | Heat Recovery Ventilator | 0.09529% | 0.052845 | 0.069005 | Residential_2023_Achievable_million_m3_After Competition Groups_Heat Recovery Ventilator
Residential | Res ¦ Minimize Hot and Warm Clothes Wash | 2023 | Achievable | million_m3 | After Competition Groups | 0.045414 | 0 | 0 | 72.4169 | 0.00062712 | 28 | Residential_2023_Achievable_million_m3_After Competition Groups_28 | Minimize Hot and Warm Clothes Wash | 0.06271% | 0 | 0.045414 | Residential_2023_Achievable_million_m3_After Competition Groups_Minimize Hot and Warm Clothes Wash
Residential | Res ¦ Home Energy Reports | 2023 | Technical | million_m3 | After Competition Groups | 1.9537 | 48936.5387 | 0.048937 | 3488.1884 | 0.00056009 | 31 | Residential_2023_Technical_million_m3_After Competition Groups_31 | Home Energy Reports | 0.05601% | 0.048937 | 1.9537 | Residential_2023_Technical_million_m3_After Competition Groups_Home Energy Reports
Residential | Res ¦ Home Energy Reports | 2023 | Economic | million_m3 | After Competition Groups | 1.496 | 48936.5387 | 0.048937 | 2736.5796 | 0.00054667 | 25 | Residential_2023_Economic_million_m3_After Competition Groups_25 | Home Energy Reports | 0.05467% | 0.048937 | 1.496 | Residential_2023_Economic_million_m3_After Competition Groups_Home Energy Reports
Residential | Res ¦ High Efficiency Gas Pool Heater | 2023 | Technical | million_m3 | After Competition Groups | 1.8957 | 0 | 0 | 3488.1884 | 0.00054347 | 32 | Residential_2023_Technical_million_m3_After Competition Groups_32 | High Efficiency Gas Pool Heater | 0.05435% | 0 | 1.8957 | Residential_2023_Technical_million_m3_After Competition Groups_High Efficiency Gas Pool Heater
Residential | Res ¦ Clothes Drying Racks | 2023 | Economic | million_m3 | After Competition Groups | 1.4146 | 1265186.1092 | 1.2652 | 2736.5796 | 0.00051694 | 26 | Residential_2023_Economic_million_m3_After Competition Groups_26 | Clothes Drying Racks | 0.05169% | 1.2652 | 1.4146 | Residential_2023_Economic_million_m3_After Competition Groups_Clothes Drying Racks
Residential | Res ¦ Minimize Hot and Warm Clothes Wash | 2023 | Economic | million_m3 | After Competition Groups | 1.2292 | 0 | 0 | 2736.5796 | 0.00044919 | 27 | Residential_2023_Economic_million_m3_After Competition Groups_27 | Minimize Hot and Warm Clothes Wash | 0.04492% | 0 | 1.2292 | Residential_2023_Economic_million_m3_After Competition Groups_Minimize Hot and Warm Clothes Wash
Residential | Res ¦ Clothes Drying Racks | 2023 | Technical | million_m3 | After Competition Groups | 1.4146 | 1265186.1092 | 1.2652 | 3488.1884 | 0.00040555 | 33 | Residential_2023_Technical_million_m3_After Competition Groups_33 | Clothes Drying Racks | 0.04055% | 1.2652 | 1.4146 | Residential_2023_Technical_million_m3_After Competition Groups_Clothes Drying Racks
Residential | Res ¦ Minimize Hot and Warm Clothes Wash | 2023 | Technical | million_m3 | After Competition Groups | 1.2292 | 0 | 0 | 3488.1884 | 0.0003524 | 34 | Residential_2023_Technical_million_m3_After Competition Groups_34 | Minimize Hot and Warm Clothes Wash | 0.03524% | 0 | 1.2292 | Residential_2023_Technical_million_m3_After Competition Groups_Minimize Hot and Warm Clothes Wash
Residential | Res ¦ Energy Star Clothes Dryer | 2023 | Technical | million_m3 | After Competition Groups | 0.20119 | 0 | 0 | 3488.1884 | 5.7679e-05 | 35 | Residential_2023_Technical_million_m3_After Competition Groups_35 | Energy Star Clothes Dryer | 0.005768% | 0 | 0.20119 | Residential_2023_Technical_million_m3_After Competition Groups_Energy Star Clothes Dryer
Residential | Res ¦ Energy Star Clothes Washer | 2023 | Economic | million_m3 | After Competition Groups | 0.11853 | 323193.5339 | 0.32319 | 2736.5796 | 4.3312e-05 | 28 | Residential_2023_Economic_million_m3_After Competition Groups_28 | Energy Star Clothes Washer | 0.004331% | 0.32319 | 0.11853 | Residential_2023_Economic_million_m3_After Competition Groups_Energy Star Clothes Washer
Residential | Res ¦ Solar Water Preheat (Pools/DHW) | 2023 | Technical | million_m3 | After Competition Groups | 0.14672 | 0 | 0 | 3488.1884 | 4.2061e-05 | 36 | Residential_2023_Technical_million_m3_After Competition Groups_36 | Solar Water Preheat (Pools/DHW) | 0.004206% | 0 | 0.14672 | Residential_2023_Technical_million_m3_After Competition Groups_Solar Water Preheat (Pools/DHW)
Residential | Res ¦ Energy Star Clothes Washer | 2023 | Technical | million_m3 | After Competition Groups | 0.11853 | 323193.5339 | 0.32319 | 3488.1884 | 3.3979e-05 | 37 | Residential_2023_Technical_million_m3_After Competition Groups_37 | Energy Star Clothes Washer | 0.003398% | 0.32319 | 0.11853 | Residential_2023_Technical_million_m3_After Competition Groups_Energy Star Clothes Washer
Residential | Res ¦ Ceiling Insulation | 2023 | Achievable | million_m3 | After Competition Groups | 0 | 0 | 0 | 72.4169 | 0 | 29 | Residential_2023_Achievable_million_m3_After Competition Groups_29 | Ceiling Insulation | 0% | 0 | 0 | Residential_2023_Achievable_million_m3_After Competition Groups_Ceiling Insulation
Residential | Res ¦ Ceiling Insulation | 2023 | Economic | million_m3 | After Competition Groups | 0 | 0 | 0 | 2736.5796 | 0 | 29 | Residential_2023_Economic_million_m3_After Competition Groups_29 | Ceiling Insulation | 0% | 0 | 0 | Residential_2023_Economic_million_m3_After Competition Groups_Ceiling Insulation
Residential | Res ¦ Drain Water Heat Recovery | 2023 | Achievable | million_m3 | After Competition Groups | 0 | 0 | 0 | 72.4169 | 0 | 30 | Residential_2023_Achievable_million_m3_After Competition Groups_30 | Drain Water Heat Recovery | 0% | 0 | 0 | Residential_2023_Achievable_million_m3_After Competition Groups_Drain Water Heat Recovery
Residential | Res ¦ Drain Water Heat Recovery | 2023 | Economic | million_m3 | After Competition Groups | 0 | 0 | 0 | 2736.5796 | 0 | 30 | Residential_2023_Economic_million_m3_After Competition Groups_30 | Drain Water Heat Recovery | 0% | 0 | 0 | Residential_2023_Economic_million_m3_After Competition Groups_Drain Water Heat Recovery
Residential | Res ¦ Furnace Tune Up | 2023 | Achievable | million_m3 | After Competition Groups | 0 | 0 | 0 | 72.4169 | 0 | 31 | Residential_2023_Achievable_million_m3_After Competition Groups_31 | Furnace Tune Up | 0% | 0 | 0 | Residential_2023_Achievable_million_m3_After Competition Groups_Furnace Tune Up
Residential | Res ¦ Furnace Tune Up | 2023 | Economic | million_m3 | After Competition Groups | 0 | 0 | 0 | 2736.5796 | 0 | 31 | Residential_2023_Economic_million_m3_After Competition Groups_31 | Furnace Tune Up | 0% | 0 | 0 | Residential_2023_Economic_million_m3_After Competition Groups_Furnace Tune Up
Residential | Res ¦ High Efficiency Storage Water Heater | 2023 | Achievable | million_m3 | After Competition Groups | 0 | 0 | 0 | 72.4169 | 0 | 32 | Residential_2023_Achievable_million_m3_After Competition Groups_32 | High Efficiency Storage Water Heater | 0% | 0 | 0 | Residential_2023_Achievable_million_m3_After Competition Groups_High Efficiency Storage Water Heater
Residential | Res ¦ High Efficiency Storage Water Heater | 2023 | Economic | million_m3 | After Competition Groups | 0 | 0 | 0 | 2736.5796 | 0 | 32 | Residential_2023_Economic_million_m3_After Competition Groups_32 | High Efficiency Storage Water Heater | 0% | 0 | 0 | Residential_2023_Economic_million_m3_After Competition Groups_High Efficiency Storage Water Heater
Residential | Res ¦ Tankless Water Heater | 2023 | Achievable | million_m3 | After Competition Groups | 0 | 0 | 0 | 72.4169 | 0 | 33 | Residential_2023_Achievable_million_m3_After Competition Groups_33 | Tankless Water Heater | 0% | 0 | 0 | Residential_2023_Achievable_million_m3_After Competition Groups_Tankless Water Heater
Residential | Res ¦ Tankless Water Heater | 2023 | Economic | million_m3 | After Competition Groups | 0 | 0 | 0 | 2736.5796 | 0 | 33 | Residential_2023_Economic_million_m3_After Competition Groups_33 | Tankless Water Heater | 0% | 0 | 0 | Residential_2023_Economic_million_m3_After Competition Groups_Tankless Water Heater
Residential | Res ¦ Air Sealing | 2024 | Economic | million_m3 | After Competition Groups | 716.7658 | 13244621.9202 | 13.2446 | 2769.6182 | 0.2588 | 1 | Residential_2024_Economic_million_m3_After Competition Groups_1 | Air Sealing | 25.88% | 13.2446 | 716.7658 | Residential_2024_Economic_million_m3_After Competition Groups_Air Sealing
Residential | Res ¦ Air Sealing | 2024 | Technical | million_m3 | After Competition Groups | 716.7658 | 13244621.9202 | 13.2446 | 3527.6625 | 0.20318 | 1 | Residential_2024_Technical_million_m3_After Competition Groups_1 | Air Sealing | 20.32% | 13.2446 | 716.7658 | Residential_2024_Technical_million_m3_After Competition Groups_Air Sealing
Residential | Res ¦ Adaptive Thermostat | 2024 | Economic | million_m3 | After Competition Groups | 526.3022 | 14659874.9888 | 14.6599 | 2769.6182 | 0.19003 | 2 | Residential_2024_Economic_million_m3_After Competition Groups_2 | Adaptive Thermostat | 19% | 14.6599 | 526.3022 | Residential_2024_Economic_million_m3_After Competition Groups_Adaptive Thermostat
Residential | Res ¦ Comprehensive Draft Proofing | 2024 | Achievable | million_m3 | After Competition Groups | 25.9295 | 1208808.7219 | 1.2088 | 155.4947 | 0.16675 | 1 | Residential_2024_Achievable_million_m3_After Competition Groups_1 | Comprehensive Draft Proofing | 16.68% | 1.2088 | 25.9295 | Residential_2024_Achievable_million_m3_After Competition Groups_Comprehensive Draft Proofing
Residential | Res ¦ Adaptive Thermostat | 2024 | Technical | million_m3 | After Competition Groups | 526.3022 | 14659874.9888 | 14.6599 | 3527.6625 | 0.14919 | 2 | Residential_2024_Technical_million_m3_After Competition Groups_2 | Adaptive Thermostat | 14.92% | 14.6599 | 526.3022 | Residential_2024_Technical_million_m3_After Competition Groups_Adaptive Thermostat
Residential | Res ¦ DHW Recirculation Systems | 2024 | Achievable | million_m3 | After Competition Groups | 19.8072 | 50106152.5268 | 50.1062 | 155.4947 | 0.12738 | 2 | Residential_2024_Achievable_million_m3_After Competition Groups_2 | DHW Recirculation Systems | 12.74% | 50.1062 | 19.8072 | Residential_2024_Achievable_million_m3_After Competition Groups_DHW Recirculation Systems
Residential | Res ¦ Adaptive Thermostat | 2024 | Achievable | million_m3 | After Competition Groups | 17.1313 | 14659874.9888 | 14.6599 | 155.4947 | 0.11017 | 3 | Residential_2024_Achievable_million_m3_After Competition Groups_3 | Adaptive Thermostat | 11.02% | 14.6599 | 17.1313 | Residential_2024_Achievable_million_m3_After Competition Groups_Adaptive Thermostat
Residential | Res ¦ Air Sealing | 2024 | Achievable | million_m3 | After Competition Groups | 15.0356 | 13244621.9202 | 13.2446 | 155.4947 | 0.096695 | 4 | Residential_2024_Achievable_million_m3_After Competition Groups_4 | Air Sealing | 9.67% | 13.2446 | 15.0356 | Residential_2024_Achievable_million_m3_After Competition Groups_Air Sealing
Residential | Res ¦ Comprehensive Draft Proofing | 2024 | Economic | million_m3 | After Competition Groups | 217.1615 | 1208808.7219 | 1.2088 | 2769.6182 | 0.078408 | 3 | Residential_2024_Economic_million_m3_After Competition Groups_3 | Comprehensive Draft Proofing | 7.841% | 1.2088 | 217.1615 | Residential_2024_Economic_million_m3_After Competition Groups_Comprehensive Draft Proofing
Residential | Res ¦ Energy Star Windows | 2024 | Technical | million_m3 | After Competition Groups | 272.4777 | 11502279.4892 | 11.5023 | 3527.6625 | 0.07724 | 3 | Residential_2024_Technical_million_m3_After Competition Groups_3 | Energy Star Windows | 7.724% | 11.5023 | 272.4777 | Residential_2024_Technical_million_m3_After Competition Groups_Energy Star Windows
Residential | Res ¦ High Efficiency Condensing Furnace | 2024 | Achievable | million_m3 | After Competition Groups | 11.9637 | 26969877.8 | 26.9699 | 155.4947 | 0.07694 | 5 | Residential_2024_Achievable_million_m3_After Competition Groups_5 | High Efficiency Condensing Furnace | 7.694% | 26.9699 | 11.9637 | Residential_2024_Achievable_million_m3_After Competition Groups_High Efficiency Condensing Furnace
Residential | Res ¦ Wall Insulation | 2024 | Economic | million_m3 | After Competition Groups | 198.2763 | 16617605.6228 | 16.6176 | 2769.6182 | 0.07159 | 4 | Residential_2024_Economic_million_m3_After Competition Groups_4 | Wall Insulation | 7.159% | 16.6176 | 198.2763 | Residential_2024_Economic_million_m3_After Competition Groups_Wall Insulation
Residential | Res ¦ Advanced BAS/Controllers | 2024 | Achievable | million_m3 | After Competition Groups | 10.8143 | 1074531.6213 | 1.0745 | 155.4947 | 0.069548 | 6 | Residential_2024_Achievable_million_m3_After Competition Groups_6 | Advanced BAS/Controllers | 6.955% | 1.0745 | 10.8143 | Residential_2024_Achievable_million_m3_After Competition Groups_Advanced BAS/Controllers
Residential | Res ¦ Attic Insulation | 2024 | Economic | million_m3 | After Competition Groups | 175.0252 | 2974998.0146 | 2.975 | 2769.6182 | 0.063195 | 5 | Residential_2024_Economic_million_m3_After Competition Groups_5 | Attic Insulation | 6.319% | 2.975 | 175.0252 | Residential_2024_Economic_million_m3_After Competition Groups_Attic Insulation
Residential | Res ¦ Comprehensive Draft Proofing | 2024 | Technical | million_m3 | After Competition Groups | 217.1615 | 1208808.7219 | 1.2088 | 3527.6625 | 0.06156 | 4 | Residential_2024_Technical_million_m3_After Competition Groups_4 | Comprehensive Draft Proofing | 6.156% | 1.2088 | 217.1615 | Residential_2024_Technical_million_m3_After Competition Groups_Comprehensive Draft Proofing
Residential | Res ¦ DHW Recirculation Systems | 2024 | Economic | million_m3 | After Competition Groups | 165.9815 | 50106152.5268 | 50.1062 | 2769.6182 | 0.059929 | 6 | Residential_2024_Economic_million_m3_After Competition Groups_6 | DHW Recirculation Systems | 5.993% | 50.1062 | 165.9815 | Residential_2024_Economic_million_m3_After Competition Groups_DHW Recirculation Systems
Residential | Res ¦ High Efficiency Fireplace with Pilotless Ignition | 2024 | Achievable | million_m3 | After Competition Groups | 9.0112 | 3504047.4075 | 3.504 | 155.4947 | 0.057952 | 7 | Residential_2024_Achievable_million_m3_After Competition Groups_7 | High Efficiency Fireplace with Pilotless Ignition | 5.795% | 3.504 | 9.0112 | Residential_2024_Achievable_million_m3_After Competition Groups_High Efficiency Fireplace with Pilotless Ignition
Residential | Res ¦ Building Recommissioning, Operations and Maintenance (O&M) Improvements | 2024 | Achievable | million_m3 | After Competition Groups | 8.9479 | 859769.5836 | 0.85977 | 155.4947 | 0.057544 | 8 | Residential_2024_Achievable_million_m3_After Competition Groups_8 | Building Recommissioning, Operations and Maintenance (O&M) Improvements | 5.754% | 0.85977 | 8.9479 | Residential_2024_Achievable_million_m3_After Competition Groups_Building Recommissioning, Operations and Maintenance (O&M) Improvements
Residential | Res ¦ Wall Insulation | 2024 | Technical | million_m3 | After Competition Groups | 198.2763 | 16617605.6228 | 16.6176 | 3527.6625 | 0.056206 | 5 | Residential_2024_Technical_million_m3_After Competition Groups_5 | Wall Insulation | 5.621% | 16.6176 | 198.2763 | Residential_2024_Technical_million_m3_After Competition Groups_Wall Insulation
Residential | Res ¦ Basement Wall Insulation | 2024 | Economic | million_m3 | After Competition Groups | 145.6216 | 1823754.4869 | 1.8238 | 2769.6182 | 0.052578 | 7 | Residential_2024_Economic_million_m3_After Competition Groups_7 | Basement Wall Insulation | 5.258% | 1.8238 | 145.6216 | Residential_2024_Economic_million_m3_After Competition Groups_Basement Wall Insulation
Residential | Res ¦ Condensing Boiler | 2024 | Achievable | million_m3 | After Competition Groups | 7.8913 | 35399038.3493 | 35.399 | 155.4947 | 0.05075 | 9 | Residential_2024_Achievable_million_m3_After Competition Groups_9 | Condensing Boiler | 5.075% | 35.399 | 7.8913 | Residential_2024_Achievable_million_m3_After Competition Groups_Condensing Boiler
Residential | Res ¦ Attic Insulation | 2024 | Technical | million_m3 | After Competition Groups | 175.0252 | 2974998.0146 | 2.975 | 3527.6625 | 0.049615 | 6 | Residential_2024_Technical_million_m3_After Competition Groups_6 | Attic Insulation | 4.962% | 2.975 | 175.0252 | Residential_2024_Technical_million_m3_After Competition Groups_Attic Insulation
Residential | Res ¦ DHW Recirculation Systems | 2024 | Technical | million_m3 | After Competition Groups | 165.9815 | 50106152.5268 | 50.1062 | 3527.6625 | 0.047051 | 7 | Residential_2024_Technical_million_m3_After Competition Groups_7 | DHW Recirculation Systems | 4.705% | 50.1062 | 165.9815 | Residential_2024_Technical_million_m3_After Competition Groups_DHW Recirculation Systems
Residential | Res ¦ Basement or Crawlspace Insulation | 2024 | Technical | million_m3 | After Competition Groups | 148.7405 | 1065340.5985 | 1.0653 | 3527.6625 | 0.042164 | 8 | Residential_2024_Technical_million_m3_After Competition Groups_8 | Basement or Crawlspace Insulation | 4.216% | 1.0653 | 148.7405 | Residential_2024_Technical_million_m3_After Competition Groups_Basement or Crawlspace Insulation
Residential | Res ¦ Basement Wall Insulation | 2024 | Technical | million_m3 | After Competition Groups | 145.6216 | 1823754.4869 | 1.8238 | 3527.6625 | 0.04128 | 9 | Residential_2024_Technical_million_m3_After Competition Groups_9 | Basement Wall Insulation | 4.128% | 1.8238 | 145.6216 | Residential_2024_Technical_million_m3_After Competition Groups_Basement Wall Insulation
Residential | Res ¦ Advanced BAS/Controllers | 2024 | Economic | million_m3 | After Competition Groups | 90.5725 | 1074531.6213 | 1.0745 | 2769.6182 | 0.032702 | 8 | Residential_2024_Economic_million_m3_After Competition Groups_8 | Advanced BAS/Controllers | 3.27% | 1.0745 | 90.5725 | Residential_2024_Economic_million_m3_After Competition Groups_Advanced BAS/Controllers
Residential | Res ¦ Window Film | 2024 | Technical | million_m3 | After Competition Groups | 102.2475 | 0 | 0 | 3527.6625 | 0.028984 | 10 | Residential_2024_Technical_million_m3_After Competition Groups_10 | Window Film | 2.898% | 0 | 102.2475 | Residential_2024_Technical_million_m3_After Competition Groups_Window Film
Residential | Res ¦ Furnace Tune Up | 2024 | Technical | million_m3 | After Competition Groups | 99.0599 | 0 | 0 | 3527.6625 | 0.028081 | 11 | Residential_2024_Technical_million_m3_After Competition Groups_11 | Furnace Tune Up | 2.808% | 0 | 99.0599 | Residential_2024_Technical_million_m3_After Competition Groups_Furnace Tune Up
Residential | Res ¦ Building Recommissioning, Operations and Maintenance (O&M) Improvements | 2024 | Economic | million_m3 | After Competition Groups | 74.9394 | 859769.5836 | 0.85977 | 2769.6182 | 0.027058 | 9 | Residential_2024_Economic_million_m3_After Competition Groups_9 | Building Recommissioning, Operations and Maintenance (O&M) Improvements | 2.706% | 0.85977 | 74.9394 | Residential_2024_Economic_million_m3_After Competition Groups_Building Recommissioning, Operations and Maintenance (O&M) Improvements
Residential | Res ¦ Wall Insulation | 2024 | Achievable | million_m3 | After Competition Groups | 4.1565 | 16617605.6228 | 16.6176 | 155.4947 | 0.026731 | 10 | Residential_2024_Achievable_million_m3_After Competition Groups_10 | Wall Insulation | 2.673% | 16.6176 | 4.1565 | Residential_2024_Achievable_million_m3_After Competition Groups_Wall Insulation
Residential | Res ¦ Advanced BAS/Controllers | 2024 | Technical | million_m3 | After Competition Groups | 90.5725 | 1074531.6213 | 1.0745 | 3527.6625 | 0.025675 | 12 | Residential_2024_Technical_million_m3_After Competition Groups_12 | Advanced BAS/Controllers | 2.567% | 1.0745 | 90.5725 | Residential_2024_Technical_million_m3_After Competition Groups_Advanced BAS/Controllers
Residential | Res ¦ Attic Insulation | 2024 | Achievable | million_m3 | After Competition Groups | 3.6715 | 2974998.0146 | 2.975 | 155.4947 | 0.023612 | 11 | Residential_2024_Achievable_million_m3_After Competition Groups_11 | Attic Insulation | 2.361% | 2.975 | 3.6715 | Residential_2024_Achievable_million_m3_After Competition Groups_Attic Insulation
Residential | Res ¦ Duct Insulation MF | 2024 | Economic | million_m3 | After Competition Groups | 59.1858 | 2304915.3603 | 2.3049 | 2769.6182 | 0.02137 | 10 | Residential_2024_Economic_million_m3_After Competition Groups_10 | Duct Insulation MF | 2.137% | 2.3049 | 59.1858 | Residential_2024_Economic_million_m3_After Competition Groups_Duct Insulation MF
Residential | Res ¦ Building Recommissioning, Operations and Maintenance (O&M) Improvements | 2024 | Technical | million_m3 | After Competition Groups | 74.9394 | 859769.5836 | 0.85977 | 3527.6625 | 0.021243 | 13 | Residential_2024_Technical_million_m3_After Competition Groups_13 | Building Recommissioning, Operations and Maintenance (O&M) Improvements | 2.124% | 0.85977 | 74.9394 | Residential_2024_Technical_million_m3_After Competition Groups_Building Recommissioning, Operations and Maintenance (O&M) Improvements
Residential | Res ¦ Ceiling Insulation | 2024 | Technical | million_m3 | After Competition Groups | 73.5719 | 0 | 0 | 3527.6625 | 0.020856 | 14 | Residential_2024_Technical_million_m3_After Competition Groups_14 | Ceiling Insulation | 2.086% | 0 | 73.5719 | Residential_2024_Technical_million_m3_After Competition Groups_Ceiling Insulation
Residential | Res ¦ Demand Control Ventilation | 2024 | Achievable | million_m3 | After Competition Groups | 3.2214 | 406622.3466 | 0.40662 | 155.4947 | 0.020717 | 12 | Residential_2024_Achievable_million_m3_After Competition Groups_12 | Demand Control Ventilation | 2.072% | 0.40662 | 3.2214 | Residential_2024_Achievable_million_m3_After Competition Groups_Demand Control Ventilation
Residential | Res ¦ Floor Insulation | 2024 | Economic | million_m3 | After Competition Groups | 57.079 | 3218076.0362 | 3.2181 | 2769.6182 | 0.020609 | 11 | Residential_2024_Economic_million_m3_After Competition Groups_11 | Floor Insulation | 2.061% | 3.2181 | 57.079 | Residential_2024_Economic_million_m3_After Competition Groups_Floor Insulation
Residential | Res ¦ Condensing Boiler | 2024 | Economic | million_m3 | After Competition Groups | 56.8897 | 35399038.3493 | 35.399 | 2769.6182 | 0.020541 | 12 | Residential_2024_Economic_million_m3_After Competition Groups_12 | Condensing Boiler | 2.054% | 35.399 | 56.8897 | Residential_2024_Economic_million_m3_After Competition Groups_Condensing Boiler
Residential | Res ¦ Duct Insulation | 2024 | Economic | million_m3 | After Competition Groups | 54.5193 | 3376248.632 | 3.3762 | 2769.6182 | 0.019685 | 13 | Residential_2024_Economic_million_m3_After Competition Groups_13 | Duct Insulation | 1.968% | 3.3762 | 54.5193 | Residential_2024_Economic_million_m3_After Competition Groups_Duct Insulation
Residential | Res ¦ Basement Wall Insulation | 2024 | Achievable | million_m3 | After Competition Groups | 3.0549 | 1823754.4869 | 1.8238 | 155.4947 | 0.019646 | 13 | Residential_2024_Achievable_million_m3_After Competition Groups_13 | Basement Wall Insulation | 1.965% | 1.8238 | 3.0549 | Residential_2024_Achievable_million_m3_After Competition Groups_Basement Wall Insulation
Residential | Res ¦ Energy Star Windows | 2024 | Achievable | million_m3 | After Competition Groups | 2.9233 | 11502279.4892 | 11.5023 | 155.4947 | 0.0188 | 14 | Residential_2024_Achievable_million_m3_After Competition Groups_14 | Energy Star Windows | 1.88% | 11.5023 | 2.9233 | Residential_2024_Achievable_million_m3_After Competition Groups_Energy Star Windows
Residential | Res ¦ Duct Insulation MF | 2024 | Technical | million_m3 | After Competition Groups | 59.1858 | 2304915.3603 | 2.3049 | 3527.6625 | 0.016778 | 15 | Residential_2024_Technical_million_m3_After Competition Groups_15 | Duct Insulation MF | 1.678% | 2.3049 | 59.1858 | Residential_2024_Technical_million_m3_After Competition Groups_Duct Insulation MF
Residential | Res ¦ Floor Insulation | 2024 | Technical | million_m3 | After Competition Groups | 57.079 | 3218076.0362 | 3.2181 | 3527.6625 | 0.01618 | 16 | Residential_2024_Technical_million_m3_After Competition Groups_16 | Floor Insulation | 1.618% | 3.2181 | 57.079 | Residential_2024_Technical_million_m3_After Competition Groups_Floor Insulation
Residential | Res ¦ Condensing Boiler | 2024 | Technical | million_m3 | After Competition Groups | 56.8897 | 35399038.3493 | 35.399 | 3527.6625 | 0.016127 | 17 | Residential_2024_Technical_million_m3_After Competition Groups_17 | Condensing Boiler | 1.613% | 35.399 | 56.8897 | Residential_2024_Technical_million_m3_After Competition Groups_Condensing Boiler
Residential | Res ¦ Duct Insulation | 2024 | Technical | million_m3 | After Competition Groups | 54.5193 | 3376248.632 | 3.3762 | 3527.6625 | 0.015455 | 18 | Residential_2024_Technical_million_m3_After Competition Groups_18 | Duct Insulation | 1.545% | 3.3762 | 54.5193 | Residential_2024_Technical_million_m3_After Competition Groups_Duct Insulation
Residential | Res ¦ Condensing Make Up Air Unit | 2024 | Achievable | million_m3 | After Competition Groups | 2.3808 | 1159326.3386 | 1.1593 | 155.4947 | 0.015311 | 15 | Residential_2024_Achievable_million_m3_After Competition Groups_15 | Condensing Make Up Air Unit | 1.531% | 1.1593 | 2.3808 | Residential_2024_Achievable_million_m3_After Competition Groups_Condensing Make Up Air Unit
Residential | Res ¦ Demand Control Ventilation | 2024 | Economic | million_m3 | After Competition Groups | 40.5375 | 406622.3466 | 0.40662 | 2769.6182 | 0.014636 | 14 | Residential_2024_Economic_million_m3_After Competition Groups_14 | Demand Control Ventilation | 1.464% | 0.40662 | 40.5375 | Residential_2024_Economic_million_m3_After Competition Groups_Demand Control Ventilation
Residential | Res ¦ Condensing Storage Water Heater | 2024 | Economic | million_m3 | After Competition Groups | 39.7603 | 6944447.08 | 6.9444 | 2769.6182 | 0.014356 | 15 | Residential_2024_Economic_million_m3_After Competition Groups_15 | Condensing Storage Water Heater | 1.436% | 6.9444 | 39.7603 | Residential_2024_Economic_million_m3_After Competition Groups_Condensing Storage Water Heater
Residential | Res ¦ Pool Cover | 2024 | Achievable | million_m3 | After Competition Groups | 2.1566 | 3189030.4626 | 3.189 | 155.4947 | 0.013869 | 16 | Residential_2024_Achievable_million_m3_After Competition Groups_16 | Pool Cover | 1.387% | 3.189 | 2.1566 | Residential_2024_Achievable_million_m3_After Competition Groups_Pool Cover
Residential | Res ¦ Demand Control Ventilation | 2024 | Technical | million_m3 | After Competition Groups | 40.5375 | 406622.3466 | 0.40662 | 3527.6625 | 0.011491 | 19 | Residential_2024_Technical_million_m3_After Competition Groups_19 | Demand Control Ventilation | 1.149% | 0.40662 | 40.5375 | Residential_2024_Technical_million_m3_After Competition Groups_Demand Control Ventilation
Residential | Res ¦ Condensing Storage Water Heater | 2024 | Technical | million_m3 | After Competition Groups | 39.7603 | 6944447.08 | 6.9444 | 3527.6625 | 0.011271 | 20 | Residential_2024_Technical_million_m3_After Competition Groups_20 | Condensing Storage Water Heater | 1.127% | 6.9444 | 39.7603 | Residential_2024_Technical_million_m3_After Competition Groups_Condensing Storage Water Heater
Residential | Res ¦ Condensing Storage Water Heater | 2024 | Achievable | million_m3 | After Competition Groups | 1.5187 | 6944447.08 | 6.9444 | 155.4947 | 0.0097671 | 17 | Residential_2024_Achievable_million_m3_After Competition Groups_17 | Condensing Storage Water Heater | 0.9767% | 6.9444 | 1.5187 | Residential_2024_Achievable_million_m3_After Competition Groups_Condensing Storage Water Heater
Residential | Res ¦ Tankless Water Heater | 2024 | Technical | million_m3 | After Competition Groups | 33.0256 | 0 | 0 | 3527.6625 | 0.0093619 | 21 | Residential_2024_Technical_million_m3_After Competition Groups_21 | Tankless Water Heater | 0.9362% | 0 | 33.0256 | Residential_2024_Technical_million_m3_After Competition Groups_Tankless Water Heater
Residential | Res ¦ Early Hot Water Heater Replacement | 2024 | Technical | million_m3 | After Competition Groups | 32.559 | 0 | 0 | 3527.6625 | 0.0092296 | 22 | Residential_2024_Technical_million_m3_After Competition Groups_22 | Early Hot Water Heater Replacement | 0.923% | 0 | 32.559 | Residential_2024_Technical_million_m3_After Competition Groups_Early Hot Water Heater Replacement
Residential | Res ¦ Energy Star Windows | 2024 | Economic | million_m3 | After Competition Groups | 24.5014 | 11502279.4892 | 11.5023 | 2769.6182 | 0.0088465 | 16 | Residential_2024_Economic_million_m3_After Competition Groups_16 | Energy Star Windows | 0.8846% | 11.5023 | 24.5014 | Residential_2024_Economic_million_m3_After Competition Groups_Energy Star Windows
Residential | Res ¦ Duct Insulation MF | 2024 | Achievable | million_m3 | After Competition Groups | 1.2414 | 2304915.3603 | 2.3049 | 155.4947 | 0.0079834 | 18 | Residential_2024_Achievable_million_m3_After Competition Groups_18 | Duct Insulation MF | 0.7983% | 2.3049 | 1.2414 | Residential_2024_Achievable_million_m3_After Competition Groups_Duct Insulation MF
Residential | Res ¦ Drain Water Heat Recovery | 2024 | Technical | million_m3 | After Competition Groups | 27.7687 | 0 | 0 | 3527.6625 | 0.0078717 | 23 | Residential_2024_Technical_million_m3_After Competition Groups_23 | Drain Water Heat Recovery | 0.7872% | 0 | 27.7687 | Residential_2024_Technical_million_m3_After Competition Groups_Drain Water Heat Recovery
Residential | Res ¦ Floor Insulation | 2024 | Achievable | million_m3 | After Competition Groups | 1.1968 | 3218076.0362 | 3.2181 | 155.4947 | 0.0076969 | 19 | Residential_2024_Achievable_million_m3_After Competition Groups_19 | Floor Insulation | 0.7697% | 3.2181 | 1.1968 | Residential_2024_Achievable_million_m3_After Competition Groups_Floor Insulation
Residential | Res ¦ High Efficiency Condensing Furnace | 2024 | Economic | million_m3 | After Competition Groups | 20.9598 | 26969877.8 | 26.9699 | 2769.6182 | 0.0075677 | 17 | Residential_2024_Economic_million_m3_After Competition Groups_17 | High Efficiency Condensing Furnace | 0.7568% | 26.9699 | 20.9598 | Residential_2024_Economic_million_m3_After Competition Groups_High Efficiency Condensing Furnace
Residential | Res ¦ Duct Insulation | 2024 | Achievable | million_m3 | After Competition Groups | 1.1383 | 3376248.632 | 3.3762 | 155.4947 | 0.0073206 | 20 | Residential_2024_Achievable_million_m3_After Competition Groups_20 | Duct Insulation | 0.7321% | 3.3762 | 1.1383 | Residential_2024_Achievable_million_m3_After Competition Groups_Duct Insulation
Residential | Res ¦ High Efficiency Fireplace with Pilotless Ignition | 2024 | Economic | million_m3 | After Competition Groups | 20.1507 | 3504047.4075 | 3.504 | 2769.6182 | 0.0072756 | 18 | Residential_2024_Economic_million_m3_After Competition Groups_18 | High Efficiency Fireplace with Pilotless Ignition | 0.7276% | 3.504 | 20.1507 | Residential_2024_Economic_million_m3_After Competition Groups_High Efficiency Fireplace with Pilotless Ignition
Residential | Res ¦ Heat Recovery Ventilator | 2024 | Economic | million_m3 | After Competition Groups | 18.4744 | 54009.1291 | 0.054009 | 2769.6182 | 0.0066704 | 19 | Residential_2024_Economic_million_m3_After Competition Groups_19 | Heat Recovery Ventilator | 0.667% | 0.054009 | 18.4744 | Residential_2024_Economic_million_m3_After Competition Groups_Heat Recovery Ventilator
Residential | Res ¦ Pool Cover | 2024 | Economic | million_m3 | After Competition Groups | 18.0679 | 3189030.4626 | 3.189 | 2769.6182 | 0.0065236 | 20 | Residential_2024_Economic_million_m3_After Competition Groups_20 | Pool Cover | 0.6524% | 3.189 | 18.0679 | Residential_2024_Economic_million_m3_After Competition Groups_Pool Cover
Residential | Res ¦ Water Heater Temperature Setback | 2024 | Achievable | million_m3 | After Competition Groups | 0.96797 | 358658.6643 | 0.35866 | 155.4947 | 0.0062251 | 21 | Residential_2024_Achievable_million_m3_After Competition Groups_21 | Water Heater Temperature Setback | 0.6225% | 0.35866 | 0.96797 | Residential_2024_Achievable_million_m3_After Competition Groups_Water Heater Temperature Setback
Residential | Res ¦ High Efficiency Condensing Furnace | 2024 | Technical | million_m3 | After Competition Groups | 21.0206 | 26969877.8 | 26.9699 | 3527.6625 | 0.0059588 | 24 | Residential_2024_Technical_million_m3_After Competition Groups_24 | High Efficiency Condensing Furnace | 0.5959% | 26.9699 | 21.0206 | Residential_2024_Technical_million_m3_After Competition Groups_High Efficiency Condensing Furnace
Residential | Res ¦ High Efficiency Fireplace with Pilotless Ignition | 2024 | Technical | million_m3 | After Competition Groups | 20.1507 | 3504047.4075 | 3.504 | 3527.6625 | 0.0057122 | 25 | Residential_2024_Technical_million_m3_After Competition Groups_25 | High Efficiency Fireplace with Pilotless Ignition | 0.5712% | 3.504 | 20.1507 | Residential_2024_Technical_million_m3_After Competition Groups_High Efficiency Fireplace with Pilotless Ignition
Residential | Res ¦ Heat Recovery Ventilator | 2024 | Technical | million_m3 | After Competition Groups | 18.4744 | 54009.1291 | 0.054009 | 3527.6625 | 0.005237 | 26 | Residential_2024_Technical_million_m3_After Competition Groups_26 | Heat Recovery Ventilator | 0.5237% | 0.054009 | 18.4744 | Residential_2024_Technical_million_m3_After Competition Groups_Heat Recovery Ventilator
Residential | Res ¦ Pool Cover | 2024 | Technical | million_m3 | After Competition Groups | 18.0679 | 3189030.4626 | 3.189 | 3527.6625 | 0.0051218 | 27 | Residential_2024_Technical_million_m3_After Competition Groups_27 | Pool Cover | 0.5122% | 3.189 | 18.0679 | Residential_2024_Technical_million_m3_After Competition Groups_Pool Cover
Residential | Res ¦ Condensing Make Up Air Unit | 2024 | Economic | million_m3 | After Competition Groups | 13.816 | 1159326.3386 | 1.1593 | 2769.6182 | 0.0049884 | 21 | Residential_2024_Economic_million_m3_After Competition Groups_21 | Condensing Make Up Air Unit | 0.4988% | 1.1593 | 13.816 | Residential_2024_Economic_million_m3_After Competition Groups_Condensing Make Up Air Unit
Residential | Res ¦ Basement or Crawlspace Insulation | 2024 | Economic | million_m3 | After Competition Groups | 11.941 | 1065340.5985 | 1.0653 | 2769.6182 | 0.0043114 | 22 | Residential_2024_Economic_million_m3_After Competition Groups_22 | Basement or Crawlspace Insulation | 0.4311% | 1.0653 | 11.941 | Residential_2024_Economic_million_m3_After Competition Groups_Basement or Crawlspace Insulation
Residential | Res ¦ Condensing Make Up Air Unit | 2024 | Technical | million_m3 | After Competition Groups | 13.816 | 1159326.3386 | 1.1593 | 3527.6625 | 0.0039165 | 28 | Residential_2024_Technical_million_m3_After Competition Groups_28 | Condensing Make Up Air Unit | 0.3916% | 1.1593 | 13.816 | Residential_2024_Technical_million_m3_After Competition Groups_Condensing Make Up Air Unit
Residential | Res ¦ Wall Insulation MF | 2024 | Economic | million_m3 | After Competition Groups | 9.1619 | 44994.3306 | 0.044994 | 2769.6182 | 0.003308 | 23 | Residential_2024_Economic_million_m3_After Competition Groups_23 | Wall Insulation MF | 0.3308% | 0.044994 | 9.1619 | Residential_2024_Economic_million_m3_After Competition Groups_Wall Insulation MF
Residential | Res ¦ Water Heater Temperature Setback | 2024 | Economic | million_m3 | After Competition Groups | 8.1075 | 358658.6643 | 0.35866 | 2769.6182 | 0.0029273 | 24 | Residential_2024_Economic_million_m3_After Competition Groups_24 | Water Heater Temperature Setback | 0.2927% | 0.35866 | 8.1075 | Residential_2024_Economic_million_m3_After Competition Groups_Water Heater Temperature Setback
Residential | Res ¦ Wall Insulation MF | 2024 | Technical | million_m3 | After Competition Groups | 9.1619 | 44994.3306 | 0.044994 | 3527.6625 | 0.0025972 | 29 | Residential_2024_Technical_million_m3_After Competition Groups_29 | Wall Insulation MF | 0.2597% | 0.044994 | 9.1619 | Residential_2024_Technical_million_m3_After Competition Groups_Wall Insulation MF
Residential | Res ¦ Water Heater Temperature Setback | 2024 | Technical | million_m3 | After Competition Groups | 8.1075 | 358658.6643 | 0.35866 | 3527.6625 | 0.0022983 | 30 | Residential_2024_Technical_million_m3_After Competition Groups_30 | Water Heater Temperature Setback | 0.2298% | 0.35866 | 8.1075 | Residential_2024_Technical_million_m3_After Competition Groups_Water Heater Temperature Setback
Residential | Res ¦ Home Energy Reports | 2024 | Achievable | million_m3 | After Competition Groups | 0.29893 | 199491.8592 | 0.19949 | 155.4947 | 0.0019224 | 22 | Residential_2024_Achievable_million_m3_After Competition Groups_22 | Home Energy Reports | 0.1922% | 0.19949 | 0.29893 | Residential_2024_Achievable_million_m3_After Competition Groups_Home Energy Reports
Residential | Res ¦ Basement or Crawlspace Insulation | 2024 | Achievable | million_m3 | After Competition Groups | 0.25033 | 1065340.5985 | 1.0653 | 155.4947 | 0.0016099 | 23 | Residential_2024_Achievable_million_m3_After Competition Groups_23 | Basement or Crawlspace Insulation | 0.161% | 1.0653 | 0.25033 | Residential_2024_Achievable_million_m3_After Competition Groups_Basement or Crawlspace Insulation
Residential | Res ¦ Energy Star Clothes Washer | 2024 | Achievable | million_m3 | After Competition Groups | 0.19829 | 315165.5198 | 0.31517 | 155.4947 | 0.0012752 | 24 | Residential_2024_Achievable_million_m3_After Competition Groups_24 | Energy Star Clothes Washer | 0.1275% | 0.31517 | 0.19829 | Residential_2024_Achievable_million_m3_After Competition Groups_Energy Star Clothes Washer
Residential | Res ¦ Wall Insulation MF | 2024 | Achievable | million_m3 | After Competition Groups | 0.19222 | 44994.3306 | 0.044994 | 155.4947 | 0.0012362 | 25 | Residential_2024_Achievable_million_m3_After Competition Groups_25 | Wall Insulation MF | 0.1236% | 0.044994 | 0.19222 | Residential_2024_Achievable_million_m3_After Competition Groups_Wall Insulation MF
Residential | Res ¦ Home Energy Reports | 2024 | Technical | million_m3 | After Competition Groups | 3.9044 | 199491.8592 | 0.19949 | 3527.6625 | 0.0011068 | 31 | Residential_2024_Technical_million_m3_After Competition Groups_31 | Home Energy Reports | 0.1107% | 0.19949 | 3.9044 | Residential_2024_Technical_million_m3_After Competition Groups_Home Energy Reports
Residential | Res ¦ Home Energy Reports | 2024 | Economic | million_m3 | After Competition Groups | 2.9893 | 199491.8592 | 0.19949 | 2769.6182 | 0.0010793 | 25 | Residential_2024_Economic_million_m3_After Competition Groups_25 | Home Energy Reports | 0.1079% | 0.19949 | 2.9893 | Residential_2024_Economic_million_m3_After Competition Groups_Home Energy Reports
Residential | Res ¦ Clothes Drying Racks | 2024 | Achievable | million_m3 | After Competition Groups | 0.16588 | 1510659.9159 | 1.5107 | 155.4947 | 0.0010668 | 26 | Residential_2024_Achievable_million_m3_After Competition Groups_26 | Clothes Drying Racks | 0.1067% | 1.5107 | 0.16588 | Residential_2024_Achievable_million_m3_After Competition Groups_Clothes Drying Racks
Residential | Res ¦ High Efficiency Gas Pool Heater | 2024 | Technical | million_m3 | After Competition Groups | 3.5206 | 0 | 0 | 3527.6625 | 0.000998 | 32 | Residential_2024_Technical_million_m3_After Competition Groups_32 | High Efficiency Gas Pool Heater | 0.0998% | 0 | 3.5206 | Residential_2024_Technical_million_m3_After Competition Groups_High Efficiency Gas Pool Heater
Residential | Res ¦ Heat Recovery Ventilator | 2024 | Achievable | million_m3 | After Competition Groups | 0.13815 | 54009.1291 | 0.054009 | 155.4947 | 0.00088844 | 27 | Residential_2024_Achievable_million_m3_After Competition Groups_27 | Heat Recovery Ventilator | 0.08884% | 0.054009 | 0.13815 | Residential_2024_Achievable_million_m3_After Competition Groups_Heat Recovery Ventilator
Residential | Res ¦ Minimize Hot and Warm Clothes Wash | 2024 | Achievable | million_m3 | After Competition Groups | 0.090829 | 0 | 0 | 155.4947 | 0.00058413 | 28 | Residential_2024_Achievable_million_m3_After Competition Groups_28 | Minimize Hot and Warm Clothes Wash | 0.05841% | 0 | 0.090829 | Residential_2024_Achievable_million_m3_After Competition Groups_Minimize Hot and Warm Clothes Wash
Residential | Res ¦ Clothes Drying Racks | 2024 | Economic | million_m3 | After Competition Groups | 1.3923 | 1510659.9159 | 1.5107 | 2769.6182 | 0.0005027 | 26 | Residential_2024_Economic_million_m3_After Competition Groups_26 | Clothes Drying Racks | 0.05027% | 1.5107 | 1.3923 | Residential_2024_Economic_million_m3_After Competition Groups_Clothes Drying Racks
Residential | Res ¦ Minimize Hot and Warm Clothes Wash | 2024 | Economic | million_m3 | After Competition Groups | 1.2098 | 0 | 0 | 2769.6182 | 0.00043682 | 27 | Residential_2024_Economic_million_m3_After Competition Groups_27 | Minimize Hot and Warm Clothes Wash | 0.04368% | 0 | 1.2098 | Residential_2024_Economic_million_m3_After Competition Groups_Minimize Hot and Warm Clothes Wash
Residential | Res ¦ Clothes Drying Racks | 2024 | Technical | million_m3 | After Competition Groups | 1.3923 | 1510659.9159 | 1.5107 | 3527.6625 | 0.00039468 | 33 | Residential_2024_Technical_million_m3_After Competition Groups_33 | Clothes Drying Racks | 0.03947% | 1.5107 | 1.3923 | Residential_2024_Technical_million_m3_After Competition Groups_Clothes Drying Racks
Residential | Res ¦ Minimize Hot and Warm Clothes Wash | 2024 | Technical | million_m3 | After Competition Groups | 1.2098 | 0 | 0 | 3527.6625 | 0.00034295 | 34 | Residential_2024_Technical_million_m3_After Competition Groups_34 | Minimize Hot and Warm Clothes Wash | 0.0343% | 0 | 1.2098 | Residential_2024_Technical_million_m3_After Competition Groups_Minimize Hot and Warm Clothes Wash
Residential | Res ¦ Energy Star Clothes Dryer | 2024 | Technical | million_m3 | After Competition Groups | 0.3949 | 0 | 0 | 3527.6625 | 0.00011195 | 35 | Residential_2024_Technical_million_m3_After Competition Groups_35 | Energy Star Clothes Dryer | 0.01119% | 0 | 0.3949 | Residential_2024_Technical_million_m3_After Competition Groups_Energy Star Clothes Dryer
Residential | Res ¦ Energy Star Clothes Washer | 2024 | Economic | million_m3 | After Competition Groups | 0.22888 | 315165.5198 | 0.31517 | 2769.6182 | 8.2638e-05 | 28 | Residential_2024_Economic_million_m3_After Competition Groups_28 | Energy Star Clothes Washer | 0.008264% | 0.31517 | 0.22888 | Residential_2024_Economic_million_m3_After Competition Groups_Energy Star Clothes Washer
Residential | Res ¦ Energy Star Clothes Washer | 2024 | Technical | million_m3 | After Competition Groups | 0.22888 | 315165.5198 | 0.31517 | 3527.6625 | 6.4881e-05 | 36 | Residential_2024_Technical_million_m3_After Competition Groups_36 | Energy Star Clothes Washer | 0.006488% | 0.31517 | 0.22888 | Residential_2024_Technical_million_m3_After Competition Groups_Energy Star Clothes Washer
Residential | Res ¦ Solar Water Preheat (Pools/DHW) | 2024 | Technical | million_m3 | After Competition Groups | 0.1444 | 0 | 0 | 3527.6625 | 4.0933e-05 | 37 | Residential_2024_Technical_million_m3_After Competition Groups_37 | Solar Water Preheat (Pools/DHW) | 0.004093% | 0 | 0.1444 | Residential_2024_Technical_million_m3_After Competition Groups_Solar Water Preheat (Pools/DHW)
Residential | Res ¦ Ceiling Insulation | 2024 | Achievable | million_m3 | After Competition Groups | 0 | 0 | 0 | 155.4947 | 0 | 29 | Residential_2024_Achievable_million_m3_After Competition Groups_29 | Ceiling Insulation | 0% | 0 | 0 | Residential_2024_Achievable_million_m3_After Competition Groups_Ceiling Insulation
Residential | Res ¦ Ceiling Insulation | 2024 | Economic | million_m3 | After Competition Groups | 0 | 0 | 0 | 2769.6182 | 0 | 29 | Residential_2024_Economic_million_m3_After Competition Groups_29 | Ceiling Insulation | 0% | 0 | 0 | Residential_2024_Economic_million_m3_After Competition Groups_Ceiling Insulation
Residential | Res ¦ Drain Water Heat Recovery | 2024 | Achievable | million_m3 | After Competition Groups | 0 | 0 | 0 | 155.4947 | 0 | 30 | Residential_2024_Achievable_million_m3_After Competition Groups_30 | Drain Water Heat Recovery | 0% | 0 | 0 | Residential_2024_Achievable_million_m3_After Competition Groups_Drain Water Heat Recovery
Residential | Res ¦ Drain Water Heat Recovery | 2024 | Economic | million_m3 | After Competition Groups | 0 | 0 | 0 | 2769.6182 | 0 | 30 | Residential_2024_Economic_million_m3_After Competition Groups_30 | Drain Water Heat Recovery | 0% | 0 | 0 | Residential_2024_Economic_million_m3_After Competition Groups_Drain Water Heat Recovery
Residential | Res ¦ Furnace Tune Up | 2024 | Achievable | million_m3 | After Competition Groups | 0 | 0 | 0 | 155.4947 | 0 | 31 | Residential_2024_Achievable_million_m3_After Competition Groups_31 | Furnace Tune Up | 0% | 0 | 0 | Residential_2024_Achievable_million_m3_After Competition Groups_Furnace Tune Up
Residential | Res ¦ Furnace Tune Up | 2024 | Economic | million_m3 | After Competition Groups | 0 | 0 | 0 | 2769.6182 | 0 | 31 | Residential_2024_Economic_million_m3_After Competition Groups_31 | Furnace Tune Up | 0% | 0 | 0 | Residential_2024_Economic_million_m3_After Competition Groups_Furnace Tune Up
Residential | Res ¦ High Efficiency Storage Water Heater | 2024 | Achievable | million_m3 | After Competition Groups | 0 | 0 | 0 | 155.4947 | 0 | 32 | Residential_2024_Achievable_million_m3_After Competition Groups_32 | High Efficiency Storage Water Heater | 0% | 0 | 0 | Residential_2024_Achievable_million_m3_After Competition Groups_High Efficiency Storage Water Heater
Residential | Res ¦ High Efficiency Storage Water Heater | 2024 | Economic | million_m3 | After Competition Groups | 0 | 0 | 0 | 2769.6182 | 0 | 32 | Residential_2024_Economic_million_m3_After Competition Groups_32 | High Efficiency Storage Water Heater | 0% | 0 | 0 | Residential_2024_Economic_million_m3_After Competition Groups_High Efficiency Storage Water Heater
Residential | Res ¦ Tankless Water Heater | 2024 | Achievable | million_m3 | After Competition Groups | 0 | 0 | 0 | 155.4947 | 0 | 33 | Residential_2024_Achievable_million_m3_After Competition Groups_33 | Tankless Water Heater | 0% | 0 | 0 | Residential_2024_Achievable_million_m3_After Competition Groups_Tankless Water Heater
Residential | Res ¦ Tankless Water Heater | 2024 | Economic | million_m3 | After Competition Groups | 0 | 0 | 0 | 2769.6182 | 0 | 33 | Residential_2024_Economic_million_m3_After Competition Groups_33 | Tankless Water Heater | 0% | 0 | 0 | Residential_2024_Economic_million_m3_After Competition Groups_Tankless Water Heater
Residential | Res ¦ Air Sealing | 2025 | Economic | million_m3 | After Competition Groups | 705.4409 | 14798814.3775 | 14.7988 | 2799.9492 | 0.25195 | 1 | Residential_2025_Economic_million_m3_After Competition Groups_1 | Air Sealing | 25.19% | 14.7988 | 705.4409 | Residential_2025_Economic_million_m3_After Competition Groups_Air Sealing
Residential | Res ¦ Air Sealing | 2025 | Technical | million_m3 | After Competition Groups | 705.4409 | 14798814.3775 | 14.7988 | 3564.03 | 0.19793 | 1 | Residential_2025_Technical_million_m3_After Competition Groups_1 | Air Sealing | 19.79% | 14.7988 | 705.4409 | Residential_2025_Technical_million_m3_After Competition Groups_Air Sealing
Residential | Res ¦ Adaptive Thermostat | 2025 | Economic | million_m3 | After Competition Groups | 526.1084 | 16291445.6698 | 16.2914 | 2799.9492 | 0.1879 | 2 | Residential_2025_Economic_million_m3_After Competition Groups_2 | Adaptive Thermostat | 18.79% | 16.2914 | 526.1084 | Residential_2025_Economic_million_m3_After Competition Groups_Adaptive Thermostat
Residential | Res ¦ Comprehensive Draft Proofing | 2025 | Achievable | million_m3 | After Competition Groups | 41.8767 | 1405918.2285 | 1.4059 | 251.0226 | 0.16682 | 1 | Residential_2025_Achievable_million_m3_After Competition Groups_1 | Comprehensive Draft Proofing | 16.68% | 1.4059 | 41.8767 | Residential_2025_Achievable_million_m3_After Competition Groups_Comprehensive Draft Proofing
Residential | Res ¦ Adaptive Thermostat | 2025 | Technical | million_m3 | After Competition Groups | 526.1084 | 16291445.6698 | 16.2914 | 3564.03 | 0.14762 | 2 | Residential_2025_Technical_million_m3_After Competition Groups_2 | Adaptive Thermostat | 14.76% | 16.2914 | 526.1084 | Residential_2025_Technical_million_m3_After Competition Groups_Adaptive Thermostat
Residential | Res ¦ DHW Recirculation Systems | 2025 | Achievable | million_m3 | After Competition Groups | 31.988 | 58273510.3781 | 58.2735 | 251.0226 | 0.12743 | 2 | Residential_2025_Achievable_million_m3_After Competition Groups_2 | DHW Recirculation Systems | 12.74% | 58.2735 | 31.988 | Residential_2025_Achievable_million_m3_After Competition Groups_DHW Recirculation Systems
Residential | Res ¦ Adaptive Thermostat | 2025 | Achievable | million_m3 | After Competition Groups | 26.7417 | 16291445.6698 | 16.2914 | 251.0226 | 0.10653 | 3 | Residential_2025_Achievable_million_m3_After Competition Groups_3 | Adaptive Thermostat | 10.65% | 16.2914 | 26.7417 | Residential_2025_Achievable_million_m3_After Competition Groups_Adaptive Thermostat
Residential | Res ¦ Air Sealing | 2025 | Achievable | million_m3 | After Competition Groups | 23.6558 | 14798814.3775 | 14.7988 | 251.0226 | 0.094238 | 4 | Residential_2025_Achievable_million_m3_After Competition Groups_4 | Air Sealing | 9.424% | 14.7988 | 23.6558 | Residential_2025_Achievable_million_m3_After Competition Groups_Air Sealing
Residential | Res ¦ Comprehensive Draft Proofing | 2025 | Economic | million_m3 | After Competition Groups | 213.7303 | 1405918.2285 | 1.4059 | 2799.9492 | 0.076334 | 3 | Residential_2025_Economic_million_m3_After Competition Groups_3 | Comprehensive Draft Proofing | 7.633% | 1.4059 | 213.7303 | Residential_2025_Economic_million_m3_After Competition Groups_Comprehensive Draft Proofing
Residential | Res ¦ Energy Star Windows | 2025 | Technical | million_m3 | After Competition Groups | 268.1726 | 13376895.9235 | 13.3769 | 3564.03 | 0.075244 | 3 | Residential_2025_Technical_million_m3_After Competition Groups_3 | Energy Star Windows | 7.524% | 13.3769 | 268.1726 | Residential_2025_Technical_million_m3_After Competition Groups_Energy Star Windows
Residential | Res ¦ High Efficiency Condensing Furnace | 2025 | Achievable | million_m3 | After Competition Groups | 18.7141 | 30055045.7436 | 30.055 | 251.0226 | 0.074551 | 5 | Residential_2025_Achievable_million_m3_After Competition Groups_5 | High Efficiency Condensing Furnace | 7.455% | 30.055 | 18.7141 | Residential_2025_Achievable_million_m3_After Competition Groups_High Efficiency Condensing Furnace
Residential | Res ¦ Wall Insulation | 2025 | Economic | million_m3 | After Competition Groups | 195.1436 | 18566420.8083 | 18.5664 | 2799.9492 | 0.069695 | 4 | Residential_2025_Economic_million_m3_After Competition Groups_4 | Wall Insulation | 6.97% | 18.5664 | 195.1436 | Residential_2025_Economic_million_m3_After Competition Groups_Wall Insulation
Residential | Res ¦ Advanced BAS/Controllers | 2025 | Achievable | million_m3 | After Competition Groups | 17.4653 | 1249743.7282 | 1.2497 | 251.0226 | 0.069577 | 6 | Residential_2025_Achievable_million_m3_After Competition Groups_6 | Advanced BAS/Controllers | 6.958% | 1.2497 | 17.4653 | Residential_2025_Achievable_million_m3_After Competition Groups_Advanced BAS/Controllers
Residential | Res ¦ Attic Insulation | 2025 | Economic | million_m3 | After Competition Groups | 172.2598 | 3324103.6455 | 3.3241 | 2799.9492 | 0.061522 | 5 | Residential_2025_Economic_million_m3_After Competition Groups_5 | Attic Insulation | 6.152% | 3.3241 | 172.2598 | Residential_2025_Economic_million_m3_After Competition Groups_Attic Insulation
Residential | Res ¦ Comprehensive Draft Proofing | 2025 | Technical | million_m3 | After Competition Groups | 213.7303 | 1405918.2285 | 1.4059 | 3564.03 | 0.059969 | 4 | Residential_2025_Technical_million_m3_After Competition Groups_4 | Comprehensive Draft Proofing | 5.997% | 1.4059 | 213.7303 | Residential_2025_Technical_million_m3_After Competition Groups_Comprehensive Draft Proofing
Residential | Res ¦ DHW Recirculation Systems | 2025 | Economic | million_m3 | After Competition Groups | 163.359 | 58273510.3781 | 58.2735 | 2799.9492 | 0.058344 | 6 | Residential_2025_Economic_million_m3_After Competition Groups_6 | DHW Recirculation Systems | 5.834% | 58.2735 | 163.359 | Residential_2025_Economic_million_m3_After Competition Groups_DHW Recirculation Systems
Residential | Res ¦ High Efficiency Fireplace with Pilotless Ignition | 2025 | Achievable | million_m3 | After Competition Groups | 14.5016 | 4132737.1273 | 4.1327 | 251.0226 | 0.05777 | 7 | Residential_2025_Achievable_million_m3_After Competition Groups_7 | High Efficiency Fireplace with Pilotless Ignition | 5.777% | 4.1327 | 14.5016 | Residential_2025_Achievable_million_m3_After Competition Groups_High Efficiency Fireplace with Pilotless Ignition
Residential | Res ¦ Building Recommissioning, Operations and Maintenance (O&M) Improvements | 2025 | Achievable | million_m3 | After Competition Groups | 14.451 | 999964.053 | 0.99996 | 251.0226 | 0.057569 | 8 | Residential_2025_Achievable_million_m3_After Competition Groups_8 | Building Recommissioning, Operations and Maintenance (O&M) Improvements | 5.757% | 0.99996 | 14.451 | Residential_2025_Achievable_million_m3_After Competition Groups_Building Recommissioning, Operations and Maintenance (O&M) Improvements
Residential | Res ¦ Wall Insulation | 2025 | Technical | million_m3 | After Competition Groups | 195.1436 | 18566420.8083 | 18.5664 | 3564.03 | 0.054754 | 5 | Residential_2025_Technical_million_m3_After Competition Groups_5 | Wall Insulation | 5.475% | 18.5664 | 195.1436 | Residential_2025_Technical_million_m3_After Competition Groups_Wall Insulation
Residential | Res ¦ Condensing Boiler | 2025 | Achievable | million_m3 | After Competition Groups | 13.3011 | 42626985.8415 | 42.627 | 251.0226 | 0.052988 | 9 | Residential_2025_Achievable_million_m3_After Competition Groups_9 | Condensing Boiler | 5.299% | 42.627 | 13.3011 | Residential_2025_Achievable_million_m3_After Competition Groups_Condensing Boiler
Residential | Res ¦ Basement Wall Insulation | 2025 | Economic | million_m3 | After Competition Groups | 143.3208 | 2037775.4741 | 2.0378 | 2799.9492 | 0.051187 | 7 | Residential_2025_Economic_million_m3_After Competition Groups_7 | Basement Wall Insulation | 5.119% | 2.0378 | 143.3208 | Residential_2025_Economic_million_m3_After Competition Groups_Basement Wall Insulation
Residential | Res ¦ Attic Insulation | 2025 | Technical | million_m3 | After Competition Groups | 172.2598 | 3324103.6455 | 3.3241 | 3564.03 | 0.048333 | 6 | Residential_2025_Technical_million_m3_After Competition Groups_6 | Attic Insulation | 4.833% | 3.3241 | 172.2598 | Residential_2025_Technical_million_m3_After Competition Groups_Attic Insulation
Residential | Res ¦ DHW Recirculation Systems | 2025 | Technical | million_m3 | After Competition Groups | 163.359 | 58273510.3781 | 58.2735 | 3564.03 | 0.045835 | 7 | Residential_2025_Technical_million_m3_After Competition Groups_7 | DHW Recirculation Systems | 4.584% | 58.2735 | 163.359 | Residential_2025_Technical_million_m3_After Competition Groups_DHW Recirculation Systems
Residential | Res ¦ Basement or Crawlspace Insulation | 2025 | Technical | million_m3 | After Competition Groups | 146.3904 | 1190283.4845 | 1.1903 | 3564.03 | 0.041074 | 8 | Residential_2025_Technical_million_m3_After Competition Groups_8 | Basement or Crawlspace Insulation | 4.107% | 1.1903 | 146.3904 | Residential_2025_Technical_million_m3_After Competition Groups_Basement or Crawlspace Insulation
Residential | Res ¦ Basement Wall Insulation | 2025 | Technical | million_m3 | After Competition Groups | 143.3208 | 2037775.4741 | 2.0378 | 3564.03 | 0.040213 | 9 | Residential_2025_Technical_million_m3_After Competition Groups_9 | Basement Wall Insulation | 4.021% | 2.0378 | 143.3208 | Residential_2025_Technical_million_m3_After Competition Groups_Basement Wall Insulation
Residential | Res ¦ Advanced BAS/Controllers | 2025 | Economic | million_m3 | After Competition Groups | 89.1414 | 1249743.7282 | 1.2497 | 2799.9492 | 0.031837 | 8 | Residential_2025_Economic_million_m3_After Competition Groups_8 | Advanced BAS/Controllers | 3.184% | 1.2497 | 89.1414 | Residential_2025_Economic_million_m3_After Competition Groups_Advanced BAS/Controllers
Residential | Res ¦ Window Film | 2025 | Technical | million_m3 | After Competition Groups | 100.632 | 0 | 0 | 3564.03 | 0.028235 | 10 | Residential_2025_Technical_million_m3_After Competition Groups_10 | Window Film | 2.824% | 0 | 100.632 | Residential_2025_Technical_million_m3_After Competition Groups_Window Film
Residential | Res ¦ Furnace Tune Up | 2025 | Technical | million_m3 | After Competition Groups | 97.4948 | 0 | 0 | 3564.03 | 0.027355 | 11 | Residential_2025_Technical_million_m3_After Competition Groups_11 | Furnace Tune Up | 2.736% | 0 | 97.4948 | Residential_2025_Technical_million_m3_After Competition Groups_Furnace Tune Up
Residential | Res ¦ Building Recommissioning, Operations and Maintenance (O&M) Improvements | 2025 | Economic | million_m3 | After Competition Groups | 73.7553 | 999964.053 | 0.99996 | 2799.9492 | 0.026342 | 9 | Residential_2025_Economic_million_m3_After Competition Groups_9 | Building Recommissioning, Operations and Maintenance (O&M) Improvements | 2.634% | 0.99996 | 73.7553 | Residential_2025_Economic_million_m3_After Competition Groups_Building Recommissioning, Operations and Maintenance (O&M) Improvements
Residential | Res ¦ Wall Insulation | 2025 | Achievable | million_m3 | After Competition Groups | 6.5393 | 18566420.8083 | 18.5664 | 251.0226 | 0.026051 | 10 | Residential_2025_Achievable_million_m3_After Competition Groups_10 | Wall Insulation | 2.605% | 18.5664 | 6.5393 | Residential_2025_Achievable_million_m3_After Competition Groups_Wall Insulation
Residential | Res ¦ Advanced BAS/Controllers | 2025 | Technical | million_m3 | After Competition Groups | 89.1414 | 1249743.7282 | 1.2497 | 3564.03 | 0.025011 | 12 | Residential_2025_Technical_million_m3_After Competition Groups_12 | Advanced BAS/Controllers | 2.501% | 1.2497 | 89.1414 | Residential_2025_Technical_million_m3_After Competition Groups_Advanced BAS/Controllers
Residential | Res ¦ Condensing Boiler | 2025 | Economic | million_m3 | After Competition Groups | 65.2653 | 42626985.8415 | 42.627 | 2799.9492 | 0.023309 | 10 | Residential_2025_Economic_million_m3_After Competition Groups_10 | Condensing Boiler | 2.331% | 42.627 | 65.2653 | Residential_2025_Economic_million_m3_After Competition Groups_Condensing Boiler
Residential | Res ¦ Attic Insulation | 2025 | Achievable | million_m3 | After Competition Groups | 5.7765 | 3324103.6455 | 3.3241 | 251.0226 | 0.023012 | 11 | Residential_2025_Achievable_million_m3_After Competition Groups_11 | Attic Insulation | 2.301% | 3.3241 | 5.7765 | Residential_2025_Achievable_million_m3_After Competition Groups_Attic Insulation
Residential | Res ¦ Duct Insulation MF | 2025 | Economic | million_m3 | After Competition Groups | 58.2506 | 2575357.0538 | 2.5754 | 2799.9492 | 0.020804 | 11 | Residential_2025_Economic_million_m3_After Competition Groups_11 | Duct Insulation MF | 2.08% | 2.5754 | 58.2506 | Residential_2025_Economic_million_m3_After Competition Groups_Duct Insulation MF
Residential | Res ¦ Condensing Storage Water Heater | 2025 | Economic | million_m3 | After Competition Groups | 58.1801 | 15012254.6302 | 15.0123 | 2799.9492 | 0.020779 | 12 | Residential_2025_Economic_million_m3_After Competition Groups_12 | Condensing Storage Water Heater | 2.078% | 15.0123 | 58.1801 | Residential_2025_Economic_million_m3_After Competition Groups_Condensing Storage Water Heater
Residential | Res ¦ Building Recommissioning, Operations and Maintenance (O&M) Improvements | 2025 | Technical | million_m3 | After Competition Groups | 73.7553 | 999964.053 | 0.99996 | 3564.03 | 0.020694 | 13 | Residential_2025_Technical_million_m3_After Competition Groups_13 | Building Recommissioning, Operations and Maintenance (O&M) Improvements | 2.069% | 0.99996 | 73.7553 | Residential_2025_Technical_million_m3_After Competition Groups_Building Recommissioning, Operations and Maintenance (O&M) Improvements
Residential | Res ¦ Ceiling Insulation | 2025 | Technical | million_m3 | After Competition Groups | 72.4094 | 0 | 0 | 3564.03 | 0.020317 | 14 | Residential_2025_Technical_million_m3_After Competition Groups_14 | Ceiling Insulation | 2.032% | 0 | 72.4094 | Residential_2025_Technical_million_m3_After Competition Groups_Ceiling Insulation
Residential | Res ¦ Demand Control Ventilation | 2025 | Achievable | million_m3 | After Competition Groups | 5.0905 | 456282.3125 | 0.45628 | 251.0226 | 0.020279 | 12 | Residential_2025_Achievable_million_m3_After Competition Groups_12 | Demand Control Ventilation | 2.028% | 0.45628 | 5.0905 | Residential_2025_Achievable_million_m3_After Competition Groups_Demand Control Ventilation
Residential | Res ¦ Floor Insulation | 2025 | Economic | million_m3 | After Competition Groups | 56.1772 | 3595550.9425 | 3.5956 | 2799.9492 | 0.020064 | 13 | Residential_2025_Economic_million_m3_After Competition Groups_13 | Floor Insulation | 2.006% | 3.5956 | 56.1772 | Residential_2025_Economic_million_m3_After Competition Groups_Floor Insulation
Residential | Res ¦ Duct Insulation | 2025 | Economic | million_m3 | After Competition Groups | 53.6579 | 3772450.1807 | 3.7725 | 2799.9492 | 0.019164 | 14 | Residential_2025_Economic_million_m3_After Competition Groups_14 | Duct Insulation | 1.916% | 3.7725 | 53.6579 | Residential_2025_Economic_million_m3_After Competition Groups_Duct Insulation
Residential | Res ¦ Basement Wall Insulation | 2025 | Achievable | million_m3 | After Competition Groups | 4.8063 | 2037775.4741 | 2.0378 | 251.0226 | 0.019147 | 13 | Residential_2025_Achievable_million_m3_After Competition Groups_13 | Basement Wall Insulation | 1.915% | 2.0378 | 4.8063 | Residential_2025_Achievable_million_m3_After Competition Groups_Basement Wall Insulation
Residential | Res ¦ Energy Star Windows | 2025 | Achievable | million_m3 | After Competition Groups | 4.7209 | 13376895.9235 | 13.3769 | 251.0226 | 0.018807 | 14 | Residential_2025_Achievable_million_m3_After Competition Groups_14 | Energy Star Windows | 1.881% | 13.3769 | 4.7209 | Residential_2025_Achievable_million_m3_After Competition Groups_Energy Star Windows
Residential | Res ¦ Condensing Boiler | 2025 | Technical | million_m3 | After Competition Groups | 65.2653 | 42626985.8415 | 42.627 | 3564.03 | 0.018312 | 15 | Residential_2025_Technical_million_m3_After Competition Groups_15 | Condensing Boiler | 1.831% | 42.627 | 65.2653 | Residential_2025_Technical_million_m3_After Competition Groups_Condensing Boiler
Residential | Res ¦ Condensing Make Up Air Unit | 2025 | Achievable | million_m3 | After Competition Groups | 4.2859 | 1665839.9472 | 1.6658 | 251.0226 | 0.017074 | 15 | Residential_2025_Achievable_million_m3_After Competition Groups_15 | Condensing Make Up Air Unit | 1.707% | 1.6658 | 4.2859 | Residential_2025_Achievable_million_m3_After Competition Groups_Condensing Make Up Air Unit
Residential | Res ¦ Duct Insulation MF | 2025 | Technical | million_m3 | After Competition Groups | 58.2506 | 2575357.0538 | 2.5754 | 3564.03 | 0.016344 | 16 | Residential_2025_Technical_million_m3_After Competition Groups_16 | Duct Insulation MF | 1.634% | 2.5754 | 58.2506 | Residential_2025_Technical_million_m3_After Competition Groups_Duct Insulation MF
Residential | Res ¦ Condensing Storage Water Heater | 2025 | Technical | million_m3 | After Competition Groups | 58.1801 | 15012254.6302 | 15.0123 | 3564.03 | 0.016324 | 17 | Residential_2025_Technical_million_m3_After Competition Groups_17 | Condensing Storage Water Heater | 1.632% | 15.0123 | 58.1801 | Residential_2025_Technical_million_m3_After Competition Groups_Condensing Storage Water Heater
Residential | Res ¦ Condensing Storage Water Heater | 2025 | Achievable | million_m3 | After Competition Groups | 3.9953 | 15012254.6302 | 15.0123 | 251.0226 | 0.015916 | 16 | Residential_2025_Achievable_million_m3_After Competition Groups_16 | Condensing Storage Water Heater | 1.592% | 15.0123 | 3.9953 | Residential_2025_Achievable_million_m3_After Competition Groups_Condensing Storage Water Heater
Residential | Res ¦ Floor Insulation | 2025 | Technical | million_m3 | After Competition Groups | 56.1772 | 3595550.9425 | 3.5956 | 3564.03 | 0.015762 | 18 | Residential_2025_Technical_million_m3_After Competition Groups_18 | Floor Insulation | 1.576% | 3.5956 | 56.1772 | Residential_2025_Technical_million_m3_After Competition Groups_Floor Insulation
Residential | Res ¦ Duct Insulation | 2025 | Technical | million_m3 | After Competition Groups | 53.6579 | 3772450.1807 | 3.7725 | 3564.03 | 0.015055 | 19 | Residential_2025_Technical_million_m3_After Competition Groups_19 | Duct Insulation | 1.506% | 3.7725 | 53.6579 | Residential_2025_Technical_million_m3_After Competition Groups_Duct Insulation
Residential | Res ¦ Demand Control Ventilation | 2025 | Economic | million_m3 | After Competition Groups | 39.897 | 456282.3125 | 0.45628 | 2799.9492 | 0.014249 | 15 | Residential_2025_Economic_million_m3_After Competition Groups_15 | Demand Control Ventilation | 1.425% | 0.45628 | 39.897 | Residential_2025_Economic_million_m3_After Competition Groups_Demand Control Ventilation
Residential | Res ¦ Pool Cover | 2025 | Achievable | million_m3 | After Competition Groups | 3.4829 | 3708918.7194 | 3.7089 | 251.0226 | 0.013875 | 17 | Residential_2025_Achievable_million_m3_After Competition Groups_17 | Pool Cover | 1.387% | 3.7089 | 3.4829 | Residential_2025_Achievable_million_m3_After Competition Groups_Pool Cover
Residential | Res ¦ Tankless Water Heater | 2025 | Technical | million_m3 | After Competition Groups | 48.3852 | 0 | 0 | 3564.03 | 0.013576 | 20 | Residential_2025_Technical_million_m3_After Competition Groups_20 | Tankless Water Heater | 1.358% | 0 | 48.3852 | Residential_2025_Technical_million_m3_After Competition Groups_Tankless Water Heater
Residential | Res ¦ Demand Control Ventilation | 2025 | Technical | million_m3 | After Competition Groups | 39.897 | 456282.3125 | 0.45628 | 3564.03 | 0.011194 | 21 | Residential_2025_Technical_million_m3_After Competition Groups_21 | Demand Control Ventilation | 1.119% | 0.45628 | 39.897 | Residential_2025_Technical_million_m3_After Competition Groups_Demand Control Ventilation
Residential | Res ¦ High Efficiency Condensing Furnace | 2025 | Economic | million_m3 | After Competition Groups | 30.7854 | 30055045.7436 | 30.055 | 2799.9492 | 0.010995 | 16 | Residential_2025_Economic_million_m3_After Competition Groups_16 | High Efficiency Condensing Furnace | 1.099% | 30.055 | 30.7854 | Residential_2025_Economic_million_m3_After Competition Groups_High Efficiency Condensing Furnace
Residential | Res ¦ High Efficiency Fireplace with Pilotless Ignition | 2025 | Economic | million_m3 | After Competition Groups | 29.6569 | 4132737.1273 | 4.1327 | 2799.9492 | 0.010592 | 17 | Residential_2025_Economic_million_m3_After Competition Groups_17 | High Efficiency Fireplace with Pilotless Ignition | 1.059% | 4.1327 | 29.6569 | Residential_2025_Economic_million_m3_After Competition Groups_High Efficiency Fireplace with Pilotless Ignition
Residential | Res ¦ Heat Recovery Ventilator | 2025 | Economic | million_m3 | After Competition Groups | 27.4826 | 191888.9116 | 0.19189 | 2799.9492 | 0.0098154 | 18 | Residential_2025_Economic_million_m3_After Competition Groups_18 | Heat Recovery Ventilator | 0.9815% | 0.19189 | 27.4826 | Residential_2025_Economic_million_m3_After Competition Groups_Heat Recovery Ventilator
Residential | Res ¦ Early Hot Water Heater Replacement | 2025 | Technical | million_m3 | After Competition Groups | 32.0446 | 0 | 0 | 3564.03 | 0.0089911 | 22 | Residential_2025_Technical_million_m3_After Competition Groups_22 | Early Hot Water Heater Replacement | 0.8991% | 0 | 32.0446 | Residential_2025_Technical_million_m3_After Competition Groups_Early Hot Water Heater Replacement
Residential | Res ¦ High Efficiency Condensing Furnace | 2025 | Technical | million_m3 | After Competition Groups | 30.8749 | 30055045.7436 | 30.055 | 3564.03 | 0.0086629 | 23 | Residential_2025_Technical_million_m3_After Competition Groups_23 | High Efficiency Condensing Furnace | 0.8663% | 30.055 | 30.8749 | Residential_2025_Technical_million_m3_After Competition Groups_High Efficiency Condensing Furnace
Residential | Res ¦ Energy Star Windows | 2025 | Economic | million_m3 | After Competition Groups | 24.1143 | 13376895.9235 | 13.3769 | 2799.9492 | 0.0086124 | 19 | Residential_2025_Economic_million_m3_After Competition Groups_19 | Energy Star Windows | 0.8612% | 13.3769 | 24.1143 | Residential_2025_Economic_million_m3_After Competition Groups_Energy Star Windows
Residential | Res ¦ High Efficiency Fireplace with Pilotless Ignition | 2025 | Technical | million_m3 | After Competition Groups | 29.6569 | 4132737.1273 | 4.1327 | 3564.03 | 0.0083212 | 24 | Residential_2025_Technical_million_m3_After Competition Groups_24 | High Efficiency Fireplace with Pilotless Ignition | 0.8321% | 4.1327 | 29.6569 | Residential_2025_Technical_million_m3_After Competition Groups_High Efficiency Fireplace with Pilotless Ignition
Residential | Res ¦ Duct Insulation MF | 2025 | Achievable | million_m3 | After Competition Groups | 1.9531 | 2575357.0538 | 2.5754 | 251.0226 | 0.0077804 | 18 | Residential_2025_Achievable_million_m3_After Competition Groups_18 | Duct Insulation MF | 0.778% | 2.5754 | 1.9531 | Residential_2025_Achievable_million_m3_After Competition Groups_Duct Insulation MF
Residential | Res ¦ Heat Recovery Ventilator | 2025 | Technical | million_m3 | After Competition Groups | 27.4826 | 191888.9116 | 0.19189 | 3564.03 | 0.0077111 | 25 | Residential_2025_Technical_million_m3_After Competition Groups_25 | Heat Recovery Ventilator | 0.7711% | 0.19189 | 27.4826 | Residential_2025_Technical_million_m3_After Competition Groups_Heat Recovery Ventilator
Residential | Res ¦ Drain Water Heat Recovery | 2025 | Technical | million_m3 | After Competition Groups | 27.33 | 0 | 0 | 3564.03 | 0.0076683 | 26 | Residential_2025_Technical_million_m3_After Competition Groups_26 | Drain Water Heat Recovery | 0.7668% | 0 | 27.33 | Residential_2025_Technical_million_m3_After Competition Groups_Drain Water Heat Recovery
Residential | Res ¦ Floor Insulation | 2025 | Achievable | million_m3 | After Competition Groups | 1.883 | 3595550.9425 | 3.5956 | 251.0226 | 0.0075012 | 19 | Residential_2025_Achievable_million_m3_After Competition Groups_19 | Floor Insulation | 0.7501% | 3.5956 | 1.883 | Residential_2025_Achievable_million_m3_After Competition Groups_Floor Insulation
Residential | Res ¦ Condensing Make Up Air Unit | 2025 | Economic | million_m3 | After Competition Groups | 20.3535 | 1665839.9472 | 1.6658 | 2799.9492 | 0.0072692 | 20 | Residential_2025_Economic_million_m3_After Competition Groups_20 | Condensing Make Up Air Unit | 0.7269% | 1.6658 | 20.3535 | Residential_2025_Economic_million_m3_After Competition Groups_Condensing Make Up Air Unit
Residential | Res ¦ Duct Insulation | 2025 | Achievable | million_m3 | After Competition Groups | 1.7933 | 3772450.1807 | 3.7725 | 251.0226 | 0.0071439 | 20 | Residential_2025_Achievable_million_m3_After Competition Groups_20 | Duct Insulation | 0.7144% | 3.7725 | 1.7933 | Residential_2025_Achievable_million_m3_After Competition Groups_Duct Insulation
Residential | Res ¦ Pool Cover | 2025 | Economic | million_m3 | After Competition Groups | 17.7825 | 3708918.7194 | 3.7089 | 2799.9492 | 0.006351 | 21 | Residential_2025_Economic_million_m3_After Competition Groups_21 | Pool Cover | 0.6351% | 3.7089 | 17.7825 | Residential_2025_Economic_million_m3_After Competition Groups_Pool Cover
Residential | Res ¦ Water Heater Temperature Setback | 2025 | Achievable | million_m3 | After Competition Groups | 1.5633 | 417138.9037 | 0.41714 | 251.0226 | 0.0062277 | 21 | Residential_2025_Achievable_million_m3_After Competition Groups_21 | Water Heater Temperature Setback | 0.6228% | 0.41714 | 1.5633 | Residential_2025_Achievable_million_m3_After Competition Groups_Water Heater Temperature Setback
Residential | Res ¦ Condensing Make Up Air Unit | 2025 | Technical | million_m3 | After Competition Groups | 20.3535 | 1665839.9472 | 1.6658 | 3564.03 | 0.0057108 | 27 | Residential_2025_Technical_million_m3_After Competition Groups_27 | Condensing Make Up Air Unit | 0.5711% | 1.6658 | 20.3535 | Residential_2025_Technical_million_m3_After Competition Groups_Condensing Make Up Air Unit
Residential | Res ¦ Pool Cover | 2025 | Technical | million_m3 | After Competition Groups | 17.7825 | 3708918.7194 | 3.7089 | 3564.03 | 0.0049894 | 28 | Residential_2025_Technical_million_m3_After Competition Groups_28 | Pool Cover | 0.4989% | 3.7089 | 17.7825 | Residential_2025_Technical_million_m3_After Competition Groups_Pool Cover
Residential | Res ¦ Basement or Crawlspace Insulation | 2025 | Economic | million_m3 | After Competition Groups | 11.7523 | 1190283.4845 | 1.1903 | 2799.9492 | 0.0041973 | 22 | Residential_2025_Economic_million_m3_After Competition Groups_22 | Basement or Crawlspace Insulation | 0.4197% | 1.1903 | 11.7523 | Residential_2025_Economic_million_m3_After Competition Groups_Basement or Crawlspace Insulation
Residential | Res ¦ Wall Insulation MF | 2025 | Economic | million_m3 | After Competition Groups | 9.0172 | 50274.9367 | 0.050275 | 2799.9492 | 0.0032205 | 23 | Residential_2025_Economic_million_m3_After Competition Groups_23 | Wall Insulation MF | 0.322% | 0.050275 | 9.0172 | Residential_2025_Economic_million_m3_After Competition Groups_Wall Insulation MF
Residential | Res ¦ Water Heater Temperature Setback | 2025 | Economic | million_m3 | After Competition Groups | 7.9794 | 417138.9037 | 0.41714 | 2799.9492 | 0.0028498 | 24 | Residential_2025_Economic_million_m3_After Competition Groups_24 | Water Heater Temperature Setback | 0.285% | 0.41714 | 7.9794 | Residential_2025_Economic_million_m3_After Competition Groups_Water Heater Temperature Setback
Residential | Res ¦ Home Energy Reports | 2025 | Achievable | million_m3 | After Competition Groups | 0.66684 | 453635.2601 | 0.45364 | 251.0226 | 0.0026565 | 22 | Residential_2025_Achievable_million_m3_After Competition Groups_22 | Home Energy Reports | 0.2656% | 0.45364 | 0.66684 | Residential_2025_Achievable_million_m3_After Competition Groups_Home Energy Reports
Residential | Res ¦ Wall Insulation MF | 2025 | Technical | million_m3 | After Competition Groups | 9.0172 | 50274.9367 | 0.050275 | 3564.03 | 0.00253 | 29 | Residential_2025_Technical_million_m3_After Competition Groups_29 | Wall Insulation MF | 0.253% | 0.050275 | 9.0172 | Residential_2025_Technical_million_m3_After Competition Groups_Wall Insulation MF
Residential | Res ¦ Water Heater Temperature Setback | 2025 | Technical | million_m3 | After Competition Groups | 7.9794 | 417138.9037 | 0.41714 | 3564.03 | 0.0022389 | 30 | Residential_2025_Technical_million_m3_After Competition Groups_30 | Water Heater Temperature Setback | 0.2239% | 0.41714 | 7.9794 | Residential_2025_Technical_million_m3_After Competition Groups_Water Heater Temperature Setback
Residential | Res ¦ Home Energy Reports | 2025 | Technical | million_m3 | After Competition Groups | 5.8091 | 453635.2601 | 0.45364 | 3564.03 | 0.0016299 | 31 | Residential_2025_Technical_million_m3_After Competition Groups_31 | Home Energy Reports | 0.163% | 0.45364 | 5.8091 | Residential_2025_Technical_million_m3_After Competition Groups_Home Energy Reports
Residential | Res ¦ Home Energy Reports | 2025 | Economic | million_m3 | After Competition Groups | 4.4456 | 453635.2601 | 0.45364 | 2799.9492 | 0.0015877 | 25 | Residential_2025_Economic_million_m3_After Competition Groups_25 | Home Energy Reports | 0.1588% | 0.45364 | 4.4456 | Residential_2025_Economic_million_m3_After Competition Groups_Home Energy Reports
Residential | Res ¦ Basement or Crawlspace Insulation | 2025 | Achievable | million_m3 | After Competition Groups | 0.39384 | 1190283.4845 | 1.1903 | 251.0226 | 0.001569 | 23 | Residential_2025_Achievable_million_m3_After Competition Groups_23 | Basement or Crawlspace Insulation | 0.1569% | 1.1903 | 0.39384 | Residential_2025_Achievable_million_m3_After Competition Groups_Basement or Crawlspace Insulation
Residential | Res ¦ Heat Recovery Ventilator | 2025 | Achievable | million_m3 | After Competition Groups | 0.37899 | 191888.9116 | 0.19189 | 251.0226 | 0.0015098 | 24 | Residential_2025_Achievable_million_m3_After Competition Groups_24 | Heat Recovery Ventilator | 0.151% | 0.19189 | 0.37899 | Residential_2025_Achievable_million_m3_After Competition Groups_Heat Recovery Ventilator
Residential | Res ¦ High Efficiency Gas Pool Heater | 2025 | Technical | million_m3 | After Competition Groups | 4.9134 | 0 | 0 | 3564.03 | 0.0013786 | 32 | Residential_2025_Technical_million_m3_After Competition Groups_32 | High Efficiency Gas Pool Heater | 0.1379% | 0 | 4.9134 | Residential_2025_Technical_million_m3_After Competition Groups_High Efficiency Gas Pool Heater
Residential | Res ¦ Wall Insulation MF | 2025 | Achievable | million_m3 | After Competition Groups | 0.30242 | 50274.9367 | 0.050275 | 251.0226 | 0.0012048 | 25 | Residential_2025_Achievable_million_m3_After Competition Groups_25 | Wall Insulation MF | 0.1205% | 0.050275 | 0.30242 | Residential_2025_Achievable_million_m3_After Competition Groups_Wall Insulation MF
Residential | Res ¦ Energy Star Clothes Washer | 2025 | Achievable | million_m3 | After Competition Groups | 0.2908 | 306865.3225 | 0.30687 | 251.0226 | 0.0011585 | 26 | Residential_2025_Achievable_million_m3_After Competition Groups_26 | Energy Star Clothes Washer | 0.1158% | 0.30687 | 0.2908 | Residential_2025_Achievable_million_m3_After Competition Groups_Energy Star Clothes Washer
Residential | Res ¦ Clothes Drying Racks | 2025 | Achievable | million_m3 | After Competition Groups | 0.26787 | 1756650.8791 | 1.7567 | 251.0226 | 0.0010671 | 27 | Residential_2025_Achievable_million_m3_After Competition Groups_27 | Clothes Drying Racks | 0.1067% | 1.7567 | 0.26787 | Residential_2025_Achievable_million_m3_After Competition Groups_Clothes Drying Racks
Residential | Res ¦ Minimize Hot and Warm Clothes Wash | 2025 | Achievable | million_m3 | After Competition Groups | 0.13624 | 0 | 0 | 251.0226 | 0.00054275 | 28 | Residential_2025_Achievable_million_m3_After Competition Groups_28 | Minimize Hot and Warm Clothes Wash | 0.05428% | 0 | 0.13624 | Residential_2025_Achievable_million_m3_After Competition Groups_Minimize Hot and Warm Clothes Wash
Residential | Res ¦ Clothes Drying Racks | 2025 | Economic | million_m3 | After Competition Groups | 1.3703 | 1756650.8791 | 1.7567 | 2799.9492 | 0.0004894 | 26 | Residential_2025_Economic_million_m3_After Competition Groups_26 | Clothes Drying Racks | 0.04894% | 1.7567 | 1.3703 | Residential_2025_Economic_million_m3_After Competition Groups_Clothes Drying Racks
Residential | Res ¦ Minimize Hot and Warm Clothes Wash | 2025 | Economic | million_m3 | After Competition Groups | 1.1907 | 0 | 0 | 2799.9492 | 0.00042526 | 27 | Residential_2025_Economic_million_m3_After Competition Groups_27 | Minimize Hot and Warm Clothes Wash | 0.04253% | 0 | 1.1907 | Residential_2025_Economic_million_m3_After Competition Groups_Minimize Hot and Warm Clothes Wash
Residential | Res ¦ Clothes Drying Racks | 2025 | Technical | million_m3 | After Competition Groups | 1.3703 | 1756650.8791 | 1.7567 | 3564.03 | 0.00038448 | 33 | Residential_2025_Technical_million_m3_After Competition Groups_33 | Clothes Drying Racks | 0.03845% | 1.7567 | 1.3703 | Residential_2025_Technical_million_m3_After Competition Groups_Clothes Drying Racks
Residential | Res ¦ Minimize Hot and Warm Clothes Wash | 2025 | Technical | million_m3 | After Competition Groups | 1.1907 | 0 | 0 | 3564.03 | 0.00033409 | 34 | Residential_2025_Technical_million_m3_After Competition Groups_34 | Minimize Hot and Warm Clothes Wash | 0.03341% | 0 | 1.1907 | Residential_2025_Technical_million_m3_After Competition Groups_Minimize Hot and Warm Clothes Wash
Residential | Res ¦ Energy Star Clothes Dryer | 2025 | Technical | million_m3 | After Competition Groups | 0.58011 | 0 | 0 | 3564.03 | 0.00016277 | 35 | Residential_2025_Technical_million_m3_After Competition Groups_35 | Energy Star Clothes Dryer | 0.01628% | 0 | 0.58011 | Residential_2025_Technical_million_m3_After Competition Groups_Energy Star Clothes Dryer
Residential | Res ¦ Energy Star Clothes Washer | 2025 | Economic | million_m3 | After Competition Groups | 0.33115 | 306865.3225 | 0.30687 | 2799.9492 | 0.00011827 | 28 | Residential_2025_Economic_million_m3_After Competition Groups_28 | Energy Star Clothes Washer | 0.01183% | 0.30687 | 0.33115 | Residential_2025_Economic_million_m3_After Competition Groups_Energy Star Clothes Washer
Residential | Res ¦ Energy Star Clothes Washer | 2025 | Technical | million_m3 | After Competition Groups | 0.33115 | 306865.3225 | 0.30687 | 3564.03 | 9.2915e-05 | 36 | Residential_2025_Technical_million_m3_After Competition Groups_36 | Energy Star Clothes Washer | 0.009292% | 0.30687 | 0.33115 | Residential_2025_Technical_million_m3_After Competition Groups_Energy Star Clothes Washer
Residential | Res ¦ Solar Water Preheat (Pools/DHW) | 2025 | Technical | million_m3 | After Competition Groups | 0.14212 | 0 | 0 | 3564.03 | 3.9875e-05 | 37 | Residential_2025_Technical_million_m3_After Competition Groups_37 | Solar Water Preheat (Pools/DHW) | 0.003988% | 0 | 0.14212 | Residential_2025_Technical_million_m3_After Competition Groups_Solar Water Preheat (Pools/DHW)
Residential | Res ¦ Ceiling Insulation | 2025 | Achievable | million_m3 | After Competition Groups | 0 | 0 | 0 | 251.0226 | 0 | 29 | Residential_2025_Achievable_million_m3_After Competition Groups_29 | Ceiling Insulation | 0% | 0 | 0 | Residential_2025_Achievable_million_m3_After Competition Groups_Ceiling Insulation
Residential | Res ¦ Ceiling Insulation | 2025 | Economic | million_m3 | After Competition Groups | 0 | 0 | 0 | 2799.9492 | 0 | 29 | Residential_2025_Economic_million_m3_After Competition Groups_29 | Ceiling Insulation | 0% | 0 | 0 | Residential_2025_Economic_million_m3_After Competition Groups_Ceiling Insulation
Residential | Res ¦ Drain Water Heat Recovery | 2025 | Achievable | million_m3 | After Competition Groups | 0 | 0 | 0 | 251.0226 | 0 | 30 | Residential_2025_Achievable_million_m3_After Competition Groups_30 | Drain Water Heat Recovery | 0% | 0 | 0 | Residential_2025_Achievable_million_m3_After Competition Groups_Drain Water Heat Recovery
Residential | Res ¦ Drain Water Heat Recovery | 2025 | Economic | million_m3 | After Competition Groups | 0 | 0 | 0 | 2799.9492 | 0 | 30 | Residential_2025_Economic_million_m3_After Competition Groups_30 | Drain Water Heat Recovery | 0% | 0 | 0 | Residential_2025_Economic_million_m3_After Competition Groups_Drain Water Heat Recovery
Residential | Res ¦ Furnace Tune Up | 2025 | Achievable | million_m3 | After Competition Groups | 0 | 0 | 0 | 251.0226 | 0 | 31 | Residential_2025_Achievable_million_m3_After Competition Groups_31 | Furnace Tune Up | 0% | 0 | 0 | Residential_2025_Achievable_million_m3_After Competition Groups_Furnace Tune Up
Residential | Res ¦ Furnace Tune Up | 2025 | Economic | million_m3 | After Competition Groups | 0 | 0 | 0 | 2799.9492 | 0 | 31 | Residential_2025_Economic_million_m3_After Competition Groups_31 | Furnace Tune Up | 0% | 0 | 0 | Residential_2025_Economic_million_m3_After Competition Groups_Furnace Tune Up
Residential | Res ¦ High Efficiency Storage Water Heater | 2025 | Achievable | million_m3 | After Competition Groups | 0 | 0 | 0 | 251.0226 | 0 | 32 | Residential_2025_Achievable_million_m3_After Competition Groups_32 | High Efficiency Storage Water Heater | 0% | 0 | 0 | Residential_2025_Achievable_million_m3_After Competition Groups_High Efficiency Storage Water Heater
Residential | Res ¦ High Efficiency Storage Water Heater | 2025 | Economic | million_m3 | After Competition Groups | 0 | 0 | 0 | 2799.9492 | 0 | 32 | Residential_2025_Economic_million_m3_After Competition Groups_32 | High Efficiency Storage Water Heater | 0% | 0 | 0 | Residential_2025_Economic_million_m3_After Competition Groups_High Efficiency Storage Water Heater
Residential | Res ¦ Tankless Water Heater | 2025 | Achievable | million_m3 | After Competition Groups | 0 | 0 | 0 | 251.0226 | 0 | 33 | Residential_2025_Achievable_million_m3_After Competition Groups_33 | Tankless Water Heater | 0% | 0 | 0 | Residential_2025_Achievable_million_m3_After Competition Groups_Tankless Water Heater
Residential | Res ¦ Tankless Water Heater | 2025 | Economic | million_m3 | After Competition Groups | 0 | 0 | 0 | 2799.9492 | 0 | 33 | Residential_2025_Economic_million_m3_After Competition Groups_33 | Tankless Water Heater | 0% | 0 | 0 | Residential_2025_Economic_million_m3_After Competition Groups_Tankless Water Heater
Residential | Res ¦ Air Sealing | 2026 | Economic | million_m3 | After Competition Groups | 694.295 | 16490915.7432 | 16.4909 | 2958.045 | 0.23471 | 1 | Residential_2026_Economic_million_m3_After Competition Groups_1 | Air Sealing | 23.47% | 16.4909 | 694.295 | Residential_2026_Economic_million_m3_After Competition Groups_Air Sealing
Residential | Res ¦ Air Sealing | 2026 | Technical | million_m3 | After Competition Groups | 694.295 | 16490915.7432 | 16.4909 | 3597.9472 | 0.19297 | 1 | Residential_2026_Technical_million_m3_After Competition Groups_1 | Air Sealing | 19.3% | 16.4909 | 694.295 | Residential_2026_Technical_million_m3_After Competition Groups_Air Sealing
Residential | Res ¦ Adaptive Thermostat | 2026 | Economic | million_m3 | After Competition Groups | 525.9266 | 18019208.6031 | 18.0192 | 2958.045 | 0.1778 | 2 | Residential_2026_Economic_million_m3_After Competition Groups_2 | Adaptive Thermostat | 17.78% | 18.0192 | 525.9266 | Residential_2026_Economic_million_m3_After Competition Groups_Adaptive Thermostat
Residential | Res ¦ Comprehensive Draft Proofing | 2026 | Achievable | million_m3 | After Competition Groups | 59.4864 | 1583536.2639 | 1.5835 | 360.2406 | 0.16513 | 1 | Residential_2026_Achievable_million_m3_After Competition Groups_1 | Comprehensive Draft Proofing | 16.51% | 1.5835 | 59.4864 | Residential_2026_Achievable_million_m3_After Competition Groups_Comprehensive Draft Proofing
Residential | Res ¦ Adaptive Thermostat | 2026 | Technical | million_m3 | After Competition Groups | 525.9266 | 18019208.6031 | 18.0192 | 3597.9472 | 0.14617 | 2 | Residential_2026_Technical_million_m3_After Competition Groups_2 | Adaptive Thermostat | 14.62% | 18.0192 | 525.9266 | Residential_2026_Technical_million_m3_After Competition Groups_Adaptive Thermostat
Residential | Res ¦ DHW Recirculation Systems | 2026 | Achievable | million_m3 | After Competition Groups | 45.4384 | 65634533.3782 | 65.6345 | 360.2406 | 0.12613 | 2 | Residential_2026_Achievable_million_m3_After Competition Groups_2 | DHW Recirculation Systems | 12.61% | 65.6345 | 45.4384 | Residential_2026_Achievable_million_m3_After Competition Groups_DHW Recirculation Systems
Residential | Res ¦ Adaptive Thermostat | 2026 | Achievable | million_m3 | After Competition Groups | 37.1741 | 18019208.6031 | 18.0192 | 360.2406 | 0.10319 | 3 | Residential_2026_Achievable_million_m3_After Competition Groups_3 | Adaptive Thermostat | 10.32% | 18.0192 | 37.1741 | Residential_2026_Achievable_million_m3_After Competition Groups_Adaptive Thermostat
Residential | Res ¦ Air Sealing | 2026 | Achievable | million_m3 | After Competition Groups | 33.0733 | 16490915.7432 | 16.4909 | 360.2406 | 0.091809 | 4 | Residential_2026_Achievable_million_m3_After Competition Groups_4 | Air Sealing | 9.181% | 16.4909 | 33.0733 | Residential_2026_Achievable_million_m3_After Competition Groups_Air Sealing
Residential | Res ¦ Energy Star Windows | 2026 | Technical | million_m3 | After Competition Groups | 263.9354 | 15066529.0666 | 15.0665 | 3597.9472 | 0.073357 | 3 | Residential_2026_Technical_million_m3_After Competition Groups_3 | Energy Star Windows | 7.336% | 15.0665 | 263.9354 | Residential_2026_Technical_million_m3_After Competition Groups_Energy Star Windows
Residential | Res ¦ High Efficiency Condensing Furnace | 2026 | Achievable | million_m3 | After Competition Groups | 25.9163 | 32708161.2763 | 32.7082 | 360.2406 | 0.071942 | 5 | Residential_2026_Achievable_million_m3_After Competition Groups_5 | High Efficiency Condensing Furnace | 7.194% | 32.7082 | 25.9163 | Residential_2026_Achievable_million_m3_After Competition Groups_High Efficiency Condensing Furnace
Residential | Res ¦ Comprehensive Draft Proofing | 2026 | Economic | million_m3 | After Competition Groups | 210.3534 | 1583536.2639 | 1.5835 | 2958.045 | 0.071112 | 3 | Residential_2026_Economic_million_m3_After Competition Groups_3 | Comprehensive Draft Proofing | 7.111% | 1.5835 | 210.3534 | Residential_2026_Economic_million_m3_After Competition Groups_Comprehensive Draft Proofing
Residential | Res ¦ Advanced BAS/Controllers | 2026 | Achievable | million_m3 | After Competition Groups | 24.8098 | 1407630.6843 | 1.4076 | 360.2406 | 0.06887 | 6 | Residential_2026_Achievable_million_m3_After Competition Groups_6 | Advanced BAS/Controllers | 6.887% | 1.4076 | 24.8098 | Residential_2026_Achievable_million_m3_After Competition Groups_Advanced BAS/Controllers
Residential | Res ¦ Wall Insulation | 2026 | Economic | million_m3 | After Competition Groups | 192.0603 | 20688045.1657 | 20.688 | 2958.045 | 0.064928 | 4 | Residential_2026_Economic_million_m3_After Competition Groups_4 | Wall Insulation | 6.493% | 20.688 | 192.0603 | Residential_2026_Economic_million_m3_After Competition Groups_Wall Insulation
Residential | Res ¦ Comprehensive Draft Proofing | 2026 | Technical | million_m3 | After Competition Groups | 210.3534 | 1583536.2639 | 1.5835 | 3597.9472 | 0.058465 | 4 | Residential_2026_Technical_million_m3_After Competition Groups_4 | Comprehensive Draft Proofing | 5.846% | 1.5835 | 210.3534 | Residential_2026_Technical_million_m3_After Competition Groups_Comprehensive Draft Proofing
Residential | Res ¦ High Efficiency Fireplace with Pilotless Ignition | 2026 | Achievable | million_m3 | After Competition Groups | 20.6546 | 4724131.7629 | 4.7241 | 360.2406 | 0.057336 | 7 | Residential_2026_Achievable_million_m3_After Competition Groups_7 | High Efficiency Fireplace with Pilotless Ignition | 5.734% | 4.7241 | 20.6546 | Residential_2026_Achievable_million_m3_After Competition Groups_High Efficiency Fireplace with Pilotless Ignition
Residential | Res ¦ Attic Insulation | 2026 | Economic | million_m3 | After Competition Groups | 169.5381 | 3704187.04 | 3.7042 | 2958.045 | 0.057314 | 5 | Residential_2026_Economic_million_m3_After Competition Groups_5 | Attic Insulation | 5.731% | 3.7042 | 169.5381 | Residential_2026_Economic_million_m3_After Competition Groups_Attic Insulation
Residential | Res ¦ Building Recommissioning, Operations and Maintenance (O&M) Improvements | 2026 | Achievable | million_m3 | After Competition Groups | 20.5279 | 1126295.1961 | 1.1263 | 360.2406 | 0.056984 | 8 | Residential_2026_Achievable_million_m3_After Competition Groups_8 | Building Recommissioning, Operations and Maintenance (O&M) Improvements | 5.698% | 1.1263 | 20.5279 | Residential_2026_Achievable_million_m3_After Competition Groups_Building Recommissioning, Operations and Maintenance (O&M) Improvements
Residential | Res ¦ Condensing Boiler | 2026 | Achievable | million_m3 | After Competition Groups | 19.7792 | 49604781.4943 | 49.6048 | 360.2406 | 0.054906 | 9 | Residential_2026_Achievable_million_m3_After Competition Groups_9 | Condensing Boiler | 5.491% | 49.6048 | 19.7792 | Residential_2026_Achievable_million_m3_After Competition Groups_Condensing Boiler
Residential | Res ¦ DHW Recirculation Systems | 2026 | Economic | million_m3 | After Competition Groups | 160.7779 | 65634533.3782 | 65.6345 | 2958.045 | 0.054353 | 6 | Residential_2026_Economic_million_m3_After Competition Groups_6 | DHW Recirculation Systems | 5.435% | 65.6345 | 160.7779 | Residential_2026_Economic_million_m3_After Competition Groups_DHW Recirculation Systems
Residential | Res ¦ Wall Insulation | 2026 | Technical | million_m3 | After Competition Groups | 192.0603 | 20688045.1657 | 20.688 | 3597.9472 | 0.053381 | 5 | Residential_2026_Technical_million_m3_After Competition Groups_5 | Wall Insulation | 5.338% | 20.688 | 192.0603 | Residential_2026_Technical_million_m3_After Competition Groups_Wall Insulation
Residential | Res ¦ Basement Wall Insulation | 2026 | Economic | million_m3 | After Competition Groups | 141.0563 | 2270788.4476 | 2.2708 | 2958.045 | 0.047686 | 7 | Residential_2026_Economic_million_m3_After Competition Groups_7 | Basement Wall Insulation | 4.769% | 2.2708 | 141.0563 | Residential_2026_Economic_million_m3_After Competition Groups_Basement Wall Insulation
Residential | Res ¦ Attic Insulation | 2026 | Technical | million_m3 | After Competition Groups | 169.5381 | 3704187.04 | 3.7042 | 3597.9472 | 0.047121 | 6 | Residential_2026_Technical_million_m3_After Competition Groups_6 | Attic Insulation | 4.712% | 3.7042 | 169.5381 | Residential_2026_Technical_million_m3_After Competition Groups_Attic Insulation
Residential | Res ¦ DHW Recirculation Systems | 2026 | Technical | million_m3 | After Competition Groups | 160.7779 | 65634533.3782 | 65.6345 | 3597.9472 | 0.044686 | 7 | Residential_2026_Technical_million_m3_After Competition Groups_7 | DHW Recirculation Systems | 4.469% | 65.6345 | 160.7779 | Residential_2026_Technical_million_m3_After Competition Groups_DHW Recirculation Systems
Residential | Res ¦ Basement or Crawlspace Insulation | 2026 | Economic | million_m3 | After Competition Groups | 131.3186 | 14500919.8865 | 14.5009 | 2958.045 | 0.044394 | 8 | Residential_2026_Economic_million_m3_After Competition Groups_8 | Basement or Crawlspace Insulation | 4.439% | 14.5009 | 131.3186 | Residential_2026_Economic_million_m3_After Competition Groups_Basement or Crawlspace Insulation
Residential | Res ¦ Basement or Crawlspace Insulation | 2026 | Technical | million_m3 | After Competition Groups | 144.0774 | 14500919.8865 | 14.5009 | 3597.9472 | 0.040044 | 8 | Residential_2026_Technical_million_m3_After Competition Groups_8 | Basement or Crawlspace Insulation | 4.004% | 14.5009 | 144.0774 | Residential_2026_Technical_million_m3_After Competition Groups_Basement or Crawlspace Insulation
Residential | Res ¦ Basement Wall Insulation | 2026 | Technical | million_m3 | After Competition Groups | 141.0563 | 2270788.4476 | 2.2708 | 3597.9472 | 0.039205 | 9 | Residential_2026_Technical_million_m3_After Competition Groups_9 | Basement Wall Insulation | 3.92% | 2.2708 | 141.0563 | Residential_2026_Technical_million_m3_After Competition Groups_Basement Wall Insulation
Residential | Res ¦ Advanced BAS/Controllers | 2026 | Economic | million_m3 | After Competition Groups | 87.733 | 1407630.6843 | 1.4076 | 2958.045 | 0.029659 | 9 | Residential_2026_Economic_million_m3_After Competition Groups_9 | Advanced BAS/Controllers | 2.966% | 1.4076 | 87.733 | Residential_2026_Economic_million_m3_After Competition Groups_Advanced BAS/Controllers
Residential | Res ¦ Window Film | 2026 | Technical | million_m3 | After Competition Groups | 99.042 | 0 | 0 | 3597.9472 | 0.027527 | 10 | Residential_2026_Technical_million_m3_After Competition Groups_10 | Window Film | 2.753% | 0 | 99.042 | Residential_2026_Technical_million_m3_After Competition Groups_Window Film
Residential | Res ¦ Furnace Tune Up | 2026 | Technical | million_m3 | After Competition Groups | 95.9544 | 0 | 0 | 3597.9472 | 0.026669 | 11 | Residential_2026_Technical_million_m3_After Competition Groups_11 | Furnace Tune Up | 2.667% | 0 | 95.9544 | Residential_2026_Technical_million_m3_After Competition Groups_Furnace Tune Up
Residential | Res ¦ Condensing Storage Water Heater | 2026 | Economic | million_m3 | After Competition Groups | 75.7138 | 24407688.2715 | 24.4077 | 2958.045 | 0.025596 | 10 | Residential_2026_Economic_million_m3_After Competition Groups_10 | Condensing Storage Water Heater | 2.56% | 24.4077 | 75.7138 | Residential_2026_Economic_million_m3_After Competition Groups_Condensing Storage Water Heater
Residential | Res ¦ Wall Insulation | 2026 | Achievable | million_m3 | After Competition Groups | 9.1424 | 20688045.1657 | 20.688 | 360.2406 | 0.025378 | 10 | Residential_2026_Achievable_million_m3_After Competition Groups_10 | Wall Insulation | 2.538% | 20.688 | 9.1424 | Residential_2026_Achievable_million_m3_After Competition Groups_Wall Insulation
Residential | Res ¦ Condensing Boiler | 2026 | Economic | million_m3 | After Competition Groups | 73.3649 | 49604781.4943 | 49.6048 | 2958.045 | 0.024802 | 11 | Residential_2026_Economic_million_m3_After Competition Groups_11 | Condensing Boiler | 2.48% | 49.6048 | 73.3649 | Residential_2026_Economic_million_m3_After Competition Groups_Condensing Boiler
Residential | Res ¦ Building Recommissioning, Operations and Maintenance (O&M) Improvements | 2026 | Economic | million_m3 | After Competition Groups | 72.59 | 1126295.1961 | 1.1263 | 2958.045 | 0.02454 | 12 | Residential_2026_Economic_million_m3_After Competition Groups_12 | Building Recommissioning, Operations and Maintenance (O&M) Improvements | 2.454% | 1.1263 | 72.59 | Residential_2026_Economic_million_m3_After Competition Groups_Building Recommissioning, Operations and Maintenance (O&M) Improvements
Residential | Res ¦ Advanced BAS/Controllers | 2026 | Technical | million_m3 | After Competition Groups | 87.733 | 1407630.6843 | 1.4076 | 3597.9472 | 0.024384 | 12 | Residential_2026_Technical_million_m3_After Competition Groups_12 | Advanced BAS/Controllers | 2.438% | 1.4076 | 87.733 | Residential_2026_Technical_million_m3_After Competition Groups_Advanced BAS/Controllers
Residential | Res ¦ Attic Insulation | 2026 | Achievable | million_m3 | After Competition Groups | 8.0762 | 3704187.04 | 3.7042 | 360.2406 | 0.022419 | 11 | Residential_2026_Achievable_million_m3_After Competition Groups_11 | Attic Insulation | 2.242% | 3.7042 | 8.0762 | Residential_2026_Achievable_million_m3_After Competition Groups_Attic Insulation
Residential | Res ¦ Condensing Storage Water Heater | 2026 | Achievable | million_m3 | After Competition Groups | 7.943 | 24407688.2715 | 24.4077 | 360.2406 | 0.022049 | 12 | Residential_2026_Achievable_million_m3_After Competition Groups_12 | Condensing Storage Water Heater | 2.205% | 24.4077 | 7.943 | Residential_2026_Achievable_million_m3_After Competition Groups_Condensing Storage Water Heater
Residential | Res ¦ Condensing Storage Water Heater | 2026 | Technical | million_m3 | After Competition Groups | 75.7138 | 24407688.2715 | 24.4077 | 3597.9472 | 0.021044 | 13 | Residential_2026_Technical_million_m3_After Competition Groups_13 | Condensing Storage Water Heater | 2.104% | 24.4077 | 75.7138 | Residential_2026_Technical_million_m3_After Competition Groups_Condensing Storage Water Heater
Residential | Res ¦ Condensing Boiler | 2026 | Technical | million_m3 | After Competition Groups | 73.3649 | 49604781.4943 | 49.6048 | 3597.9472 | 0.020391 | 14 | Residential_2026_Technical_million_m3_After Competition Groups_14 | Condensing Boiler | 2.039% | 49.6048 | 73.3649 | Residential_2026_Technical_million_m3_After Competition Groups_Condensing Boiler
Residential | Res ¦ Building Recommissioning, Operations and Maintenance (O&M) Improvements | 2026 | Technical | million_m3 | After Competition Groups | 72.59 | 1126295.1961 | 1.1263 | 3597.9472 | 0.020175 | 15 | Residential_2026_Technical_million_m3_After Competition Groups_15 | Building Recommissioning, Operations and Maintenance (O&M) Improvements | 2.018% | 1.1263 | 72.59 | Residential_2026_Technical_million_m3_After Competition Groups_Building Recommissioning, Operations and Maintenance (O&M) Improvements
Residential | Res ¦ Ceiling Insulation | 2026 | Technical | million_m3 | After Competition Groups | 71.2653 | 0 | 0 | 3597.9472 | 0.019807 | 16 | Residential_2026_Technical_million_m3_After Competition Groups_16 | Ceiling Insulation | 1.981% | 0 | 71.2653 | Residential_2026_Technical_million_m3_After Competition Groups_Ceiling Insulation
Residential | Res ¦ Demand Control Ventilation | 2026 | Achievable | million_m3 | After Competition Groups | 7.086 | 496890.3601 | 0.49689 | 360.2406 | 0.01967 | 13 | Residential_2026_Achievable_million_m3_After Competition Groups_13 | Demand Control Ventilation | 1.967% | 0.49689 | 7.086 | Residential_2026_Achievable_million_m3_After Competition Groups_Demand Control Ventilation
Residential | Res ¦ Duct Insulation MF | 2026 | Economic | million_m3 | After Competition Groups | 57.3303 | 2869793.4414 | 2.8698 | 2958.045 | 0.019381 | 13 | Residential_2026_Economic_million_m3_After Competition Groups_13 | Duct Insulation MF | 1.938% | 2.8698 | 57.3303 | Residential_2026_Economic_million_m3_After Competition Groups_Duct Insulation MF
Residential | Res ¦ Condensing Make Up Air Unit | 2026 | Achievable | million_m3 | After Competition Groups | 6.7749 | 2219932.8839 | 2.2199 | 360.2406 | 0.018807 | 14 | Residential_2026_Achievable_million_m3_After Competition Groups_14 | Condensing Make Up Air Unit | 1.881% | 2.2199 | 6.7749 | Residential_2026_Achievable_million_m3_After Competition Groups_Condensing Make Up Air Unit
Residential | Res ¦ Floor Insulation | 2026 | Economic | million_m3 | After Competition Groups | 55.2896 | 4006504.9858 | 4.0065 | 2958.045 | 0.018691 | 14 | Residential_2026_Economic_million_m3_After Competition Groups_14 | Floor Insulation | 1.869% | 4.0065 | 55.2896 | Residential_2026_Economic_million_m3_After Competition Groups_Floor Insulation
Residential | Res ¦ Basement Wall Insulation | 2026 | Achievable | million_m3 | After Competition Groups | 6.7198 | 2270788.4476 | 2.2708 | 360.2406 | 0.018654 | 15 | Residential_2026_Achievable_million_m3_After Competition Groups_15 | Basement Wall Insulation | 1.865% | 2.2708 | 6.7198 | Residential_2026_Achievable_million_m3_After Competition Groups_Basement Wall Insulation
Residential | Res ¦ Energy Star Windows | 2026 | Achievable | million_m3 | After Competition Groups | 6.7059 | 15066529.0666 | 15.0665 | 360.2406 | 0.018615 | 16 | Residential_2026_Achievable_million_m3_After Competition Groups_16 | Energy Star Windows | 1.862% | 15.0665 | 6.7059 | Residential_2026_Achievable_million_m3_After Competition Groups_Energy Star Windows
Residential | Res ¦ Duct Insulation | 2026 | Economic | million_m3 | After Competition Groups | 52.8101 | 4203825.6071 | 4.2038 | 2958.045 | 0.017853 | 15 | Residential_2026_Economic_million_m3_After Competition Groups_15 | Duct Insulation | 1.785% | 4.2038 | 52.8101 | Residential_2026_Economic_million_m3_After Competition Groups_Duct Insulation
Residential | Res ¦ Tankless Water Heater | 2026 | Technical | million_m3 | After Competition Groups | 63.0431 | 0 | 0 | 3597.9472 | 0.017522 | 17 | Residential_2026_Technical_million_m3_After Competition Groups_17 | Tankless Water Heater | 1.752% | 0 | 63.0431 | Residential_2026_Technical_million_m3_After Competition Groups_Tankless Water Heater
Residential | Res ¦ Duct Insulation MF | 2026 | Technical | million_m3 | After Competition Groups | 57.3303 | 2869793.4414 | 2.8698 | 3597.9472 | 0.015934 | 18 | Residential_2026_Technical_million_m3_After Competition Groups_18 | Duct Insulation MF | 1.593% | 2.8698 | 57.3303 | Residential_2026_Technical_million_m3_After Competition Groups_Duct Insulation MF
Residential | Res ¦ Floor Insulation | 2026 | Technical | million_m3 | After Competition Groups | 55.2896 | 4006504.9858 | 4.0065 | 3597.9472 | 0.015367 | 19 | Residential_2026_Technical_million_m3_After Competition Groups_19 | Floor Insulation | 1.537% | 4.0065 | 55.2896 | Residential_2026_Technical_million_m3_After Competition Groups_Floor Insulation
Residential | Res ¦ Duct Insulation | 2026 | Technical | million_m3 | After Competition Groups | 52.8101 | 4203825.6071 | 4.2038 | 3597.9472 | 0.014678 | 20 | Residential_2026_Technical_million_m3_After Competition Groups_20 | Duct Insulation | 1.468% | 4.2038 | 52.8101 | Residential_2026_Technical_million_m3_After Competition Groups_Duct Insulation
Residential | Res ¦ Pool Cover | 2026 | Achievable | million_m3 | After Competition Groups | 4.9474 | 4177448.8665 | 4.1774 | 360.2406 | 0.013734 | 17 | Residential_2026_Achievable_million_m3_After Competition Groups_17 | Pool Cover | 1.373% | 4.1774 | 4.9474 | Residential_2026_Achievable_million_m3_After Competition Groups_Pool Cover
Residential | Res ¦ High Efficiency Condensing Furnace | 2026 | Economic | million_m3 | After Competition Groups | 40.2229 | 32708161.2763 | 32.7082 | 2958.045 | 0.013598 | 16 | Residential_2026_Economic_million_m3_After Competition Groups_16 | High Efficiency Condensing Furnace | 1.36% | 32.7082 | 40.2229 | Residential_2026_Economic_million_m3_After Competition Groups_High Efficiency Condensing Furnace
Residential | Res ¦ Demand Control Ventilation | 2026 | Economic | million_m3 | After Competition Groups | 39.2666 | 496890.3601 | 0.49689 | 2958.045 | 0.013275 | 17 | Residential_2026_Economic_million_m3_After Competition Groups_17 | Demand Control Ventilation | 1.327% | 0.49689 | 39.2666 | Residential_2026_Economic_million_m3_After Competition Groups_Demand Control Ventilation
Residential | Res ¦ High Efficiency Fireplace with Pilotless Ignition | 2026 | Economic | million_m3 | After Competition Groups | 38.8297 | 4724131.7629 | 4.7241 | 2958.045 | 0.013127 | 18 | Residential_2026_Economic_million_m3_After Competition Groups_18 | High Efficiency Fireplace with Pilotless Ignition | 1.313% | 4.7241 | 38.8297 | Residential_2026_Economic_million_m3_After Competition Groups_High Efficiency Fireplace with Pilotless Ignition
Residential | Res ¦ Heat Recovery Ventilator | 2026 | Economic | million_m3 | After Competition Groups | 36.3843 | 352341.49 | 0.35234 | 2958.045 | 0.0123 | 19 | Residential_2026_Economic_million_m3_After Competition Groups_19 | Heat Recovery Ventilator | 1.23% | 0.35234 | 36.3843 | Residential_2026_Economic_million_m3_After Competition Groups_Heat Recovery Ventilator
Residential | Res ¦ High Efficiency Condensing Furnace | 2026 | Technical | million_m3 | After Competition Groups | 40.3399 | 32708161.2763 | 32.7082 | 3597.9472 | 0.011212 | 21 | Residential_2026_Technical_million_m3_After Competition Groups_21 | High Efficiency Condensing Furnace | 1.121% | 32.7082 | 40.3399 | Residential_2026_Technical_million_m3_After Competition Groups_High Efficiency Condensing Furnace
Residential | Res ¦ Demand Control Ventilation | 2026 | Technical | million_m3 | After Competition Groups | 39.2666 | 496890.3601 | 0.49689 | 3597.9472 | 0.010914 | 22 | Residential_2026_Technical_million_m3_After Competition Groups_22 | Demand Control Ventilation | 1.091% | 0.49689 | 39.2666 | Residential_2026_Technical_million_m3_After Competition Groups_Demand Control Ventilation
Residential | Res ¦ High Efficiency Fireplace with Pilotless Ignition | 2026 | Technical | million_m3 | After Competition Groups | 38.8297 | 4724131.7629 | 4.7241 | 3597.9472 | 0.010792 | 23 | Residential_2026_Technical_million_m3_After Competition Groups_23 | High Efficiency Fireplace with Pilotless Ignition | 1.079% | 4.7241 | 38.8297 | Residential_2026_Technical_million_m3_After Competition Groups_High Efficiency Fireplace with Pilotless Ignition
Residential | Res ¦ Heat Recovery Ventilator | 2026 | Technical | million_m3 | After Competition Groups | 36.3843 | 352341.49 | 0.35234 | 3597.9472 | 0.010113 | 24 | Residential_2026_Technical_million_m3_After Competition Groups_24 | Heat Recovery Ventilator | 1.011% | 0.35234 | 36.3843 | Residential_2026_Technical_million_m3_After Competition Groups_Heat Recovery Ventilator
Residential | Res ¦ Condensing Make Up Air Unit | 2026 | Economic | million_m3 | After Competition Groups | 26.6625 | 2219932.8839 | 2.2199 | 2958.045 | 0.0090135 | 20 | Residential_2026_Economic_million_m3_After Competition Groups_20 | Condensing Make Up Air Unit | 0.9014% | 2.2199 | 26.6625 | Residential_2026_Economic_million_m3_After Competition Groups_Condensing Make Up Air Unit
Residential | Res ¦ Early Hot Water Heater Replacement | 2026 | Technical | million_m3 | After Competition Groups | 31.5383 | 0 | 0 | 3597.9472 | 0.0087656 | 25 | Residential_2026_Technical_million_m3_After Competition Groups_25 | Early Hot Water Heater Replacement | 0.8766% | 0 | 31.5383 | Residential_2026_Technical_million_m3_After Competition Groups_Early Hot Water Heater Replacement
Residential | Res ¦ Energy Star Windows | 2026 | Economic | million_m3 | After Competition Groups | 23.7333 | 15066529.0666 | 15.0665 | 2958.045 | 0.0080233 | 21 | Residential_2026_Economic_million_m3_After Competition Groups_21 | Energy Star Windows | 0.8023% | 15.0665 | 23.7333 | Residential_2026_Economic_million_m3_After Competition Groups_Energy Star Windows
Residential | Res ¦ Duct Insulation MF | 2026 | Achievable | million_m3 | After Competition Groups | 2.7306 | 2869793.4414 | 2.8698 | 360.2406 | 0.0075799 | 18 | Residential_2026_Achievable_million_m3_After Competition Groups_18 | Duct Insulation MF | 0.758% | 2.8698 | 2.7306 | Residential_2026_Achievable_million_m3_After Competition Groups_Duct Insulation MF
Residential | Res ¦ Drain Water Heat Recovery | 2026 | Technical | million_m3 | After Competition Groups | 26.8982 | 0 | 0 | 3597.9472 | 0.007476 | 26 | Residential_2026_Technical_million_m3_After Competition Groups_26 | Drain Water Heat Recovery | 0.7476% | 0 | 26.8982 | Residential_2026_Technical_million_m3_After Competition Groups_Drain Water Heat Recovery
Residential | Res ¦ Condensing Make Up Air Unit | 2026 | Technical | million_m3 | After Competition Groups | 26.6625 | 2219932.8839 | 2.2199 | 3597.9472 | 0.0074105 | 27 | Residential_2026_Technical_million_m3_After Competition Groups_27 | Condensing Make Up Air Unit | 0.741% | 2.2199 | 26.6625 | Residential_2026_Technical_million_m3_After Competition Groups_Condensing Make Up Air Unit
Residential | Res ¦ Floor Insulation | 2026 | Achievable | million_m3 | After Competition Groups | 2.6325 | 4006504.9858 | 4.0065 | 360.2406 | 0.0073077 | 19 | Residential_2026_Achievable_million_m3_After Competition Groups_19 | Floor Insulation | 0.7308% | 4.0065 | 2.6325 | Residential_2026_Achievable_million_m3_After Competition Groups_Floor Insulation
Residential | Res ¦ Duct Insulation | 2026 | Achievable | million_m3 | After Competition Groups | 2.5088 | 4203825.6071 | 4.2038 | 360.2406 | 0.0069643 | 20 | Residential_2026_Achievable_million_m3_After Competition Groups_20 | Duct Insulation | 0.6964% | 4.2038 | 2.5088 | Residential_2026_Achievable_million_m3_After Competition Groups_Duct Insulation
Residential | Res ¦ Water Heater Temperature Setback | 2026 | Achievable | million_m3 | After Competition Groups | 2.2207 | 469837.5617 | 0.46984 | 360.2406 | 0.0061644 | 21 | Residential_2026_Achievable_million_m3_After Competition Groups_21 | Water Heater Temperature Setback | 0.6164% | 0.46984 | 2.2207 | Residential_2026_Achievable_million_m3_After Competition Groups_Water Heater Temperature Setback
Residential | Res ¦ Pool Cover | 2026 | Economic | million_m3 | After Competition Groups | 17.5015 | 4177448.8665 | 4.1774 | 2958.045 | 0.0059166 | 22 | Residential_2026_Economic_million_m3_After Competition Groups_22 | Pool Cover | 0.5917% | 4.1774 | 17.5015 | Residential_2026_Economic_million_m3_After Competition Groups_Pool Cover
Residential | Res ¦ Pool Cover | 2026 | Technical | million_m3 | After Competition Groups | 17.5015 | 4177448.8665 | 4.1774 | 3597.9472 | 0.0048643 | 28 | Residential_2026_Technical_million_m3_After Competition Groups_28 | Pool Cover | 0.4864% | 4.1774 | 17.5015 | Residential_2026_Technical_million_m3_After Competition Groups_Pool Cover
Residential | Res ¦ Basement or Crawlspace Insulation | 2026 | Achievable | million_m3 | After Competition Groups | 1.7357 | 14500919.8865 | 14.5009 | 360.2406 | 0.0048182 | 22 | Residential_2026_Achievable_million_m3_After Competition Groups_22 | Basement or Crawlspace Insulation | 0.4818% | 14.5009 | 1.7357 | Residential_2026_Achievable_million_m3_After Competition Groups_Basement or Crawlspace Insulation
Residential | Res ¦ High Efficiency Storage Water Heater | 2026 | Economic | million_m3 | After Competition Groups | 9.7273 | 5891016.3157 | 5.891 | 2958.045 | 0.0032884 | 23 | Residential_2026_Economic_million_m3_After Competition Groups_23 | High Efficiency Storage Water Heater | 0.3288% | 5.891 | 9.7273 | Residential_2026_Economic_million_m3_After Competition Groups_High Efficiency Storage Water Heater
Residential | Res ¦ Home Energy Reports | 2026 | Achievable | million_m3 | After Competition Groups | 1.1769 | 816689.7047 | 0.81669 | 360.2406 | 0.0032669 | 23 | Residential_2026_Achievable_million_m3_After Competition Groups_23 | Home Energy Reports | 0.3267% | 0.81669 | 1.1769 | Residential_2026_Achievable_million_m3_After Competition Groups_Home Energy Reports
Residential | Res ¦ Wall Insulation MF | 2026 | Economic | million_m3 | After Competition Groups | 8.8747 | 56024.1802 | 0.056024 | 2958.045 | 0.0030002 | 24 | Residential_2026_Economic_million_m3_After Competition Groups_24 | Wall Insulation MF | 0.3% | 0.056024 | 8.8747 | Residential_2026_Economic_million_m3_After Competition Groups_Wall Insulation MF
Residential | Res ¦ Water Heater Temperature Setback | 2026 | Economic | million_m3 | After Competition Groups | 7.8533 | 469837.5617 | 0.46984 | 2958.045 | 0.0026549 | 25 | Residential_2026_Economic_million_m3_After Competition Groups_25 | Water Heater Temperature Setback | 0.2655% | 0.46984 | 7.8533 | Residential_2026_Economic_million_m3_After Competition Groups_Water Heater Temperature Setback
Residential | Res ¦ Wall Insulation MF | 2026 | Technical | million_m3 | After Competition Groups | 8.8747 | 56024.1802 | 0.056024 | 3597.9472 | 0.0024666 | 29 | Residential_2026_Technical_million_m3_After Competition Groups_29 | Wall Insulation MF | 0.2467% | 0.056024 | 8.8747 | Residential_2026_Technical_million_m3_After Competition Groups_Wall Insulation MF
Residential | Res ¦ Heat Recovery Ventilator | 2026 | Achievable | million_m3 | After Competition Groups | 0.81254 | 352341.49 | 0.35234 | 360.2406 | 0.0022555 | 24 | Residential_2026_Achievable_million_m3_After Competition Groups_24 | Heat Recovery Ventilator | 0.2256% | 0.35234 | 0.81254 | Residential_2026_Achievable_million_m3_After Competition Groups_Heat Recovery Ventilator
Residential | Res ¦ High Efficiency Storage Water Heater | 2026 | Achievable | million_m3 | After Competition Groups | 0.8037 | 5891016.3157 | 5.891 | 360.2406 | 0.002231 | 25 | Residential_2026_Achievable_million_m3_After Competition Groups_25 | High Efficiency Storage Water Heater | 0.2231% | 5.891 | 0.8037 | Residential_2026_Achievable_million_m3_After Competition Groups_High Efficiency Storage Water Heater
Residential | Res ¦ Water Heater Temperature Setback | 2026 | Technical | million_m3 | After Competition Groups | 7.8533 | 469837.5617 | 0.46984 | 3597.9472 | 0.0021827 | 30 | Residential_2026_Technical_million_m3_After Competition Groups_30 | Water Heater Temperature Setback | 0.2183% | 0.46984 | 7.8533 | Residential_2026_Technical_million_m3_After Competition Groups_Water Heater Temperature Setback
Residential | Res ¦ Home Energy Reports | 2026 | Technical | million_m3 | After Competition Groups | 7.6898 | 816689.7047 | 0.81669 | 3597.9472 | 0.0021373 | 31 | Residential_2026_Technical_million_m3_After Competition Groups_31 | Home Energy Reports | 0.2137% | 0.81669 | 7.6898 | Residential_2026_Technical_million_m3_After Competition Groups_Home Energy Reports
Residential | Res ¦ Home Energy Reports | 2026 | Economic | million_m3 | After Competition Groups | 5.8843 | 816689.7047 | 0.81669 | 2958.045 | 0.0019893 | 26 | Residential_2026_Economic_million_m3_After Competition Groups_26 | Home Energy Reports | 0.1989% | 0.81669 | 5.8843 | Residential_2026_Economic_million_m3_After Competition Groups_Home Energy Reports
Residential | Res ¦ High Efficiency Gas Pool Heater | 2026 | Technical | million_m3 | After Competition Groups | 6.1072 | 0 | 0 | 3597.9472 | 0.0016974 | 32 | Residential_2026_Technical_million_m3_After Competition Groups_32 | High Efficiency Gas Pool Heater | 0.1697% | 0 | 6.1072 | Residential_2026_Technical_million_m3_After Competition Groups_High Efficiency Gas Pool Heater
Residential | Res ¦ Wall Insulation MF | 2026 | Achievable | million_m3 | After Competition Groups | 0.42282 | 56024.1802 | 0.056024 | 360.2406 | 0.0011737 | 26 | Residential_2026_Achievable_million_m3_After Competition Groups_26 | Wall Insulation MF | 0.1174% | 0.056024 | 0.42282 | Residential_2026_Achievable_million_m3_After Competition Groups_Wall Insulation MF
Residential | Res ¦ Clothes Drying Racks | 2026 | Achievable | million_m3 | After Competition Groups | 0.38049 | 1978464.3199 | 1.9785 | 360.2406 | 0.0010562 | 27 | Residential_2026_Achievable_million_m3_After Competition Groups_27 | Clothes Drying Racks | 0.1056% | 1.9785 | 0.38049 | Residential_2026_Achievable_million_m3_After Competition Groups_Clothes Drying Racks
Residential | Res ¦ Energy Star Clothes Washer | 2026 | Achievable | million_m3 | After Competition Groups | 0.37869 | 297350.2141 | 0.29735 | 360.2406 | 0.0010512 | 28 | Residential_2026_Achievable_million_m3_After Competition Groups_28 | Energy Star Clothes Washer | 0.1051% | 0.29735 | 0.37869 | Residential_2026_Achievable_million_m3_After Competition Groups_Energy Star Clothes Washer
Residential | Res ¦ Minimize Hot and Warm Clothes Wash | 2026 | Achievable | million_m3 | After Competition Groups | 0.18166 | 0 | 0 | 360.2406 | 0.00050427 | 29 | Residential_2026_Achievable_million_m3_After Competition Groups_29 | Minimize Hot and Warm Clothes Wash | 0.05043% | 0 | 0.18166 | Residential_2026_Achievable_million_m3_After Competition Groups_Minimize Hot and Warm Clothes Wash
Residential | Res ¦ Clothes Drying Racks | 2026 | Economic | million_m3 | After Competition Groups | 1.3486 | 1978464.3199 | 1.9785 | 2958.045 | 0.00045592 | 27 | Residential_2026_Economic_million_m3_After Competition Groups_27 | Clothes Drying Racks | 0.04559% | 1.9785 | 1.3486 | Residential_2026_Economic_million_m3_After Competition Groups_Clothes Drying Racks
Residential | Res ¦ Minimize Hot and Warm Clothes Wash | 2026 | Economic | million_m3 | After Competition Groups | 1.1719 | 0 | 0 | 2958.045 | 0.00039617 | 28 | Residential_2026_Economic_million_m3_After Competition Groups_28 | Minimize Hot and Warm Clothes Wash | 0.03962% | 0 | 1.1719 | Residential_2026_Economic_million_m3_After Competition Groups_Minimize Hot and Warm Clothes Wash
Residential | Res ¦ Clothes Drying Racks | 2026 | Technical | million_m3 | After Competition Groups | 1.3486 | 1978464.3199 | 1.9785 | 3597.9472 | 0.00037483 | 33 | Residential_2026_Technical_million_m3_After Competition Groups_33 | Clothes Drying Racks | 0.03748% | 1.9785 | 1.3486 | Residential_2026_Technical_million_m3_After Competition Groups_Clothes Drying Racks
Residential | Res ¦ Minimize Hot and Warm Clothes Wash | 2026 | Technical | million_m3 | After Competition Groups | 1.1719 | 0 | 0 | 3597.9472 | 0.00032571 | 34 | Residential_2026_Technical_million_m3_After Competition Groups_34 | Minimize Hot and Warm Clothes Wash | 0.03257% | 0 | 1.1719 | Residential_2026_Technical_million_m3_After Competition Groups_Minimize Hot and Warm Clothes Wash
Residential | Res ¦ Energy Star Clothes Dryer | 2026 | Technical | million_m3 | After Competition Groups | 0.75786 | 0 | 0 | 3597.9472 | 0.00021064 | 35 | Residential_2026_Technical_million_m3_After Competition Groups_35 | Energy Star Clothes Dryer | 0.02106% | 0 | 0.75786 | Residential_2026_Technical_million_m3_After Competition Groups_Energy Star Clothes Dryer
Residential | Res ¦ Energy Star Clothes Washer | 2026 | Economic | million_m3 | After Competition Groups | 0.42635 | 297350.2141 | 0.29735 | 2958.045 | 0.00014413 | 29 | Residential_2026_Economic_million_m3_After Competition Groups_29 | Energy Star Clothes Washer | 0.01441% | 0.29735 | 0.42635 | Residential_2026_Economic_million_m3_After Competition Groups_Energy Star Clothes Washer
Residential | Res ¦ Energy Star Clothes Washer | 2026 | Technical | million_m3 | After Competition Groups | 0.42635 | 297350.2141 | 0.29735 | 3597.9472 | 0.0001185 | 36 | Residential_2026_Technical_million_m3_After Competition Groups_36 | Energy Star Clothes Washer | 0.01185% | 0.29735 | 0.42635 | Residential_2026_Technical_million_m3_After Competition Groups_Energy Star Clothes Washer
Residential | Res ¦ Solar Water Preheat (Pools/DHW) | 2026 | Technical | million_m3 | After Competition Groups | 0.13987 | 0 | 0 | 3597.9472 | 3.8875e-05 | 37 | Residential_2026_Technical_million_m3_After Competition Groups_37 | Solar Water Preheat (Pools/DHW) | 0.003888% | 0 | 0.13987 | Residential_2026_Technical_million_m3_After Competition Groups_Solar Water Preheat (Pools/DHW)
Residential | Res ¦ Ceiling Insulation | 2026 | Achievable | million_m3 | After Competition Groups | 0 | 0 | 0 | 360.2406 | 0 | 30 | Residential_2026_Achievable_million_m3_After Competition Groups_30 | Ceiling Insulation | 0% | 0 | 0 | Residential_2026_Achievable_million_m3_After Competition Groups_Ceiling Insulation
Residential | Res ¦ Ceiling Insulation | 2026 | Economic | million_m3 | After Competition Groups | 0 | 0 | 0 | 2958.045 | 0 | 30 | Residential_2026_Economic_million_m3_After Competition Groups_30 | Ceiling Insulation | 0% | 0 | 0 | Residential_2026_Economic_million_m3_After Competition Groups_Ceiling Insulation
Residential | Res ¦ Drain Water Heat Recovery | 2026 | Achievable | million_m3 | After Competition Groups | 0 | 0 | 0 | 360.2406 | 0 | 31 | Residential_2026_Achievable_million_m3_After Competition Groups_31 | Drain Water Heat Recovery | 0% | 0 | 0 | Residential_2026_Achievable_million_m3_After Competition Groups_Drain Water Heat Recovery
Residential | Res ¦ Drain Water Heat Recovery | 2026 | Economic | million_m3 | After Competition Groups | 0 | 0 | 0 | 2958.045 | 0 | 31 | Residential_2026_Economic_million_m3_After Competition Groups_31 | Drain Water Heat Recovery | 0% | 0 | 0 | Residential_2026_Economic_million_m3_After Competition Groups_Drain Water Heat Recovery
Residential | Res ¦ Furnace Tune Up | 2026 | Achievable | million_m3 | After Competition Groups | 0 | 0 | 0 | 360.2406 | 0 | 32 | Residential_2026_Achievable_million_m3_After Competition Groups_32 | Furnace Tune Up | 0% | 0 | 0 | Residential_2026_Achievable_million_m3_After Competition Groups_Furnace Tune Up
Residential | Res ¦ Furnace Tune Up | 2026 | Economic | million_m3 | After Competition Groups | 0 | 0 | 0 | 2958.045 | 0 | 32 | Residential_2026_Economic_million_m3_After Competition Groups_32 | Furnace Tune Up | 0% | 0 | 0 | Residential_2026_Economic_million_m3_After Competition Groups_Furnace Tune Up
Residential | Res ¦ Tankless Water Heater | 2026 | Achievable | million_m3 | After Competition Groups | 0 | 0 | 0 | 360.2406 | 0 | 33 | Residential_2026_Achievable_million_m3_After Competition Groups_33 | Tankless Water Heater | 0% | 0 | 0 | Residential_2026_Achievable_million_m3_After Competition Groups_Tankless Water Heater
Residential | Res ¦ Tankless Water Heater | 2026 | Economic | million_m3 | After Competition Groups | 0 | 0 | 0 | 2958.045 | 0 | 33 | Residential_2026_Economic_million_m3_After Competition Groups_33 | Tankless Water Heater | 0% | 0 | 0 | Residential_2026_Economic_million_m3_After Competition Groups_Tankless Water Heater
Residential | Res ¦ Air Sealing | 2027 | Economic | million_m3 | After Competition Groups | 683.3251 | 18321440.0571 | 18.3214 | 2998.9297 | 0.22786 | 1 | Residential_2027_Economic_million_m3_After Competition Groups_1 | Air Sealing | 22.79% | 18.3214 | 683.3251 | Residential_2027_Economic_million_m3_After Competition Groups_Air Sealing
Residential | Res ¦ Air Sealing | 2027 | Technical | million_m3 | After Competition Groups | 683.3251 | 18321440.0571 | 18.3214 | 3629.6828 | 0.18826 | 1 | Residential_2027_Technical_million_m3_After Competition Groups_1 | Air Sealing | 18.83% | 18.3214 | 683.3251 | Residential_2027_Technical_million_m3_After Competition Groups_Air Sealing
Residential | Res ¦ Adaptive Thermostat | 2027 | Economic | million_m3 | After Competition Groups | 525.7876 | 19851108.3906 | 19.8511 | 2998.9297 | 0.17533 | 2 | Residential_2027_Economic_million_m3_After Competition Groups_2 | Adaptive Thermostat | 17.53% | 19.8511 | 525.7876 | Residential_2027_Economic_million_m3_After Competition Groups_Adaptive Thermostat
Residential | Res ¦ Comprehensive Draft Proofing | 2027 | Achievable | million_m3 | After Competition Groups | 78.2099 | 1717359.524 | 1.7174 | 481.1396 | 0.16255 | 1 | Residential_2027_Achievable_million_m3_After Competition Groups_1 | Comprehensive Draft Proofing | 16.26% | 1.7174 | 78.2099 | Residential_2027_Achievable_million_m3_After Competition Groups_Comprehensive Draft Proofing
Residential | Res ¦ Adaptive Thermostat | 2027 | Technical | million_m3 | After Competition Groups | 525.7876 | 19851108.3906 | 19.8511 | 3629.6828 | 0.14486 | 2 | Residential_2027_Technical_million_m3_After Competition Groups_2 | Adaptive Thermostat | 14.49% | 19.8511 | 525.7876 | Residential_2027_Technical_million_m3_After Competition Groups_Adaptive Thermostat
Residential | Res ¦ DHW Recirculation Systems | 2027 | Achievable | million_m3 | After Competition Groups | 59.74 | 71183390.8426 | 71.1834 | 481.1396 | 0.12416 | 2 | Residential_2027_Achievable_million_m3_After Competition Groups_2 | DHW Recirculation Systems | 12.42% | 71.1834 | 59.74 | Residential_2027_Achievable_million_m3_After Competition Groups_DHW Recirculation Systems
Residential | Res ¦ Adaptive Thermostat | 2027 | Achievable | million_m3 | After Competition Groups | 48.4554 | 19851108.3906 | 19.8511 | 481.1396 | 0.10071 | 3 | Residential_2027_Achievable_million_m3_After Competition Groups_3 | Adaptive Thermostat | 10.07% | 19.8511 | 48.4554 | Residential_2027_Achievable_million_m3_After Competition Groups_Adaptive Thermostat
Residential | Res ¦ Air Sealing | 2027 | Achievable | million_m3 | After Competition Groups | 43.3311 | 18321440.0571 | 18.3214 | 481.1396 | 0.090059 | 4 | Residential_2027_Achievable_million_m3_After Competition Groups_4 | Air Sealing | 9.006% | 18.3214 | 43.3311 | Residential_2027_Achievable_million_m3_After Competition Groups_Air Sealing
Residential | Res ¦ Energy Star Windows | 2027 | Technical | million_m3 | After Competition Groups | 259.7652 | 16340438.6161 | 16.3404 | 3629.6828 | 0.071567 | 3 | Residential_2027_Technical_million_m3_After Competition Groups_3 | Energy Star Windows | 7.157% | 16.3404 | 259.7652 | Residential_2027_Technical_million_m3_After Competition Groups_Energy Star Windows
Residential | Res ¦ High Efficiency Condensing Furnace | 2027 | Achievable | million_m3 | After Competition Groups | 33.4207 | 34762222.7772 | 34.7622 | 481.1396 | 0.069462 | 5 | Residential_2027_Achievable_million_m3_After Competition Groups_5 | High Efficiency Condensing Furnace | 6.946% | 34.7622 | 33.4207 | Residential_2027_Achievable_million_m3_After Competition Groups_High Efficiency Condensing Furnace
Residential | Res ¦ Comprehensive Draft Proofing | 2027 | Economic | million_m3 | After Competition Groups | 207.0298 | 1717359.524 | 1.7174 | 2998.9297 | 0.069035 | 3 | Residential_2027_Economic_million_m3_After Competition Groups_3 | Comprehensive Draft Proofing | 6.903% | 1.7174 | 207.0298 | Residential_2027_Economic_million_m3_After Competition Groups_Comprehensive Draft Proofing
Residential | Res ¦ Advanced BAS/Controllers | 2027 | Achievable | million_m3 | After Competition Groups | 32.6187 | 1526589.6788 | 1.5266 | 481.1396 | 0.067795 | 6 | Residential_2027_Achievable_million_m3_After Competition Groups_6 | Advanced BAS/Controllers | 6.779% | 1.5266 | 32.6187 | Residential_2027_Achievable_million_m3_After Competition Groups_Advanced BAS/Controllers
Residential | Res ¦ Wall Insulation | 2027 | Economic | million_m3 | After Competition Groups | 189.0258 | 22983258.8491 | 22.9833 | 2998.9297 | 0.063031 | 4 | Residential_2027_Economic_million_m3_After Competition Groups_4 | Wall Insulation | 6.303% | 22.9833 | 189.0258 | Residential_2027_Economic_million_m3_After Competition Groups_Wall Insulation
Residential | Res ¦ Comprehensive Draft Proofing | 2027 | Technical | million_m3 | After Competition Groups | 207.0298 | 1717359.524 | 1.7174 | 3629.6828 | 0.057038 | 4 | Residential_2027_Technical_million_m3_After Competition Groups_4 | Comprehensive Draft Proofing | 5.704% | 1.7174 | 207.0298 | Residential_2027_Technical_million_m3_After Competition Groups_Comprehensive Draft Proofing
Residential | Res ¦ High Efficiency Fireplace with Pilotless Ignition | 2027 | Achievable | million_m3 | After Competition Groups | 27.3347 | 5231376.4862 | 5.2314 | 481.1396 | 0.056812 | 7 | Residential_2027_Achievable_million_m3_After Competition Groups_7 | High Efficiency Fireplace with Pilotless Ignition | 5.681% | 5.2314 | 27.3347 | Residential_2027_Achievable_million_m3_After Competition Groups_High Efficiency Fireplace with Pilotless Ignition
Residential | Res ¦ Condensing Boiler | 2027 | Achievable | million_m3 | After Competition Groups | 27.2259 | 55596239.3783 | 55.5962 | 481.1396 | 0.056586 | 8 | Residential_2027_Achievable_million_m3_After Competition Groups_8 | Condensing Boiler | 5.659% | 55.5962 | 27.2259 | Residential_2027_Achievable_million_m3_After Competition Groups_Condensing Boiler
Residential | Res ¦ Building Recommissioning, Operations and Maintenance (O&M) Improvements | 2027 | Achievable | million_m3 | After Competition Groups | 26.989 | 1221477.9098 | 1.2215 | 481.1396 | 0.056094 | 9 | Residential_2027_Achievable_million_m3_After Competition Groups_9 | Building Recommissioning, Operations and Maintenance (O&M) Improvements | 5.609% | 1.2215 | 26.989 | Residential_2027_Achievable_million_m3_After Competition Groups_Building Recommissioning, Operations and Maintenance (O&M) Improvements
Residential | Res ¦ Attic Insulation | 2027 | Economic | million_m3 | After Competition Groups | 166.8594 | 4115363.0913 | 4.1154 | 2998.9297 | 0.05564 | 5 | Residential_2027_Economic_million_m3_After Competition Groups_5 | Attic Insulation | 5.564% | 4.1154 | 166.8594 | Residential_2027_Economic_million_m3_After Competition Groups_Attic Insulation
Residential | Res ¦ DHW Recirculation Systems | 2027 | Economic | million_m3 | After Competition Groups | 158.2376 | 71183390.8426 | 71.1834 | 2998.9297 | 0.052765 | 6 | Residential_2027_Economic_million_m3_After Competition Groups_6 | DHW Recirculation Systems | 5.276% | 71.1834 | 158.2376 | Residential_2027_Economic_million_m3_After Competition Groups_DHW Recirculation Systems
Residential | Res ¦ Wall Insulation | 2027 | Technical | million_m3 | After Competition Groups | 189.0258 | 22983258.8491 | 22.9833 | 3629.6828 | 0.052078 | 5 | Residential_2027_Technical_million_m3_After Competition Groups_5 | Wall Insulation | 5.208% | 22.9833 | 189.0258 | Residential_2027_Technical_million_m3_After Competition Groups_Wall Insulation
Residential | Res ¦ Basement Wall Insulation | 2027 | Economic | million_m3 | After Competition Groups | 138.8276 | 2522863.1087 | 2.5229 | 2998.9297 | 0.046292 | 7 | Residential_2027_Economic_million_m3_After Competition Groups_7 | Basement Wall Insulation | 4.629% | 2.5229 | 138.8276 | Residential_2027_Economic_million_m3_After Competition Groups_Basement Wall Insulation
Residential | Res ¦ Attic Insulation | 2027 | Technical | million_m3 | After Competition Groups | 166.8594 | 4115363.0913 | 4.1154 | 3629.6828 | 0.045971 | 6 | Residential_2027_Technical_million_m3_After Competition Groups_6 | Attic Insulation | 4.597% | 4.1154 | 166.8594 | Residential_2027_Technical_million_m3_After Competition Groups_Attic Insulation
Residential | Res ¦ DHW Recirculation Systems | 2027 | Technical | million_m3 | After Competition Groups | 158.2376 | 71183390.8426 | 71.1834 | 3629.6828 | 0.043595 | 7 | Residential_2027_Technical_million_m3_After Competition Groups_7 | DHW Recirculation Systems | 4.36% | 71.1834 | 158.2376 | Residential_2027_Technical_million_m3_After Competition Groups_DHW Recirculation Systems
Residential | Res ¦ Basement or Crawlspace Insulation | 2027 | Economic | million_m3 | After Competition Groups | 129.2438 | 16226123.1451 | 16.2261 | 2998.9297 | 0.043097 | 8 | Residential_2027_Economic_million_m3_After Competition Groups_8 | Basement or Crawlspace Insulation | 4.31% | 16.2261 | 129.2438 | Residential_2027_Economic_million_m3_After Competition Groups_Basement or Crawlspace Insulation
Residential | Res ¦ Basement or Crawlspace Insulation | 2027 | Technical | million_m3 | After Competition Groups | 141.801 | 16226123.1451 | 16.2261 | 3629.6828 | 0.039067 | 8 | Residential_2027_Technical_million_m3_After Competition Groups_8 | Basement or Crawlspace Insulation | 3.907% | 16.2261 | 141.801 | Residential_2027_Technical_million_m3_After Competition Groups_Basement or Crawlspace Insulation
Residential | Res ¦ Basement Wall Insulation | 2027 | Technical | million_m3 | After Competition Groups | 138.8276 | 2522863.1087 | 2.5229 | 3629.6828 | 0.038248 | 9 | Residential_2027_Technical_million_m3_After Competition Groups_9 | Basement Wall Insulation | 3.825% | 2.5229 | 138.8276 | Residential_2027_Technical_million_m3_After Competition Groups_Basement Wall Insulation
Residential | Res ¦ Condensing Storage Water Heater | 2027 | Economic | million_m3 | After Competition Groups | 92.4402 | 34996013.8626 | 34.996 | 2998.9297 | 0.030824 | 9 | Residential_2027_Economic_million_m3_After Competition Groups_9 | Condensing Storage Water Heater | 3.082% | 34.996 | 92.4402 | Residential_2027_Economic_million_m3_After Competition Groups_Condensing Storage Water Heater
Residential | Res ¦ Advanced BAS/Controllers | 2027 | Economic | million_m3 | After Competition Groups | 86.3468 | 1526589.6788 | 1.5266 | 2998.9297 | 0.028793 | 10 | Residential_2027_Economic_million_m3_After Competition Groups_10 | Advanced BAS/Controllers | 2.879% | 1.5266 | 86.3468 | Residential_2027_Economic_million_m3_After Competition Groups_Advanced BAS/Controllers
Residential | Res ¦ Condensing Storage Water Heater | 2027 | Achievable | million_m3 | After Competition Groups | 13.4921 | 34996013.8626 | 34.996 | 481.1396 | 0.028042 | 10 | Residential_2027_Achievable_million_m3_After Competition Groups_10 | Condensing Storage Water Heater | 2.804% | 34.996 | 13.4921 | Residential_2027_Achievable_million_m3_After Competition Groups_Condensing Storage Water Heater
Residential | Res ¦ Condensing Boiler | 2027 | Economic | million_m3 | After Competition Groups | 81.203 | 55596239.3783 | 55.5962 | 2998.9297 | 0.027077 | 11 | Residential_2027_Economic_million_m3_After Competition Groups_11 | Condensing Boiler | 2.708% | 55.5962 | 81.203 | Residential_2027_Economic_million_m3_After Competition Groups_Condensing Boiler
Residential | Res ¦ Window Film | 2027 | Technical | million_m3 | After Competition Groups | 97.4772 | 0 | 0 | 3629.6828 | 0.026856 | 10 | Residential_2027_Technical_million_m3_After Competition Groups_10 | Window Film | 2.686% | 0 | 97.4772 | Residential_2027_Technical_million_m3_After Competition Groups_Window Film
Residential | Res ¦ Furnace Tune Up | 2027 | Technical | million_m3 | After Competition Groups | 94.4383 | 0 | 0 | 3629.6828 | 0.026018 | 11 | Residential_2027_Technical_million_m3_After Competition Groups_11 | Furnace Tune Up | 2.602% | 0 | 94.4383 | Residential_2027_Technical_million_m3_After Competition Groups_Furnace Tune Up
Residential | Res ¦ Condensing Storage Water Heater | 2027 | Technical | million_m3 | After Competition Groups | 92.4402 | 34996013.8626 | 34.996 | 3629.6828 | 0.025468 | 12 | Residential_2027_Technical_million_m3_After Competition Groups_12 | Condensing Storage Water Heater | 2.547% | 34.996 | 92.4402 | Residential_2027_Technical_million_m3_After Competition Groups_Condensing Storage Water Heater
Residential | Res ¦ Wall Insulation | 2027 | Achievable | million_m3 | After Competition Groups | 11.9775 | 22983258.8491 | 22.9833 | 481.1396 | 0.024894 | 11 | Residential_2027_Achievable_million_m3_After Competition Groups_11 | Wall Insulation | 2.489% | 22.9833 | 11.9775 | Residential_2027_Achievable_million_m3_After Competition Groups_Wall Insulation
Residential | Res ¦ Building Recommissioning, Operations and Maintenance (O&M) Improvements | 2027 | Economic | million_m3 | After Competition Groups | 71.4431 | 1221477.9098 | 1.2215 | 2998.9297 | 0.023823 | 12 | Residential_2027_Economic_million_m3_After Competition Groups_12 | Building Recommissioning, Operations and Maintenance (O&M) Improvements | 2.382% | 1.2215 | 71.4431 | Residential_2027_Economic_million_m3_After Competition Groups_Building Recommissioning, Operations and Maintenance (O&M) Improvements
Residential | Res ¦ Advanced BAS/Controllers | 2027 | Technical | million_m3 | After Competition Groups | 86.3468 | 1526589.6788 | 1.5266 | 3629.6828 | 0.023789 | 13 | Residential_2027_Technical_million_m3_After Competition Groups_13 | Advanced BAS/Controllers | 2.379% | 1.5266 | 86.3468 | Residential_2027_Technical_million_m3_After Competition Groups_Advanced BAS/Controllers
Residential | Res ¦ Condensing Boiler | 2027 | Technical | million_m3 | After Competition Groups | 81.203 | 55596239.3783 | 55.5962 | 3629.6828 | 0.022372 | 14 | Residential_2027_Technical_million_m3_After Competition Groups_14 | Condensing Boiler | 2.237% | 55.5962 | 81.203 | Residential_2027_Technical_million_m3_After Competition Groups_Condensing Boiler
Residential | Res ¦ Attic Insulation | 2027 | Achievable | million_m3 | After Competition Groups | 10.581 | 4115363.0913 | 4.1154 | 481.1396 | 0.021992 | 12 | Residential_2027_Achievable_million_m3_After Competition Groups_12 | Attic Insulation | 2.199% | 4.1154 | 10.581 | Residential_2027_Achievable_million_m3_After Competition Groups_Attic Insulation
Residential | Res ¦ Tankless Water Heater | 2027 | Technical | million_m3 | After Competition Groups | 77.0542 | 0 | 0 | 3629.6828 | 0.021229 | 15 | Residential_2027_Technical_million_m3_After Competition Groups_15 | Tankless Water Heater | 2.123% | 0 | 77.0542 | Residential_2027_Technical_million_m3_After Competition Groups_Tankless Water Heater
Residential | Res ¦ Condensing Make Up Air Unit | 2027 | Achievable | million_m3 | After Competition Groups | 9.8498 | 2797335.3824 | 2.7973 | 481.1396 | 0.020472 | 13 | Residential_2027_Achievable_million_m3_After Competition Groups_13 | Condensing Make Up Air Unit | 2.047% | 2.7973 | 9.8498 | Residential_2027_Achievable_million_m3_After Competition Groups_Condensing Make Up Air Unit
Residential | Res ¦ Building Recommissioning, Operations and Maintenance (O&M) Improvements | 2027 | Technical | million_m3 | After Competition Groups | 71.4431 | 1221477.9098 | 1.2215 | 3629.6828 | 0.019683 | 16 | Residential_2027_Technical_million_m3_After Competition Groups_16 | Building Recommissioning, Operations and Maintenance (O&M) Improvements | 1.968% | 1.2215 | 71.4431 | Residential_2027_Technical_million_m3_After Competition Groups_Building Recommissioning, Operations and Maintenance (O&M) Improvements
Residential | Res ¦ Ceiling Insulation | 2027 | Technical | million_m3 | After Competition Groups | 70.1394 | 821839.8288 | 0.82184 | 3629.6828 | 0.019324 | 17 | Residential_2027_Technical_million_m3_After Competition Groups_17 | Ceiling Insulation | 1.932% | 0.82184 | 70.1394 | Residential_2027_Technical_million_m3_After Competition Groups_Ceiling Insulation
Residential | Res ¦ Demand Control Ventilation | 2027 | Achievable | million_m3 | After Competition Groups | 9.2173 | 541291.5541 | 0.54129 | 481.1396 | 0.019157 | 14 | Residential_2027_Achievable_million_m3_After Competition Groups_14 | Demand Control Ventilation | 1.916% | 0.54129 | 9.2173 | Residential_2027_Achievable_million_m3_After Competition Groups_Demand Control Ventilation
Residential | Res ¦ Duct Insulation MF | 2027 | Economic | million_m3 | After Competition Groups | 56.4244 | 3188314.9143 | 3.1883 | 2998.9297 | 0.018815 | 13 | Residential_2027_Economic_million_m3_After Competition Groups_13 | Duct Insulation MF | 1.881% | 3.1883 | 56.4244 | Residential_2027_Economic_million_m3_After Competition Groups_Duct Insulation MF
Residential | Res ¦ Energy Star Windows | 2027 | Achievable | million_m3 | After Competition Groups | 8.8166 | 16340438.6161 | 16.3404 | 481.1396 | 0.018324 | 15 | Residential_2027_Achievable_million_m3_After Competition Groups_15 | Energy Star Windows | 1.832% | 16.3404 | 8.8166 | Residential_2027_Achievable_million_m3_After Competition Groups_Energy Star Windows
Residential | Res ¦ Basement Wall Insulation | 2027 | Achievable | million_m3 | After Competition Groups | 8.804 | 2522863.1087 | 2.5229 | 481.1396 | 0.018298 | 16 | Residential_2027_Achievable_million_m3_After Competition Groups_16 | Basement Wall Insulation | 1.83% | 2.5229 | 8.804 | Residential_2027_Achievable_million_m3_After Competition Groups_Basement Wall Insulation
Residential | Res ¦ Floor Insulation | 2027 | Economic | million_m3 | After Competition Groups | 54.416 | 4451085.9007 | 4.4511 | 2998.9297 | 0.018145 | 14 | Residential_2027_Economic_million_m3_After Competition Groups_14 | Floor Insulation | 1.815% | 4.4511 | 54.416 | Residential_2027_Economic_million_m3_After Competition Groups_Floor Insulation
Residential | Res ¦ Duct Insulation | 2027 | Economic | million_m3 | After Competition Groups | 51.9757 | 4670574.3587 | 4.6706 | 2998.9297 | 0.017331 | 15 | Residential_2027_Economic_million_m3_After Competition Groups_15 | Duct Insulation | 1.733% | 4.6706 | 51.9757 | Residential_2027_Economic_million_m3_After Competition Groups_Duct Insulation
Residential | Res ¦ High Efficiency Condensing Furnace | 2027 | Economic | million_m3 | After Competition Groups | 49.2951 | 34762222.7772 | 34.7622 | 2998.9297 | 0.016438 | 16 | Residential_2027_Economic_million_m3_After Competition Groups_16 | High Efficiency Condensing Furnace | 1.644% | 34.7622 | 49.2951 | Residential_2027_Economic_million_m3_After Competition Groups_High Efficiency Condensing Furnace
Residential | Res ¦ High Efficiency Fireplace with Pilotless Ignition | 2027 | Economic | million_m3 | After Competition Groups | 47.6831 | 5231376.4862 | 5.2314 | 2998.9297 | 0.0159 | 17 | Residential_2027_Economic_million_m3_After Competition Groups_17 | High Efficiency Fireplace with Pilotless Ignition | 1.59% | 5.2314 | 47.6831 | Residential_2027_Economic_million_m3_After Competition Groups_High Efficiency Fireplace with Pilotless Ignition
Residential | Res ¦ Duct Insulation MF | 2027 | Technical | million_m3 | After Competition Groups | 56.4244 | 3188314.9143 | 3.1883 | 3629.6828 | 0.015545 | 18 | Residential_2027_Technical_million_m3_After Competition Groups_18 | Duct Insulation MF | 1.555% | 3.1883 | 56.4244 | Residential_2027_Technical_million_m3_After Competition Groups_Duct Insulation MF
Residential | Res ¦ Heat Recovery Ventilator | 2027 | Economic | million_m3 | After Competition Groups | 45.1902 | 535835.0355 | 0.53584 | 2998.9297 | 0.015069 | 18 | Residential_2027_Economic_million_m3_After Competition Groups_18 | Heat Recovery Ventilator | 1.507% | 0.53584 | 45.1902 | Residential_2027_Economic_million_m3_After Competition Groups_Heat Recovery Ventilator
Residential | Res ¦ Floor Insulation | 2027 | Technical | million_m3 | After Competition Groups | 54.416 | 4451085.9007 | 4.4511 | 3629.6828 | 0.014992 | 19 | Residential_2027_Technical_million_m3_After Competition Groups_19 | Floor Insulation | 1.499% | 4.4511 | 54.416 | Residential_2027_Technical_million_m3_After Competition Groups_Floor Insulation
Residential | Res ¦ Duct Insulation | 2027 | Technical | million_m3 | After Competition Groups | 51.9757 | 4670574.3587 | 4.6706 | 3629.6828 | 0.01432 | 20 | Residential_2027_Technical_million_m3_After Competition Groups_20 | Duct Insulation | 1.432% | 4.6706 | 51.9757 | Residential_2027_Technical_million_m3_After Competition Groups_Duct Insulation
Residential | Res ¦ High Efficiency Condensing Furnace | 2027 | Technical | million_m3 | After Competition Groups | 49.4385 | 34762222.7772 | 34.7622 | 3629.6828 | 0.013621 | 21 | Residential_2027_Technical_million_m3_After Competition Groups_21 | High Efficiency Condensing Furnace | 1.362% | 34.7622 | 49.4385 | Residential_2027_Technical_million_m3_After Competition Groups_High Efficiency Condensing Furnace
Residential | Res ¦ Pool Cover | 2027 | Achievable | million_m3 | After Competition Groups | 6.5046 | 4530566.2952 | 4.5306 | 481.1396 | 0.013519 | 17 | Residential_2027_Achievable_million_m3_After Competition Groups_17 | Pool Cover | 1.352% | 4.5306 | 6.5046 | Residential_2027_Achievable_million_m3_After Competition Groups_Pool Cover
Residential | Res ¦ High Efficiency Fireplace with Pilotless Ignition | 2027 | Technical | million_m3 | After Competition Groups | 47.6831 | 5231376.4862 | 5.2314 | 3629.6828 | 0.013137 | 22 | Residential_2027_Technical_million_m3_After Competition Groups_22 | High Efficiency Fireplace with Pilotless Ignition | 1.314% | 5.2314 | 47.6831 | Residential_2027_Technical_million_m3_After Competition Groups_High Efficiency Fireplace with Pilotless Ignition
Residential | Res ¦ Demand Control Ventilation | 2027 | Economic | million_m3 | After Competition Groups | 38.6462 | 541291.5541 | 0.54129 | 2998.9297 | 0.012887 | 19 | Residential_2027_Economic_million_m3_After Competition Groups_19 | Demand Control Ventilation | 1.289% | 0.54129 | 38.6462 | Residential_2027_Economic_million_m3_After Competition Groups_Demand Control Ventilation
Residential | Res ¦ Heat Recovery Ventilator | 2027 | Technical | million_m3 | After Competition Groups | 45.1902 | 535835.0355 | 0.53584 | 3629.6828 | 0.01245 | 23 | Residential_2027_Technical_million_m3_After Competition Groups_23 | Heat Recovery Ventilator | 1.245% | 0.53584 | 45.1902 | Residential_2027_Technical_million_m3_After Competition Groups_Heat Recovery Ventilator
Residential | Res ¦ Condensing Make Up Air Unit | 2027 | Economic | million_m3 | After Competition Groups | 32.7625 | 2797335.3824 | 2.7973 | 2998.9297 | 0.010925 | 20 | Residential_2027_Economic_million_m3_After Competition Groups_20 | Condensing Make Up Air Unit | 1.092% | 2.7973 | 32.7625 | Residential_2027_Economic_million_m3_After Competition Groups_Condensing Make Up Air Unit
Residential | Res ¦ Demand Control Ventilation | 2027 | Technical | million_m3 | After Competition Groups | 38.6462 | 541291.5541 | 0.54129 | 3629.6828 | 0.010647 | 24 | Residential_2027_Technical_million_m3_After Competition Groups_24 | Demand Control Ventilation | 1.065% | 0.54129 | 38.6462 | Residential_2027_Technical_million_m3_After Competition Groups_Demand Control Ventilation
Residential | Res ¦ Condensing Make Up Air Unit | 2027 | Technical | million_m3 | After Competition Groups | 32.7625 | 2797335.3824 | 2.7973 | 3629.6828 | 0.0090263 | 25 | Residential_2027_Technical_million_m3_After Competition Groups_25 | Condensing Make Up Air Unit | 0.9026% | 2.7973 | 32.7625 | Residential_2027_Technical_million_m3_After Competition Groups_Condensing Make Up Air Unit
Residential | Res ¦ Early Hot Water Heater Replacement | 2027 | Technical | million_m3 | After Competition Groups | 31.04 | 0 | 0 | 3629.6828 | 0.0085517 | 26 | Residential_2027_Technical_million_m3_After Competition Groups_26 | Early Hot Water Heater Replacement | 0.8552% | 0 | 31.04 | Residential_2027_Technical_million_m3_After Competition Groups_Early Hot Water Heater Replacement
Residential | Res ¦ Energy Star Windows | 2027 | Economic | million_m3 | After Competition Groups | 23.3583 | 16340438.6161 | 16.3404 | 2998.9297 | 0.0077889 | 21 | Residential_2027_Economic_million_m3_After Competition Groups_21 | Energy Star Windows | 0.7789% | 16.3404 | 23.3583 | Residential_2027_Economic_million_m3_After Competition Groups_Energy Star Windows
Residential | Res ¦ Duct Insulation MF | 2027 | Achievable | million_m3 | After Competition Groups | 3.5774 | 3188314.9143 | 3.1883 | 481.1396 | 0.0074354 | 18 | Residential_2027_Achievable_million_m3_After Competition Groups_18 | Duct Insulation MF | 0.7435% | 3.1883 | 3.5774 | Residential_2027_Achievable_million_m3_After Competition Groups_Duct Insulation MF
Residential | Res ¦ Drain Water Heat Recovery | 2027 | Technical | million_m3 | After Competition Groups | 26.4732 | 0 | 0 | 3629.6828 | 0.0072935 | 27 | Residential_2027_Technical_million_m3_After Competition Groups_27 | Drain Water Heat Recovery | 0.7294% | 0 | 26.4732 | Residential_2027_Technical_million_m3_After Competition Groups_Drain Water Heat Recovery
Residential | Res ¦ Floor Insulation | 2027 | Achievable | million_m3 | After Competition Groups | 3.4489 | 4451085.9007 | 4.4511 | 481.1396 | 0.0071683 | 19 | Residential_2027_Achievable_million_m3_After Competition Groups_19 | Floor Insulation | 0.7168% | 4.4511 | 3.4489 | Residential_2027_Achievable_million_m3_After Competition Groups_Floor Insulation
Residential | Res ¦ Duct Insulation | 2027 | Achievable | million_m3 | After Competition Groups | 3.2882 | 4670574.3587 | 4.6706 | 481.1396 | 0.0068342 | 20 | Residential_2027_Achievable_million_m3_After Competition Groups_20 | Duct Insulation | 0.6834% | 4.6706 | 3.2882 | Residential_2027_Achievable_million_m3_After Competition Groups_Duct Insulation
Residential | Res ¦ Basement or Crawlspace Insulation | 2027 | Achievable | million_m3 | After Competition Groups | 3.2075 | 16226123.1451 | 16.2261 | 481.1396 | 0.0066664 | 21 | Residential_2027_Achievable_million_m3_After Competition Groups_21 | Basement or Crawlspace Insulation | 0.6666% | 16.2261 | 3.2075 | Residential_2027_Achievable_million_m3_After Competition Groups_Basement or Crawlspace Insulation
Residential | Res ¦ High Efficiency Storage Water Heater | 2027 | Economic | million_m3 | After Competition Groups | 19.0245 | 16699522.2637 | 16.6995 | 2998.9297 | 0.0063438 | 22 | Residential_2027_Economic_million_m3_After Competition Groups_22 | High Efficiency Storage Water Heater | 0.6344% | 16.6995 | 19.0245 | Residential_2027_Economic_million_m3_After Competition Groups_High Efficiency Storage Water Heater
Residential | Res ¦ High Efficiency Storage Water Heater | 2027 | Achievable | million_m3 | After Competition Groups | 3.0373 | 16699522.2637 | 16.6995 | 481.1396 | 0.0063127 | 22 | Residential_2027_Achievable_million_m3_After Competition Groups_22 | High Efficiency Storage Water Heater | 0.6313% | 16.6995 | 3.0373 | Residential_2027_Achievable_million_m3_After Competition Groups_High Efficiency Storage Water Heater
Residential | Res ¦ Water Heater Temperature Setback | 2027 | Achievable | million_m3 | After Competition Groups | 2.9196 | 509545.2317 | 0.50955 | 481.1396 | 0.0060682 | 23 | Residential_2027_Achievable_million_m3_After Competition Groups_23 | Water Heater Temperature Setback | 0.6068% | 0.50955 | 2.9196 | Residential_2027_Achievable_million_m3_After Competition Groups_Water Heater Temperature Setback
Residential | Res ¦ Pool Cover | 2027 | Economic | million_m3 | After Competition Groups | 17.225 | 4530566.2952 | 4.5306 | 2998.9297 | 0.0057437 | 23 | Residential_2027_Economic_million_m3_After Competition Groups_23 | Pool Cover | 0.5744% | 4.5306 | 17.225 | Residential_2027_Economic_million_m3_After Competition Groups_Pool Cover
Residential | Res ¦ Pool Cover | 2027 | Technical | million_m3 | After Competition Groups | 17.225 | 4530566.2952 | 4.5306 | 3629.6828 | 0.0047456 | 28 | Residential_2027_Technical_million_m3_After Competition Groups_28 | Pool Cover | 0.4746% | 4.5306 | 17.225 | Residential_2027_Technical_million_m3_After Competition Groups_Pool Cover
Residential | Res ¦ Home Energy Reports | 2027 | Achievable | million_m3 | After Competition Groups | 1.827 | 1293104.8921 | 1.2931 | 481.1396 | 0.0037973 | 24 | Residential_2027_Achievable_million_m3_After Competition Groups_24 | Home Energy Reports | 0.3797% | 1.2931 | 1.827 | Residential_2027_Achievable_million_m3_After Competition Groups_Home Energy Reports
Residential | Res ¦ Heat Recovery Ventilator | 2027 | Achievable | million_m3 | After Competition Groups | 1.4589 | 535835.0355 | 0.53584 | 481.1396 | 0.0030323 | 25 | Residential_2027_Achievable_million_m3_After Competition Groups_25 | Heat Recovery Ventilator | 0.3032% | 0.53584 | 1.4589 | Residential_2027_Achievable_million_m3_After Competition Groups_Heat Recovery Ventilator
Residential | Res ¦ Wall Insulation MF | 2027 | Economic | million_m3 | After Competition Groups | 8.7345 | 62243.7367 | 0.062244 | 2998.9297 | 0.0029125 | 24 | Residential_2027_Economic_million_m3_After Competition Groups_24 | Wall Insulation MF | 0.2913% | 0.062244 | 8.7345 | Residential_2027_Economic_million_m3_After Competition Groups_Wall Insulation MF
Residential | Res ¦ Home Energy Reports | 2027 | Technical | million_m3 | After Competition Groups | 9.5507 | 1293104.8921 | 1.2931 | 3629.6828 | 0.0026313 | 29 | Residential_2027_Technical_million_m3_After Competition Groups_29 | Home Energy Reports | 0.2631% | 1.2931 | 9.5507 | Residential_2027_Technical_million_m3_After Competition Groups_Home Energy Reports
Residential | Res ¦ Water Heater Temperature Setback | 2027 | Economic | million_m3 | After Competition Groups | 7.7293 | 509545.2317 | 0.50955 | 2998.9297 | 0.0025773 | 25 | Residential_2027_Economic_million_m3_After Competition Groups_25 | Water Heater Temperature Setback | 0.2577% | 0.50955 | 7.7293 | Residential_2027_Economic_million_m3_After Competition Groups_Water Heater Temperature Setback
Residential | Res ¦ Home Energy Reports | 2027 | Economic | million_m3 | After Competition Groups | 7.308 | 1293104.8921 | 1.2931 | 2998.9297 | 0.0024369 | 26 | Residential_2027_Economic_million_m3_After Competition Groups_26 | Home Energy Reports | 0.2437% | 1.2931 | 7.308 | Residential_2027_Economic_million_m3_After Competition Groups_Home Energy Reports
Residential | Res ¦ Wall Insulation MF | 2027 | Technical | million_m3 | After Competition Groups | 8.7345 | 62243.7367 | 0.062244 | 3629.6828 | 0.0024064 | 30 | Residential_2027_Technical_million_m3_After Competition Groups_30 | Wall Insulation MF | 0.2406% | 0.062244 | 8.7345 | Residential_2027_Technical_million_m3_After Competition Groups_Wall Insulation MF
Residential | Res ¦ Ceiling Insulation | 2027 | Economic | million_m3 | After Competition Groups | 6.3916 | 821839.8288 | 0.82184 | 2998.9297 | 0.0021313 | 27 | Residential_2027_Economic_million_m3_After Competition Groups_27 | Ceiling Insulation | 0.2131% | 0.82184 | 6.3916 | Residential_2027_Economic_million_m3_After Competition Groups_Ceiling Insulation
Residential | Res ¦ Water Heater Temperature Setback | 2027 | Technical | million_m3 | After Competition Groups | 7.7293 | 509545.2317 | 0.50955 | 3629.6828 | 0.0021295 | 31 | Residential_2027_Technical_million_m3_After Competition Groups_31 | Water Heater Temperature Setback | 0.2129% | 0.50955 | 7.7293 | Residential_2027_Technical_million_m3_After Competition Groups_Water Heater Temperature Setback
Residential | Res ¦ High Efficiency Gas Pool Heater | 2027 | Technical | million_m3 | After Competition Groups | 7.1304 | 0 | 0 | 3629.6828 | 0.0019645 | 32 | Residential_2027_Technical_million_m3_After Competition Groups_32 | High Efficiency Gas Pool Heater | 0.1964% | 0 | 7.1304 | Residential_2027_Technical_million_m3_After Competition Groups_High Efficiency Gas Pool Heater
Residential | Res ¦ Wall Insulation MF | 2027 | Achievable | million_m3 | After Competition Groups | 0.55397 | 62243.7367 | 0.062244 | 481.1396 | 0.0011514 | 26 | Residential_2027_Achievable_million_m3_After Competition Groups_26 | Wall Insulation MF | 0.1151% | 0.062244 | 0.55397 | Residential_2027_Achievable_million_m3_After Competition Groups_Wall Insulation MF
Residential | Res ¦ Clothes Drying Racks | 2027 | Achievable | million_m3 | After Competition Groups | 0.50024 | 2145905.5991 | 2.1459 | 481.1396 | 0.0010397 | 27 | Residential_2027_Achievable_million_m3_After Competition Groups_27 | Clothes Drying Racks | 0.104% | 2.1459 | 0.50024 | Residential_2027_Achievable_million_m3_After Competition Groups_Clothes Drying Racks
Residential | Res ¦ Energy Star Clothes Washer | 2027 | Achievable | million_m3 | After Competition Groups | 0.46173 | 286581.5689 | 0.28658 | 481.1396 | 0.00095966 | 28 | Residential_2027_Achievable_million_m3_After Competition Groups_28 | Energy Star Clothes Washer | 0.09597% | 0.28658 | 0.46173 | Residential_2027_Achievable_million_m3_After Competition Groups_Energy Star Clothes Washer
Residential | Res ¦ Minimize Hot and Warm Clothes Wash | 2027 | Achievable | million_m3 | After Competition Groups | 0.22707 | 0 | 0 | 481.1396 | 0.00047195 | 29 | Residential_2027_Achievable_million_m3_After Competition Groups_29 | Minimize Hot and Warm Clothes Wash | 0.04719% | 0 | 0.22707 | Residential_2027_Achievable_million_m3_After Competition Groups_Minimize Hot and Warm Clothes Wash
Residential | Res ¦ Clothes Drying Racks | 2027 | Economic | million_m3 | After Competition Groups | 1.3273 | 2145905.5991 | 2.1459 | 2998.9297 | 0.0004426 | 28 | Residential_2027_Economic_million_m3_After Competition Groups_28 | Clothes Drying Racks | 0.04426% | 2.1459 | 1.3273 | Residential_2027_Economic_million_m3_After Competition Groups_Clothes Drying Racks
Residential | Res ¦ Minimize Hot and Warm Clothes Wash | 2027 | Economic | million_m3 | After Competition Groups | 1.1534 | 0 | 0 | 2998.9297 | 0.0003846 | 29 | Residential_2027_Economic_million_m3_After Competition Groups_29 | Minimize Hot and Warm Clothes Wash | 0.03846% | 0 | 1.1534 | Residential_2027_Economic_million_m3_After Competition Groups_Minimize Hot and Warm Clothes Wash
Residential | Res ¦ Clothes Drying Racks | 2027 | Technical | million_m3 | After Competition Groups | 1.3273 | 2145905.5991 | 2.1459 | 3629.6828 | 0.00036569 | 33 | Residential_2027_Technical_million_m3_After Competition Groups_33 | Clothes Drying Racks | 0.03657% | 2.1459 | 1.3273 | Residential_2027_Technical_million_m3_After Competition Groups_Clothes Drying Racks
Residential | Res ¦ Minimize Hot and Warm Clothes Wash | 2027 | Technical | million_m3 | After Competition Groups | 1.1534 | 0 | 0 | 3629.6828 | 0.00031776 | 34 | Residential_2027_Technical_million_m3_After Competition Groups_34 | Minimize Hot and Warm Clothes Wash | 0.03178% | 0 | 1.1534 | Residential_2027_Technical_million_m3_After Competition Groups_Minimize Hot and Warm Clothes Wash
Residential | Res ¦ Energy Star Clothes Dryer | 2027 | Technical | million_m3 | After Competition Groups | 0.92874 | 0 | 0 | 3629.6828 | 0.00025587 | 35 | Residential_2027_Technical_million_m3_After Competition Groups_35 | Energy Star Clothes Dryer | 0.02559% | 0 | 0.92874 | Residential_2027_Technical_million_m3_After Competition Groups_Energy Star Clothes Dryer
Residential | Res ¦ Energy Star Clothes Washer | 2027 | Economic | million_m3 | After Competition Groups | 0.51513 | 286581.5689 | 0.28658 | 2998.9297 | 0.00017177 | 30 | Residential_2027_Economic_million_m3_After Competition Groups_30 | Energy Star Clothes Washer | 0.01718% | 0.28658 | 0.51513 | Residential_2027_Economic_million_m3_After Competition Groups_Energy Star Clothes Washer
Residential | Res ¦ Energy Star Clothes Washer | 2027 | Technical | million_m3 | After Competition Groups | 0.51513 | 286581.5689 | 0.28658 | 3629.6828 | 0.00014192 | 36 | Residential_2027_Technical_million_m3_After Competition Groups_36 | Energy Star Clothes Washer | 0.01419% | 0.28658 | 0.51513 | Residential_2027_Technical_million_m3_After Competition Groups_Energy Star Clothes Washer
Residential | Res ¦ Ceiling Insulation | 2027 | Achievable | million_m3 | After Competition Groups | 0.063365 | 821839.8288 | 0.82184 | 481.1396 | 0.0001317 | 30 | Residential_2027_Achievable_million_m3_After Competition Groups_30 | Ceiling Insulation | 0.01317% | 0.82184 | 0.063365 | Residential_2027_Achievable_million_m3_After Competition Groups_Ceiling Insulation
Residential | Res ¦ Solar Water Preheat (Pools/DHW) | 2027 | Technical | million_m3 | After Competition Groups | 0.13766 | 0 | 0 | 3629.6828 | 3.7927e-05 | 37 | Residential_2027_Technical_million_m3_After Competition Groups_37 | Solar Water Preheat (Pools/DHW) | 0.003793% | 0 | 0.13766 | Residential_2027_Technical_million_m3_After Competition Groups_Solar Water Preheat (Pools/DHW)
Residential | Res ¦ Drain Water Heat Recovery | 2027 | Achievable | million_m3 | After Competition Groups | 0 | 0 | 0 | 481.1396 | 0 | 31 | Residential_2027_Achievable_million_m3_After Competition Groups_31 | Drain Water Heat Recovery | 0% | 0 | 0 | Residential_2027_Achievable_million_m3_After Competition Groups_Drain Water Heat Recovery
Residential | Res ¦ Drain Water Heat Recovery | 2027 | Economic | million_m3 | After Competition Groups | 0 | 0 | 0 | 2998.9297 | 0 | 31 | Residential_2027_Economic_million_m3_After Competition Groups_31 | Drain Water Heat Recovery | 0% | 0 | 0 | Residential_2027_Economic_million_m3_After Competition Groups_Drain Water Heat Recovery
Residential | Res ¦ Furnace Tune Up | 2027 | Achievable | million_m3 | After Competition Groups | 0 | 0 | 0 | 481.1396 | 0 | 32 | Residential_2027_Achievable_million_m3_After Competition Groups_32 | Furnace Tune Up | 0% | 0 | 0 | Residential_2027_Achievable_million_m3_After Competition Groups_Furnace Tune Up
Residential | Res ¦ Furnace Tune Up | 2027 | Economic | million_m3 | After Competition Groups | 0 | 0 | 0 | 2998.9297 | 0 | 32 | Residential_2027_Economic_million_m3_After Competition Groups_32 | Furnace Tune Up | 0% | 0 | 0 | Residential_2027_Economic_million_m3_After Competition Groups_Furnace Tune Up
Residential | Res ¦ Tankless Water Heater | 2027 | Achievable | million_m3 | After Competition Groups | 0 | 0 | 0 | 481.1396 | 0 | 33 | Residential_2027_Achievable_million_m3_After Competition Groups_33 | Tankless Water Heater | 0% | 0 | 0 | Residential_2027_Achievable_million_m3_After Competition Groups_Tankless Water Heater
Residential | Res ¦ Tankless Water Heater | 2027 | Economic | million_m3 | After Competition Groups | 0 | 0 | 0 | 2998.9297 | 0 | 33 | Residential_2027_Economic_million_m3_After Competition Groups_33 | Tankless Water Heater | 0% | 0 | 0 | Residential_2027_Economic_million_m3_After Competition Groups_Tankless Water Heater
Residential | Res ¦ Air Sealing | 2028 | Economic | million_m3 | After Competition Groups | 672.5286 | 20287335.0698 | 20.2873 | 3054.9047 | 0.22015 | 1 | Residential_2028_Economic_million_m3_After Competition Groups_1 | Air Sealing | 22.01% | 20.2873 | 672.5286 | Residential_2028_Economic_million_m3_After Competition Groups_Air Sealing
Residential | Res ¦ Air Sealing | 2028 | Technical | million_m3 | After Competition Groups | 672.5286 | 20287335.0698 | 20.2873 | 3659.4994 | 0.18378 | 1 | Residential_2028_Technical_million_m3_After Competition Groups_1 | Air Sealing | 18.38% | 20.2873 | 672.5286 | Residential_2028_Technical_million_m3_After Competition Groups_Air Sealing
Residential | Res ¦ Adaptive Thermostat | 2028 | Economic | million_m3 | After Competition Groups | 525.7008 | 21773954.5106 | 21.774 | 3054.9047 | 0.17208 | 2 | Residential_2028_Economic_million_m3_After Competition Groups_2 | Adaptive Thermostat | 17.21% | 21.774 | 525.7008 | Residential_2028_Economic_million_m3_After Competition Groups_Adaptive Thermostat
Residential | Res ¦ Comprehensive Draft Proofing | 2028 | Achievable | million_m3 | After Competition Groups | 97.2729 | 1783480.37 | 1.7835 | 611.218 | 0.15915 | 1 | Residential_2028_Achievable_million_m3_After Competition Groups_1 | Comprehensive Draft Proofing | 15.91% | 1.7835 | 97.2729 | Residential_2028_Achievable_million_m3_After Competition Groups_Comprehensive Draft Proofing
Residential | Res ¦ Adaptive Thermostat | 2028 | Technical | million_m3 | After Competition Groups | 525.7008 | 21773954.5106 | 21.774 | 3659.4994 | 0.14365 | 2 | Residential_2028_Technical_million_m3_After Competition Groups_2 | Adaptive Thermostat | 14.37% | 21.774 | 525.7008 | Residential_2028_Technical_million_m3_After Competition Groups_Adaptive Thermostat
Residential | Res ¦ DHW Recirculation Systems | 2028 | Achievable | million_m3 | After Competition Groups | 74.3021 | 73930280.4906 | 73.9303 | 611.218 | 0.12156 | 2 | Residential_2028_Achievable_million_m3_After Competition Groups_2 | DHW Recirculation Systems | 12.16% | 73.9303 | 74.3021 | Residential_2028_Achievable_million_m3_After Competition Groups_DHW Recirculation Systems
Residential | Res ¦ Adaptive Thermostat | 2028 | Achievable | million_m3 | After Competition Groups | 60.6036 | 21773954.5106 | 21.774 | 611.218 | 0.099152 | 3 | Residential_2028_Achievable_million_m3_After Competition Groups_3 | Adaptive Thermostat | 9.915% | 21.774 | 60.6036 | Residential_2028_Achievable_million_m3_After Competition Groups_Adaptive Thermostat
Residential | Res ¦ Air Sealing | 2028 | Achievable | million_m3 | After Competition Groups | 54.4667 | 20287335.0698 | 20.2873 | 611.218 | 0.089112 | 4 | Residential_2028_Achievable_million_m3_After Competition Groups_4 | Air Sealing | 8.911% | 20.2873 | 54.4667 | Residential_2028_Achievable_million_m3_After Competition Groups_Air Sealing
Residential | Res ¦ Energy Star Windows | 2028 | Technical | million_m3 | After Competition Groups | 255.661 | 30432121.7855 | 30.4321 | 3659.4994 | 0.069862 | 3 | Residential_2028_Technical_million_m3_After Competition Groups_3 | Energy Star Windows | 6.986% | 30.4321 | 255.661 | Residential_2028_Technical_million_m3_After Competition Groups_Energy Star Windows
Residential | Res ¦ High Efficiency Condensing Furnace | 2028 | Achievable | million_m3 | After Competition Groups | 41.0875 | 36224655.2663 | 36.2247 | 611.218 | 0.067222 | 5 | Residential_2028_Achievable_million_m3_After Competition Groups_5 | High Efficiency Condensing Furnace | 6.722% | 36.2247 | 41.0875 | Residential_2028_Achievable_million_m3_After Competition Groups_High Efficiency Condensing Furnace
Residential | Res ¦ Comprehensive Draft Proofing | 2028 | Economic | million_m3 | After Competition Groups | 203.7587 | 1783480.37 | 1.7835 | 3054.9047 | 0.066699 | 3 | Residential_2028_Economic_million_m3_After Competition Groups_3 | Comprehensive Draft Proofing | 6.67% | 1.7835 | 203.7587 | Residential_2028_Economic_million_m3_After Competition Groups_Comprehensive Draft Proofing
Residential | Res ¦ Advanced BAS/Controllers | 2028 | Achievable | million_m3 | After Competition Groups | 40.5692 | 1585369.9817 | 1.5854 | 611.218 | 0.066374 | 6 | Residential_2028_Achievable_million_m3_After Competition Groups_6 | Advanced BAS/Controllers | 6.637% | 1.5854 | 40.5692 | Residential_2028_Achievable_million_m3_After Competition Groups_Advanced BAS/Controllers
Residential | Res ¦ Wall Insulation | 2028 | Economic | million_m3 | After Competition Groups | 186.0391 | 25448071.9564 | 25.4481 | 3054.9047 | 0.060899 | 4 | Residential_2028_Economic_million_m3_After Competition Groups_4 | Wall Insulation | 6.09% | 25.4481 | 186.0391 | Residential_2028_Economic_million_m3_After Competition Groups_Wall Insulation
Residential | Res ¦ Condensing Boiler | 2028 | Achievable | million_m3 | After Competition Groups | 35.4697 | 59924139.61 | 59.9241 | 611.218 | 0.058031 | 7 | Residential_2028_Achievable_million_m3_After Competition Groups_7 | Condensing Boiler | 5.803% | 59.9241 | 35.4697 | Residential_2028_Achievable_million_m3_After Competition Groups_Condensing Boiler
Residential | Res ¦ High Efficiency Fireplace with Pilotless Ignition | 2028 | Achievable | million_m3 | After Competition Groups | 34.3946 | 5639345.5016 | 5.6393 | 611.218 | 0.056272 | 8 | Residential_2028_Achievable_million_m3_After Competition Groups_8 | High Efficiency Fireplace with Pilotless Ignition | 5.627% | 5.6393 | 34.3946 | Residential_2028_Achievable_million_m3_After Competition Groups_High Efficiency Fireplace with Pilotless Ignition
Residential | Res ¦ Comprehensive Draft Proofing | 2028 | Technical | million_m3 | After Competition Groups | 203.7587 | 1783480.37 | 1.7835 | 3659.4994 | 0.055679 | 4 | Residential_2028_Technical_million_m3_After Competition Groups_4 | Comprehensive Draft Proofing | 5.568% | 1.7835 | 203.7587 | Residential_2028_Technical_million_m3_After Competition Groups_Comprehensive Draft Proofing
Residential | Res ¦ Building Recommissioning, Operations and Maintenance (O&M) Improvements | 2028 | Achievable | million_m3 | After Competition Groups | 33.5674 | 1268507.1338 | 1.2685 | 611.218 | 0.054919 | 9 | Residential_2028_Achievable_million_m3_After Competition Groups_9 | Building Recommissioning, Operations and Maintenance (O&M) Improvements | 5.492% | 1.2685 | 33.5674 | Residential_2028_Achievable_million_m3_After Competition Groups_Building Recommissioning, Operations and Maintenance (O&M) Improvements
Residential | Res ¦ Attic Insulation | 2028 | Economic | million_m3 | After Competition Groups | 164.223 | 4556946.909 | 4.5569 | 3054.9047 | 0.053757 | 5 | Residential_2028_Economic_million_m3_After Competition Groups_5 | Attic Insulation | 5.376% | 4.5569 | 164.223 | Residential_2028_Economic_million_m3_After Competition Groups_Attic Insulation
Residential | Res ¦ DHW Recirculation Systems | 2028 | Economic | million_m3 | After Competition Groups | 155.7375 | 73930280.4906 | 73.9303 | 3054.9047 | 0.050979 | 6 | Residential_2028_Economic_million_m3_After Competition Groups_6 | DHW Recirculation Systems | 5.098% | 73.9303 | 155.7375 | Residential_2028_Economic_million_m3_After Competition Groups_DHW Recirculation Systems
Residential | Res ¦ Wall Insulation | 2028 | Technical | million_m3 | After Competition Groups | 186.0391 | 25448071.9564 | 25.4481 | 3659.4994 | 0.050837 | 5 | Residential_2028_Technical_million_m3_After Competition Groups_5 | Wall Insulation | 5.084% | 25.4481 | 186.0391 | Residential_2028_Technical_million_m3_After Competition Groups_Wall Insulation
Residential | Res ¦ Attic Insulation | 2028 | Technical | million_m3 | After Competition Groups | 164.223 | 4556946.909 | 4.5569 | 3659.4994 | 0.044876 | 6 | Residential_2028_Technical_million_m3_After Competition Groups_6 | Attic Insulation | 4.488% | 4.5569 | 164.223 | Residential_2028_Technical_million_m3_After Competition Groups_Attic Insulation
Residential | Res ¦ Basement Wall Insulation | 2028 | Economic | million_m3 | After Competition Groups | 136.6341 | 2793580.3759 | 2.7936 | 3054.9047 | 0.044726 | 7 | Residential_2028_Economic_million_m3_After Competition Groups_7 | Basement Wall Insulation | 4.473% | 2.7936 | 136.6341 | Residential_2028_Economic_million_m3_After Competition Groups_Basement Wall Insulation
Residential | Res ¦ DHW Recirculation Systems | 2028 | Technical | million_m3 | After Competition Groups | 155.7375 | 73930280.4906 | 73.9303 | 3659.4994 | 0.042557 | 7 | Residential_2028_Technical_million_m3_After Competition Groups_7 | DHW Recirculation Systems | 4.256% | 73.9303 | 155.7375 | Residential_2028_Technical_million_m3_After Competition Groups_DHW Recirculation Systems
Residential | Res ¦ Basement or Crawlspace Insulation | 2028 | Economic | million_m3 | After Competition Groups | 127.2017 | 18111156.8281 | 18.1112 | 3054.9047 | 0.041639 | 8 | Residential_2028_Economic_million_m3_After Competition Groups_8 | Basement or Crawlspace Insulation | 4.164% | 18.1112 | 127.2017 | Residential_2028_Economic_million_m3_After Competition Groups_Basement or Crawlspace Insulation
Residential | Res ¦ Basement or Crawlspace Insulation | 2028 | Technical | million_m3 | After Competition Groups | 139.5605 | 18111156.8281 | 18.1112 | 3659.4994 | 0.038137 | 8 | Residential_2028_Technical_million_m3_After Competition Groups_8 | Basement or Crawlspace Insulation | 3.814% | 18.1112 | 139.5605 | Residential_2028_Technical_million_m3_After Competition Groups_Basement or Crawlspace Insulation
Residential | Res ¦ Basement Wall Insulation | 2028 | Technical | million_m3 | After Competition Groups | 136.6341 | 2793580.3759 | 2.7936 | 3659.4994 | 0.037337 | 9 | Residential_2028_Technical_million_m3_After Competition Groups_9 | Basement Wall Insulation | 3.734% | 2.7936 | 136.6341 | Residential_2028_Technical_million_m3_After Competition Groups_Basement Wall Insulation
Residential | Res ¦ Condensing Storage Water Heater | 2028 | Economic | million_m3 | After Competition Groups | 108.4361 | 46469977.5924 | 46.47 | 3054.9047 | 0.035496 | 9 | Residential_2028_Economic_million_m3_After Competition Groups_9 | Condensing Storage Water Heater | 3.55% | 46.47 | 108.4361 | Residential_2028_Economic_million_m3_After Competition Groups_Condensing Storage Water Heater
Residential | Res ¦ Condensing Storage Water Heater | 2028 | Achievable | million_m3 | After Competition Groups | 20.7162 | 46469977.5924 | 46.47 | 611.218 | 0.033893 | 10 | Residential_2028_Achievable_million_m3_After Competition Groups_10 | Condensing Storage Water Heater | 3.389% | 46.47 | 20.7162 | Residential_2028_Achievable_million_m3_After Competition Groups_Condensing Storage Water Heater
Residential | Res ¦ Condensing Storage Water Heater | 2028 | Technical | million_m3 | After Competition Groups | 108.4361 | 46469977.5924 | 46.47 | 3659.4994 | 0.029631 | 10 | Residential_2028_Technical_million_m3_After Competition Groups_10 | Condensing Storage Water Heater | 2.963% | 46.47 | 108.4361 | Residential_2028_Technical_million_m3_After Competition Groups_Condensing Storage Water Heater
Residential | Res ¦ Condensing Boiler | 2028 | Economic | million_m3 | After Competition Groups | 88.8107 | 59924139.61 | 59.9241 | 3054.9047 | 0.029072 | 10 | Residential_2028_Economic_million_m3_After Competition Groups_10 | Condensing Boiler | 2.907% | 59.9241 | 88.8107 | Residential_2028_Economic_million_m3_After Competition Groups_Condensing Boiler
Residential | Res ¦ Advanced BAS/Controllers | 2028 | Economic | million_m3 | After Competition Groups | 84.9825 | 1585369.9817 | 1.5854 | 3054.9047 | 0.027818 | 11 | Residential_2028_Economic_million_m3_After Competition Groups_11 | Advanced BAS/Controllers | 2.782% | 1.5854 | 84.9825 | Residential_2028_Economic_million_m3_After Competition Groups_Advanced BAS/Controllers
Residential | Res ¦ Window Film | 2028 | Technical | million_m3 | After Competition Groups | 95.937 | 0 | 0 | 3659.4994 | 0.026216 | 11 | Residential_2028_Technical_million_m3_After Competition Groups_11 | Window Film | 2.622% | 0 | 95.937 | Residential_2028_Technical_million_m3_After Competition Groups_Window Film
Residential | Res ¦ Furnace Tune Up | 2028 | Technical | million_m3 | After Competition Groups | 92.9461 | 0 | 0 | 3659.4994 | 0.025399 | 12 | Residential_2028_Technical_million_m3_After Competition Groups_12 | Furnace Tune Up | 2.54% | 0 | 92.9461 | Residential_2028_Technical_million_m3_After Competition Groups_Furnace Tune Up
Residential | Res ¦ Tankless Water Heater | 2028 | Technical | million_m3 | After Competition Groups | 90.4628 | 0 | 0 | 3659.4994 | 0.02472 | 13 | Residential_2028_Technical_million_m3_After Competition Groups_13 | Tankless Water Heater | 2.472% | 0 | 90.4628 | Residential_2028_Technical_million_m3_After Competition Groups_Tankless Water Heater
Residential | Res ¦ Wall Insulation | 2028 | Achievable | million_m3 | After Competition Groups | 15.0551 | 25448071.9564 | 25.4481 | 611.218 | 0.024631 | 11 | Residential_2028_Achievable_million_m3_After Competition Groups_11 | Wall Insulation | 2.463% | 25.4481 | 15.0551 | Residential_2028_Achievable_million_m3_After Competition Groups_Wall Insulation
Residential | Res ¦ Condensing Boiler | 2028 | Technical | million_m3 | After Competition Groups | 88.8107 | 59924139.61 | 59.9241 | 3659.4994 | 0.024269 | 14 | Residential_2028_Technical_million_m3_After Competition Groups_14 | Condensing Boiler | 2.427% | 59.9241 | 88.8107 | Residential_2028_Technical_million_m3_After Competition Groups_Condensing Boiler
Residential | Res ¦ Advanced BAS/Controllers | 2028 | Technical | million_m3 | After Competition Groups | 84.9825 | 1585369.9817 | 1.5854 | 3659.4994 | 0.023222 | 15 | Residential_2028_Technical_million_m3_After Competition Groups_15 | Advanced BAS/Controllers | 2.322% | 1.5854 | 84.9825 | Residential_2028_Technical_million_m3_After Competition Groups_Advanced BAS/Controllers
Residential | Res ¦ Building Recommissioning, Operations and Maintenance (O&M) Improvements | 2028 | Economic | million_m3 | After Competition Groups | 70.3143 | 1268507.1338 | 1.2685 | 3054.9047 | 0.023017 | 12 | Residential_2028_Economic_million_m3_After Competition Groups_12 | Building Recommissioning, Operations and Maintenance (O&M) Improvements | 2.302% | 1.2685 | 70.3143 | Residential_2028_Economic_million_m3_After Competition Groups_Building Recommissioning, Operations and Maintenance (O&M) Improvements
Residential | Res ¦ Condensing Make Up Air Unit | 2028 | Achievable | million_m3 | After Competition Groups | 13.4826 | 3370879.9602 | 3.3709 | 611.218 | 0.022058 | 12 | Residential_2028_Achievable_million_m3_After Competition Groups_12 | Condensing Make Up Air Unit | 2.206% | 3.3709 | 13.4826 | Residential_2028_Achievable_million_m3_After Competition Groups_Condensing Make Up Air Unit
Residential | Res ¦ Attic Insulation | 2028 | Achievable | million_m3 | After Competition Groups | 13.3003 | 4556946.909 | 4.5569 | 611.218 | 0.02176 | 13 | Residential_2028_Achievable_million_m3_After Competition Groups_13 | Attic Insulation | 2.176% | 4.5569 | 13.3003 | Residential_2028_Achievable_million_m3_After Competition Groups_Attic Insulation
Residential | Res ¦ Energy Star Windows | 2028 | Achievable | million_m3 | After Competition Groups | 12.2629 | 30432121.7855 | 30.4321 | 611.218 | 0.020063 | 14 | Residential_2028_Achievable_million_m3_After Competition Groups_14 | Energy Star Windows | 2.006% | 30.4321 | 12.2629 | Residential_2028_Achievable_million_m3_After Competition Groups_Energy Star Windows
Residential | Res ¦ Building Recommissioning, Operations and Maintenance (O&M) Improvements | 2028 | Technical | million_m3 | After Competition Groups | 70.3143 | 1268507.1338 | 1.2685 | 3659.4994 | 0.019214 | 16 | Residential_2028_Technical_million_m3_After Competition Groups_16 | Building Recommissioning, Operations and Maintenance (O&M) Improvements | 1.921% | 1.2685 | 70.3143 | Residential_2028_Technical_million_m3_After Competition Groups_Building Recommissioning, Operations and Maintenance (O&M) Improvements
Residential | Res ¦ High Efficiency Condensing Furnace | 2028 | Economic | million_m3 | After Competition Groups | 58.0246 | 36224655.2663 | 36.2247 | 3054.9047 | 0.018994 | 13 | Residential_2028_Economic_million_m3_After Competition Groups_13 | High Efficiency Condensing Furnace | 1.899% | 36.2247 | 58.0246 | Residential_2028_Economic_million_m3_After Competition Groups_High Efficiency Condensing Furnace
Residential | Res ¦ Ceiling Insulation | 2028 | Technical | million_m3 | After Competition Groups | 69.0312 | 920234.7526 | 0.92023 | 3659.4994 | 0.018864 | 17 | Residential_2028_Technical_million_m3_After Competition Groups_17 | Ceiling Insulation | 1.886% | 0.92023 | 69.0312 | Residential_2028_Technical_million_m3_After Competition Groups_Ceiling Insulation
Residential | Res ¦ Demand Control Ventilation | 2028 | Achievable | million_m3 | After Competition Groups | 11.4331 | 574036.5837 | 0.57404 | 611.218 | 0.018705 | 15 | Residential_2028_Achievable_million_m3_After Competition Groups_15 | Demand Control Ventilation | 1.871% | 0.57404 | 11.4331 | Residential_2028_Achievable_million_m3_After Competition Groups_Demand Control Ventilation
Residential | Res ¦ High Efficiency Fireplace with Pilotless Ignition | 2028 | Economic | million_m3 | After Competition Groups | 56.2348 | 5639345.5016 | 5.6393 | 3054.9047 | 0.018408 | 14 | Residential_2028_Economic_million_m3_After Competition Groups_14 | High Efficiency Fireplace with Pilotless Ignition | 1.841% | 5.6393 | 56.2348 | Residential_2028_Economic_million_m3_After Competition Groups_High Efficiency Fireplace with Pilotless Ignition
Residential | Res ¦ Duct Insulation MF | 2028 | Economic | million_m3 | After Competition Groups | 55.5329 | 3530389.7674 | 3.5304 | 3054.9047 | 0.018178 | 15 | Residential_2028_Economic_million_m3_After Competition Groups_15 | Duct Insulation MF | 1.818% | 3.5304 | 55.5329 | Residential_2028_Economic_million_m3_After Competition Groups_Duct Insulation MF
Residential | Res ¦ Basement Wall Insulation | 2028 | Achievable | million_m3 | After Competition Groups | 11.0665 | 2793580.3759 | 2.7936 | 611.218 | 0.018106 | 16 | Residential_2028_Achievable_million_m3_After Competition Groups_16 | Basement Wall Insulation | 1.811% | 2.7936 | 11.0665 | Residential_2028_Achievable_million_m3_After Competition Groups_Basement Wall Insulation
Residential | Res ¦ Heat Recovery Ventilator | 2028 | Economic | million_m3 | After Competition Groups | 53.9217 | 748352.1262 | 0.74835 | 3054.9047 | 0.017651 | 16 | Residential_2028_Economic_million_m3_After Competition Groups_16 | Heat Recovery Ventilator | 1.765% | 0.74835 | 53.9217 | Residential_2028_Economic_million_m3_After Competition Groups_Heat Recovery Ventilator
Residential | Res ¦ Floor Insulation | 2028 | Economic | million_m3 | After Competition Groups | 53.5562 | 4928523.6901 | 4.9285 | 3054.9047 | 0.017531 | 17 | Residential_2028_Economic_million_m3_After Competition Groups_17 | Floor Insulation | 1.753% | 4.9285 | 53.5562 | Residential_2028_Economic_million_m3_After Competition Groups_Floor Insulation
Residential | Res ¦ Duct Insulation | 2028 | Economic | million_m3 | After Competition Groups | 51.1545 | 5171852.4181 | 5.1719 | 3054.9047 | 0.016745 | 18 | Residential_2028_Economic_million_m3_After Competition Groups_18 | Duct Insulation | 1.675% | 5.1719 | 51.1545 | Residential_2028_Economic_million_m3_After Competition Groups_Duct Insulation
Residential | Res ¦ High Efficiency Condensing Furnace | 2028 | Technical | million_m3 | After Competition Groups | 58.1936 | 36224655.2663 | 36.2247 | 3659.4994 | 0.015902 | 18 | Residential_2028_Technical_million_m3_After Competition Groups_18 | High Efficiency Condensing Furnace | 1.59% | 36.2247 | 58.1936 | Residential_2028_Technical_million_m3_After Competition Groups_High Efficiency Condensing Furnace
Residential | Res ¦ High Efficiency Fireplace with Pilotless Ignition | 2028 | Technical | million_m3 | After Competition Groups | 56.2348 | 5639345.5016 | 5.6393 | 3659.4994 | 0.015367 | 19 | Residential_2028_Technical_million_m3_After Competition Groups_19 | High Efficiency Fireplace with Pilotless Ignition | 1.537% | 5.6393 | 56.2348 | Residential_2028_Technical_million_m3_After Competition Groups_High Efficiency Fireplace with Pilotless Ignition
Residential | Res ¦ Duct Insulation MF | 2028 | Technical | million_m3 | After Competition Groups | 55.5329 | 3530389.7674 | 3.5304 | 3659.4994 | 0.015175 | 20 | Residential_2028_Technical_million_m3_After Competition Groups_20 | Duct Insulation MF | 1.518% | 3.5304 | 55.5329 | Residential_2028_Technical_million_m3_After Competition Groups_Duct Insulation MF
Residential | Res ¦ Energy Star Windows | 2028 | Economic | million_m3 | After Competition Groups | 46.277 | 30432121.7855 | 30.4321 | 3054.9047 | 0.015148 | 19 | Residential_2028_Economic_million_m3_After Competition Groups_19 | Energy Star Windows | 1.515% | 30.4321 | 46.277 | Residential_2028_Economic_million_m3_After Competition Groups_Energy Star Windows
Residential | Res ¦ Heat Recovery Ventilator | 2028 | Technical | million_m3 | After Competition Groups | 53.9217 | 748352.1262 | 0.74835 | 3659.4994 | 0.014735 | 21 | Residential_2028_Technical_million_m3_After Competition Groups_21 | Heat Recovery Ventilator | 1.473% | 0.74835 | 53.9217 | Residential_2028_Technical_million_m3_After Competition Groups_Heat Recovery Ventilator
Residential | Res ¦ Floor Insulation | 2028 | Technical | million_m3 | After Competition Groups | 53.5562 | 4928523.6901 | 4.9285 | 3659.4994 | 0.014635 | 22 | Residential_2028_Technical_million_m3_After Competition Groups_22 | Floor Insulation | 1.463% | 4.9285 | 53.5562 | Residential_2028_Technical_million_m3_After Competition Groups_Floor Insulation
Residential | Res ¦ Duct Insulation | 2028 | Technical | million_m3 | After Competition Groups | 51.1545 | 5171852.4181 | 5.1719 | 3659.4994 | 0.013979 | 23 | Residential_2028_Technical_million_m3_After Competition Groups_23 | Duct Insulation | 1.398% | 5.1719 | 51.1545 | Residential_2028_Technical_million_m3_After Competition Groups_Duct Insulation
Residential | Res ¦ Pool Cover | 2028 | Achievable | million_m3 | After Competition Groups | 8.0901 | 4705246.1326 | 4.7052 | 611.218 | 0.013236 | 17 | Residential_2028_Achievable_million_m3_After Competition Groups_17 | Pool Cover | 1.324% | 4.7052 | 8.0901 | Residential_2028_Achievable_million_m3_After Competition Groups_Pool Cover
Residential | Res ¦ Condensing Make Up Air Unit | 2028 | Economic | million_m3 | After Competition Groups | 38.6746 | 3370879.9602 | 3.3709 | 3054.9047 | 0.01266 | 20 | Residential_2028_Economic_million_m3_After Competition Groups_20 | Condensing Make Up Air Unit | 1.266% | 3.3709 | 38.6746 | Residential_2028_Economic_million_m3_After Competition Groups_Condensing Make Up Air Unit
Residential | Res ¦ Demand Control Ventilation | 2028 | Economic | million_m3 | After Competition Groups | 38.0356 | 574036.5837 | 0.57404 | 3054.9047 | 0.012451 | 21 | Residential_2028_Economic_million_m3_After Competition Groups_21 | Demand Control Ventilation | 1.245% | 0.57404 | 38.0356 | Residential_2028_Economic_million_m3_After Competition Groups_Demand Control Ventilation
Residential | Res ¦ Condensing Make Up Air Unit | 2028 | Technical | million_m3 | After Competition Groups | 38.6746 | 3370879.9602 | 3.3709 | 3659.4994 | 0.010568 | 24 | Residential_2028_Technical_million_m3_After Competition Groups_24 | Condensing Make Up Air Unit | 1.057% | 3.3709 | 38.6746 | Residential_2028_Technical_million_m3_After Competition Groups_Condensing Make Up Air Unit
Residential | Res ¦ Demand Control Ventilation | 2028 | Technical | million_m3 | After Competition Groups | 38.0356 | 574036.5837 | 0.57404 | 3659.4994 | 0.010394 | 25 | Residential_2028_Technical_million_m3_After Competition Groups_25 | Demand Control Ventilation | 1.039% | 0.57404 | 38.0356 | Residential_2028_Technical_million_m3_After Competition Groups_Demand Control Ventilation
Residential | Res ¦ High Efficiency Storage Water Heater | 2028 | Economic | million_m3 | After Competition Groups | 27.9203 | 18312875.6727 | 18.3129 | 3054.9047 | 0.0091395 | 22 | Residential_2028_Economic_million_m3_After Competition Groups_22 | High Efficiency Storage Water Heater | 0.914% | 18.3129 | 27.9203 | Residential_2028_Economic_million_m3_After Competition Groups_High Efficiency Storage Water Heater
Residential | Res ¦ High Efficiency Storage Water Heater | 2028 | Achievable | million_m3 | After Competition Groups | 5.4387 | 18312875.6727 | 18.3129 | 611.218 | 0.0088981 | 18 | Residential_2028_Achievable_million_m3_After Competition Groups_18 | High Efficiency Storage Water Heater | 0.8898% | 18.3129 | 5.4387 | Residential_2028_Achievable_million_m3_After Competition Groups_High Efficiency Storage Water Heater
Residential | Res ¦ Early Hot Water Heater Replacement | 2028 | Technical | million_m3 | After Competition Groups | 30.5495 | 0 | 0 | 3659.4994 | 0.008348 | 26 | Residential_2028_Technical_million_m3_After Competition Groups_26 | Early Hot Water Heater Replacement | 0.8348% | 0 | 30.5495 | Residential_2028_Technical_million_m3_After Competition Groups_Early Hot Water Heater Replacement
Residential | Res ¦ Basement or Crawlspace Insulation | 2028 | Achievable | million_m3 | After Competition Groups | 4.8177 | 18111156.8281 | 18.1112 | 611.218 | 0.0078821 | 19 | Residential_2028_Achievable_million_m3_After Competition Groups_19 | Basement or Crawlspace Insulation | 0.7882% | 18.1112 | 4.8177 | Residential_2028_Achievable_million_m3_After Competition Groups_Basement or Crawlspace Insulation
Residential | Res ¦ Duct Insulation MF | 2028 | Achievable | million_m3 | After Competition Groups | 4.4968 | 3530389.7674 | 3.5304 | 611.218 | 0.0073571 | 20 | Residential_2028_Achievable_million_m3_After Competition Groups_20 | Duct Insulation MF | 0.7357% | 3.5304 | 4.4968 | Residential_2028_Achievable_million_m3_After Competition Groups_Duct Insulation MF
Residential | Res ¦ Drain Water Heat Recovery | 2028 | Technical | million_m3 | After Competition Groups | 26.0549 | 0 | 0 | 3659.4994 | 0.0071198 | 27 | Residential_2028_Technical_million_m3_After Competition Groups_27 | Drain Water Heat Recovery | 0.712% | 0 | 26.0549 | Residential_2028_Technical_million_m3_After Competition Groups_Drain Water Heat Recovery
Residential | Res ¦ Floor Insulation | 2028 | Achievable | million_m3 | After Competition Groups | 4.3352 | 4928523.6901 | 4.9285 | 611.218 | 0.0070927 | 21 | Residential_2028_Achievable_million_m3_After Competition Groups_21 | Floor Insulation | 0.7093% | 4.9285 | 4.3352 | Residential_2028_Achievable_million_m3_After Competition Groups_Floor Insulation
Residential | Res ¦ Duct Insulation | 2028 | Achievable | million_m3 | After Competition Groups | 4.1343 | 5171852.4181 | 5.1719 | 611.218 | 0.006764 | 22 | Residential_2028_Achievable_million_m3_After Competition Groups_22 | Duct Insulation | 0.6764% | 5.1719 | 4.1343 | Residential_2028_Achievable_million_m3_After Competition Groups_Duct Insulation
Residential | Res ¦ Water Heater Temperature Setback | 2028 | Achievable | million_m3 | After Competition Groups | 3.6313 | 529169.7146 | 0.52917 | 611.218 | 0.0059411 | 23 | Residential_2028_Achievable_million_m3_After Competition Groups_23 | Water Heater Temperature Setback | 0.5941% | 0.52917 | 3.6313 | Residential_2028_Achievable_million_m3_After Competition Groups_Water Heater Temperature Setback
Residential | Res ¦ Pool Cover | 2028 | Economic | million_m3 | After Competition Groups | 16.9528 | 4705246.1326 | 4.7052 | 3054.9047 | 0.0055494 | 23 | Residential_2028_Economic_million_m3_After Competition Groups_23 | Pool Cover | 0.5549% | 4.7052 | 16.9528 | Residential_2028_Economic_million_m3_After Competition Groups_Pool Cover
Residential | Res ¦ Pool Cover | 2028 | Technical | million_m3 | After Competition Groups | 16.9528 | 4705246.1326 | 4.7052 | 3659.4994 | 0.0046326 | 28 | Residential_2028_Technical_million_m3_After Competition Groups_28 | Pool Cover | 0.4633% | 4.7052 | 16.9528 | Residential_2028_Technical_million_m3_After Competition Groups_Pool Cover
Residential | Res ¦ Home Energy Reports | 2028 | Achievable | million_m3 | After Competition Groups | 2.6156 | 1887919.2996 | 1.8879 | 611.218 | 0.0042794 | 24 | Residential_2028_Achievable_million_m3_After Competition Groups_24 | Home Energy Reports | 0.4279% | 1.8879 | 2.6156 | Residential_2028_Achievable_million_m3_After Competition Groups_Home Energy Reports
Residential | Res ¦ Heat Recovery Ventilator | 2028 | Achievable | million_m3 | After Competition Groups | 2.344 | 748352.1262 | 0.74835 | 611.218 | 0.003835 | 25 | Residential_2028_Achievable_million_m3_After Competition Groups_25 | Heat Recovery Ventilator | 0.3835% | 0.74835 | 2.344 | Residential_2028_Achievable_million_m3_After Competition Groups_Heat Recovery Ventilator
Residential | Res ¦ Home Energy Reports | 2028 | Technical | million_m3 | After Competition Groups | 11.3951 | 1887919.2996 | 1.8879 | 3659.4994 | 0.0031138 | 29 | Residential_2028_Technical_million_m3_After Competition Groups_29 | Home Energy Reports | 0.3114% | 1.8879 | 11.3951 | Residential_2028_Technical_million_m3_After Competition Groups_Home Energy Reports
Residential | Res ¦ Home Energy Reports | 2028 | Economic | million_m3 | After Competition Groups | 8.7188 | 1887919.2996 | 1.8879 | 3054.9047 | 0.002854 | 24 | Residential_2028_Economic_million_m3_After Competition Groups_24 | Home Energy Reports | 0.2854% | 1.8879 | 8.7188 | Residential_2028_Economic_million_m3_After Competition Groups_Home Energy Reports
Residential | Res ¦ Wall Insulation MF | 2028 | Economic | million_m3 | After Competition Groups | 8.5965 | 68923.3177 | 0.068923 | 3054.9047 | 0.002814 | 25 | Residential_2028_Economic_million_m3_After Competition Groups_25 | Wall Insulation MF | 0.2814% | 0.068923 | 8.5965 | Residential_2028_Economic_million_m3_After Competition Groups_Wall Insulation MF
Residential | Res ¦ Water Heater Temperature Setback | 2028 | Economic | million_m3 | After Competition Groups | 7.6071 | 529169.7146 | 0.52917 | 3054.9047 | 0.0024901 | 26 | Residential_2028_Economic_million_m3_After Competition Groups_26 | Water Heater Temperature Setback | 0.249% | 0.52917 | 7.6071 | Residential_2028_Economic_million_m3_After Competition Groups_Water Heater Temperature Setback
Residential | Res ¦ Wall Insulation MF | 2028 | Technical | million_m3 | After Competition Groups | 8.5965 | 68923.3177 | 0.068923 | 3659.4994 | 0.0023491 | 30 | Residential_2028_Technical_million_m3_After Competition Groups_30 | Wall Insulation MF | 0.2349% | 0.068923 | 8.5965 | Residential_2028_Technical_million_m3_After Competition Groups_Wall Insulation MF
Residential | Res ¦ High Efficiency Gas Pool Heater | 2028 | Technical | million_m3 | After Competition Groups | 8.0075 | 0 | 0 | 3659.4994 | 0.0021881 | 31 | Residential_2028_Technical_million_m3_After Competition Groups_31 | High Efficiency Gas Pool Heater | 0.2188% | 0 | 8.0075 | Residential_2028_Technical_million_m3_After Competition Groups_High Efficiency Gas Pool Heater
Residential | Res ¦ Water Heater Temperature Setback | 2028 | Technical | million_m3 | After Competition Groups | 7.6071 | 529169.7146 | 0.52917 | 3659.4994 | 0.0020787 | 32 | Residential_2028_Technical_million_m3_After Competition Groups_32 | Water Heater Temperature Setback | 0.2079% | 0.52917 | 7.6071 | Residential_2028_Technical_million_m3_After Competition Groups_Water Heater Temperature Setback
Residential | Res ¦ Ceiling Insulation | 2028 | Economic | million_m3 | After Competition Groups | 6.2906 | 920234.7526 | 0.92023 | 3054.9047 | 0.0020592 | 27 | Residential_2028_Economic_million_m3_After Competition Groups_27 | Ceiling Insulation | 0.2059% | 0.92023 | 6.2906 | Residential_2028_Economic_million_m3_After Competition Groups_Ceiling Insulation
Residential | Res ¦ Wall Insulation MF | 2028 | Achievable | million_m3 | After Competition Groups | 0.69634 | 68923.3177 | 0.068923 | 611.218 | 0.0011393 | 26 | Residential_2028_Achievable_million_m3_After Competition Groups_26 | Wall Insulation MF | 0.1139% | 0.068923 | 0.69634 | Residential_2028_Achievable_million_m3_After Competition Groups_Wall Insulation MF
Residential | Res ¦ Clothes Drying Racks | 2028 | Achievable | million_m3 | After Competition Groups | 0.6222 | 2229229.8526 | 2.2292 | 611.218 | 0.001018 | 27 | Residential_2028_Achievable_million_m3_After Competition Groups_27 | Clothes Drying Racks | 0.1018% | 2.2292 | 0.6222 | Residential_2028_Achievable_million_m3_After Competition Groups_Clothes Drying Racks
Residential | Res ¦ Energy Star Clothes Washer | 2028 | Achievable | million_m3 | After Competition Groups | 0.53993 | 275263.7687 | 0.27526 | 611.218 | 0.00088337 | 28 | Residential_2028_Achievable_million_m3_After Competition Groups_28 | Energy Star Clothes Washer | 0.08834% | 0.27526 | 0.53993 | Residential_2028_Achievable_million_m3_After Competition Groups_Energy Star Clothes Washer
Residential | Res ¦ Minimize Hot and Warm Clothes Wash | 2028 | Achievable | million_m3 | After Competition Groups | 0.27249 | 0 | 0 | 611.218 | 0.00044581 | 29 | Residential_2028_Achievable_million_m3_After Competition Groups_29 | Minimize Hot and Warm Clothes Wash | 0.04458% | 0 | 0.27249 | Residential_2028_Achievable_million_m3_After Competition Groups_Minimize Hot and Warm Clothes Wash
Residential | Res ¦ Clothes Drying Racks | 2028 | Economic | million_m3 | After Competition Groups | 1.3064 | 2229229.8526 | 2.2292 | 3054.9047 | 0.00042763 | 28 | Residential_2028_Economic_million_m3_After Competition Groups_28 | Clothes Drying Racks | 0.04276% | 2.2292 | 1.3064 | Residential_2028_Economic_million_m3_After Competition Groups_Clothes Drying Racks
Residential | Res ¦ Minimize Hot and Warm Clothes Wash | 2028 | Economic | million_m3 | After Competition Groups | 1.1352 | 0 | 0 | 3054.9047 | 0.00037159 | 29 | Residential_2028_Economic_million_m3_After Competition Groups_29 | Minimize Hot and Warm Clothes Wash | 0.03716% | 0 | 1.1352 | Residential_2028_Economic_million_m3_After Competition Groups_Minimize Hot and Warm Clothes Wash
Residential | Res ¦ Clothes Drying Racks | 2028 | Technical | million_m3 | After Competition Groups | 1.3064 | 2229229.8526 | 2.2292 | 3659.4994 | 0.00035698 | 33 | Residential_2028_Technical_million_m3_After Competition Groups_33 | Clothes Drying Racks | 0.0357% | 2.2292 | 1.3064 | Residential_2028_Technical_million_m3_After Competition Groups_Clothes Drying Racks
Residential | Res ¦ Minimize Hot and Warm Clothes Wash | 2028 | Technical | million_m3 | After Competition Groups | 1.1352 | 0 | 0 | 3659.4994 | 0.00031019 | 34 | Residential_2028_Technical_million_m3_After Competition Groups_34 | Minimize Hot and Warm Clothes Wash | 0.03102% | 0 | 1.1352 | Residential_2028_Technical_million_m3_After Competition Groups_Minimize Hot and Warm Clothes Wash
Residential | Res ¦ Energy Star Clothes Dryer | 2028 | Technical | million_m3 | After Competition Groups | 1.0931 | 0 | 0 | 3659.4994 | 0.00029871 | 35 | Residential_2028_Technical_million_m3_After Competition Groups_35 | Energy Star Clothes Dryer | 0.02987% | 0 | 1.0931 | Residential_2028_Technical_million_m3_After Competition Groups_Energy Star Clothes Dryer
Residential | Res ¦ Ceiling Insulation | 2028 | Achievable | million_m3 | After Competition Groups | 0.13293 | 920234.7526 | 0.92023 | 611.218 | 0.00021748 | 30 | Residential_2028_Achievable_million_m3_After Competition Groups_30 | Ceiling Insulation | 0.02175% | 0.92023 | 0.13293 | Residential_2028_Achievable_million_m3_After Competition Groups_Ceiling Insulation
Residential | Res ¦ Energy Star Clothes Washer | 2028 | Economic | million_m3 | After Competition Groups | 0.59808 | 275263.7687 | 0.27526 | 3054.9047 | 0.00019578 | 30 | Residential_2028_Economic_million_m3_After Competition Groups_30 | Energy Star Clothes Washer | 0.01958% | 0.27526 | 0.59808 | Residential_2028_Economic_million_m3_After Competition Groups_Energy Star Clothes Washer
Residential | Res ¦ Energy Star Clothes Washer | 2028 | Technical | million_m3 | After Competition Groups | 0.59808 | 275263.7687 | 0.27526 | 3659.4994 | 0.00016343 | 36 | Residential_2028_Technical_million_m3_After Competition Groups_36 | Energy Star Clothes Washer | 0.01634% | 0.27526 | 0.59808 | Residential_2028_Technical_million_m3_After Competition Groups_Energy Star Clothes Washer
Residential | Res ¦ Solar Water Preheat (Pools/DHW) | 2028 | Technical | million_m3 | After Competition Groups | 0.13549 | 0 | 0 | 3659.4994 | 3.7023e-05 | 37 | Residential_2028_Technical_million_m3_After Competition Groups_37 | Solar Water Preheat (Pools/DHW) | 0.003702% | 0 | 0.13549 | Residential_2028_Technical_million_m3_After Competition Groups_Solar Water Preheat (Pools/DHW)
Residential | Res ¦ Drain Water Heat Recovery | 2028 | Achievable | million_m3 | After Competition Groups | 0 | 0 | 0 | 611.218 | 0 | 31 | Residential_2028_Achievable_million_m3_After Competition Groups_31 | Drain Water Heat Recovery | 0% | 0 | 0 | Residential_2028_Achievable_million_m3_After Competition Groups_Drain Water Heat Recovery
Residential | Res ¦ Drain Water Heat Recovery | 2028 | Economic | million_m3 | After Competition Groups | 0 | 0 | 0 | 3054.9047 | 0 | 31 | Residential_2028_Economic_million_m3_After Competition Groups_31 | Drain Water Heat Recovery | 0% | 0 | 0 | Residential_2028_Economic_million_m3_After Competition Groups_Drain Water Heat Recovery
Residential | Res ¦ Furnace Tune Up | 2028 | Achievable | million_m3 | After Competition Groups | 0 | 0 | 0 | 611.218 | 0 | 32 | Residential_2028_Achievable_million_m3_After Competition Groups_32 | Furnace Tune Up | 0% | 0 | 0 | Residential_2028_Achievable_million_m3_After Competition Groups_Furnace Tune Up
Residential | Res ¦ Furnace Tune Up | 2028 | Economic | million_m3 | After Competition Groups | 0 | 0 | 0 | 3054.9047 | 0 | 32 | Residential_2028_Economic_million_m3_After Competition Groups_32 | Furnace Tune Up | 0% | 0 | 0 | Residential_2028_Economic_million_m3_After Competition Groups_Furnace Tune Up
Residential | Res ¦ Tankless Water Heater | 2028 | Achievable | million_m3 | After Competition Groups | 0 | 0 | 0 | 611.218 | 0 | 33 | Residential_2028_Achievable_million_m3_After Competition Groups_33 | Tankless Water Heater | 0% | 0 | 0 | Residential_2028_Achievable_million_m3_After Competition Groups_Tankless Water Heater
Residential | Res ¦ Tankless Water Heater | 2028 | Economic | million_m3 | After Competition Groups | 0 | 0 | 0 | 3054.9047 | 0 | 33 | Residential_2028_Economic_million_m3_After Competition Groups_33 | Tankless Water Heater | 0% | 0 | 0 | Residential_2028_Economic_million_m3_After Competition Groups_Tankless Water Heater
Residential | Res ¦ Air Sealing | 2029 | Economic | million_m3 | After Competition Groups | 661.9026 | 22381208.7712 | 22.3812 | 3267.0984 | 0.2026 | 1 | Residential_2029_Economic_million_m3_After Competition Groups_1 | Air Sealing | 20.26% | 22.3812 | 661.9026 | Residential_2029_Economic_million_m3_After Competition Groups_Air Sealing
Residential | Res ¦ Air Sealing | 2029 | Technical | million_m3 | After Competition Groups | 661.9026 | 22381208.7712 | 22.3812 | 3687.1461 | 0.17952 | 1 | Residential_2029_Technical_million_m3_After Competition Groups_1 | Air Sealing | 17.95% | 22.3812 | 661.9026 | Residential_2029_Technical_million_m3_After Competition Groups_Air Sealing
Residential | Res ¦ Adaptive Thermostat | 2029 | Economic | million_m3 | After Competition Groups | 525.6151 | 23714516.3338 | 23.7145 | 3267.0984 | 0.16088 | 2 | Residential_2029_Economic_million_m3_After Competition Groups_2 | Adaptive Thermostat | 16.09% | 23.7145 | 525.6151 | Residential_2029_Economic_million_m3_After Competition Groups_Adaptive Thermostat
Residential | Res ¦ Comprehensive Draft Proofing | 2029 | Achievable | million_m3 | After Competition Groups | 115.7734 | 1765456.1019 | 1.7655 | 756.2468 | 0.15309 | 1 | Residential_2029_Achievable_million_m3_After Competition Groups_1 | Comprehensive Draft Proofing | 15.31% | 1.7655 | 115.7734 | Residential_2029_Achievable_million_m3_After Competition Groups_Comprehensive Draft Proofing
Residential | Res ¦ Adaptive Thermostat | 2029 | Technical | million_m3 | After Competition Groups | 525.6151 | 23714516.3338 | 23.7145 | 3687.1461 | 0.14255 | 2 | Residential_2029_Technical_million_m3_After Competition Groups_2 | Adaptive Thermostat | 14.26% | 23.7145 | 525.6151 | Residential_2029_Technical_million_m3_After Competition Groups_Adaptive Thermostat
Residential | Res ¦ DHW Recirculation Systems | 2029 | Achievable | million_m3 | After Competition Groups | 88.4365 | 73193672.3577 | 73.1937 | 756.2468 | 0.11694 | 2 | Residential_2029_Achievable_million_m3_After Competition Groups_2 | DHW Recirculation Systems | 11.69% | 73.1937 | 88.4365 | Residential_2029_Achievable_million_m3_After Competition Groups_DHW Recirculation Systems
Residential | Res ¦ Adaptive Thermostat | 2029 | Achievable | million_m3 | After Competition Groups | 73.5996 | 23714516.3338 | 23.7145 | 756.2468 | 0.097322 | 3 | Residential_2029_Achievable_million_m3_After Competition Groups_3 | Adaptive Thermostat | 9.732% | 23.7145 | 73.5996 | Residential_2029_Achievable_million_m3_After Competition Groups_Adaptive Thermostat
Residential | Res ¦ Air Sealing | 2029 | Achievable | million_m3 | After Competition Groups | 66.5109 | 22381208.7712 | 22.3812 | 756.2468 | 0.087949 | 4 | Residential_2029_Achievable_million_m3_After Competition Groups_4 | Air Sealing | 8.795% | 22.3812 | 66.5109 | Residential_2029_Achievable_million_m3_After Competition Groups_Air Sealing
Residential | Res ¦ Energy Star Windows | 2029 | Economic | million_m3 | After Competition Groups | 226.0725 | 138732746.8839 | 138.7327 | 3267.0984 | 0.069197 | 3 | Residential_2029_Economic_million_m3_After Competition Groups_3 | Energy Star Windows | 6.92% | 138.7327 | 226.0725 | Residential_2029_Economic_million_m3_After Competition Groups_Energy Star Windows
Residential | Res ¦ Energy Star Windows | 2029 | Technical | million_m3 | After Competition Groups | 251.6215 | 138732746.8839 | 138.7327 | 3687.1461 | 0.068243 | 3 | Residential_2029_Technical_million_m3_After Competition Groups_3 | Energy Star Windows | 6.824% | 138.7327 | 251.6215 | Residential_2029_Technical_million_m3_After Competition Groups_Energy Star Windows
Residential | Res ¦ High Efficiency Condensing Furnace | 2029 | Achievable | million_m3 | After Competition Groups | 48.7581 | 36967667.585 | 36.9677 | 756.2468 | 0.064474 | 5 | Residential_2029_Achievable_million_m3_After Competition Groups_5 | High Efficiency Condensing Furnace | 6.447% | 36.9677 | 48.7581 | Residential_2029_Achievable_million_m3_After Competition Groups_High Efficiency Condensing Furnace
Residential | Res ¦ Advanced BAS/Controllers | 2029 | Achievable | million_m3 | After Competition Groups | 48.2852 | 1569355.3949 | 1.5694 | 756.2468 | 0.063848 | 6 | Residential_2029_Achievable_million_m3_After Competition Groups_6 | Advanced BAS/Controllers | 6.385% | 1.5694 | 48.2852 | Residential_2029_Achievable_million_m3_After Competition Groups_Advanced BAS/Controllers
Residential | Res ¦ Comprehensive Draft Proofing | 2029 | Economic | million_m3 | After Competition Groups | 200.5393 | 1765456.1019 | 1.7655 | 3267.0984 | 0.061381 | 4 | Residential_2029_Economic_million_m3_After Competition Groups_4 | Comprehensive Draft Proofing | 6.138% | 1.7655 | 200.5393 | Residential_2029_Economic_million_m3_After Competition Groups_Comprehensive Draft Proofing
Residential | Res ¦ Condensing Boiler | 2029 | Achievable | million_m3 | After Competition Groups | 44.2465 | 61950635.9403 | 61.9506 | 756.2468 | 0.058508 | 7 | Residential_2029_Achievable_million_m3_After Competition Groups_7 | Condensing Boiler | 5.851% | 61.9506 | 44.2465 | Residential_2029_Achievable_million_m3_After Competition Groups_Condensing Boiler
Residential | Res ¦ Wall Insulation | 2029 | Economic | million_m3 | After Competition Groups | 183.0997 | 28073230.2594 | 28.0732 | 3267.0984 | 0.056044 | 5 | Residential_2029_Economic_million_m3_After Competition Groups_5 | Wall Insulation | 5.604% | 28.0732 | 183.0997 | Residential_2029_Economic_million_m3_After Competition Groups_Wall Insulation
Residential | Res ¦ High Efficiency Fireplace with Pilotless Ignition | 2029 | Achievable | million_m3 | After Competition Groups | 41.6497 | 5911295.1321 | 5.9113 | 756.2468 | 0.055074 | 8 | Residential_2029_Achievable_million_m3_After Competition Groups_8 | High Efficiency Fireplace with Pilotless Ignition | 5.507% | 5.9113 | 41.6497 | Residential_2029_Achievable_million_m3_After Competition Groups_High Efficiency Fireplace with Pilotless Ignition
Residential | Res ¦ Comprehensive Draft Proofing | 2029 | Technical | million_m3 | After Competition Groups | 200.5393 | 1765456.1019 | 1.7655 | 3687.1461 | 0.054389 | 4 | Residential_2029_Technical_million_m3_After Competition Groups_4 | Comprehensive Draft Proofing | 5.439% | 1.7655 | 200.5393 | Residential_2029_Technical_million_m3_After Competition Groups_Comprehensive Draft Proofing
Residential | Res ¦ Building Recommissioning, Operations and Maintenance (O&M) Improvements | 2029 | Achievable | million_m3 | After Competition Groups | 39.9516 | 1255687.9596 | 1.2557 | 756.2468 | 0.052829 | 9 | Residential_2029_Achievable_million_m3_After Competition Groups_9 | Building Recommissioning, Operations and Maintenance (O&M) Improvements | 5.283% | 1.2557 | 39.9516 | Residential_2029_Achievable_million_m3_After Competition Groups_Building Recommissioning, Operations and Maintenance (O&M) Improvements
Residential | Res ¦ Wall Insulation | 2029 | Technical | million_m3 | After Competition Groups | 183.0997 | 28073230.2594 | 28.0732 | 3687.1461 | 0.049659 | 5 | Residential_2029_Technical_million_m3_After Competition Groups_5 | Wall Insulation | 4.966% | 28.0732 | 183.0997 | Residential_2029_Technical_million_m3_After Competition Groups_Wall Insulation
Residential | Res ¦ Attic Insulation | 2029 | Economic | million_m3 | After Competition Groups | 161.6283 | 5027278.0477 | 5.0273 | 3267.0984 | 0.049471 | 6 | Residential_2029_Economic_million_m3_After Competition Groups_6 | Attic Insulation | 4.947% | 5.0273 | 161.6283 | Residential_2029_Economic_million_m3_After Competition Groups_Attic Insulation
Residential | Res ¦ DHW Recirculation Systems | 2029 | Economic | million_m3 | After Competition Groups | 153.2768 | 73193672.3577 | 73.1937 | 3267.0984 | 0.046915 | 7 | Residential_2029_Economic_million_m3_After Competition Groups_7 | DHW Recirculation Systems | 4.692% | 73.1937 | 153.2768 | Residential_2029_Economic_million_m3_After Competition Groups_DHW Recirculation Systems
Residential | Res ¦ Attic Insulation | 2029 | Technical | million_m3 | After Competition Groups | 161.6283 | 5027278.0477 | 5.0273 | 3687.1461 | 0.043836 | 6 | Residential_2029_Technical_million_m3_After Competition Groups_6 | Attic Insulation | 4.384% | 5.0273 | 161.6283 | Residential_2029_Technical_million_m3_After Competition Groups_Attic Insulation
Residential | Res ¦ DHW Recirculation Systems | 2029 | Technical | million_m3 | After Competition Groups | 153.2768 | 73193672.3577 | 73.1937 | 3687.1461 | 0.041571 | 7 | Residential_2029_Technical_million_m3_After Competition Groups_7 | DHW Recirculation Systems | 4.157% | 73.1937 | 153.2768 | Residential_2029_Technical_million_m3_After Competition Groups_DHW Recirculation Systems
Residential | Res ¦ Basement Wall Insulation | 2029 | Economic | million_m3 | After Competition Groups | 134.4753 | 3081922.1451 | 3.0819 | 3267.0984 | 0.04116 | 8 | Residential_2029_Economic_million_m3_After Competition Groups_8 | Basement Wall Insulation | 4.116% | 3.0819 | 134.4753 | Residential_2029_Economic_million_m3_After Competition Groups_Basement Wall Insulation
Residential | Res ¦ Condensing Storage Water Heater | 2029 | Achievable | million_m3 | After Competition Groups | 29.5813 | 58166482.0987 | 58.1665 | 756.2468 | 0.039116 | 10 | Residential_2029_Achievable_million_m3_After Competition Groups_10 | Condensing Storage Water Heater | 3.912% | 58.1665 | 29.5813 | Residential_2029_Achievable_million_m3_After Competition Groups_Condensing Storage Water Heater
Residential | Res ¦ Basement or Crawlspace Insulation | 2029 | Economic | million_m3 | After Competition Groups | 125.1919 | 20158815.3812 | 20.1588 | 3267.0984 | 0.038319 | 9 | Residential_2029_Economic_million_m3_After Competition Groups_9 | Basement or Crawlspace Insulation | 3.832% | 20.1588 | 125.1919 | Residential_2029_Economic_million_m3_After Competition Groups_Basement or Crawlspace Insulation
Residential | Res ¦ Condensing Storage Water Heater | 2029 | Economic | million_m3 | After Competition Groups | 123.7107 | 58166482.0987 | 58.1665 | 3267.0984 | 0.037866 | 10 | Residential_2029_Economic_million_m3_After Competition Groups_10 | Condensing Storage Water Heater | 3.787% | 58.1665 | 123.7107 | Residential_2029_Economic_million_m3_After Competition Groups_Condensing Storage Water Heater
Residential | Res ¦ Basement or Crawlspace Insulation | 2029 | Technical | million_m3 | After Competition Groups | 137.3555 | 20158815.3812 | 20.1588 | 3687.1461 | 0.037253 | 8 | Residential_2029_Technical_million_m3_After Competition Groups_8 | Basement or Crawlspace Insulation | 3.725% | 20.1588 | 137.3555 | Residential_2029_Technical_million_m3_After Competition Groups_Basement or Crawlspace Insulation
Residential | Res ¦ Basement Wall Insulation | 2029 | Technical | million_m3 | After Competition Groups | 134.4753 | 3081922.1451 | 3.0819 | 3687.1461 | 0.036471 | 9 | Residential_2029_Technical_million_m3_After Competition Groups_9 | Basement Wall Insulation | 3.647% | 3.0819 | 134.4753 | Residential_2029_Technical_million_m3_After Competition Groups_Basement Wall Insulation
Residential | Res ¦ Energy Star Windows | 2029 | Achievable | million_m3 | After Competition Groups | 25.8688 | 138732746.8839 | 138.7327 | 756.2468 | 0.034207 | 11 | Residential_2029_Achievable_million_m3_After Competition Groups_11 | Energy Star Windows | 3.421% | 138.7327 | 25.8688 | Residential_2029_Achievable_million_m3_After Competition Groups_Energy Star Windows
Residential | Res ¦ Condensing Storage Water Heater | 2029 | Technical | million_m3 | After Competition Groups | 123.7107 | 58166482.0987 | 58.1665 | 3687.1461 | 0.033552 | 10 | Residential_2029_Technical_million_m3_After Competition Groups_10 | Condensing Storage Water Heater | 3.355% | 58.1665 | 123.7107 | Residential_2029_Technical_million_m3_After Competition Groups_Condensing Storage Water Heater
Residential | Res ¦ Condensing Boiler | 2029 | Economic | million_m3 | After Competition Groups | 96.1582 | 61950635.9403 | 61.9506 | 3267.0984 | 0.029432 | 11 | Residential_2029_Economic_million_m3_After Competition Groups_11 | Condensing Boiler | 2.943% | 61.9506 | 96.1582 | Residential_2029_Economic_million_m3_After Competition Groups_Condensing Boiler
Residential | Res ¦ Tankless Water Heater | 2029 | Technical | million_m3 | After Competition Groups | 103.2553 | 0 | 0 | 3687.1461 | 0.028004 | 11 | Residential_2029_Technical_million_m3_After Competition Groups_11 | Tankless Water Heater | 2.8% | 0 | 103.2553 | Residential_2029_Technical_million_m3_After Competition Groups_Tankless Water Heater
Residential | Res ¦ Condensing Boiler | 2029 | Technical | million_m3 | After Competition Groups | 96.1582 | 61950635.9403 | 61.9506 | 3687.1461 | 0.026079 | 12 | Residential_2029_Technical_million_m3_After Competition Groups_12 | Condensing Boiler | 2.608% | 61.9506 | 96.1582 | Residential_2029_Technical_million_m3_After Competition Groups_Condensing Boiler
Residential | Res ¦ Window Film | 2029 | Technical | million_m3 | After Competition Groups | 94.4212 | 0 | 0 | 3687.1461 | 0.025608 | 13 | Residential_2029_Technical_million_m3_After Competition Groups_13 | Window Film | 2.561% | 0 | 94.4212 | Residential_2029_Technical_million_m3_After Competition Groups_Window Film
Residential | Res ¦ Advanced BAS/Controllers | 2029 | Economic | million_m3 | After Competition Groups | 83.6398 | 1569355.3949 | 1.5694 | 3267.0984 | 0.025601 | 12 | Residential_2029_Economic_million_m3_After Competition Groups_12 | Advanced BAS/Controllers | 2.56% | 1.5694 | 83.6398 | Residential_2029_Economic_million_m3_After Competition Groups_Advanced BAS/Controllers
Residential | Res ¦ Furnace Tune Up | 2029 | Technical | million_m3 | After Competition Groups | 91.4776 | 0 | 0 | 3687.1461 | 0.02481 | 14 | Residential_2029_Technical_million_m3_After Competition Groups_14 | Furnace Tune Up | 2.481% | 0 | 91.4776 | Residential_2029_Technical_million_m3_After Competition Groups_Furnace Tune Up
Residential | Res ¦ Wall Insulation | 2029 | Achievable | million_m3 | After Competition Groups | 18.3836 | 28073230.2594 | 28.0732 | 756.2468 | 0.024309 | 12 | Residential_2029_Achievable_million_m3_After Competition Groups_12 | Wall Insulation | 2.431% | 28.0732 | 18.3836 | Residential_2029_Achievable_million_m3_After Competition Groups_Wall Insulation
Residential | Res ¦ Condensing Make Up Air Unit | 2029 | Achievable | million_m3 | After Competition Groups | 17.599 | 3896153.5718 | 3.8962 | 756.2468 | 0.023272 | 13 | Residential_2029_Achievable_million_m3_After Competition Groups_13 | Condensing Make Up Air Unit | 2.327% | 3.8962 | 17.599 | Residential_2029_Achievable_million_m3_After Competition Groups_Condensing Make Up Air Unit
Residential | Res ¦ Advanced BAS/Controllers | 2029 | Technical | million_m3 | After Competition Groups | 83.6398 | 1569355.3949 | 1.5694 | 3687.1461 | 0.022684 | 15 | Residential_2029_Technical_million_m3_After Competition Groups_15 | Advanced BAS/Controllers | 2.268% | 1.5694 | 83.6398 | Residential_2029_Technical_million_m3_After Competition Groups_Advanced BAS/Controllers
Residential | Res ¦ Attic Insulation | 2029 | Achievable | million_m3 | After Competition Groups | 16.2414 | 5027278.0477 | 5.0273 | 756.2468 | 0.021476 | 14 | Residential_2029_Achievable_million_m3_After Competition Groups_14 | Attic Insulation | 2.148% | 5.0273 | 16.2414 | Residential_2029_Achievable_million_m3_After Competition Groups_Attic Insulation
Residential | Res ¦ Building Recommissioning, Operations and Maintenance (O&M) Improvements | 2029 | Economic | million_m3 | After Competition Groups | 69.2033 | 1255687.9596 | 1.2557 | 3267.0984 | 0.021182 | 13 | Residential_2029_Economic_million_m3_After Competition Groups_13 | Building Recommissioning, Operations and Maintenance (O&M) Improvements | 2.118% | 1.2557 | 69.2033 | Residential_2029_Economic_million_m3_After Competition Groups_Building Recommissioning, Operations and Maintenance (O&M) Improvements
Residential | Res ¦ High Efficiency Condensing Furnace | 2029 | Economic | million_m3 | After Competition Groups | 66.3884 | 36967667.585 | 36.9677 | 3267.0984 | 0.02032 | 14 | Residential_2029_Economic_million_m3_After Competition Groups_14 | High Efficiency Condensing Furnace | 2.032% | 36.9677 | 66.3884 | Residential_2029_Economic_million_m3_After Competition Groups_High Efficiency Condensing Furnace
Residential | Res ¦ High Efficiency Fireplace with Pilotless Ignition | 2029 | Economic | million_m3 | After Competition Groups | 64.4522 | 5911295.1321 | 5.9113 | 3267.0984 | 0.019728 | 15 | Residential_2029_Economic_million_m3_After Competition Groups_15 | High Efficiency Fireplace with Pilotless Ignition | 1.973% | 5.9113 | 64.4522 | Residential_2029_Economic_million_m3_After Competition Groups_High Efficiency Fireplace with Pilotless Ignition
Residential | Res ¦ Heat Recovery Ventilator | 2029 | Economic | million_m3 | After Competition Groups | 62.4861 | 961829.4411 | 0.96183 | 3267.0984 | 0.019126 | 16 | Residential_2029_Economic_million_m3_After Competition Groups_16 | Heat Recovery Ventilator | 1.913% | 0.96183 | 62.4861 | Residential_2029_Economic_million_m3_After Competition Groups_Heat Recovery Ventilator
Residential | Res ¦ Building Recommissioning, Operations and Maintenance (O&M) Improvements | 2029 | Technical | million_m3 | After Competition Groups | 69.2033 | 1255687.9596 | 1.2557 | 3687.1461 | 0.018769 | 16 | Residential_2029_Technical_million_m3_After Competition Groups_16 | Building Recommissioning, Operations and Maintenance (O&M) Improvements | 1.877% | 1.2557 | 69.2033 | Residential_2029_Technical_million_m3_After Competition Groups_Building Recommissioning, Operations and Maintenance (O&M) Improvements
Residential | Res ¦ Ceiling Insulation | 2029 | Technical | million_m3 | After Competition Groups | 67.9405 | 1027912.3409 | 1.0279 | 3687.1461 | 0.018426 | 17 | Residential_2029_Technical_million_m3_After Competition Groups_17 | Ceiling Insulation | 1.843% | 1.0279 | 67.9405 | Residential_2029_Technical_million_m3_After Competition Groups_Ceiling Insulation
Residential | Res ¦ Demand Control Ventilation | 2029 | Achievable | million_m3 | After Competition Groups | 13.6989 | 598717.0435 | 0.59872 | 756.2468 | 0.018114 | 15 | Residential_2029_Achievable_million_m3_After Competition Groups_15 | Demand Control Ventilation | 1.811% | 0.59872 | 13.6989 | Residential_2029_Achievable_million_m3_After Competition Groups_Demand Control Ventilation
Residential | Res ¦ High Efficiency Condensing Furnace | 2029 | Technical | million_m3 | After Competition Groups | 66.5819 | 36967667.585 | 36.9677 | 3687.1461 | 0.018058 | 18 | Residential_2029_Technical_million_m3_After Competition Groups_18 | High Efficiency Condensing Furnace | 1.806% | 36.9677 | 66.5819 | Residential_2029_Technical_million_m3_After Competition Groups_High Efficiency Condensing Furnace
Residential | Res ¦ Basement Wall Insulation | 2029 | Achievable | million_m3 | After Competition Groups | 13.5137 | 3081922.1451 | 3.0819 | 756.2468 | 0.017869 | 16 | Residential_2029_Achievable_million_m3_After Competition Groups_16 | Basement Wall Insulation | 1.787% | 3.0819 | 13.5137 | Residential_2029_Achievable_million_m3_After Competition Groups_Basement Wall Insulation
Residential | Res ¦ High Efficiency Fireplace with Pilotless Ignition | 2029 | Technical | million_m3 | After Competition Groups | 64.4522 | 5911295.1321 | 5.9113 | 3687.1461 | 0.01748 | 19 | Residential_2029_Technical_million_m3_After Competition Groups_19 | High Efficiency Fireplace with Pilotless Ignition | 1.748% | 5.9113 | 64.4522 | Residential_2029_Technical_million_m3_After Competition Groups_High Efficiency Fireplace with Pilotless Ignition
Residential | Res ¦ Heat Recovery Ventilator | 2029 | Technical | million_m3 | After Competition Groups | 62.4861 | 961829.4411 | 0.96183 | 3687.1461 | 0.016947 | 20 | Residential_2029_Technical_million_m3_After Competition Groups_20 | Heat Recovery Ventilator | 1.695% | 0.96183 | 62.4861 | Residential_2029_Technical_million_m3_After Competition Groups_Heat Recovery Ventilator
Residential | Res ¦ Duct Insulation MF | 2029 | Economic | million_m3 | After Competition Groups | 54.6555 | 3894732.3268 | 3.8947 | 3267.0984 | 0.016729 | 17 | Residential_2029_Economic_million_m3_After Competition Groups_17 | Duct Insulation MF | 1.673% | 3.8947 | 54.6555 | Residential_2029_Economic_million_m3_After Competition Groups_Duct Insulation MF
Residential | Res ¦ Floor Insulation | 2029 | Economic | million_m3 | After Competition Groups | 52.71 | 5437024.3505 | 5.437 | 3267.0984 | 0.016134 | 18 | Residential_2029_Economic_million_m3_After Competition Groups_18 | Floor Insulation | 1.613% | 5.437 | 52.71 | Residential_2029_Economic_million_m3_After Competition Groups_Floor Insulation
Residential | Res ¦ Duct Insulation | 2029 | Economic | million_m3 | After Competition Groups | 50.3462 | 5705786.6146 | 5.7058 | 3267.0984 | 0.01541 | 19 | Residential_2029_Economic_million_m3_After Competition Groups_19 | Duct Insulation | 1.541% | 5.7058 | 50.3462 | Residential_2029_Economic_million_m3_After Competition Groups_Duct Insulation
Residential | Res ¦ Duct Insulation MF | 2029 | Technical | million_m3 | After Competition Groups | 54.6555 | 3894732.3268 | 3.8947 | 3687.1461 | 0.014823 | 21 | Residential_2029_Technical_million_m3_After Competition Groups_21 | Duct Insulation MF | 1.482% | 3.8947 | 54.6555 | Residential_2029_Technical_million_m3_After Competition Groups_Duct Insulation MF
Residential | Res ¦ Floor Insulation | 2029 | Technical | million_m3 | After Competition Groups | 52.71 | 5437024.3505 | 5.437 | 3687.1461 | 0.014296 | 22 | Residential_2029_Technical_million_m3_After Competition Groups_22 | Floor Insulation | 1.43% | 5.437 | 52.71 | Residential_2029_Technical_million_m3_After Competition Groups_Floor Insulation
Residential | Res ¦ Duct Insulation | 2029 | Technical | million_m3 | After Competition Groups | 50.3462 | 5705786.6146 | 5.7058 | 3687.1461 | 0.013655 | 23 | Residential_2029_Technical_million_m3_After Competition Groups_23 | Duct Insulation | 1.365% | 5.7058 | 50.3462 | Residential_2029_Technical_million_m3_After Competition Groups_Duct Insulation
Residential | Res ¦ Condensing Make Up Air Unit | 2029 | Economic | million_m3 | After Competition Groups | 44.3916 | 3896153.5718 | 3.8962 | 3267.0984 | 0.013587 | 20 | Residential_2029_Economic_million_m3_After Competition Groups_20 | Condensing Make Up Air Unit | 1.359% | 3.8962 | 44.3916 | Residential_2029_Economic_million_m3_After Competition Groups_Condensing Make Up Air Unit
Residential | Res ¦ Pool Cover | 2029 | Achievable | million_m3 | After Competition Groups | 9.6289 | 4658111.0777 | 4.6581 | 756.2468 | 0.012732 | 17 | Residential_2029_Achievable_million_m3_After Competition Groups_17 | Pool Cover | 1.273% | 4.6581 | 9.6289 | Residential_2029_Achievable_million_m3_After Competition Groups_Pool Cover
Residential | Res ¦ Condensing Make Up Air Unit | 2029 | Technical | million_m3 | After Competition Groups | 44.3916 | 3896153.5718 | 3.8962 | 3687.1461 | 0.01204 | 24 | Residential_2029_Technical_million_m3_After Competition Groups_24 | Condensing Make Up Air Unit | 1.204% | 3.8962 | 44.3916 | Residential_2029_Technical_million_m3_After Competition Groups_Condensing Make Up Air Unit
Residential | Res ¦ Demand Control Ventilation | 2029 | Economic | million_m3 | After Competition Groups | 37.4346 | 598717.0435 | 0.59872 | 3267.0984 | 0.011458 | 21 | Residential_2029_Economic_million_m3_After Competition Groups_21 | Demand Control Ventilation | 1.146% | 0.59872 | 37.4346 | Residential_2029_Economic_million_m3_After Competition Groups_Demand Control Ventilation
Residential | Res ¦ High Efficiency Storage Water Heater | 2029 | Economic | million_m3 | After Competition Groups | 36.4051 | 19851950.3712 | 19.852 | 3267.0984 | 0.011143 | 22 | Residential_2029_Economic_million_m3_After Competition Groups_22 | High Efficiency Storage Water Heater | 1.114% | 19.852 | 36.4051 | Residential_2029_Economic_million_m3_After Competition Groups_High Efficiency Storage Water Heater
Residential | Res ¦ High Efficiency Storage Water Heater | 2029 | Achievable | million_m3 | After Competition Groups | 7.9908 | 19851950.3712 | 19.852 | 756.2468 | 0.010566 | 18 | Residential_2029_Achievable_million_m3_After Competition Groups_18 | High Efficiency Storage Water Heater | 1.057% | 19.852 | 7.9908 | Residential_2029_Achievable_million_m3_After Competition Groups_High Efficiency Storage Water Heater
Residential | Res ¦ Demand Control Ventilation | 2029 | Technical | million_m3 | After Competition Groups | 37.4346 | 598717.0435 | 0.59872 | 3687.1461 | 0.010153 | 25 | Residential_2029_Technical_million_m3_After Competition Groups_25 | Demand Control Ventilation | 1.015% | 0.59872 | 37.4346 | Residential_2029_Technical_million_m3_After Competition Groups_Demand Control Ventilation
Residential | Res ¦ Basement or Crawlspace Insulation | 2029 | Achievable | million_m3 | After Competition Groups | 6.5744 | 20158815.3812 | 20.1588 | 756.2468 | 0.0086934 | 19 | Residential_2029_Achievable_million_m3_After Competition Groups_19 | Basement or Crawlspace Insulation | 0.8693% | 20.1588 | 6.5744 | Residential_2029_Achievable_million_m3_After Competition Groups_Basement or Crawlspace Insulation
Residential | Res ¦ Early Hot Water Heater Replacement | 2029 | Technical | million_m3 | After Competition Groups | 30.0668 | 0 | 0 | 3687.1461 | 0.0081545 | 26 | Residential_2029_Technical_million_m3_After Competition Groups_26 | Early Hot Water Heater Replacement | 0.8155% | 0 | 30.0668 | Residential_2029_Technical_million_m3_After Competition Groups_Early Hot Water Heater Replacement
Residential | Res ¦ Duct Insulation MF | 2029 | Achievable | million_m3 | After Competition Groups | 5.4911 | 3894732.3268 | 3.8947 | 756.2468 | 0.007261 | 20 | Residential_2029_Achievable_million_m3_After Competition Groups_20 | Duct Insulation MF | 0.7261% | 3.8947 | 5.4911 | Residential_2029_Achievable_million_m3_After Competition Groups_Duct Insulation MF
Residential | Res ¦ Floor Insulation | 2029 | Achievable | million_m3 | After Competition Groups | 5.2937 | 5437024.3505 | 5.437 | 756.2468 | 0.007 | 21 | Residential_2029_Achievable_million_m3_After Competition Groups_21 | Floor Insulation | 0.7% | 5.437 | 5.2937 | Residential_2029_Achievable_million_m3_After Competition Groups_Floor Insulation
Residential | Res ¦ Drain Water Heat Recovery | 2029 | Technical | million_m3 | After Competition Groups | 25.6432 | 765530.5453 | 0.76553 | 3687.1461 | 0.0069548 | 27 | Residential_2029_Technical_million_m3_After Competition Groups_27 | Drain Water Heat Recovery | 0.6955% | 0.76553 | 25.6432 | Residential_2029_Technical_million_m3_After Competition Groups_Drain Water Heat Recovery
Residential | Res ¦ Duct Insulation | 2029 | Achievable | million_m3 | After Competition Groups | 5.0494 | 5705786.6146 | 5.7058 | 756.2468 | 0.0066769 | 22 | Residential_2029_Achievable_million_m3_After Competition Groups_22 | Duct Insulation | 0.6677% | 5.7058 | 5.0494 | Residential_2029_Achievable_million_m3_After Competition Groups_Duct Insulation
Residential | Res ¦ Water Heater Temperature Setback | 2029 | Achievable | million_m3 | After Competition Groups | 4.3219 | 523832.4195 | 0.52383 | 756.2468 | 0.005715 | 23 | Residential_2029_Achievable_million_m3_After Competition Groups_23 | Water Heater Temperature Setback | 0.5715% | 0.52383 | 4.3219 | Residential_2029_Achievable_million_m3_After Competition Groups_Water Heater Temperature Setback
Residential | Res ¦ Pool Cover | 2029 | Economic | million_m3 | After Competition Groups | 16.685 | 4658111.0777 | 4.6581 | 3267.0984 | 0.005107 | 23 | Residential_2029_Economic_million_m3_After Competition Groups_23 | Pool Cover | 0.5107% | 4.6581 | 16.685 | Residential_2029_Economic_million_m3_After Competition Groups_Pool Cover
Residential | Res ¦ Home Energy Reports | 2029 | Achievable | million_m3 | After Competition Groups | 3.5348 | 2601259.2011 | 2.6013 | 756.2468 | 0.0046741 | 24 | Residential_2029_Achievable_million_m3_After Competition Groups_24 | Home Energy Reports | 0.4674% | 2.6013 | 3.5348 | Residential_2029_Achievable_million_m3_After Competition Groups_Home Energy Reports
Residential | Res ¦ Heat Recovery Ventilator | 2029 | Achievable | million_m3 | After Competition Groups | 3.4593 | 961829.4411 | 0.96183 | 756.2468 | 0.0045743 | 25 | Residential_2029_Achievable_million_m3_After Competition Groups_25 | Heat Recovery Ventilator | 0.4574% | 0.96183 | 3.4593 | Residential_2029_Achievable_million_m3_After Competition Groups_Heat Recovery Ventilator
Residential | Res ¦ Pool Cover | 2029 | Technical | million_m3 | After Competition Groups | 16.685 | 4658111.0777 | 4.6581 | 3687.1461 | 0.0045252 | 28 | Residential_2029_Technical_million_m3_After Competition Groups_28 | Pool Cover | 0.4525% | 4.6581 | 16.685 | Residential_2029_Technical_million_m3_After Competition Groups_Pool Cover
Residential | Res ¦ Home Energy Reports | 2029 | Technical | million_m3 | After Competition Groups | 13.2029 | 2601259.2011 | 2.6013 | 3687.1461 | 0.0035808 | 29 | Residential_2029_Technical_million_m3_After Competition Groups_29 | Home Energy Reports | 0.3581% | 2.6013 | 13.2029 | Residential_2029_Technical_million_m3_After Competition Groups_Home Energy Reports
Residential | Res ¦ Home Energy Reports | 2029 | Economic | million_m3 | After Competition Groups | 10.0993 | 2601259.2011 | 2.6013 | 3267.0984 | 0.0030912 | 24 | Residential_2029_Economic_million_m3_After Competition Groups_24 | Home Energy Reports | 0.3091% | 2.6013 | 10.0993 | Residential_2029_Economic_million_m3_After Competition Groups_Home Energy Reports
Residential | Res ¦ Wall Insulation MF | 2029 | Economic | million_m3 | After Competition Groups | 8.4607 | 76037.797 | 0.076038 | 3267.0984 | 0.0025897 | 25 | Residential_2029_Economic_million_m3_After Competition Groups_25 | Wall Insulation MF | 0.259% | 0.076038 | 8.4607 | Residential_2029_Economic_million_m3_After Competition Groups_Wall Insulation MF
Residential | Res ¦ High Efficiency Gas Pool Heater | 2029 | Technical | million_m3 | After Competition Groups | 8.7593 | 0 | 0 | 3687.1461 | 0.0023756 | 30 | Residential_2029_Technical_million_m3_After Competition Groups_30 | High Efficiency Gas Pool Heater | 0.2376% | 0 | 8.7593 | Residential_2029_Technical_million_m3_After Competition Groups_High Efficiency Gas Pool Heater
Residential | Res ¦ Wall Insulation MF | 2029 | Technical | million_m3 | After Competition Groups | 8.4607 | 76037.797 | 0.076038 | 3687.1461 | 0.0022946 | 31 | Residential_2029_Technical_million_m3_After Competition Groups_31 | Wall Insulation MF | 0.2295% | 0.076038 | 8.4607 | Residential_2029_Technical_million_m3_After Competition Groups_Wall Insulation MF
Residential | Res ¦ Water Heater Temperature Setback | 2029 | Economic | million_m3 | After Competition Groups | 7.487 | 523832.4195 | 0.52383 | 3267.0984 | 0.0022916 | 26 | Residential_2029_Economic_million_m3_After Competition Groups_26 | Water Heater Temperature Setback | 0.2292% | 0.52383 | 7.487 | Residential_2029_Economic_million_m3_After Competition Groups_Water Heater Temperature Setback
Residential | Res ¦ Water Heater Temperature Setback | 2029 | Technical | million_m3 | After Competition Groups | 7.487 | 523832.4195 | 0.52383 | 3687.1461 | 0.0020306 | 32 | Residential_2029_Technical_million_m3_After Competition Groups_32 | Water Heater Temperature Setback | 0.2031% | 0.52383 | 7.487 | Residential_2029_Technical_million_m3_After Competition Groups_Water Heater Temperature Setback
Residential | Res ¦ Ceiling Insulation | 2029 | Economic | million_m3 | After Competition Groups | 6.1912 | 1027912.3409 | 1.0279 | 3267.0984 | 0.001895 | 27 | Residential_2029_Economic_million_m3_After Competition Groups_27 | Ceiling Insulation | 0.1895% | 1.0279 | 6.1912 | Residential_2029_Economic_million_m3_After Competition Groups_Ceiling Insulation
Residential | Res ¦ Wall Insulation MF | 2029 | Achievable | million_m3 | After Competition Groups | 0.85032 | 76037.797 | 0.076038 | 756.2468 | 0.0011244 | 26 | Residential_2029_Achievable_million_m3_After Competition Groups_26 | Wall Insulation MF | 0.1124% | 0.076038 | 0.85032 | Residential_2029_Achievable_million_m3_After Competition Groups_Wall Insulation MF
Residential | Res ¦ Clothes Drying Racks | 2029 | Achievable | million_m3 | After Competition Groups | 0.74063 | 2207892.4659 | 2.2079 | 756.2468 | 0.00097935 | 27 | Residential_2029_Achievable_million_m3_After Competition Groups_27 | Clothes Drying Racks | 0.09793% | 2.2079 | 0.74063 | Residential_2029_Achievable_million_m3_After Competition Groups_Clothes Drying Racks
Residential | Res ¦ Energy Star Clothes Washer | 2029 | Achievable | million_m3 | After Competition Groups | 0.6131 | 262715.3875 | 0.26272 | 756.2468 | 0.00081072 | 28 | Residential_2029_Achievable_million_m3_After Competition Groups_28 | Energy Star Clothes Washer | 0.08107% | 0.26272 | 0.6131 | Residential_2029_Achievable_million_m3_After Competition Groups_Energy Star Clothes Washer
Residential | Res ¦ Minimize Hot and Warm Clothes Wash | 2029 | Achievable | million_m3 | After Competition Groups | 0.3179 | 0 | 0 | 756.2468 | 0.00042037 | 29 | Residential_2029_Achievable_million_m3_After Competition Groups_29 | Minimize Hot and Warm Clothes Wash | 0.04204% | 0 | 0.3179 | Residential_2029_Achievable_million_m3_After Competition Groups_Minimize Hot and Warm Clothes Wash
Residential | Res ¦ Drain Water Heat Recovery | 2029 | Economic | million_m3 | After Competition Groups | 1.3136 | 765530.5453 | 0.76553 | 3267.0984 | 0.00040207 | 28 | Residential_2029_Economic_million_m3_After Competition Groups_28 | Drain Water Heat Recovery | 0.04021% | 0.76553 | 1.3136 | Residential_2029_Economic_million_m3_After Competition Groups_Drain Water Heat Recovery
Residential | Res ¦ Clothes Drying Racks | 2029 | Economic | million_m3 | After Competition Groups | 1.2857 | 2207892.4659 | 2.2079 | 3267.0984 | 0.00039353 | 29 | Residential_2029_Economic_million_m3_After Competition Groups_29 | Clothes Drying Racks | 0.03935% | 2.2079 | 1.2857 | Residential_2029_Economic_million_m3_After Competition Groups_Clothes Drying Racks
Residential | Res ¦ Clothes Drying Racks | 2029 | Technical | million_m3 | After Competition Groups | 1.2857 | 2207892.4659 | 2.2079 | 3687.1461 | 0.0003487 | 33 | Residential_2029_Technical_million_m3_After Competition Groups_33 | Clothes Drying Racks | 0.03487% | 2.2079 | 1.2857 | Residential_2029_Technical_million_m3_After Competition Groups_Clothes Drying Racks
Residential | Res ¦ Minimize Hot and Warm Clothes Wash | 2029 | Economic | million_m3 | After Competition Groups | 1.1172 | 0 | 0 | 3267.0984 | 0.00034196 | 30 | Residential_2029_Economic_million_m3_After Competition Groups_30 | Minimize Hot and Warm Clothes Wash | 0.0342% | 0 | 1.1172 | Residential_2029_Economic_million_m3_After Competition Groups_Minimize Hot and Warm Clothes Wash
Residential | Res ¦ Energy Star Clothes Dryer | 2029 | Technical | million_m3 | After Competition Groups | 1.2506 | 0 | 0 | 3687.1461 | 0.00033918 | 34 | Residential_2029_Technical_million_m3_After Competition Groups_34 | Energy Star Clothes Dryer | 0.03392% | 0 | 1.2506 | Residential_2029_Technical_million_m3_After Competition Groups_Energy Star Clothes Dryer
Residential | Res ¦ Minimize Hot and Warm Clothes Wash | 2029 | Technical | million_m3 | After Competition Groups | 1.1172 | 0 | 0 | 3687.1461 | 0.000303 | 35 | Residential_2029_Technical_million_m3_After Competition Groups_35 | Minimize Hot and Warm Clothes Wash | 0.0303% | 0 | 1.1172 | Residential_2029_Technical_million_m3_After Competition Groups_Minimize Hot and Warm Clothes Wash
Residential | Res ¦ Ceiling Insulation | 2029 | Achievable | million_m3 | After Competition Groups | 0.2091 | 1027912.3409 | 1.0279 | 756.2468 | 0.0002765 | 30 | Residential_2029_Achievable_million_m3_After Competition Groups_30 | Ceiling Insulation | 0.02765% | 1.0279 | 0.2091 | Residential_2029_Achievable_million_m3_After Competition Groups_Ceiling Insulation
Residential | Res ¦ Energy Star Clothes Washer | 2029 | Economic | million_m3 | After Competition Groups | 0.67542 | 262715.3875 | 0.26272 | 3267.0984 | 0.00020673 | 31 | Residential_2029_Economic_million_m3_After Competition Groups_31 | Energy Star Clothes Washer | 0.02067% | 0.26272 | 0.67542 | Residential_2029_Economic_million_m3_After Competition Groups_Energy Star Clothes Washer
Residential | Res ¦ Energy Star Clothes Washer | 2029 | Technical | million_m3 | After Competition Groups | 0.67542 | 262715.3875 | 0.26272 | 3687.1461 | 0.00018318 | 36 | Residential_2029_Technical_million_m3_After Competition Groups_36 | Energy Star Clothes Washer | 0.01832% | 0.26272 | 0.67542 | Residential_2029_Technical_million_m3_After Competition Groups_Energy Star Clothes Washer
Residential | Res ¦ Drain Water Heat Recovery | 2029 | Achievable | million_m3 | After Competition Groups | 0.073271 | 765530.5453 | 0.76553 | 756.2468 | 9.6888e-05 | 31 | Residential_2029_Achievable_million_m3_After Competition Groups_31 | Drain Water Heat Recovery | 0.009689% | 0.76553 | 0.073271 | Residential_2029_Achievable_million_m3_After Competition Groups_Drain Water Heat Recovery
Residential | Res ¦ Solar Water Preheat (Pools/DHW) | 2029 | Technical | million_m3 | After Competition Groups | 0.13335 | 0 | 0 | 3687.1461 | 3.6165e-05 | 37 | Residential_2029_Technical_million_m3_After Competition Groups_37 | Solar Water Preheat (Pools/DHW) | 0.003616% | 0 | 0.13335 | Residential_2029_Technical_million_m3_After Competition Groups_Solar Water Preheat (Pools/DHW)
Residential | Res ¦ Furnace Tune Up | 2029 | Achievable | million_m3 | After Competition Groups | 0 | 0 | 0 | 756.2468 | 0 | 32 | Residential_2029_Achievable_million_m3_After Competition Groups_32 | Furnace Tune Up | 0% | 0 | 0 | Residential_2029_Achievable_million_m3_After Competition Groups_Furnace Tune Up
Residential | Res ¦ Furnace Tune Up | 2029 | Economic | million_m3 | After Competition Groups | 0 | 0 | 0 | 3267.0984 | 0 | 32 | Residential_2029_Economic_million_m3_After Competition Groups_32 | Furnace Tune Up | 0% | 0 | 0 | Residential_2029_Economic_million_m3_After Competition Groups_Furnace Tune Up
Residential | Res ¦ Tankless Water Heater | 2029 | Achievable | million_m3 | After Competition Groups | 0 | 0 | 0 | 756.2468 | 0 | 33 | Residential_2029_Achievable_million_m3_After Competition Groups_33 | Tankless Water Heater | 0% | 0 | 0 | Residential_2029_Achievable_million_m3_After Competition Groups_Tankless Water Heater
Residential | Res ¦ Tankless Water Heater | 2029 | Economic | million_m3 | After Competition Groups | 0 | 0 | 0 | 3267.0984 | 0 | 33 | Residential_2029_Economic_million_m3_After Competition Groups_33 | Tankless Water Heater | 0% | 0 | 0 | Residential_2029_Economic_million_m3_After Competition Groups_Tankless Water Heater
Residential | Res ¦ Air Sealing | 2030 | Economic | million_m3 | After Competition Groups | 651.4445 | 24590459.7458 | 24.5905 | 3305.1044 | 0.1971 | 1 | Residential_2030_Economic_million_m3_After Competition Groups_1 | Air Sealing | 19.71% | 24.5905 | 651.4445 | Residential_2030_Economic_million_m3_After Competition Groups_Air Sealing
Residential | Res ¦ Air Sealing | 2030 | Technical | million_m3 | After Competition Groups | 651.4445 | 24590459.7458 | 24.5905 | 3713.1842 | 0.17544 | 1 | Residential_2030_Technical_million_m3_After Competition Groups_1 | Air Sealing | 17.54% | 24.5905 | 651.4445 | Residential_2030_Technical_million_m3_After Competition Groups_Air Sealing
Residential | Res ¦ Adaptive Thermostat | 2030 | Economic | million_m3 | After Competition Groups | 525.5797 | 25783316.9915 | 25.7833 | 3305.1044 | 0.15902 | 2 | Residential_2030_Economic_million_m3_After Competition Groups_2 | Adaptive Thermostat | 15.9% | 25.7833 | 525.5797 | Residential_2030_Economic_million_m3_After Competition Groups_Adaptive Thermostat
Residential | Res ¦ Comprehensive Draft Proofing | 2030 | Achievable | million_m3 | After Competition Groups | 132.8374 | 1660953.1279 | 1.661 | 905.0046 | 0.14678 | 1 | Residential_2030_Achievable_million_m3_After Competition Groups_1 | Comprehensive Draft Proofing | 14.68% | 1.661 | 132.8374 | Residential_2030_Achievable_million_m3_After Competition Groups_Comprehensive Draft Proofing
Residential | Res ¦ Adaptive Thermostat | 2030 | Technical | million_m3 | After Competition Groups | 525.5797 | 25783316.9915 | 25.7833 | 3713.1842 | 0.14154 | 2 | Residential_2030_Technical_million_m3_After Competition Groups_2 | Adaptive Thermostat | 14.15% | 25.7833 | 525.5797 | Residential_2030_Technical_million_m3_After Competition Groups_Adaptive Thermostat
Residential | Res ¦ DHW Recirculation Systems | 2030 | Achievable | million_m3 | After Competition Groups | 101.4762 | 68875222.6083 | 68.8752 | 905.0046 | 0.11213 | 2 | Residential_2030_Achievable_million_m3_After Competition Groups_2 | DHW Recirculation Systems | 11.21% | 68.8752 | 101.4762 | Residential_2030_Achievable_million_m3_After Competition Groups_DHW Recirculation Systems
Residential | Res ¦ Adaptive Thermostat | 2030 | Achievable | million_m3 | After Competition Groups | 87.4738 | 25783316.9915 | 25.7833 | 905.0046 | 0.096656 | 3 | Residential_2030_Achievable_million_m3_After Competition Groups_3 | Adaptive Thermostat | 9.666% | 25.7833 | 87.4738 | Residential_2030_Achievable_million_m3_After Competition Groups_Adaptive Thermostat
Residential | Res ¦ Air Sealing | 2030 | Achievable | million_m3 | After Competition Groups | 79.4844 | 24590459.7458 | 24.5905 | 905.0046 | 0.087828 | 4 | Residential_2030_Achievable_million_m3_After Competition Groups_4 | Air Sealing | 8.783% | 24.5905 | 79.4844 | Residential_2030_Achievable_million_m3_After Competition Groups_Air Sealing
Residential | Res ¦ Energy Star Windows | 2030 | Economic | million_m3 | After Competition Groups | 222.5005 | 160415807.4038 | 160.4158 | 3305.1044 | 0.06732 | 3 | Residential_2030_Economic_million_m3_After Competition Groups_3 | Energy Star Windows | 6.732% | 160.4158 | 222.5005 | Residential_2030_Economic_million_m3_After Competition Groups_Energy Star Windows
Residential | Res ¦ Energy Star Windows | 2030 | Technical | million_m3 | After Competition Groups | 247.6459 | 160415807.4038 | 160.4158 | 3713.1842 | 0.066694 | 3 | Residential_2030_Technical_million_m3_After Competition Groups_3 | Energy Star Windows | 6.669% | 160.4158 | 247.6459 | Residential_2030_Technical_million_m3_After Competition Groups_Energy Star Windows
Residential | Res ¦ High Efficiency Condensing Furnace | 2030 | Achievable | million_m3 | After Competition Groups | 56.3858 | 37496086.0551 | 37.4961 | 905.0046 | 0.062304 | 5 | Residential_2030_Achievable_million_m3_After Competition Groups_5 | High Efficiency Condensing Furnace | 6.23% | 37.4961 | 56.3858 | Residential_2030_Achievable_million_m3_After Competition Groups_High Efficiency Condensing Furnace
Residential | Res ¦ Advanced BAS/Controllers | 2030 | Achievable | million_m3 | After Competition Groups | 55.4021 | 1476470.1413 | 1.4765 | 905.0046 | 0.061217 | 6 | Residential_2030_Achievable_million_m3_After Competition Groups_6 | Advanced BAS/Controllers | 6.122% | 1.4765 | 55.4021 | Residential_2030_Achievable_million_m3_After Competition Groups_Advanced BAS/Controllers
Residential | Res ¦ Comprehensive Draft Proofing | 2030 | Economic | million_m3 | After Competition Groups | 197.3708 | 1660953.1279 | 1.661 | 3305.1044 | 0.059717 | 4 | Residential_2030_Economic_million_m3_After Competition Groups_4 | Comprehensive Draft Proofing | 5.972% | 1.661 | 197.3708 | Residential_2030_Economic_million_m3_After Competition Groups_Comprehensive Draft Proofing
Residential | Res ¦ Condensing Boiler | 2030 | Achievable | million_m3 | After Competition Groups | 53.3081 | 61698421.0914 | 61.6984 | 905.0046 | 0.058904 | 7 | Residential_2030_Achievable_million_m3_After Competition Groups_7 | Condensing Boiler | 5.89% | 61.6984 | 53.3081 | Residential_2030_Achievable_million_m3_After Competition Groups_Condensing Boiler
Residential | Res ¦ Wall Insulation | 2030 | Economic | million_m3 | After Competition Groups | 180.2068 | 30843101.3685 | 30.8431 | 3305.1044 | 0.054524 | 5 | Residential_2030_Economic_million_m3_After Competition Groups_5 | Wall Insulation | 5.452% | 30.8431 | 180.2068 | Residential_2030_Economic_million_m3_After Competition Groups_Wall Insulation
Residential | Res ¦ High Efficiency Fireplace with Pilotless Ignition | 2030 | Achievable | million_m3 | After Competition Groups | 49.0279 | 6131745.4387 | 6.1317 | 905.0046 | 0.054174 | 8 | Residential_2030_Achievable_million_m3_After Competition Groups_8 | High Efficiency Fireplace with Pilotless Ignition | 5.417% | 6.1317 | 49.0279 | Residential_2030_Achievable_million_m3_After Competition Groups_High Efficiency Fireplace with Pilotless Ignition
Residential | Res ¦ Comprehensive Draft Proofing | 2030 | Technical | million_m3 | After Competition Groups | 197.3708 | 1660953.1279 | 1.661 | 3713.1842 | 0.053154 | 4 | Residential_2030_Technical_million_m3_After Competition Groups_4 | Comprehensive Draft Proofing | 5.315% | 1.661 | 197.3708 | Residential_2030_Technical_million_m3_After Competition Groups_Comprehensive Draft Proofing
Residential | Res ¦ Building Recommissioning, Operations and Maintenance (O&M) Improvements | 2030 | Achievable | million_m3 | After Competition Groups | 45.8402 | 1181361.0502 | 1.1814 | 905.0046 | 0.050652 | 9 | Residential_2030_Achievable_million_m3_After Competition Groups_9 | Building Recommissioning, Operations and Maintenance (O&M) Improvements | 5.065% | 1.1814 | 45.8402 | Residential_2030_Achievable_million_m3_After Competition Groups_Building Recommissioning, Operations and Maintenance (O&M) Improvements
Residential | Res ¦ Wall Insulation | 2030 | Technical | million_m3 | After Competition Groups | 180.2068 | 30843101.3685 | 30.8431 | 3713.1842 | 0.048532 | 5 | Residential_2030_Technical_million_m3_After Competition Groups_5 | Wall Insulation | 4.853% | 30.8431 | 180.2068 | Residential_2030_Technical_million_m3_After Competition Groups_Wall Insulation
Residential | Res ¦ Attic Insulation | 2030 | Economic | million_m3 | After Competition Groups | 159.0745 | 5523525.2653 | 5.5235 | 3305.1044 | 0.04813 | 6 | Residential_2030_Economic_million_m3_After Competition Groups_6 | Attic Insulation | 4.813% | 5.5235 | 159.0745 | Residential_2030_Economic_million_m3_After Competition Groups_Attic Insulation
Residential | Res ¦ DHW Recirculation Systems | 2030 | Economic | million_m3 | After Competition Groups | 150.855 | 68875222.6083 | 68.8752 | 3305.1044 | 0.045643 | 7 | Residential_2030_Economic_million_m3_After Competition Groups_7 | DHW Recirculation Systems | 4.564% | 68.8752 | 150.855 | Residential_2030_Economic_million_m3_After Competition Groups_DHW Recirculation Systems
Residential | Res ¦ Energy Star Windows | 2030 | Achievable | million_m3 | After Competition Groups | 41.1875 | 160415807.4038 | 160.4158 | 905.0046 | 0.045511 | 10 | Residential_2030_Achievable_million_m3_After Competition Groups_10 | Energy Star Windows | 4.551% | 160.4158 | 41.1875 | Residential_2030_Achievable_million_m3_After Competition Groups_Energy Star Windows
Residential | Res ¦ Condensing Storage Water Heater | 2030 | Achievable | million_m3 | After Competition Groups | 39.9659 | 69499221.7484 | 69.4992 | 905.0046 | 0.044161 | 11 | Residential_2030_Achievable_million_m3_After Competition Groups_11 | Condensing Storage Water Heater | 4.416% | 69.4992 | 39.9659 | Residential_2030_Achievable_million_m3_After Competition Groups_Condensing Storage Water Heater
Residential | Res ¦ Attic Insulation | 2030 | Technical | million_m3 | After Competition Groups | 159.0745 | 5523525.2653 | 5.5235 | 3713.1842 | 0.04284 | 6 | Residential_2030_Technical_million_m3_After Competition Groups_6 | Attic Insulation | 4.284% | 5.5235 | 159.0745 | Residential_2030_Technical_million_m3_After Competition Groups_Attic Insulation
Residential | Res ¦ Condensing Storage Water Heater | 2030 | Economic | million_m3 | After Competition Groups | 138.3162 | 69499221.7484 | 69.4992 | 3305.1044 | 0.041849 | 8 | Residential_2030_Economic_million_m3_After Competition Groups_8 | Condensing Storage Water Heater | 4.185% | 69.4992 | 138.3162 | Residential_2030_Economic_million_m3_After Competition Groups_Condensing Storage Water Heater
Residential | Res ¦ Basement or Crawlspace Insulation | 2030 | Economic | million_m3 | After Competition Groups | 135.1852 | 23977395.4686 | 23.9774 | 3305.1044 | 0.040902 | 9 | Residential_2030_Economic_million_m3_After Competition Groups_9 | Basement or Crawlspace Insulation | 4.09% | 23.9774 | 135.1852 | Residential_2030_Economic_million_m3_After Competition Groups_Basement or Crawlspace Insulation
Residential | Res ¦ DHW Recirculation Systems | 2030 | Technical | million_m3 | After Competition Groups | 150.855 | 68875222.6083 | 68.8752 | 3713.1842 | 0.040627 | 7 | Residential_2030_Technical_million_m3_After Competition Groups_7 | DHW Recirculation Systems | 4.063% | 68.8752 | 150.855 | Residential_2030_Technical_million_m3_After Competition Groups_DHW Recirculation Systems
Residential | Res ¦ Basement Wall Insulation | 2030 | Economic | million_m3 | After Competition Groups | 132.3506 | 3386151.7194 | 3.3862 | 3305.1044 | 0.040044 | 10 | Residential_2030_Economic_million_m3_After Competition Groups_10 | Basement Wall Insulation | 4.004% | 3.3862 | 132.3506 | Residential_2030_Economic_million_m3_After Competition Groups_Basement Wall Insulation
Residential | Res ¦ Condensing Storage Water Heater | 2030 | Technical | million_m3 | After Competition Groups | 138.3162 | 69499221.7484 | 69.4992 | 3713.1842 | 0.03725 | 8 | Residential_2030_Technical_million_m3_After Competition Groups_8 | Condensing Storage Water Heater | 3.725% | 69.4992 | 138.3162 | Residential_2030_Technical_million_m3_After Competition Groups_Condensing Storage Water Heater
Residential | Res ¦ Basement or Crawlspace Insulation | 2030 | Technical | million_m3 | After Competition Groups | 135.1852 | 23977395.4686 | 23.9774 | 3713.1842 | 0.036407 | 9 | Residential_2030_Technical_million_m3_After Competition Groups_9 | Basement or Crawlspace Insulation | 3.641% | 23.9774 | 135.1852 | Residential_2030_Technical_million_m3_After Competition Groups_Basement or Crawlspace Insulation
Residential | Res ¦ Basement Wall Insulation | 2030 | Technical | million_m3 | After Competition Groups | 132.3506 | 3386151.7194 | 3.3862 | 3713.1842 | 0.035643 | 10 | Residential_2030_Technical_million_m3_After Competition Groups_10 | Basement Wall Insulation | 3.564% | 3.3862 | 132.3506 | Residential_2030_Technical_million_m3_After Competition Groups_Basement Wall Insulation
Residential | Res ¦ Condensing Boiler | 2030 | Economic | million_m3 | After Competition Groups | 103.2876 | 61698421.0914 | 61.6984 | 3305.1044 | 0.031251 | 11 | Residential_2030_Economic_million_m3_After Competition Groups_11 | Condensing Boiler | 3.125% | 61.6984 | 103.2876 | Residential_2030_Economic_million_m3_After Competition Groups_Condensing Boiler
Residential | Res ¦ Tankless Water Heater | 2030 | Technical | million_m3 | After Competition Groups | 115.525 | 0 | 0 | 3713.1842 | 0.031112 | 11 | Residential_2030_Technical_million_m3_After Competition Groups_11 | Tankless Water Heater | 3.111% | 0 | 115.525 | Residential_2030_Technical_million_m3_After Competition Groups_Tankless Water Heater
Residential | Res ¦ Condensing Boiler | 2030 | Technical | million_m3 | After Competition Groups | 103.2876 | 61698421.0914 | 61.6984 | 3713.1842 | 0.027816 | 12 | Residential_2030_Technical_million_m3_After Competition Groups_12 | Condensing Boiler | 2.782% | 61.6984 | 103.2876 | Residential_2030_Technical_million_m3_After Competition Groups_Condensing Boiler
Residential | Res ¦ Window Film | 2030 | Technical | million_m3 | After Competition Groups | 92.9294 | 0 | 0 | 3713.1842 | 0.025027 | 13 | Residential_2030_Technical_million_m3_After Competition Groups_13 | Window Film | 2.503% | 0 | 92.9294 | Residential_2030_Technical_million_m3_After Competition Groups_Window Film
Residential | Res ¦ Advanced BAS/Controllers | 2030 | Economic | million_m3 | After Competition Groups | 82.3183 | 1476470.1413 | 1.4765 | 3305.1044 | 0.024906 | 12 | Residential_2030_Economic_million_m3_After Competition Groups_12 | Advanced BAS/Controllers | 2.491% | 1.4765 | 82.3183 | Residential_2030_Economic_million_m3_After Competition Groups_Advanced BAS/Controllers
Residential | Res ¦ Condensing Make Up Air Unit | 2030 | Achievable | million_m3 | After Competition Groups | 22.1101 | 4355081.7999 | 4.3551 | 905.0046 | 0.024431 | 12 | Residential_2030_Achievable_million_m3_After Competition Groups_12 | Condensing Make Up Air Unit | 2.443% | 4.3551 | 22.1101 | Residential_2030_Achievable_million_m3_After Competition Groups_Condensing Make Up Air Unit
Residential | Res ¦ Wall Insulation | 2030 | Achievable | million_m3 | After Competition Groups | 21.9689 | 30843101.3685 | 30.8431 | 905.0046 | 0.024275 | 13 | Residential_2030_Achievable_million_m3_After Competition Groups_13 | Wall Insulation | 2.427% | 30.8431 | 21.9689 | Residential_2030_Achievable_million_m3_After Competition Groups_Wall Insulation
Residential | Res ¦ Furnace Tune Up | 2030 | Technical | million_m3 | After Competition Groups | 90.0323 | 0 | 0 | 3713.1842 | 0.024247 | 14 | Residential_2030_Technical_million_m3_After Competition Groups_14 | Furnace Tune Up | 2.425% | 0 | 90.0323 | Residential_2030_Technical_million_m3_After Competition Groups_Furnace Tune Up
Residential | Res ¦ High Efficiency Condensing Furnace | 2030 | Economic | million_m3 | After Competition Groups | 74.4615 | 37496086.0551 | 37.4961 | 3305.1044 | 0.022529 | 13 | Residential_2030_Economic_million_m3_After Competition Groups_13 | High Efficiency Condensing Furnace | 2.253% | 37.4961 | 74.4615 | Residential_2030_Economic_million_m3_After Competition Groups_High Efficiency Condensing Furnace
Residential | Res ¦ Advanced BAS/Controllers | 2030 | Technical | million_m3 | After Competition Groups | 82.3183 | 1476470.1413 | 1.4765 | 3713.1842 | 0.022169 | 15 | Residential_2030_Technical_million_m3_After Competition Groups_15 | Advanced BAS/Controllers | 2.217% | 1.4765 | 82.3183 | Residential_2030_Technical_million_m3_After Competition Groups_Advanced BAS/Controllers
Residential | Res ¦ High Efficiency Fireplace with Pilotless Ignition | 2030 | Economic | million_m3 | After Competition Groups | 72.4186 | 6131745.4387 | 6.1317 | 3305.1044 | 0.021911 | 14 | Residential_2030_Economic_million_m3_After Competition Groups_14 | High Efficiency Fireplace with Pilotless Ignition | 2.191% | 6.1317 | 72.4186 | Residential_2030_Economic_million_m3_After Competition Groups_High Efficiency Fireplace with Pilotless Ignition
Residential | Res ¦ Heat Recovery Ventilator | 2030 | Economic | million_m3 | After Competition Groups | 71.0008 | 1188166.6506 | 1.1882 | 3305.1044 | 0.021482 | 15 | Residential_2030_Economic_million_m3_After Competition Groups_15 | Heat Recovery Ventilator | 2.148% | 1.1882 | 71.0008 | Residential_2030_Economic_million_m3_After Competition Groups_Heat Recovery Ventilator
Residential | Res ¦ Attic Insulation | 2030 | Achievable | million_m3 | After Competition Groups | 19.4094 | 5523525.2653 | 5.5235 | 905.0046 | 0.021447 | 14 | Residential_2030_Achievable_million_m3_After Competition Groups_14 | Attic Insulation | 2.145% | 5.5235 | 19.4094 | Residential_2030_Achievable_million_m3_After Competition Groups_Attic Insulation
Residential | Res ¦ Building Recommissioning, Operations and Maintenance (O&M) Improvements | 2030 | Economic | million_m3 | After Competition Groups | 68.1099 | 1181361.0502 | 1.1814 | 3305.1044 | 0.020607 | 16 | Residential_2030_Economic_million_m3_After Competition Groups_16 | Building Recommissioning, Operations and Maintenance (O&M) Improvements | 2.061% | 1.1814 | 68.1099 | Residential_2030_Economic_million_m3_After Competition Groups_Building Recommissioning, Operations and Maintenance (O&M) Improvements
Residential | Res ¦ High Efficiency Condensing Furnace | 2030 | Technical | million_m3 | After Competition Groups | 74.6788 | 37496086.0551 | 37.4961 | 3713.1842 | 0.020112 | 16 | Residential_2030_Technical_million_m3_After Competition Groups_16 | High Efficiency Condensing Furnace | 2.011% | 37.4961 | 74.6788 | Residential_2030_Technical_million_m3_After Competition Groups_High Efficiency Condensing Furnace
Residential | Res ¦ High Efficiency Fireplace with Pilotless Ignition | 2030 | Technical | million_m3 | After Competition Groups | 72.4186 | 6131745.4387 | 6.1317 | 3713.1842 | 0.019503 | 17 | Residential_2030_Technical_million_m3_After Competition Groups_17 | High Efficiency Fireplace with Pilotless Ignition | 1.95% | 6.1317 | 72.4186 | Residential_2030_Technical_million_m3_After Competition Groups_High Efficiency Fireplace with Pilotless Ignition
Residential | Res ¦ Heat Recovery Ventilator | 2030 | Technical | million_m3 | After Competition Groups | 71.0008 | 1188166.6506 | 1.1882 | 3713.1842 | 0.019121 | 18 | Residential_2030_Technical_million_m3_After Competition Groups_18 | Heat Recovery Ventilator | 1.912% | 1.1882 | 71.0008 | Residential_2030_Technical_million_m3_After Competition Groups_Heat Recovery Ventilator
Residential | Res ¦ Building Recommissioning, Operations and Maintenance (O&M) Improvements | 2030 | Technical | million_m3 | After Competition Groups | 68.1099 | 1181361.0502 | 1.1814 | 3713.1842 | 0.018343 | 19 | Residential_2030_Technical_million_m3_After Competition Groups_19 | Building Recommissioning, Operations and Maintenance (O&M) Improvements | 1.834% | 1.1814 | 68.1099 | Residential_2030_Technical_million_m3_After Competition Groups_Building Recommissioning, Operations and Maintenance (O&M) Improvements
Residential | Res ¦ Ceiling Insulation | 2030 | Technical | million_m3 | After Competition Groups | 66.867 | 1145082.0214 | 1.1451 | 3713.1842 | 0.018008 | 20 | Residential_2030_Technical_million_m3_After Competition Groups_20 | Ceiling Insulation | 1.801% | 1.1451 | 66.867 | Residential_2030_Technical_million_m3_After Competition Groups_Ceiling Insulation
Residential | Res ¦ Basement Wall Insulation | 2030 | Achievable | million_m3 | After Competition Groups | 16.1497 | 3386151.7194 | 3.3862 | 905.0046 | 0.017845 | 15 | Residential_2030_Achievable_million_m3_After Competition Groups_15 | Basement Wall Insulation | 1.784% | 3.3862 | 16.1497 | Residential_2030_Achievable_million_m3_After Competition Groups_Basement Wall Insulation
Residential | Res ¦ Demand Control Ventilation | 2030 | Achievable | million_m3 | After Competition Groups | 15.9707 | 612311.6368 | 0.61231 | 905.0046 | 0.017647 | 16 | Residential_2030_Achievable_million_m3_After Competition Groups_16 | Demand Control Ventilation | 1.765% | 0.61231 | 15.9707 | Residential_2030_Achievable_million_m3_After Competition Groups_Demand Control Ventilation
Residential | Res ¦ Duct Insulation MF | 2030 | Economic | million_m3 | After Competition Groups | 53.792 | 4279151.4899 | 4.2792 | 3305.1044 | 0.016275 | 17 | Residential_2030_Economic_million_m3_After Competition Groups_17 | Duct Insulation MF | 1.628% | 4.2792 | 53.792 | Residential_2030_Economic_million_m3_After Competition Groups_Duct Insulation MF
Residential | Res ¦ Floor Insulation | 2030 | Economic | million_m3 | After Competition Groups | 51.8772 | 5973554.6807 | 5.9736 | 3305.1044 | 0.015696 | 18 | Residential_2030_Economic_million_m3_After Competition Groups_18 | Floor Insulation | 1.57% | 5.9736 | 51.8772 | Residential_2030_Economic_million_m3_After Competition Groups_Floor Insulation
Residential | Res ¦ Condensing Make Up Air Unit | 2030 | Economic | million_m3 | After Competition Groups | 49.9262 | 4355081.7999 | 4.3551 | 3305.1044 | 0.015106 | 19 | Residential_2030_Economic_million_m3_After Competition Groups_19 | Condensing Make Up Air Unit | 1.511% | 4.3551 | 49.9262 | Residential_2030_Economic_million_m3_After Competition Groups_Condensing Make Up Air Unit
Residential | Res ¦ Duct Insulation | 2030 | Economic | million_m3 | After Competition Groups | 49.5507 | 6269243.3942 | 6.2692 | 3305.1044 | 0.014992 | 20 | Residential_2030_Economic_million_m3_After Competition Groups_20 | Duct Insulation | 1.499% | 6.2692 | 49.5507 | Residential_2030_Economic_million_m3_After Competition Groups_Duct Insulation
Residential | Res ¦ Duct Insulation MF | 2030 | Technical | million_m3 | After Competition Groups | 53.792 | 4279151.4899 | 4.2792 | 3713.1842 | 0.014487 | 21 | Residential_2030_Technical_million_m3_After Competition Groups_21 | Duct Insulation MF | 1.449% | 4.2792 | 53.792 | Residential_2030_Technical_million_m3_After Competition Groups_Duct Insulation MF
Residential | Res ¦ Floor Insulation | 2030 | Technical | million_m3 | After Competition Groups | 51.8772 | 5973554.6807 | 5.9736 | 3713.1842 | 0.013971 | 22 | Residential_2030_Technical_million_m3_After Competition Groups_22 | Floor Insulation | 1.397% | 5.9736 | 51.8772 | Residential_2030_Technical_million_m3_After Competition Groups_Floor Insulation
Residential | Res ¦ High Efficiency Storage Water Heater | 2030 | Economic | million_m3 | After Competition Groups | 44.5432 | 21567231.7495 | 21.5672 | 3305.1044 | 0.013477 | 21 | Residential_2030_Economic_million_m3_After Competition Groups_21 | High Efficiency Storage Water Heater | 1.348% | 21.5672 | 44.5432 | Residential_2030_Economic_million_m3_After Competition Groups_High Efficiency Storage Water Heater
Residential | Res ¦ Condensing Make Up Air Unit | 2030 | Technical | million_m3 | After Competition Groups | 49.9262 | 4355081.7999 | 4.3551 | 3713.1842 | 0.013446 | 23 | Residential_2030_Technical_million_m3_After Competition Groups_23 | Condensing Make Up Air Unit | 1.345% | 4.3551 | 49.9262 | Residential_2030_Technical_million_m3_After Competition Groups_Condensing Make Up Air Unit
Residential | Res ¦ Duct Insulation | 2030 | Technical | million_m3 | After Competition Groups | 49.5507 | 6269243.3942 | 6.2692 | 3713.1842 | 0.013345 | 24 | Residential_2030_Technical_million_m3_After Competition Groups_24 | Duct Insulation | 1.334% | 6.2692 | 49.5507 | Residential_2030_Technical_million_m3_After Competition Groups_Duct Insulation
Residential | Res ¦ Pool Cover | 2030 | Achievable | million_m3 | After Competition Groups | 11.0485 | 4382940.4932 | 4.3829 | 905.0046 | 0.012208 | 17 | Residential_2030_Achievable_million_m3_After Competition Groups_17 | Pool Cover | 1.221% | 4.3829 | 11.0485 | Residential_2030_Achievable_million_m3_After Competition Groups_Pool Cover
Residential | Res ¦ High Efficiency Storage Water Heater | 2030 | Achievable | million_m3 | After Competition Groups | 10.7091 | 21567231.7495 | 21.5672 | 905.0046 | 0.011833 | 18 | Residential_2030_Achievable_million_m3_After Competition Groups_18 | High Efficiency Storage Water Heater | 1.183% | 21.5672 | 10.7091 | Residential_2030_Achievable_million_m3_After Competition Groups_High Efficiency Storage Water Heater
Residential | Res ¦ Demand Control Ventilation | 2030 | Economic | million_m3 | After Competition Groups | 36.8432 | 612311.6368 | 0.61231 | 3305.1044 | 0.011147 | 22 | Residential_2030_Economic_million_m3_After Competition Groups_22 | Demand Control Ventilation | 1.115% | 0.61231 | 36.8432 | Residential_2030_Economic_million_m3_After Competition Groups_Demand Control Ventilation
Residential | Res ¦ Demand Control Ventilation | 2030 | Technical | million_m3 | After Competition Groups | 36.8432 | 612311.6368 | 0.61231 | 3713.1842 | 0.0099223 | 25 | Residential_2030_Technical_million_m3_After Competition Groups_25 | Demand Control Ventilation | 0.9922% | 0.61231 | 36.8432 | Residential_2030_Technical_million_m3_After Competition Groups_Demand Control Ventilation
Residential | Res ¦ Basement or Crawlspace Insulation | 2030 | Achievable | million_m3 | After Competition Groups | 8.6041 | 23977395.4686 | 23.9774 | 905.0046 | 0.0095072 | 19 | Residential_2030_Achievable_million_m3_After Competition Groups_19 | Basement or Crawlspace Insulation | 0.9507% | 23.9774 | 8.6041 | Residential_2030_Achievable_million_m3_After Competition Groups_Basement or Crawlspace Insulation
Residential | Res ¦ Early Hot Water Heater Replacement | 2030 | Technical | million_m3 | After Competition Groups | 29.5918 | 0 | 0 | 3713.1842 | 0.0079694 | 26 | Residential_2030_Technical_million_m3_After Competition Groups_26 | Early Hot Water Heater Replacement | 0.7969% | 0 | 29.5918 | Residential_2030_Technical_million_m3_After Competition Groups_Early Hot Water Heater Replacement
Residential | Res ¦ Duct Insulation MF | 2030 | Achievable | million_m3 | After Competition Groups | 6.5622 | 4279151.4899 | 4.2792 | 905.0046 | 0.007251 | 20 | Residential_2030_Achievable_million_m3_After Competition Groups_20 | Duct Insulation MF | 0.7251% | 4.2792 | 6.5622 | Residential_2030_Achievable_million_m3_After Competition Groups_Duct Insulation MF
Residential | Res ¦ Floor Insulation | 2030 | Achievable | million_m3 | After Competition Groups | 6.3262 | 5973554.6807 | 5.9736 | 905.0046 | 0.0069902 | 21 | Residential_2030_Achievable_million_m3_After Competition Groups_21 | Floor Insulation | 0.699% | 5.9736 | 6.3262 | Residential_2030_Achievable_million_m3_After Competition Groups_Floor Insulation
Residential | Res ¦ Drain Water Heat Recovery | 2030 | Technical | million_m3 | After Competition Groups | 25.2381 | 910455.8453 | 0.91046 | 3713.1842 | 0.0067969 | 27 | Residential_2030_Technical_million_m3_After Competition Groups_27 | Drain Water Heat Recovery | 0.6797% | 0.91046 | 25.2381 | Residential_2030_Technical_million_m3_After Competition Groups_Drain Water Heat Recovery
Residential | Res ¦ Duct Insulation | 2030 | Achievable | million_m3 | After Competition Groups | 6.0351 | 6269243.3942 | 6.2692 | 905.0046 | 0.0066686 | 22 | Residential_2030_Achievable_million_m3_After Competition Groups_22 | Duct Insulation | 0.6669% | 6.2692 | 6.0351 | Residential_2030_Achievable_million_m3_After Competition Groups_Duct Insulation
Residential | Res ¦ Water Heater Temperature Setback | 2030 | Achievable | million_m3 | After Competition Groups | 4.959 | 492839.2576 | 0.49284 | 905.0046 | 0.0054795 | 23 | Residential_2030_Achievable_million_m3_After Competition Groups_23 | Water Heater Temperature Setback | 0.548% | 0.49284 | 4.959 | Residential_2030_Achievable_million_m3_After Competition Groups_Water Heater Temperature Setback
Residential | Res ¦ Heat Recovery Ventilator | 2030 | Achievable | million_m3 | After Competition Groups | 4.81 | 1188166.6506 | 1.1882 | 905.0046 | 0.0053148 | 24 | Residential_2030_Achievable_million_m3_After Competition Groups_24 | Heat Recovery Ventilator | 0.5315% | 1.1882 | 4.81 | Residential_2030_Achievable_million_m3_After Competition Groups_Heat Recovery Ventilator
Residential | Res ¦ Home Energy Reports | 2030 | Achievable | million_m3 | After Competition Groups | 4.59 | 3444750.0065 | 3.4448 | 905.0046 | 0.0050718 | 25 | Residential_2030_Achievable_million_m3_After Competition Groups_25 | Home Energy Reports | 0.5072% | 3.4448 | 4.59 | Residential_2030_Achievable_million_m3_After Competition Groups_Home Energy Reports
Residential | Res ¦ Pool Cover | 2030 | Economic | million_m3 | After Competition Groups | 16.4213 | 4382940.4932 | 4.3829 | 3305.1044 | 0.0049685 | 23 | Residential_2030_Economic_million_m3_After Competition Groups_23 | Pool Cover | 0.4968% | 4.3829 | 16.4213 | Residential_2030_Economic_million_m3_After Competition Groups_Pool Cover
Residential | Res ¦ Pool Cover | 2030 | Technical | million_m3 | After Competition Groups | 16.4213 | 4382940.4932 | 4.3829 | 3713.1842 | 0.0044224 | 28 | Residential_2030_Technical_million_m3_After Competition Groups_28 | Pool Cover | 0.4422% | 4.3829 | 16.4213 | Residential_2030_Technical_million_m3_After Competition Groups_Pool Cover
Residential | Res ¦ Home Energy Reports | 2030 | Technical | million_m3 | After Competition Groups | 15.0007 | 3444750.0065 | 3.4448 | 3713.1842 | 0.0040399 | 29 | Residential_2030_Technical_million_m3_After Competition Groups_29 | Home Energy Reports | 0.404% | 3.4448 | 15.0007 | Residential_2030_Technical_million_m3_After Competition Groups_Home Energy Reports
Residential | Res ¦ Home Energy Reports | 2030 | Economic | million_m3 | After Competition Groups | 11.475 | 3444750.0065 | 3.4448 | 3305.1044 | 0.0034719 | 24 | Residential_2030_Economic_million_m3_After Competition Groups_24 | Home Energy Reports | 0.3472% | 3.4448 | 11.475 | Residential_2030_Economic_million_m3_After Competition Groups_Home Energy Reports
Residential | Res ¦ High Efficiency Gas Pool Heater | 2030 | Technical | million_m3 | After Competition Groups | 9.4037 | 0 | 0 | 3713.1842 | 0.0025325 | 30 | Residential_2030_Technical_million_m3_After Competition Groups_30 | High Efficiency Gas Pool Heater | 0.2533% | 0 | 9.4037 | Residential_2030_Technical_million_m3_After Competition Groups_High Efficiency Gas Pool Heater
Residential | Res ¦ Wall Insulation MF | 2030 | Economic | million_m3 | After Competition Groups | 8.327 | 83544.2686 | 0.083544 | 3305.1044 | 0.0025194 | 25 | Residential_2030_Economic_million_m3_After Competition Groups_25 | Wall Insulation MF | 0.2519% | 0.083544 | 8.327 | Residential_2030_Economic_million_m3_After Competition Groups_Wall Insulation MF
Residential | Res ¦ Wall Insulation MF | 2030 | Technical | million_m3 | After Competition Groups | 8.327 | 83544.2686 | 0.083544 | 3713.1842 | 0.0022425 | 31 | Residential_2030_Technical_million_m3_After Competition Groups_31 | Wall Insulation MF | 0.2243% | 0.083544 | 8.327 | Residential_2030_Technical_million_m3_After Competition Groups_Wall Insulation MF
Residential | Res ¦ Water Heater Temperature Setback | 2030 | Economic | million_m3 | After Competition Groups | 7.3687 | 492839.2576 | 0.49284 | 3305.1044 | 0.0022295 | 26 | Residential_2030_Economic_million_m3_After Competition Groups_26 | Water Heater Temperature Setback | 0.2229% | 0.49284 | 7.3687 | Residential_2030_Economic_million_m3_After Competition Groups_Water Heater Temperature Setback
Residential | Res ¦ Water Heater Temperature Setback | 2030 | Technical | million_m3 | After Competition Groups | 7.3687 | 492839.2576 | 0.49284 | 3713.1842 | 0.0019845 | 32 | Residential_2030_Technical_million_m3_After Competition Groups_32 | Water Heater Temperature Setback | 0.1984% | 0.49284 | 7.3687 | Residential_2030_Technical_million_m3_After Competition Groups_Water Heater Temperature Setback
Residential | Res ¦ Ceiling Insulation | 2030 | Economic | million_m3 | After Competition Groups | 6.0934 | 1145082.0214 | 1.1451 | 3305.1044 | 0.0018436 | 27 | Residential_2030_Economic_million_m3_After Competition Groups_27 | Ceiling Insulation | 0.1844% | 1.1451 | 6.0934 | Residential_2030_Economic_million_m3_After Competition Groups_Ceiling Insulation
Residential | Res ¦ Wall Insulation MF | 2030 | Achievable | million_m3 | After Competition Groups | 1.0162 | 83544.2686 | 0.083544 | 905.0046 | 0.0011229 | 26 | Residential_2030_Achievable_million_m3_After Competition Groups_26 | Wall Insulation MF | 0.1123% | 0.083544 | 1.0162 | Residential_2030_Achievable_million_m3_After Competition Groups_Wall Insulation MF
Residential | Res ¦ Clothes Drying Racks | 2030 | Achievable | million_m3 | After Competition Groups | 0.84994 | 2078796.2685 | 2.0788 | 905.0046 | 0.00093916 | 27 | Residential_2030_Achievable_million_m3_After Competition Groups_27 | Clothes Drying Racks | 0.09392% | 2.0788 | 0.84994 | Residential_2030_Achievable_million_m3_After Competition Groups_Clothes Drying Racks
Residential | Res ¦ Energy Star Clothes Washer | 2030 | Achievable | million_m3 | After Competition Groups | 0.68185 | 251764.5143 | 0.25176 | 905.0046 | 0.00075342 | 28 | Residential_2030_Achievable_million_m3_After Competition Groups_28 | Energy Star Clothes Washer | 0.07534% | 0.25176 | 0.68185 | Residential_2030_Achievable_million_m3_After Competition Groups_Energy Star Clothes Washer
Residential | Res ¦ Minimize Hot and Warm Clothes Wash | 2030 | Achievable | million_m3 | After Competition Groups | 0.36332 | 0 | 0 | 905.0046 | 0.00040145 | 29 | Residential_2030_Achievable_million_m3_After Competition Groups_29 | Minimize Hot and Warm Clothes Wash | 0.04015% | 0 | 0.36332 | Residential_2030_Achievable_million_m3_After Competition Groups_Minimize Hot and Warm Clothes Wash
Residential | Res ¦ Drain Water Heat Recovery | 2030 | Economic | million_m3 | After Competition Groups | 1.2928 | 910455.8453 | 0.91046 | 3305.1044 | 0.00039117 | 28 | Residential_2030_Economic_million_m3_After Competition Groups_28 | Drain Water Heat Recovery | 0.03912% | 0.91046 | 1.2928 | Residential_2030_Economic_million_m3_After Competition Groups_Drain Water Heat Recovery
Residential | Res ¦ Clothes Drying Racks | 2030 | Economic | million_m3 | After Competition Groups | 1.2654 | 2078796.2685 | 2.0788 | 3305.1044 | 0.00038286 | 29 | Residential_2030_Economic_million_m3_After Competition Groups_29 | Clothes Drying Racks | 0.03829% | 2.0788 | 1.2654 | Residential_2030_Economic_million_m3_After Competition Groups_Clothes Drying Racks
Residential | Res ¦ Energy Star Clothes Dryer | 2030 | Technical | million_m3 | After Competition Groups | 1.4025 | 0 | 0 | 3713.1842 | 0.0003777 | 33 | Residential_2030_Technical_million_m3_After Competition Groups_33 | Energy Star Clothes Dryer | 0.03777% | 0 | 1.4025 | Residential_2030_Technical_million_m3_After Competition Groups_Energy Star Clothes Dryer
Residential | Res ¦ Clothes Drying Racks | 2030 | Technical | million_m3 | After Competition Groups | 1.2654 | 2078796.2685 | 2.0788 | 3713.1842 | 0.00034079 | 34 | Residential_2030_Technical_million_m3_After Competition Groups_34 | Clothes Drying Racks | 0.03408% | 2.0788 | 1.2654 | Residential_2030_Technical_million_m3_After Competition Groups_Clothes Drying Racks
Residential | Res ¦ Minimize Hot and Warm Clothes Wash | 2030 | Economic | million_m3 | After Competition Groups | 1.0996 | 0 | 0 | 3305.1044 | 0.00033269 | 30 | Residential_2030_Economic_million_m3_After Competition Groups_30 | Minimize Hot and Warm Clothes Wash | 0.03327% | 0 | 1.0996 | Residential_2030_Economic_million_m3_After Competition Groups_Minimize Hot and Warm Clothes Wash
Residential | Res ¦ Ceiling Insulation | 2030 | Achievable | million_m3 | After Competition Groups | 0.2923 | 1145082.0214 | 1.1451 | 905.0046 | 0.00032298 | 30 | Residential_2030_Achievable_million_m3_After Competition Groups_30 | Ceiling Insulation | 0.0323% | 1.1451 | 0.2923 | Residential_2030_Achievable_million_m3_After Competition Groups_Ceiling Insulation
Residential | Res ¦ Minimize Hot and Warm Clothes Wash | 2030 | Technical | million_m3 | After Competition Groups | 1.0996 | 0 | 0 | 3713.1842 | 0.00029613 | 35 | Residential_2030_Technical_million_m3_After Competition Groups_35 | Minimize Hot and Warm Clothes Wash | 0.02961% | 0 | 1.0996 | Residential_2030_Technical_million_m3_After Competition Groups_Minimize Hot and Warm Clothes Wash
Residential | Res ¦ Energy Star Clothes Washer | 2030 | Economic | million_m3 | After Competition Groups | 0.74801 | 251764.5143 | 0.25176 | 3305.1044 | 0.00022632 | 31 | Residential_2030_Economic_million_m3_After Competition Groups_31 | Energy Star Clothes Washer | 0.02263% | 0.25176 | 0.74801 | Residential_2030_Economic_million_m3_After Competition Groups_Energy Star Clothes Washer
Residential | Res ¦ Energy Star Clothes Washer | 2030 | Technical | million_m3 | After Competition Groups | 0.74801 | 251764.5143 | 0.25176 | 3713.1842 | 0.00020145 | 36 | Residential_2030_Technical_million_m3_After Competition Groups_36 | Energy Star Clothes Washer | 0.02014% | 0.25176 | 0.74801 | Residential_2030_Technical_million_m3_After Competition Groups_Energy Star Clothes Washer
Residential | Res ¦ Drain Water Heat Recovery | 2030 | Achievable | million_m3 | After Competition Groups | 0.15871 | 910455.8453 | 0.91046 | 905.0046 | 0.00017536 | 31 | Residential_2030_Achievable_million_m3_After Competition Groups_31 | Drain Water Heat Recovery | 0.01754% | 0.91046 | 0.15871 | Residential_2030_Achievable_million_m3_After Competition Groups_Drain Water Heat Recovery
Residential | Res ¦ Solar Water Preheat (Pools/DHW) | 2030 | Technical | million_m3 | After Competition Groups | 0.13124 | 0 | 0 | 3713.1842 | 3.5344e-05 | 37 | Residential_2030_Technical_million_m3_After Competition Groups_37 | Solar Water Preheat (Pools/DHW) | 0.003534% | 0 | 0.13124 | Residential_2030_Technical_million_m3_After Competition Groups_Solar Water Preheat (Pools/DHW)
Residential | Res ¦ Furnace Tune Up | 2030 | Achievable | million_m3 | After Competition Groups | 0 | 0 | 0 | 905.0046 | 0 | 32 | Residential_2030_Achievable_million_m3_After Competition Groups_32 | Furnace Tune Up | 0% | 0 | 0 | Residential_2030_Achievable_million_m3_After Competition Groups_Furnace Tune Up
Residential | Res ¦ Furnace Tune Up | 2030 | Economic | million_m3 | After Competition Groups | 0 | 0 | 0 | 3305.1044 | 0 | 32 | Residential_2030_Economic_million_m3_After Competition Groups_32 | Furnace Tune Up | 0% | 0 | 0 | Residential_2030_Economic_million_m3_After Competition Groups_Furnace Tune Up
Residential | Res ¦ Tankless Water Heater | 2030 | Achievable | million_m3 | After Competition Groups | 0 | 0 | 0 | 905.0046 | 0 | 33 | Residential_2030_Achievable_million_m3_After Competition Groups_33 | Tankless Water Heater | 0% | 0 | 0 | Residential_2030_Achievable_million_m3_After Competition Groups_Tankless Water Heater
Residential | Res ¦ Tankless Water Heater | 2030 | Economic | million_m3 | After Competition Groups | 0 | 0 | 0 | 3305.1044 | 0 | 33 | Residential_2030_Economic_million_m3_After Competition Groups_33 | Tankless Water Heater | 0% | 0 | 0 | Residential_2030_Economic_million_m3_After Competition Groups_Tankless Water Heater
Residential | Res ¦ Air Sealing | 2031 | Economic | million_m3 | After Competition Groups | 641.1517 | 26896416.3755 | 26.8964 | 3331.958 | 0.19242 | 1 | Residential_2031_Economic_million_m3_After Competition Groups_1 | Air Sealing | 19.24% | 26.8964 | 641.1517 | Residential_2031_Economic_million_m3_After Competition Groups_Air Sealing
Residential | Res ¦ Air Sealing | 2031 | Technical | million_m3 | After Competition Groups | 641.1517 | 26896416.3755 | 26.8964 | 3736.7842 | 0.17158 | 1 | Residential_2031_Technical_million_m3_After Competition Groups_1 | Air Sealing | 17.16% | 26.8964 | 641.1517 | Residential_2031_Technical_million_m3_After Competition Groups_Air Sealing
Residential | Res ¦ Adaptive Thermostat | 2031 | Economic | million_m3 | After Competition Groups | 525.4372 | 27676126.8317 | 27.6761 | 3331.958 | 0.1577 | 2 | Residential_2031_Economic_million_m3_After Competition Groups_2 | Adaptive Thermostat | 15.77% | 27.6761 | 525.4372 | Residential_2031_Economic_million_m3_After Competition Groups_Adaptive Thermostat
Residential | Res ¦ Adaptive Thermostat | 2031 | Technical | million_m3 | After Competition Groups | 525.4372 | 27676126.8317 | 27.6761 | 3736.7842 | 0.14061 | 2 | Residential_2031_Technical_million_m3_After Competition Groups_2 | Adaptive Thermostat | 14.06% | 27.6761 | 525.4372 | Residential_2031_Technical_million_m3_After Competition Groups_Adaptive Thermostat
Residential | Res ¦ Comprehensive Draft Proofing | 2031 | Achievable | million_m3 | After Competition Groups | 147.7867 | 1484220.4218 | 1.4842 | 1054.2371 | 0.14018 | 1 | Residential_2031_Achievable_million_m3_After Competition Groups_1 | Comprehensive Draft Proofing | 14.02% | 1.4842 | 147.7867 | Residential_2031_Achievable_million_m3_After Competition Groups_Comprehensive Draft Proofing
Residential | Res ¦ DHW Recirculation Systems | 2031 | Achievable | million_m3 | After Competition Groups | 112.9029 | 61562654.3021 | 61.5627 | 1054.2371 | 0.10709 | 2 | Residential_2031_Achievable_million_m3_After Competition Groups_2 | DHW Recirculation Systems | 10.71% | 61.5627 | 112.9029 | Residential_2031_Achievable_million_m3_After Competition Groups_DHW Recirculation Systems
Residential | Res ¦ Adaptive Thermostat | 2031 | Achievable | million_m3 | After Competition Groups | 102.1158 | 27676126.8317 | 27.6761 | 1054.2371 | 0.096862 | 3 | Residential_2031_Achievable_million_m3_After Competition Groups_3 | Adaptive Thermostat | 9.686% | 27.6761 | 102.1158 | Residential_2031_Achievable_million_m3_After Competition Groups_Adaptive Thermostat
Residential | Res ¦ Air Sealing | 2031 | Achievable | million_m3 | After Competition Groups | 93.3963 | 26896416.3755 | 26.8964 | 1054.2371 | 0.088591 | 4 | Residential_2031_Achievable_million_m3_After Competition Groups_4 | Air Sealing | 8.859% | 26.8964 | 93.3963 | Residential_2031_Achievable_million_m3_After Competition Groups_Air Sealing
Residential | Res ¦ Energy Star Windows | 2031 | Economic | million_m3 | After Competition Groups | 222.1455 | 183108999.1373 | 183.109 | 3331.958 | 0.066671 | 3 | Residential_2031_Economic_million_m3_After Competition Groups_3 | Energy Star Windows | 6.667% | 183.109 | 222.1455 | Residential_2031_Economic_million_m3_After Competition Groups_Energy Star Windows
Residential | Res ¦ Energy Star Windows | 2031 | Technical | million_m3 | After Competition Groups | 243.7331 | 183108999.1373 | 183.109 | 3736.7842 | 0.065225 | 3 | Residential_2031_Technical_million_m3_After Competition Groups_3 | Energy Star Windows | 6.523% | 183.109 | 243.7331 | Residential_2031_Technical_million_m3_After Competition Groups_Energy Star Windows
Residential | Res ¦ High Efficiency Condensing Furnace | 2031 | Achievable | million_m3 | After Competition Groups | 63.8153 | 37251685.8625 | 37.2517 | 1054.2371 | 0.060532 | 5 | Residential_2031_Achievable_million_m3_After Competition Groups_5 | High Efficiency Condensing Furnace | 6.053% | 37.2517 | 63.8153 | Residential_2031_Achievable_million_m3_After Competition Groups_High Efficiency Condensing Furnace
Residential | Res ¦ Condensing Boiler | 2031 | Achievable | million_m3 | After Competition Groups | 62.3453 | 59099901.7189 | 59.0999 | 1054.2371 | 0.059138 | 6 | Residential_2031_Achievable_million_m3_After Competition Groups_6 | Condensing Boiler | 5.914% | 59.0999 | 62.3453 | Residential_2031_Achievable_million_m3_After Competition Groups_Condensing Boiler
Residential | Res ¦ Advanced BAS/Controllers | 2031 | Achievable | million_m3 | After Competition Groups | 61.6371 | 1319378.3802 | 1.3194 | 1054.2371 | 0.058466 | 7 | Residential_2031_Achievable_million_m3_After Competition Groups_7 | Advanced BAS/Controllers | 5.847% | 1.3194 | 61.6371 | Residential_2031_Achievable_million_m3_After Competition Groups_Advanced BAS/Controllers
Residential | Res ¦ Comprehensive Draft Proofing | 2031 | Economic | million_m3 | After Competition Groups | 194.2523 | 1484220.4218 | 1.4842 | 3331.958 | 0.0583 | 4 | Residential_2031_Economic_million_m3_After Competition Groups_4 | Comprehensive Draft Proofing | 5.83% | 1.4842 | 194.2523 | Residential_2031_Economic_million_m3_After Competition Groups_Comprehensive Draft Proofing
Residential | Res ¦ Energy Star Windows | 2031 | Achievable | million_m3 | After Competition Groups | 58.1972 | 183108999.1373 | 183.109 | 1054.2371 | 0.055203 | 8 | Residential_2031_Achievable_million_m3_After Competition Groups_8 | Energy Star Windows | 5.52% | 183.109 | 58.1972 | Residential_2031_Achievable_million_m3_After Competition Groups_Energy Star Windows
Residential | Res ¦ High Efficiency Fireplace with Pilotless Ignition | 2031 | Achievable | million_m3 | After Competition Groups | 56.3377 | 6196411.5936 | 6.1964 | 1054.2371 | 0.053439 | 9 | Residential_2031_Achievable_million_m3_After Competition Groups_9 | High Efficiency Fireplace with Pilotless Ignition | 5.344% | 6.1964 | 56.3377 | Residential_2031_Achievable_million_m3_After Competition Groups_High Efficiency Fireplace with Pilotless Ignition
Residential | Res ¦ Wall Insulation | 2031 | Economic | million_m3 | After Competition Groups | 177.3595 | 33734339.6923 | 33.7343 | 3331.958 | 0.05323 | 5 | Residential_2031_Economic_million_m3_After Competition Groups_5 | Wall Insulation | 5.323% | 33.7343 | 177.3595 | Residential_2031_Economic_million_m3_After Competition Groups_Wall Insulation
Residential | Res ¦ Comprehensive Draft Proofing | 2031 | Technical | million_m3 | After Competition Groups | 194.2523 | 1484220.4218 | 1.4842 | 3736.7842 | 0.051984 | 4 | Residential_2031_Technical_million_m3_After Competition Groups_4 | Comprehensive Draft Proofing | 5.198% | 1.4842 | 194.2523 | Residential_2031_Technical_million_m3_After Competition Groups_Comprehensive Draft Proofing
Residential | Res ¦ Condensing Storage Water Heater | 2031 | Achievable | million_m3 | After Competition Groups | 51.5874 | 79332651.4617 | 79.3327 | 1054.2371 | 0.048933 | 10 | Residential_2031_Achievable_million_m3_After Competition Groups_10 | Condensing Storage Water Heater | 4.893% | 79.3327 | 51.5874 | Residential_2031_Achievable_million_m3_After Competition Groups_Condensing Storage Water Heater
Residential | Res ¦ Building Recommissioning, Operations and Maintenance (O&M) Improvements | 2031 | Achievable | million_m3 | After Competition Groups | 50.999 | 1055660.7178 | 1.0557 | 1054.2371 | 0.048375 | 11 | Residential_2031_Achievable_million_m3_After Competition Groups_11 | Building Recommissioning, Operations and Maintenance (O&M) Improvements | 4.838% | 1.0557 | 50.999 | Residential_2031_Achievable_million_m3_After Competition Groups_Building Recommissioning, Operations and Maintenance (O&M) Improvements
Residential | Res ¦ Wall Insulation | 2031 | Technical | million_m3 | After Competition Groups | 177.3595 | 33734339.6923 | 33.7343 | 3736.7842 | 0.047463 | 5 | Residential_2031_Technical_million_m3_After Competition Groups_5 | Wall Insulation | 4.746% | 33.7343 | 177.3595 | Residential_2031_Technical_million_m3_After Competition Groups_Wall Insulation
Residential | Res ¦ Attic Insulation | 2031 | Economic | million_m3 | After Competition Groups | 156.5611 | 6041494.2735 | 6.0415 | 3331.958 | 0.046988 | 6 | Residential_2031_Economic_million_m3_After Competition Groups_6 | Attic Insulation | 4.699% | 6.0415 | 156.5611 | Residential_2031_Economic_million_m3_After Competition Groups_Attic Insulation
Residential | Res ¦ Condensing Storage Water Heater | 2031 | Economic | million_m3 | After Competition Groups | 152.1866 | 79332651.4617 | 79.3327 | 3331.958 | 0.045675 | 7 | Residential_2031_Economic_million_m3_After Competition Groups_7 | Condensing Storage Water Heater | 4.567% | 79.3327 | 152.1866 | Residential_2031_Economic_million_m3_After Competition Groups_Condensing Storage Water Heater
Residential | Res ¦ DHW Recirculation Systems | 2031 | Economic | million_m3 | After Competition Groups | 148.4715 | 61562654.3021 | 61.5627 | 3331.958 | 0.04456 | 8 | Residential_2031_Economic_million_m3_After Competition Groups_8 | DHW Recirculation Systems | 4.456% | 61.5627 | 148.4715 | Residential_2031_Economic_million_m3_After Competition Groups_DHW Recirculation Systems
Residential | Res ¦ Attic Insulation | 2031 | Technical | million_m3 | After Competition Groups | 156.5611 | 6041494.2735 | 6.0415 | 3736.7842 | 0.041897 | 6 | Residential_2031_Technical_million_m3_After Competition Groups_6 | Attic Insulation | 4.19% | 6.0415 | 156.5611 | Residential_2031_Technical_million_m3_After Competition Groups_Attic Insulation
Residential | Res ¦ Condensing Storage Water Heater | 2031 | Technical | million_m3 | After Competition Groups | 152.1866 | 79332651.4617 | 79.3327 | 3736.7842 | 0.040727 | 7 | Residential_2031_Technical_million_m3_After Competition Groups_7 | Condensing Storage Water Heater | 4.073% | 79.3327 | 152.1866 | Residential_2031_Technical_million_m3_After Competition Groups_Condensing Storage Water Heater
Residential | Res ¦ Basement or Crawlspace Insulation | 2031 | Economic | million_m3 | After Competition Groups | 133.0493 | 26536635.3654 | 26.5366 | 3331.958 | 0.039931 | 9 | Residential_2031_Economic_million_m3_After Competition Groups_9 | Basement or Crawlspace Insulation | 3.993% | 26.5366 | 133.0493 | Residential_2031_Economic_million_m3_After Competition Groups_Basement or Crawlspace Insulation
Residential | Res ¦ DHW Recirculation Systems | 2031 | Technical | million_m3 | After Competition Groups | 148.4715 | 61562654.3021 | 61.5627 | 3736.7842 | 0.039732 | 8 | Residential_2031_Technical_million_m3_After Competition Groups_8 | DHW Recirculation Systems | 3.973% | 61.5627 | 148.4715 | Residential_2031_Technical_million_m3_After Competition Groups_DHW Recirculation Systems
Residential | Res ¦ Basement Wall Insulation | 2031 | Economic | million_m3 | After Competition Groups | 130.2595 | 3703697.2457 | 3.7037 | 3331.958 | 0.039094 | 10 | Residential_2031_Economic_million_m3_After Competition Groups_10 | Basement Wall Insulation | 3.909% | 3.7037 | 130.2595 | Residential_2031_Economic_million_m3_After Competition Groups_Basement Wall Insulation
Residential | Res ¦ Basement or Crawlspace Insulation | 2031 | Technical | million_m3 | After Competition Groups | 133.0493 | 26536635.3654 | 26.5366 | 3736.7842 | 0.035605 | 9 | Residential_2031_Technical_million_m3_After Competition Groups_9 | Basement or Crawlspace Insulation | 3.561% | 26.5366 | 133.0493 | Residential_2031_Technical_million_m3_After Competition Groups_Basement or Crawlspace Insulation
Residential | Res ¦ Basement Wall Insulation | 2031 | Technical | million_m3 | After Competition Groups | 130.2595 | 3703697.2457 | 3.7037 | 3736.7842 | 0.034859 | 10 | Residential_2031_Technical_million_m3_After Competition Groups_10 | Basement Wall Insulation | 3.486% | 3.7037 | 130.2595 | Residential_2031_Technical_million_m3_After Competition Groups_Basement Wall Insulation
Residential | Res ¦ Tankless Water Heater | 2031 | Technical | million_m3 | After Competition Groups | 127.1847 | 0 | 0 | 3736.7842 | 0.034036 | 11 | Residential_2031_Technical_million_m3_After Competition Groups_11 | Tankless Water Heater | 3.404% | 0 | 127.1847 | Residential_2031_Technical_million_m3_After Competition Groups_Tankless Water Heater
Residential | Res ¦ Condensing Boiler | 2031 | Economic | million_m3 | After Competition Groups | 110.1292 | 59099901.7189 | 59.0999 | 3331.958 | 0.033052 | 11 | Residential_2031_Economic_million_m3_After Competition Groups_11 | Condensing Boiler | 3.305% | 59.0999 | 110.1292 | Residential_2031_Economic_million_m3_After Competition Groups_Condensing Boiler
Residential | Res ¦ Condensing Boiler | 2031 | Technical | million_m3 | After Competition Groups | 110.1292 | 59099901.7189 | 59.0999 | 3736.7842 | 0.029472 | 12 | Residential_2031_Technical_million_m3_After Competition Groups_12 | Condensing Boiler | 2.947% | 59.0999 | 110.1292 | Residential_2031_Technical_million_m3_After Competition Groups_Condensing Boiler
Residential | Res ¦ Condensing Make Up Air Unit | 2031 | Achievable | million_m3 | After Competition Groups | 26.8782 | 4695151.9856 | 4.6952 | 1054.2371 | 0.025495 | 12 | Residential_2031_Achievable_million_m3_After Competition Groups_12 | Condensing Make Up Air Unit | 2.55% | 4.6952 | 26.8782 | Residential_2031_Achievable_million_m3_After Competition Groups_Condensing Make Up Air Unit
Residential | Res ¦ High Efficiency Condensing Furnace | 2031 | Economic | million_m3 | After Competition Groups | 82.1695 | 37251685.8625 | 37.2517 | 3331.958 | 0.024661 | 12 | Residential_2031_Economic_million_m3_After Competition Groups_12 | High Efficiency Condensing Furnace | 2.466% | 37.2517 | 82.1695 | Residential_2031_Economic_million_m3_After Competition Groups_High Efficiency Condensing Furnace
Residential | Res ¦ Wall Insulation | 2031 | Achievable | million_m3 | After Competition Groups | 25.8133 | 33734339.6923 | 33.7343 | 1054.2371 | 0.024485 | 13 | Residential_2031_Achievable_million_m3_After Competition Groups_13 | Wall Insulation | 2.449% | 33.7343 | 25.8133 | Residential_2031_Achievable_million_m3_After Competition Groups_Wall Insulation
Residential | Res ¦ Window Film | 2031 | Technical | million_m3 | After Competition Groups | 91.4611 | 0 | 0 | 3736.7842 | 0.024476 | 13 | Residential_2031_Technical_million_m3_After Competition Groups_13 | Window Film | 2.448% | 0 | 91.4611 | Residential_2031_Technical_million_m3_After Competition Groups_Window Film
Residential | Res ¦ Advanced BAS/Controllers | 2031 | Economic | million_m3 | After Competition Groups | 81.0177 | 1319378.3802 | 1.3194 | 3331.958 | 0.024315 | 13 | Residential_2031_Economic_million_m3_After Competition Groups_13 | Advanced BAS/Controllers | 2.432% | 1.3194 | 81.0177 | Residential_2031_Economic_million_m3_After Competition Groups_Advanced BAS/Controllers
Residential | Res ¦ High Efficiency Fireplace with Pilotless Ignition | 2031 | Economic | million_m3 | After Competition Groups | 80.0487 | 6196411.5936 | 6.1964 | 3331.958 | 0.024025 | 14 | Residential_2031_Economic_million_m3_After Competition Groups_14 | High Efficiency Fireplace with Pilotless Ignition | 2.402% | 6.1964 | 80.0487 | Residential_2031_Economic_million_m3_After Competition Groups_High Efficiency Fireplace with Pilotless Ignition
Residential | Res ¦ Heat Recovery Ventilator | 2031 | Economic | million_m3 | After Competition Groups | 79.2567 | 1380782.5946 | 1.3808 | 3331.958 | 0.023787 | 15 | Residential_2031_Economic_million_m3_After Competition Groups_15 | Heat Recovery Ventilator | 2.379% | 1.3808 | 79.2567 | Residential_2031_Economic_million_m3_After Competition Groups_Heat Recovery Ventilator
Residential | Res ¦ Furnace Tune Up | 2031 | Technical | million_m3 | After Competition Groups | 88.6097 | 0 | 0 | 3736.7842 | 0.023713 | 14 | Residential_2031_Technical_million_m3_After Competition Groups_14 | Furnace Tune Up | 2.371% | 0 | 88.6097 | Residential_2031_Technical_million_m3_After Competition Groups_Furnace Tune Up
Residential | Res ¦ High Efficiency Condensing Furnace | 2031 | Technical | million_m3 | After Competition Groups | 82.4094 | 37251685.8625 | 37.2517 | 3736.7842 | 0.022054 | 15 | Residential_2031_Technical_million_m3_After Competition Groups_15 | High Efficiency Condensing Furnace | 2.205% | 37.2517 | 82.4094 | Residential_2031_Technical_million_m3_After Competition Groups_High Efficiency Condensing Furnace
Residential | Res ¦ Advanced BAS/Controllers | 2031 | Technical | million_m3 | After Competition Groups | 81.0177 | 1319378.3802 | 1.3194 | 3736.7842 | 0.021681 | 16 | Residential_2031_Technical_million_m3_After Competition Groups_16 | Advanced BAS/Controllers | 2.168% | 1.3194 | 81.0177 | Residential_2031_Technical_million_m3_After Competition Groups_Advanced BAS/Controllers
Residential | Res ¦ Attic Insulation | 2031 | Achievable | million_m3 | After Competition Groups | 22.8066 | 6041494.2735 | 6.0415 | 1054.2371 | 0.021633 | 14 | Residential_2031_Achievable_million_m3_After Competition Groups_14 | Attic Insulation | 2.163% | 6.0415 | 22.8066 | Residential_2031_Achievable_million_m3_After Competition Groups_Attic Insulation
Residential | Res ¦ High Efficiency Fireplace with Pilotless Ignition | 2031 | Technical | million_m3 | After Competition Groups | 80.0487 | 6196411.5936 | 6.1964 | 3736.7842 | 0.021422 | 17 | Residential_2031_Technical_million_m3_After Competition Groups_17 | High Efficiency Fireplace with Pilotless Ignition | 2.142% | 6.1964 | 80.0487 | Residential_2031_Technical_million_m3_After Competition Groups_High Efficiency Fireplace with Pilotless Ignition
Residential | Res ¦ Heat Recovery Ventilator | 2031 | Technical | million_m3 | After Competition Groups | 79.2567 | 1380782.5946 | 1.3808 | 3736.7842 | 0.02121 | 18 | Residential_2031_Technical_million_m3_After Competition Groups_18 | Heat Recovery Ventilator | 2.121% | 1.3808 | 79.2567 | Residential_2031_Technical_million_m3_After Competition Groups_Heat Recovery Ventilator
Residential | Res ¦ Building Recommissioning, Operations and Maintenance (O&M) Improvements | 2031 | Economic | million_m3 | After Competition Groups | 67.0338 | 1055660.7178 | 1.0557 | 3331.958 | 0.020118 | 16 | Residential_2031_Economic_million_m3_After Competition Groups_16 | Building Recommissioning, Operations and Maintenance (O&M) Improvements | 2.012% | 1.0557 | 67.0338 | Residential_2031_Economic_million_m3_After Competition Groups_Building Recommissioning, Operations and Maintenance (O&M) Improvements
Residential | Res ¦ Basement Wall Insulation | 2031 | Achievable | million_m3 | After Competition Groups | 18.9764 | 3703697.2457 | 3.7037 | 1054.2371 | 0.018 | 15 | Residential_2031_Achievable_million_m3_After Competition Groups_15 | Basement Wall Insulation | 1.8% | 3.7037 | 18.9764 | Residential_2031_Achievable_million_m3_After Competition Groups_Basement Wall Insulation
Residential | Res ¦ Building Recommissioning, Operations and Maintenance (O&M) Improvements | 2031 | Technical | million_m3 | After Competition Groups | 67.0338 | 1055660.7178 | 1.0557 | 3736.7842 | 0.017939 | 19 | Residential_2031_Technical_million_m3_After Competition Groups_19 | Building Recommissioning, Operations and Maintenance (O&M) Improvements | 1.794% | 1.0557 | 67.0338 | Residential_2031_Technical_million_m3_After Competition Groups_Building Recommissioning, Operations and Maintenance (O&M) Improvements
Residential | Res ¦ Ceiling Insulation | 2031 | Technical | million_m3 | After Competition Groups | 65.8105 | 1271761.4921 | 1.2718 | 3736.7842 | 0.017612 | 20 | Residential_2031_Technical_million_m3_After Competition Groups_20 | Ceiling Insulation | 1.761% | 1.2718 | 65.8105 | Residential_2031_Technical_million_m3_After Competition Groups_Ceiling Insulation
Residential | Res ¦ Demand Control Ventilation | 2031 | Achievable | million_m3 | After Competition Groups | 18.2019 | 613394.63 | 0.61339 | 1054.2371 | 0.017265 | 16 | Residential_2031_Achievable_million_m3_After Competition Groups_16 | Demand Control Ventilation | 1.727% | 0.61339 | 18.2019 | Residential_2031_Achievable_million_m3_After Competition Groups_Demand Control Ventilation
Residential | Res ¦ Condensing Make Up Air Unit | 2031 | Economic | million_m3 | After Competition Groups | 55.2415 | 4695151.9856 | 4.6952 | 3331.958 | 0.016579 | 17 | Residential_2031_Economic_million_m3_After Competition Groups_17 | Condensing Make Up Air Unit | 1.658% | 4.6952 | 55.2415 | Residential_2031_Economic_million_m3_After Competition Groups_Condensing Make Up Air Unit
Residential | Res ¦ Duct Insulation MF | 2031 | Economic | million_m3 | After Competition Groups | 52.942 | 4680399.7119 | 4.6804 | 3331.958 | 0.015889 | 18 | Residential_2031_Economic_million_m3_After Competition Groups_18 | Duct Insulation MF | 1.589% | 4.6804 | 52.942 | Residential_2031_Economic_million_m3_After Competition Groups_Duct Insulation MF
Residential | Res ¦ High Efficiency Storage Water Heater | 2031 | Economic | million_m3 | After Competition Groups | 52.2755 | 22943377.0813 | 22.9434 | 3331.958 | 0.015689 | 19 | Residential_2031_Economic_million_m3_After Competition Groups_19 | High Efficiency Storage Water Heater | 1.569% | 22.9434 | 52.2755 | Residential_2031_Economic_million_m3_After Competition Groups_High Efficiency Storage Water Heater
Residential | Res ¦ Floor Insulation | 2031 | Economic | million_m3 | After Competition Groups | 51.0575 | 6533588.8144 | 6.5336 | 3331.958 | 0.015324 | 20 | Residential_2031_Economic_million_m3_After Competition Groups_20 | Floor Insulation | 1.532% | 6.5336 | 51.0575 | Residential_2031_Economic_million_m3_After Competition Groups_Floor Insulation
Residential | Res ¦ Condensing Make Up Air Unit | 2031 | Technical | million_m3 | After Competition Groups | 55.2415 | 4695151.9856 | 4.6952 | 3736.7842 | 0.014783 | 21 | Residential_2031_Technical_million_m3_After Competition Groups_21 | Condensing Make Up Air Unit | 1.478% | 4.6952 | 55.2415 | Residential_2031_Technical_million_m3_After Competition Groups_Condensing Make Up Air Unit
Residential | Res ¦ Duct Insulation | 2031 | Economic | million_m3 | After Competition Groups | 48.7678 | 6857490.7758 | 6.8575 | 3331.958 | 0.014636 | 21 | Residential_2031_Economic_million_m3_After Competition Groups_21 | Duct Insulation | 1.464% | 6.8575 | 48.7678 | Residential_2031_Economic_million_m3_After Competition Groups_Duct Insulation
Residential | Res ¦ Duct Insulation MF | 2031 | Technical | million_m3 | After Competition Groups | 52.942 | 4680399.7119 | 4.6804 | 3736.7842 | 0.014168 | 22 | Residential_2031_Technical_million_m3_After Competition Groups_22 | Duct Insulation MF | 1.417% | 4.6804 | 52.942 | Residential_2031_Technical_million_m3_After Competition Groups_Duct Insulation MF
Residential | Res ¦ Floor Insulation | 2031 | Technical | million_m3 | After Competition Groups | 51.0575 | 6533588.8144 | 6.5336 | 3736.7842 | 0.013663 | 23 | Residential_2031_Technical_million_m3_After Competition Groups_23 | Floor Insulation | 1.366% | 6.5336 | 51.0575 | Residential_2031_Technical_million_m3_After Competition Groups_Floor Insulation
Residential | Res ¦ Duct Insulation | 2031 | Technical | million_m3 | After Competition Groups | 48.7678 | 6857490.7758 | 6.8575 | 3736.7842 | 0.013051 | 24 | Residential_2031_Technical_million_m3_After Competition Groups_24 | Duct Insulation | 1.305% | 6.8575 | 48.7678 | Residential_2031_Technical_million_m3_After Competition Groups_Duct Insulation
Residential | Res ¦ High Efficiency Storage Water Heater | 2031 | Achievable | million_m3 | After Competition Groups | 13.5442 | 22943377.0813 | 22.9434 | 1054.2371 | 0.012847 | 17 | Residential_2031_Achievable_million_m3_After Competition Groups_17 | High Efficiency Storage Water Heater | 1.285% | 22.9434 | 13.5442 | Residential_2031_Achievable_million_m3_After Competition Groups_High Efficiency Storage Water Heater
Residential | Res ¦ Pool Cover | 2031 | Achievable | million_m3 | After Competition Groups | 12.2923 | 3917210.4941 | 3.9172 | 1054.2371 | 0.01166 | 18 | Residential_2031_Achievable_million_m3_After Competition Groups_18 | Pool Cover | 1.166% | 3.9172 | 12.2923 | Residential_2031_Achievable_million_m3_After Competition Groups_Pool Cover
Residential | Res ¦ Demand Control Ventilation | 2031 | Economic | million_m3 | After Competition Groups | 36.261 | 613394.63 | 0.61339 | 3331.958 | 0.010883 | 22 | Residential_2031_Economic_million_m3_After Competition Groups_22 | Demand Control Ventilation | 1.088% | 0.61339 | 36.261 | Residential_2031_Economic_million_m3_After Competition Groups_Demand Control Ventilation
Residential | Res ¦ Basement or Crawlspace Insulation | 2031 | Achievable | million_m3 | After Competition Groups | 10.8056 | 26536635.3654 | 26.5366 | 1054.2371 | 0.01025 | 19 | Residential_2031_Achievable_million_m3_After Competition Groups_19 | Basement or Crawlspace Insulation | 1.025% | 26.5366 | 10.8056 | Residential_2031_Achievable_million_m3_After Competition Groups_Basement or Crawlspace Insulation
Residential | Res ¦ Demand Control Ventilation | 2031 | Technical | million_m3 | After Competition Groups | 36.261 | 613394.63 | 0.61339 | 3736.7842 | 0.0097038 | 25 | Residential_2031_Technical_million_m3_After Competition Groups_25 | Demand Control Ventilation | 0.9704% | 0.61339 | 36.261 | Residential_2031_Technical_million_m3_After Competition Groups_Demand Control Ventilation
Residential | Res ¦ Early Hot Water Heater Replacement | 2031 | Technical | million_m3 | After Competition Groups | 29.1242 | 0 | 0 | 3736.7842 | 0.0077939 | 26 | Residential_2031_Technical_million_m3_After Competition Groups_26 | Early Hot Water Heater Replacement | 0.7794% | 0 | 29.1242 | Residential_2031_Technical_million_m3_After Competition Groups_Early Hot Water Heater Replacement
Residential | Res ¦ Duct Insulation MF | 2031 | Achievable | million_m3 | After Competition Groups | 7.7107 | 4680399.7119 | 4.6804 | 1054.2371 | 0.007314 | 20 | Residential_2031_Achievable_million_m3_After Competition Groups_20 | Duct Insulation MF | 0.7314% | 4.6804 | 7.7107 | Residential_2031_Achievable_million_m3_After Competition Groups_Duct Insulation MF
Residential | Res ¦ Floor Insulation | 2031 | Achievable | million_m3 | After Competition Groups | 7.4333 | 6533588.8144 | 6.5336 | 1054.2371 | 0.0070509 | 21 | Residential_2031_Achievable_million_m3_After Competition Groups_21 | Floor Insulation | 0.7051% | 6.5336 | 7.4333 | Residential_2031_Achievable_million_m3_After Competition Groups_Floor Insulation
Residential | Res ¦ Duct Insulation | 2031 | Achievable | million_m3 | After Competition Groups | 7.0921 | 6857490.7758 | 6.8575 | 1054.2371 | 0.0067273 | 22 | Residential_2031_Achievable_million_m3_After Competition Groups_22 | Duct Insulation | 0.6727% | 6.8575 | 7.0921 | Residential_2031_Achievable_million_m3_After Competition Groups_Duct Insulation
Residential | Res ¦ Drain Water Heat Recovery | 2031 | Technical | million_m3 | After Competition Groups | 24.8393 | 1053533.5306 | 1.0535 | 3736.7842 | 0.0066472 | 27 | Residential_2031_Technical_million_m3_After Competition Groups_27 | Drain Water Heat Recovery | 0.6647% | 1.0535 | 24.8393 | Residential_2031_Technical_million_m3_After Competition Groups_Drain Water Heat Recovery
Residential | Res ¦ Heat Recovery Ventilator | 2031 | Achievable | million_m3 | After Competition Groups | 6.3488 | 1380782.5946 | 1.3808 | 1054.2371 | 0.0060222 | 23 | Residential_2031_Achievable_million_m3_After Competition Groups_23 | Heat Recovery Ventilator | 0.6022% | 1.3808 | 6.3488 | Residential_2031_Achievable_million_m3_After Competition Groups_Heat Recovery Ventilator
Residential | Res ¦ Home Energy Reports | 2031 | Achievable | million_m3 | After Competition Groups | 5.763 | 4411314.6402 | 4.4113 | 1054.2371 | 0.0054665 | 24 | Residential_2031_Achievable_million_m3_After Competition Groups_24 | Home Energy Reports | 0.5467% | 4.4113 | 5.763 | Residential_2031_Achievable_million_m3_After Competition Groups_Home Energy Reports
Residential | Res ¦ Water Heater Temperature Setback | 2031 | Achievable | million_m3 | After Competition Groups | 5.5171 | 440415.0519 | 0.44042 | 1054.2371 | 0.0052333 | 25 | Residential_2031_Achievable_million_m3_After Competition Groups_25 | Water Heater Temperature Setback | 0.5233% | 0.44042 | 5.5171 | Residential_2031_Achievable_million_m3_After Competition Groups_Water Heater Temperature Setback
Residential | Res ¦ Pool Cover | 2031 | Economic | million_m3 | After Competition Groups | 16.1619 | 3917210.4941 | 3.9172 | 3331.958 | 0.0048506 | 23 | Residential_2031_Economic_million_m3_After Competition Groups_23 | Pool Cover | 0.4851% | 3.9172 | 16.1619 | Residential_2031_Economic_million_m3_After Competition Groups_Pool Cover
Residential | Res ¦ Home Energy Reports | 2031 | Technical | million_m3 | After Competition Groups | 16.742 | 4411314.6402 | 4.4113 | 3736.7842 | 0.0044803 | 28 | Residential_2031_Technical_million_m3_After Competition Groups_28 | Home Energy Reports | 0.448% | 4.4113 | 16.742 | Residential_2031_Technical_million_m3_After Competition Groups_Home Energy Reports
Residential | Res ¦ Pool Cover | 2031 | Technical | million_m3 | After Competition Groups | 16.1619 | 3917210.4941 | 3.9172 | 3736.7842 | 0.0043251 | 29 | Residential_2031_Technical_million_m3_After Competition Groups_29 | Pool Cover | 0.4325% | 3.9172 | 16.1619 | Residential_2031_Technical_million_m3_After Competition Groups_Pool Cover
Residential | Res ¦ Home Energy Reports | 2031 | Economic | million_m3 | After Competition Groups | 12.8603 | 4411314.6402 | 4.4113 | 3331.958 | 0.0038597 | 24 | Residential_2031_Economic_million_m3_After Competition Groups_24 | Home Energy Reports | 0.386% | 4.4113 | 12.8603 | Residential_2031_Economic_million_m3_After Competition Groups_Home Energy Reports
Residential | Res ¦ High Efficiency Gas Pool Heater | 2031 | Technical | million_m3 | After Competition Groups | 9.956 | 0 | 0 | 3736.7842 | 0.0026643 | 30 | Residential_2031_Technical_million_m3_After Competition Groups_30 | High Efficiency Gas Pool Heater | 0.2664% | 0 | 9.956 | Residential_2031_Technical_million_m3_After Competition Groups_High Efficiency Gas Pool Heater
Residential | Res ¦ Wall Insulation MF | 2031 | Economic | million_m3 | After Competition Groups | 8.1954 | 91379.252 | 0.091379 | 3331.958 | 0.0024596 | 25 | Residential_2031_Economic_million_m3_After Competition Groups_25 | Wall Insulation MF | 0.246% | 0.091379 | 8.1954 | Residential_2031_Economic_million_m3_After Competition Groups_Wall Insulation MF
Residential | Res ¦ Wall Insulation MF | 2031 | Technical | million_m3 | After Competition Groups | 8.1954 | 91379.252 | 0.091379 | 3736.7842 | 0.0021932 | 31 | Residential_2031_Technical_million_m3_After Competition Groups_31 | Wall Insulation MF | 0.2193% | 0.091379 | 8.1954 | Residential_2031_Technical_million_m3_After Competition Groups_Wall Insulation MF
Residential | Res ¦ Water Heater Temperature Setback | 2031 | Economic | million_m3 | After Competition Groups | 7.2522 | 440415.0519 | 0.44042 | 3331.958 | 0.0021766 | 26 | Residential_2031_Economic_million_m3_After Competition Groups_26 | Water Heater Temperature Setback | 0.2177% | 0.44042 | 7.2522 | Residential_2031_Economic_million_m3_After Competition Groups_Water Heater Temperature Setback
Residential | Res ¦ Water Heater Temperature Setback | 2031 | Technical | million_m3 | After Competition Groups | 7.2522 | 440415.0519 | 0.44042 | 3736.7842 | 0.0019408 | 32 | Residential_2031_Technical_million_m3_After Competition Groups_32 | Water Heater Temperature Setback | 0.1941% | 0.44042 | 7.2522 | Residential_2031_Technical_million_m3_After Competition Groups_Water Heater Temperature Setback
Residential | Res ¦ Ceiling Insulation | 2031 | Economic | million_m3 | After Competition Groups | 5.9971 | 1271761.4921 | 1.2718 | 3331.958 | 0.0017999 | 27 | Residential_2031_Economic_million_m3_After Competition Groups_27 | Ceiling Insulation | 0.18% | 1.2718 | 5.9971 | Residential_2031_Economic_million_m3_After Competition Groups_Ceiling Insulation
Residential | Res ¦ Wall Insulation MF | 2031 | Achievable | million_m3 | After Competition Groups | 1.1941 | 91379.252 | 0.091379 | 1054.2371 | 0.0011326 | 26 | Residential_2031_Achievable_million_m3_After Competition Groups_26 | Wall Insulation MF | 0.1133% | 0.091379 | 1.1941 | Residential_2031_Achievable_million_m3_After Competition Groups_Wall Insulation MF
Residential | Res ¦ Clothes Drying Racks | 2031 | Achievable | million_m3 | After Competition Groups | 0.94581 | 1859420.042 | 1.8594 | 1054.2371 | 0.00089715 | 27 | Residential_2031_Achievable_million_m3_After Competition Groups_27 | Clothes Drying Racks | 0.08971% | 1.8594 | 0.94581 | Residential_2031_Achievable_million_m3_After Competition Groups_Clothes Drying Racks
Residential | Res ¦ Energy Star Clothes Washer | 2031 | Achievable | million_m3 | After Competition Groups | 0.74576 | 238744.3843 | 0.23874 | 1054.2371 | 0.0007074 | 28 | Residential_2031_Achievable_million_m3_After Competition Groups_28 | Energy Star Clothes Washer | 0.07074% | 0.23874 | 0.74576 | Residential_2031_Achievable_million_m3_After Competition Groups_Energy Star Clothes Washer
Residential | Res ¦ Energy Star Clothes Dryer | 2031 | Technical | million_m3 | After Competition Groups | 1.5473 | 0 | 0 | 3736.7842 | 0.00041408 | 33 | Residential_2031_Technical_million_m3_After Competition Groups_33 | Energy Star Clothes Dryer | 0.04141% | 0 | 1.5473 | Residential_2031_Technical_million_m3_After Competition Groups_Energy Star Clothes Dryer
Residential | Res ¦ Minimize Hot and Warm Clothes Wash | 2031 | Achievable | million_m3 | After Competition Groups | 0.40873 | 0 | 0 | 1054.2371 | 0.0003877 | 29 | Residential_2031_Achievable_million_m3_After Competition Groups_29 | Minimize Hot and Warm Clothes Wash | 0.03877% | 0 | 0.40873 | Residential_2031_Achievable_million_m3_After Competition Groups_Minimize Hot and Warm Clothes Wash
Residential | Res ¦ Drain Water Heat Recovery | 2031 | Economic | million_m3 | After Competition Groups | 1.2724 | 1053533.5306 | 1.0535 | 3331.958 | 0.00038188 | 28 | Residential_2031_Economic_million_m3_After Competition Groups_28 | Drain Water Heat Recovery | 0.03819% | 1.0535 | 1.2724 | Residential_2031_Economic_million_m3_After Competition Groups_Drain Water Heat Recovery
Residential | Res ¦ Clothes Drying Racks | 2031 | Economic | million_m3 | After Competition Groups | 1.2454 | 1859420.042 | 1.8594 | 3331.958 | 0.00037378 | 29 | Residential_2031_Economic_million_m3_After Competition Groups_29 | Clothes Drying Racks | 0.03738% | 1.8594 | 1.2454 | Residential_2031_Economic_million_m3_After Competition Groups_Clothes Drying Racks
Residential | Res ¦ Ceiling Insulation | 2031 | Achievable | million_m3 | After Competition Groups | 0.38288 | 1271761.4921 | 1.2718 | 1054.2371 | 0.00036319 | 30 | Residential_2031_Achievable_million_m3_After Competition Groups_30 | Ceiling Insulation | 0.03632% | 1.2718 | 0.38288 | Residential_2031_Achievable_million_m3_After Competition Groups_Ceiling Insulation
Residential | Res ¦ Clothes Drying Racks | 2031 | Technical | million_m3 | After Competition Groups | 1.2454 | 1859420.042 | 1.8594 | 3736.7842 | 0.00033328 | 34 | Residential_2031_Technical_million_m3_After Competition Groups_34 | Clothes Drying Racks | 0.03333% | 1.8594 | 1.2454 | Residential_2031_Technical_million_m3_After Competition Groups_Clothes Drying Racks
Residential | Res ¦ Minimize Hot and Warm Clothes Wash | 2031 | Economic | million_m3 | After Competition Groups | 1.0822 | 0 | 0 | 3331.958 | 0.00032479 | 30 | Residential_2031_Economic_million_m3_After Competition Groups_30 | Minimize Hot and Warm Clothes Wash | 0.03248% | 0 | 1.0822 | Residential_2031_Economic_million_m3_After Competition Groups_Minimize Hot and Warm Clothes Wash
Residential | Res ¦ Minimize Hot and Warm Clothes Wash | 2031 | Technical | million_m3 | After Competition Groups | 1.0822 | 0 | 0 | 3736.7842 | 0.00028961 | 35 | Residential_2031_Technical_million_m3_After Competition Groups_35 | Minimize Hot and Warm Clothes Wash | 0.02896% | 0 | 1.0822 | Residential_2031_Technical_million_m3_After Competition Groups_Minimize Hot and Warm Clothes Wash
Residential | Res ¦ Energy Star Clothes Washer | 2031 | Economic | million_m3 | After Competition Groups | 0.8156 | 238744.3843 | 0.23874 | 3331.958 | 0.00024478 | 31 | Residential_2031_Economic_million_m3_After Competition Groups_31 | Energy Star Clothes Washer | 0.02448% | 0.23874 | 0.8156 | Residential_2031_Economic_million_m3_After Competition Groups_Energy Star Clothes Washer
Residential | Res ¦ Drain Water Heat Recovery | 2031 | Achievable | million_m3 | After Competition Groups | 0.25563 | 1053533.5306 | 1.0535 | 1054.2371 | 0.00024248 | 31 | Residential_2031_Achievable_million_m3_After Competition Groups_31 | Drain Water Heat Recovery | 0.02425% | 1.0535 | 0.25563 | Residential_2031_Achievable_million_m3_After Competition Groups_Drain Water Heat Recovery
Residential | Res ¦ Energy Star Clothes Washer | 2031 | Technical | million_m3 | After Competition Groups | 0.8156 | 238744.3843 | 0.23874 | 3736.7842 | 0.00021826 | 36 | Residential_2031_Technical_million_m3_After Competition Groups_36 | Energy Star Clothes Washer | 0.02183% | 0.23874 | 0.8156 | Residential_2031_Technical_million_m3_After Competition Groups_Energy Star Clothes Washer
Residential | Res ¦ Solar Water Preheat (Pools/DHW) | 2031 | Technical | million_m3 | After Competition Groups | 0.12917 | 0 | 0 | 3736.7842 | 3.4566e-05 | 37 | Residential_2031_Technical_million_m3_After Competition Groups_37 | Solar Water Preheat (Pools/DHW) | 0.003457% | 0 | 0.12917 | Residential_2031_Technical_million_m3_After Competition Groups_Solar Water Preheat (Pools/DHW)
Residential | Res ¦ Furnace Tune Up | 2031 | Achievable | million_m3 | After Competition Groups | 0 | 0 | 0 | 1054.2371 | 0 | 32 | Residential_2031_Achievable_million_m3_After Competition Groups_32 | Furnace Tune Up | 0% | 0 | 0 | Residential_2031_Achievable_million_m3_After Competition Groups_Furnace Tune Up
Residential | Res ¦ Furnace Tune Up | 2031 | Economic | million_m3 | After Competition Groups | 0 | 0 | 0 | 3331.958 | 0 | 32 | Residential_2031_Economic_million_m3_After Competition Groups_32 | Furnace Tune Up | 0% | 0 | 0 | Residential_2031_Economic_million_m3_After Competition Groups_Furnace Tune Up
Residential | Res ¦ Tankless Water Heater | 2031 | Achievable | million_m3 | After Competition Groups | 0 | 0 | 0 | 1054.2371 | 0 | 33 | Residential_2031_Achievable_million_m3_After Competition Groups_33 | Tankless Water Heater | 0% | 0 | 0 | Residential_2031_Achievable_million_m3_After Competition Groups_Tankless Water Heater
Residential | Res ¦ Tankless Water Heater | 2031 | Economic | million_m3 | After Competition Groups | 0 | 0 | 0 | 3331.958 | 0 | 33 | Residential_2031_Economic_million_m3_After Competition Groups_33 | Tankless Water Heater | 0% | 0 | 0 | Residential_2031_Economic_million_m3_After Competition Groups_Tankless Water Heater
Residential | Res ¦ Air Sealing | 2032 | Economic | million_m3 | After Competition Groups | 631.0215 | 29273650.9901 | 29.2737 | 3374.8597 | 0.18698 | 1 | Residential_2032_Economic_million_m3_After Competition Groups_1 | Air Sealing | 18.7% | 29.2737 | 631.0215 | Residential_2032_Economic_million_m3_After Competition Groups_Air Sealing
Residential | Res ¦ Air Sealing | 2032 | Technical | million_m3 | After Competition Groups | 631.0215 | 29273650.9901 | 29.2737 | 3758.1839 | 0.16791 | 1 | Residential_2032_Technical_million_m3_After Competition Groups_1 | Air Sealing | 16.79% | 29.2737 | 631.0215 | Residential_2032_Technical_million_m3_After Competition Groups_Air Sealing
Residential | Res ¦ Adaptive Thermostat | 2032 | Economic | million_m3 | After Competition Groups | 525.1682 | 29540571.6974 | 29.5406 | 3374.8597 | 0.15561 | 2 | Residential_2032_Economic_million_m3_After Competition Groups_2 | Adaptive Thermostat | 15.56% | 29.5406 | 525.1682 | Residential_2032_Economic_million_m3_After Competition Groups_Adaptive Thermostat
Residential | Res ¦ Adaptive Thermostat | 2032 | Technical | million_m3 | After Competition Groups | 525.1682 | 29540571.6974 | 29.5406 | 3758.1839 | 0.13974 | 2 | Residential_2032_Technical_million_m3_After Competition Groups_2 | Adaptive Thermostat | 13.97% | 29.5406 | 525.1682 | Residential_2032_Technical_million_m3_After Competition Groups_Adaptive Thermostat
Residential | Res ¦ Comprehensive Draft Proofing | 2032 | Achievable | million_m3 | After Competition Groups | 160.2508 | 1262217.9854 | 1.2622 | 1202.8275 | 0.13323 | 1 | Residential_2032_Achievable_million_m3_After Competition Groups_1 | Comprehensive Draft Proofing | 13.32% | 1.2622 | 160.2508 | Residential_2032_Achievable_million_m3_After Competition Groups_Comprehensive Draft Proofing
Residential | Res ¦ DHW Recirculation Systems | 2032 | Achievable | million_m3 | After Competition Groups | 122.4329 | 52370448.4347 | 52.3704 | 1202.8275 | 0.10179 | 2 | Residential_2032_Achievable_million_m3_After Competition Groups_2 | DHW Recirculation Systems | 10.18% | 52.3704 | 122.4329 | Residential_2032_Achievable_million_m3_After Competition Groups_DHW Recirculation Systems
Residential | Res ¦ Adaptive Thermostat | 2032 | Achievable | million_m3 | After Competition Groups | 117.4835 | 29540571.6974 | 29.5406 | 1202.8275 | 0.097673 | 3 | Residential_2032_Achievable_million_m3_After Competition Groups_3 | Adaptive Thermostat | 9.767% | 29.5406 | 117.4835 | Residential_2032_Achievable_million_m3_After Competition Groups_Adaptive Thermostat
Residential | Res ¦ Air Sealing | 2032 | Achievable | million_m3 | After Competition Groups | 108.2409 | 29273650.9901 | 29.2737 | 1202.8275 | 0.089989 | 4 | Residential_2032_Achievable_million_m3_After Competition Groups_4 | Air Sealing | 8.999% | 29.2737 | 108.2409 | Residential_2032_Achievable_million_m3_After Competition Groups_Air Sealing
Residential | Res ¦ Energy Star Windows | 2032 | Economic | million_m3 | After Competition Groups | 239.8821 | 215615593.718 | 215.6156 | 3374.8597 | 0.071079 | 3 | Residential_2032_Economic_million_m3_After Competition Groups_3 | Energy Star Windows | 7.108% | 215.6156 | 239.8821 | Residential_2032_Economic_million_m3_After Competition Groups_Energy Star Windows
Residential | Res ¦ Energy Star Windows | 2032 | Achievable | million_m3 | After Competition Groups | 77.5607 | 215615593.718 | 215.6156 | 1202.8275 | 0.064482 | 5 | Residential_2032_Achievable_million_m3_After Competition Groups_5 | Energy Star Windows | 6.448% | 215.6156 | 77.5607 | Residential_2032_Achievable_million_m3_After Competition Groups_Energy Star Windows
Residential | Res ¦ Energy Star Windows | 2032 | Technical | million_m3 | After Competition Groups | 239.8821 | 215615593.718 | 215.6156 | 3758.1839 | 0.063829 | 3 | Residential_2032_Technical_million_m3_After Competition Groups_3 | Energy Star Windows | 6.383% | 215.6156 | 239.8821 | Residential_2032_Technical_million_m3_After Competition Groups_Energy Star Windows
Residential | Res ¦ Condensing Boiler | 2032 | Achievable | million_m3 | After Competition Groups | 71.1919 | 55043623.2523 | 55.0436 | 1202.8275 | 0.059187 | 6 | Residential_2032_Achievable_million_m3_After Competition Groups_6 | Condensing Boiler | 5.919% | 55.0436 | 71.1919 | Residential_2032_Achievable_million_m3_After Competition Groups_Condensing Boiler
Residential | Res ¦ High Efficiency Condensing Furnace | 2032 | Achievable | million_m3 | After Competition Groups | 70.9528 | 36503994.4535 | 36.504 | 1202.8275 | 0.058988 | 7 | Residential_2032_Achievable_million_m3_After Competition Groups_7 | High Efficiency Condensing Furnace | 5.899% | 36.504 | 70.9528 | Residential_2032_Achievable_million_m3_After Competition Groups_High Efficiency Condensing Furnace
Residential | Res ¦ Comprehensive Draft Proofing | 2032 | Economic | million_m3 | After Competition Groups | 191.1832 | 1262217.9854 | 1.2622 | 3374.8597 | 0.056649 | 4 | Residential_2032_Economic_million_m3_After Competition Groups_4 | Comprehensive Draft Proofing | 5.665% | 1.2622 | 191.1832 | Residential_2032_Economic_million_m3_After Competition Groups_Comprehensive Draft Proofing
Residential | Res ¦ Advanced BAS/Controllers | 2032 | Achievable | million_m3 | After Competition Groups | 66.8356 | 1122043.363 | 1.122 | 1202.8275 | 0.055565 | 8 | Residential_2032_Achievable_million_m3_After Competition Groups_8 | Advanced BAS/Controllers | 5.557% | 1.122 | 66.8356 | Residential_2032_Achievable_million_m3_After Competition Groups_Advanced BAS/Controllers
Residential | Res ¦ Condensing Storage Water Heater | 2032 | Achievable | million_m3 | After Competition Groups | 64.2555 | 88207528.8257 | 88.2075 | 1202.8275 | 0.05342 | 9 | Residential_2032_Achievable_million_m3_After Competition Groups_9 | Condensing Storage Water Heater | 5.342% | 88.2075 | 64.2555 | Residential_2032_Achievable_million_m3_After Competition Groups_Condensing Storage Water Heater
Residential | Res ¦ High Efficiency Fireplace with Pilotless Ignition | 2032 | Achievable | million_m3 | After Competition Groups | 63.4527 | 6151868.4933 | 6.1519 | 1202.8275 | 0.052753 | 10 | Residential_2032_Achievable_million_m3_After Competition Groups_10 | High Efficiency Fireplace with Pilotless Ignition | 5.275% | 6.1519 | 63.4527 | Residential_2032_Achievable_million_m3_After Competition Groups_High Efficiency Fireplace with Pilotless Ignition
Residential | Res ¦ Wall Insulation | 2032 | Economic | million_m3 | After Competition Groups | 174.5572 | 36715072.7009 | 36.7151 | 3374.8597 | 0.051723 | 5 | Residential_2032_Economic_million_m3_After Competition Groups_5 | Wall Insulation | 5.172% | 36.7151 | 174.5572 | Residential_2032_Economic_million_m3_After Competition Groups_Wall Insulation
Residential | Res ¦ Comprehensive Draft Proofing | 2032 | Technical | million_m3 | After Competition Groups | 191.1832 | 1262217.9854 | 1.2622 | 3758.1839 | 0.050871 | 4 | Residential_2032_Technical_million_m3_After Competition Groups_4 | Comprehensive Draft Proofing | 5.087% | 1.2622 | 191.1832 | Residential_2032_Technical_million_m3_After Competition Groups_Comprehensive Draft Proofing
Residential | Res ¦ Condensing Storage Water Heater | 2032 | Economic | million_m3 | After Competition Groups | 165.5253 | 88207528.8257 | 88.2075 | 3374.8597 | 0.049047 | 6 | Residential_2032_Economic_million_m3_After Competition Groups_6 | Condensing Storage Water Heater | 4.905% | 88.2075 | 165.5253 | Residential_2032_Economic_million_m3_After Competition Groups_Condensing Storage Water Heater
Residential | Res ¦ Wall Insulation | 2032 | Technical | million_m3 | After Competition Groups | 174.5572 | 36715072.7009 | 36.7151 | 3758.1839 | 0.046447 | 5 | Residential_2032_Technical_million_m3_After Competition Groups_5 | Wall Insulation | 4.645% | 36.7151 | 174.5572 | Residential_2032_Technical_million_m3_After Competition Groups_Wall Insulation
Residential | Res ¦ Building Recommissioning, Operations and Maintenance (O&M) Improvements | 2032 | Achievable | million_m3 | After Competition Groups | 55.3002 | 897761.7527 | 0.89776 | 1202.8275 | 0.045975 | 11 | Residential_2032_Achievable_million_m3_After Competition Groups_11 | Building Recommissioning, Operations and Maintenance (O&M) Improvements | 4.598% | 0.89776 | 55.3002 | Residential_2032_Achievable_million_m3_After Competition Groups_Building Recommissioning, Operations and Maintenance (O&M) Improvements
Residential | Res ¦ Attic Insulation | 2032 | Economic | million_m3 | After Competition Groups | 154.0875 | 6575473.4938 | 6.5755 | 3374.8597 | 0.045657 | 7 | Residential_2032_Economic_million_m3_After Competition Groups_7 | Attic Insulation | 4.566% | 6.5755 | 154.0875 | Residential_2032_Economic_million_m3_After Competition Groups_Attic Insulation
Residential | Res ¦ Condensing Storage Water Heater | 2032 | Technical | million_m3 | After Competition Groups | 165.5253 | 88207528.8257 | 88.2075 | 3758.1839 | 0.044044 | 6 | Residential_2032_Technical_million_m3_After Competition Groups_6 | Condensing Storage Water Heater | 4.404% | 88.2075 | 165.5253 | Residential_2032_Technical_million_m3_After Competition Groups_Condensing Storage Water Heater
Residential | Res ¦ DHW Recirculation Systems | 2032 | Economic | million_m3 | After Competition Groups | 146.1257 | 52370448.4347 | 52.3704 | 3374.8597 | 0.043298 | 8 | Residential_2032_Economic_million_m3_After Competition Groups_8 | DHW Recirculation Systems | 4.33% | 52.3704 | 146.1257 | Residential_2032_Economic_million_m3_After Competition Groups_DHW Recirculation Systems
Residential | Res ¦ Attic Insulation | 2032 | Technical | million_m3 | After Competition Groups | 154.0875 | 6575473.4938 | 6.5755 | 3758.1839 | 0.041001 | 7 | Residential_2032_Technical_million_m3_After Competition Groups_7 | Attic Insulation | 4.1% | 6.5755 | 154.0875 | Residential_2032_Technical_million_m3_After Competition Groups_Attic Insulation
Residential | Res ¦ DHW Recirculation Systems | 2032 | Technical | million_m3 | After Competition Groups | 146.1257 | 52370448.4347 | 52.3704 | 3758.1839 | 0.038882 | 8 | Residential_2032_Technical_million_m3_After Competition Groups_8 | DHW Recirculation Systems | 3.888% | 52.3704 | 146.1257 | Residential_2032_Technical_million_m3_After Competition Groups_DHW Recirculation Systems
Residential | Res ¦ Basement or Crawlspace Insulation | 2032 | Economic | million_m3 | After Competition Groups | 130.9471 | 29260449.3098 | 29.2604 | 3374.8597 | 0.038801 | 9 | Residential_2032_Economic_million_m3_After Competition Groups_9 | Basement or Crawlspace Insulation | 3.88% | 29.2604 | 130.9471 | Residential_2032_Economic_million_m3_After Competition Groups_Basement or Crawlspace Insulation
Residential | Res ¦ Basement Wall Insulation | 2032 | Economic | million_m3 | After Competition Groups | 128.2014 | 4031056.876 | 4.0311 | 3374.8597 | 0.037987 | 10 | Residential_2032_Economic_million_m3_After Competition Groups_10 | Basement Wall Insulation | 3.799% | 4.0311 | 128.2014 | Residential_2032_Economic_million_m3_After Competition Groups_Basement Wall Insulation
Residential | Res ¦ Tankless Water Heater | 2032 | Technical | million_m3 | After Competition Groups | 138.2123 | 0 | 0 | 3758.1839 | 0.036776 | 9 | Residential_2032_Technical_million_m3_After Competition Groups_9 | Tankless Water Heater | 3.678% | 0 | 138.2123 | Residential_2032_Technical_million_m3_After Competition Groups_Tankless Water Heater
Residential | Res ¦ Basement or Crawlspace Insulation | 2032 | Technical | million_m3 | After Competition Groups | 130.9471 | 29260449.3098 | 29.2604 | 3758.1839 | 0.034843 | 10 | Residential_2032_Technical_million_m3_After Competition Groups_10 | Basement or Crawlspace Insulation | 3.484% | 29.2604 | 130.9471 | Residential_2032_Technical_million_m3_After Competition Groups_Basement or Crawlspace Insulation
Residential | Res ¦ Condensing Boiler | 2032 | Economic | million_m3 | After Competition Groups | 116.7443 | 55043623.2523 | 55.0436 | 3374.8597 | 0.034592 | 11 | Residential_2032_Economic_million_m3_After Competition Groups_11 | Condensing Boiler | 3.459% | 55.0436 | 116.7443 | Residential_2032_Economic_million_m3_After Competition Groups_Condensing Boiler
Residential | Res ¦ Basement Wall Insulation | 2032 | Technical | million_m3 | After Competition Groups | 128.2014 | 4031056.876 | 4.0311 | 3758.1839 | 0.034113 | 11 | Residential_2032_Technical_million_m3_After Competition Groups_11 | Basement Wall Insulation | 3.411% | 4.0311 | 128.2014 | Residential_2032_Technical_million_m3_After Competition Groups_Basement Wall Insulation
Residential | Res ¦ Condensing Boiler | 2032 | Technical | million_m3 | After Competition Groups | 116.7443 | 55043623.2523 | 55.0436 | 3758.1839 | 0.031064 | 12 | Residential_2032_Technical_million_m3_After Competition Groups_12 | Condensing Boiler | 3.106% | 55.0436 | 116.7443 | Residential_2032_Technical_million_m3_After Competition Groups_Condensing Boiler
Residential | Res ¦ High Efficiency Condensing Furnace | 2032 | Economic | million_m3 | After Competition Groups | 89.4837 | 36503994.4535 | 36.504 | 3374.8597 | 0.026515 | 12 | Residential_2032_Economic_million_m3_After Competition Groups_12 | High Efficiency Condensing Furnace | 2.651% | 36.504 | 89.4837 | Residential_2032_Economic_million_m3_After Competition Groups_High Efficiency Condensing Furnace
Residential | Res ¦ Condensing Make Up Air Unit | 2032 | Achievable | million_m3 | After Competition Groups | 31.8483 | 4992042.3479 | 4.992 | 1202.8275 | 0.026478 | 12 | Residential_2032_Achievable_million_m3_After Competition Groups_12 | Condensing Make Up Air Unit | 2.648% | 4.992 | 31.8483 | Residential_2032_Achievable_million_m3_After Competition Groups_Condensing Make Up Air Unit
Residential | Res ¦ High Efficiency Fireplace with Pilotless Ignition | 2032 | Economic | million_m3 | After Competition Groups | 87.3085 | 6151868.4933 | 6.1519 | 3374.8597 | 0.02587 | 13 | Residential_2032_Economic_million_m3_After Competition Groups_13 | High Efficiency Fireplace with Pilotless Ignition | 2.587% | 6.1519 | 87.3085 | Residential_2032_Economic_million_m3_After Competition Groups_High Efficiency Fireplace with Pilotless Ignition
Residential | Res ¦ Heat Recovery Ventilator | 2032 | Economic | million_m3 | After Competition Groups | 87.2631 | 1556931.1082 | 1.5569 | 3374.8597 | 0.025857 | 14 | Residential_2032_Economic_million_m3_After Competition Groups_14 | Heat Recovery Ventilator | 2.586% | 1.5569 | 87.2631 | Residential_2032_Economic_million_m3_After Competition Groups_Heat Recovery Ventilator
Residential | Res ¦ Wall Insulation | 2032 | Achievable | million_m3 | After Competition Groups | 29.9154 | 36715072.7009 | 36.7151 | 1202.8275 | 0.024871 | 13 | Residential_2032_Achievable_million_m3_After Competition Groups_13 | Wall Insulation | 2.487% | 36.7151 | 29.9154 | Residential_2032_Achievable_million_m3_After Competition Groups_Wall Insulation
Residential | Res ¦ Window Film | 2032 | Technical | million_m3 | After Competition Groups | 90.016 | 0 | 0 | 3758.1839 | 0.023952 | 13 | Residential_2032_Technical_million_m3_After Competition Groups_13 | Window Film | 2.395% | 0 | 90.016 | Residential_2032_Technical_million_m3_After Competition Groups_Window Film
Residential | Res ¦ High Efficiency Condensing Furnace | 2032 | Technical | million_m3 | After Competition Groups | 89.7456 | 36503994.4535 | 36.504 | 3758.1839 | 0.02388 | 14 | Residential_2032_Technical_million_m3_After Competition Groups_14 | High Efficiency Condensing Furnace | 2.388% | 36.504 | 89.7456 | Residential_2032_Technical_million_m3_After Competition Groups_High Efficiency Condensing Furnace
Residential | Res ¦ Advanced BAS/Controllers | 2032 | Economic | million_m3 | After Competition Groups | 79.7376 | 1122043.363 | 1.122 | 3374.8597 | 0.023627 | 15 | Residential_2032_Economic_million_m3_After Competition Groups_15 | Advanced BAS/Controllers | 2.363% | 1.122 | 79.7376 | Residential_2032_Economic_million_m3_After Competition Groups_Advanced BAS/Controllers
Residential | Res ¦ High Efficiency Fireplace with Pilotless Ignition | 2032 | Technical | million_m3 | After Competition Groups | 87.3085 | 6151868.4933 | 6.1519 | 3758.1839 | 0.023232 | 15 | Residential_2032_Technical_million_m3_After Competition Groups_15 | High Efficiency Fireplace with Pilotless Ignition | 2.323% | 6.1519 | 87.3085 | Residential_2032_Technical_million_m3_After Competition Groups_High Efficiency Fireplace with Pilotless Ignition
Residential | Res ¦ Heat Recovery Ventilator | 2032 | Technical | million_m3 | After Competition Groups | 87.2631 | 1556931.1082 | 1.5569 | 3758.1839 | 0.023219 | 16 | Residential_2032_Technical_million_m3_After Competition Groups_16 | Heat Recovery Ventilator | 2.322% | 1.5569 | 87.2631 | Residential_2032_Technical_million_m3_After Competition Groups_Heat Recovery Ventilator
Residential | Res ¦ Furnace Tune Up | 2032 | Technical | million_m3 | After Competition Groups | 87.2097 | 0 | 0 | 3758.1839 | 0.023205 | 17 | Residential_2032_Technical_million_m3_After Competition Groups_17 | Furnace Tune Up | 2.321% | 0 | 87.2097 | Residential_2032_Technical_million_m3_After Competition Groups_Furnace Tune Up
Residential | Res ¦ Attic Insulation | 2032 | Achievable | million_m3 | After Competition Groups | 26.4315 | 6575473.4938 | 6.5755 | 1202.8275 | 0.021974 | 14 | Residential_2032_Achievable_million_m3_After Competition Groups_14 | Attic Insulation | 2.197% | 6.5755 | 26.4315 | Residential_2032_Achievable_million_m3_After Competition Groups_Attic Insulation
Residential | Res ¦ Advanced BAS/Controllers | 2032 | Technical | million_m3 | After Competition Groups | 79.7376 | 1122043.363 | 1.122 | 3758.1839 | 0.021217 | 18 | Residential_2032_Technical_million_m3_After Competition Groups_18 | Advanced BAS/Controllers | 2.122% | 1.122 | 79.7376 | Residential_2032_Technical_million_m3_After Competition Groups_Advanced BAS/Controllers
Residential | Res ¦ Building Recommissioning, Operations and Maintenance (O&M) Improvements | 2032 | Economic | million_m3 | After Competition Groups | 65.9746 | 897761.7527 | 0.89776 | 3374.8597 | 0.019549 | 16 | Residential_2032_Economic_million_m3_After Competition Groups_16 | Building Recommissioning, Operations and Maintenance (O&M) Improvements | 1.955% | 0.89776 | 65.9746 | Residential_2032_Economic_million_m3_After Competition Groups_Building Recommissioning, Operations and Maintenance (O&M) Improvements
Residential | Res ¦ Basement Wall Insulation | 2032 | Achievable | million_m3 | After Competition Groups | 21.9926 | 4031056.876 | 4.0311 | 1202.8275 | 0.018284 | 15 | Residential_2032_Achievable_million_m3_After Competition Groups_15 | Basement Wall Insulation | 1.828% | 4.0311 | 21.9926 | Residential_2032_Achievable_million_m3_After Competition Groups_Basement Wall Insulation
Residential | Res ¦ Condensing Make Up Air Unit | 2032 | Economic | million_m3 | After Competition Groups | 60.4105 | 4992042.3479 | 4.992 | 3374.8597 | 0.0179 | 17 | Residential_2032_Economic_million_m3_After Competition Groups_17 | Condensing Make Up Air Unit | 1.79% | 4.992 | 60.4105 | Residential_2032_Economic_million_m3_After Competition Groups_Condensing Make Up Air Unit
Residential | Res ¦ High Efficiency Storage Water Heater | 2032 | Economic | million_m3 | After Competition Groups | 59.5791 | 24050448.1438 | 24.0504 | 3374.8597 | 0.017654 | 18 | Residential_2032_Economic_million_m3_After Competition Groups_18 | High Efficiency Storage Water Heater | 1.765% | 24.0504 | 59.5791 | Residential_2032_Economic_million_m3_After Competition Groups_High Efficiency Storage Water Heater
Residential | Res ¦ Building Recommissioning, Operations and Maintenance (O&M) Improvements | 2032 | Technical | million_m3 | After Competition Groups | 65.9746 | 897761.7527 | 0.89776 | 3758.1839 | 0.017555 | 19 | Residential_2032_Technical_million_m3_After Competition Groups_19 | Building Recommissioning, Operations and Maintenance (O&M) Improvements | 1.755% | 0.89776 | 65.9746 | Residential_2032_Technical_million_m3_After Competition Groups_Building Recommissioning, Operations and Maintenance (O&M) Improvements
Residential | Res ¦ Ceiling Insulation | 2032 | Technical | million_m3 | After Competition Groups | 64.7707 | 1407723.2113 | 1.4077 | 3758.1839 | 0.017235 | 20 | Residential_2032_Technical_million_m3_After Competition Groups_20 | Ceiling Insulation | 1.723% | 1.4077 | 64.7707 | Residential_2032_Technical_million_m3_After Competition Groups_Ceiling Insulation
Residential | Res ¦ Demand Control Ventilation | 2032 | Achievable | million_m3 | After Competition Groups | 20.3437 | 600604.9829 | 0.6006 | 1202.8275 | 0.016913 | 16 | Residential_2032_Achievable_million_m3_After Competition Groups_16 | Demand Control Ventilation | 1.691% | 0.6006 | 20.3437 | Residential_2032_Achievable_million_m3_After Competition Groups_Demand Control Ventilation
Residential | Res ¦ Condensing Make Up Air Unit | 2032 | Technical | million_m3 | After Competition Groups | 60.4105 | 4992042.3479 | 4.992 | 3758.1839 | 0.016074 | 21 | Residential_2032_Technical_million_m3_After Competition Groups_21 | Condensing Make Up Air Unit | 1.607% | 4.992 | 60.4105 | Residential_2032_Technical_million_m3_After Competition Groups_Condensing Make Up Air Unit
Residential | Res ¦ Duct Insulation MF | 2032 | Economic | million_m3 | After Competition Groups | 52.1056 | 5094054.1376 | 5.0941 | 3374.8597 | 0.015439 | 19 | Residential_2032_Economic_million_m3_After Competition Groups_19 | Duct Insulation MF | 1.544% | 5.0941 | 52.1056 | Residential_2032_Economic_million_m3_After Competition Groups_Duct Insulation MF
Residential | Res ¦ Floor Insulation | 2032 | Economic | million_m3 | After Competition Groups | 50.2508 | 7110949.0237 | 7.1109 | 3374.8597 | 0.01489 | 20 | Residential_2032_Economic_million_m3_After Competition Groups_20 | Floor Insulation | 1.489% | 7.1109 | 50.2508 | Residential_2032_Economic_million_m3_After Competition Groups_Floor Insulation
Residential | Res ¦ Duct Insulation | 2032 | Economic | million_m3 | After Competition Groups | 47.9973 | 7464036.9409 | 7.464 | 3374.8597 | 0.014222 | 21 | Residential_2032_Economic_million_m3_After Competition Groups_21 | Duct Insulation | 1.422% | 7.464 | 47.9973 | Residential_2032_Economic_million_m3_After Competition Groups_Duct Insulation
Residential | Res ¦ Duct Insulation MF | 2032 | Technical | million_m3 | After Competition Groups | 52.1056 | 5094054.1376 | 5.0941 | 3758.1839 | 0.013865 | 22 | Residential_2032_Technical_million_m3_After Competition Groups_22 | Duct Insulation MF | 1.386% | 5.0941 | 52.1056 | Residential_2032_Technical_million_m3_After Competition Groups_Duct Insulation MF
Residential | Res ¦ High Efficiency Storage Water Heater | 2032 | Achievable | million_m3 | After Competition Groups | 16.4577 | 24050448.1438 | 24.0504 | 1202.8275 | 0.013683 | 17 | Residential_2032_Achievable_million_m3_After Competition Groups_17 | High Efficiency Storage Water Heater | 1.368% | 24.0504 | 16.4577 | Residential_2032_Achievable_million_m3_After Competition Groups_High Efficiency Storage Water Heater
Residential | Res ¦ Floor Insulation | 2032 | Technical | million_m3 | After Competition Groups | 50.2508 | 7110949.0237 | 7.1109 | 3758.1839 | 0.013371 | 23 | Residential_2032_Technical_million_m3_After Competition Groups_23 | Floor Insulation | 1.337% | 7.1109 | 50.2508 | Residential_2032_Technical_million_m3_After Competition Groups_Floor Insulation
Residential | Res ¦ Duct Insulation | 2032 | Technical | million_m3 | After Competition Groups | 47.9973 | 7464036.9409 | 7.464 | 3758.1839 | 0.012771 | 24 | Residential_2032_Technical_million_m3_After Competition Groups_24 | Duct Insulation | 1.277% | 7.464 | 47.9973 | Residential_2032_Technical_million_m3_After Competition Groups_Duct Insulation
Residential | Res ¦ Pool Cover | 2032 | Achievable | million_m3 | After Competition Groups | 13.3295 | 3331926.2699 | 3.3319 | 1202.8275 | 0.011082 | 18 | Residential_2032_Achievable_million_m3_After Competition Groups_18 | Pool Cover | 1.108% | 3.3319 | 13.3295 | Residential_2032_Achievable_million_m3_After Competition Groups_Pool Cover
Residential | Res ¦ Basement or Crawlspace Insulation | 2032 | Achievable | million_m3 | After Competition Groups | 13.1844 | 29260449.3098 | 29.2604 | 1202.8275 | 0.010961 | 19 | Residential_2032_Achievable_million_m3_After Competition Groups_19 | Basement or Crawlspace Insulation | 1.096% | 29.2604 | 13.1844 | Residential_2032_Achievable_million_m3_After Competition Groups_Basement or Crawlspace Insulation
Residential | Res ¦ Demand Control Ventilation | 2032 | Economic | million_m3 | After Competition Groups | 35.6881 | 600604.9829 | 0.6006 | 3374.8597 | 0.010575 | 22 | Residential_2032_Economic_million_m3_After Competition Groups_22 | Demand Control Ventilation | 1.057% | 0.6006 | 35.6881 | Residential_2032_Economic_million_m3_After Competition Groups_Demand Control Ventilation
Residential | Res ¦ Demand Control Ventilation | 2032 | Technical | million_m3 | After Competition Groups | 35.6881 | 600604.9829 | 0.6006 | 3758.1839 | 0.0094961 | 25 | Residential_2032_Technical_million_m3_After Competition Groups_25 | Demand Control Ventilation | 0.9496% | 0.6006 | 35.6881 | Residential_2032_Technical_million_m3_After Competition Groups_Demand Control Ventilation
Residential | Res ¦ Early Hot Water Heater Replacement | 2032 | Technical | million_m3 | After Competition Groups | 28.6641 | 0 | 0 | 3758.1839 | 0.0076271 | 26 | Residential_2032_Technical_million_m3_After Competition Groups_26 | Early Hot Water Heater Replacement | 0.7627% | 0 | 28.6641 | Residential_2032_Technical_million_m3_After Competition Groups_Early Hot Water Heater Replacement
Residential | Res ¦ Duct Insulation MF | 2032 | Achievable | million_m3 | After Competition Groups | 8.9362 | 5094054.1376 | 5.0941 | 1202.8275 | 0.0074293 | 20 | Residential_2032_Achievable_million_m3_After Competition Groups_20 | Duct Insulation MF | 0.7429% | 5.0941 | 8.9362 | Residential_2032_Achievable_million_m3_After Competition Groups_Duct Insulation MF
Residential | Res ¦ Floor Insulation | 2032 | Achievable | million_m3 | After Competition Groups | 8.6146 | 7110949.0237 | 7.1109 | 1202.8275 | 0.007162 | 21 | Residential_2032_Achievable_million_m3_After Competition Groups_21 | Floor Insulation | 0.7162% | 7.1109 | 8.6146 | Residential_2032_Achievable_million_m3_After Competition Groups_Floor Insulation
Residential | Res ¦ Duct Insulation | 2032 | Achievable | million_m3 | After Competition Groups | 8.2201 | 7464036.9409 | 7.464 | 1202.8275 | 0.0068339 | 22 | Residential_2032_Achievable_million_m3_After Competition Groups_22 | Duct Insulation | 0.6834% | 7.464 | 8.2201 | Residential_2032_Achievable_million_m3_After Competition Groups_Duct Insulation
Residential | Res ¦ Heat Recovery Ventilator | 2032 | Achievable | million_m3 | After Competition Groups | 8.05 | 1556931.1082 | 1.5569 | 1202.8275 | 0.0066925 | 23 | Residential_2032_Achievable_million_m3_After Competition Groups_23 | Heat Recovery Ventilator | 0.6693% | 1.5569 | 8.05 | Residential_2032_Achievable_million_m3_After Competition Groups_Heat Recovery Ventilator
Residential | Res ¦ Drain Water Heat Recovery | 2032 | Technical | million_m3 | After Competition Groups | 24.4468 | 1179540.4137 | 1.1795 | 3758.1839 | 0.006505 | 27 | Residential_2032_Technical_million_m3_After Competition Groups_27 | Drain Water Heat Recovery | 0.6505% | 1.1795 | 24.4468 | Residential_2032_Technical_million_m3_After Competition Groups_Drain Water Heat Recovery
Residential | Res ¦ Home Energy Reports | 2032 | Achievable | million_m3 | After Competition Groups | 7.0517 | 5519257.7094 | 5.5193 | 1202.8275 | 0.0058626 | 24 | Residential_2032_Achievable_million_m3_After Competition Groups_24 | Home Energy Reports | 0.5863% | 5.5193 | 7.0517 | Residential_2032_Achievable_million_m3_After Competition Groups_Home Energy Reports
Residential | Res ¦ Water Heater Temperature Setback | 2032 | Achievable | million_m3 | After Competition Groups | 5.9825 | 374555.9546 | 0.37456 | 1202.8275 | 0.0049737 | 25 | Residential_2032_Achievable_million_m3_After Competition Groups_25 | Water Heater Temperature Setback | 0.4974% | 0.37456 | 5.9825 | Residential_2032_Achievable_million_m3_After Competition Groups_Water Heater Temperature Setback
Residential | Res ¦ Home Energy Reports | 2032 | Technical | million_m3 | After Competition Groups | 18.4181 | 5519257.7094 | 5.5193 | 3758.1839 | 0.0049008 | 28 | Residential_2032_Technical_million_m3_After Competition Groups_28 | Home Energy Reports | 0.4901% | 5.5193 | 18.4181 | Residential_2032_Technical_million_m3_After Competition Groups_Home Energy Reports
Residential | Res ¦ Pool Cover | 2032 | Economic | million_m3 | After Competition Groups | 15.9065 | 3331926.2699 | 3.3319 | 3374.8597 | 0.0047132 | 23 | Residential_2032_Economic_million_m3_After Competition Groups_23 | Pool Cover | 0.4713% | 3.3319 | 15.9065 | Residential_2032_Economic_million_m3_After Competition Groups_Pool Cover
Residential | Res ¦ Pool Cover | 2032 | Technical | million_m3 | After Competition Groups | 15.9065 | 3331926.2699 | 3.3319 | 3758.1839 | 0.0042325 | 29 | Residential_2032_Technical_million_m3_After Competition Groups_29 | Pool Cover | 0.4233% | 3.3319 | 15.9065 | Residential_2032_Technical_million_m3_After Competition Groups_Pool Cover
Residential | Res ¦ Home Energy Reports | 2032 | Economic | million_m3 | After Competition Groups | 14.1832 | 5519257.7094 | 5.5193 | 3374.8597 | 0.0042026 | 24 | Residential_2032_Economic_million_m3_After Competition Groups_24 | Home Energy Reports | 0.4203% | 5.5193 | 14.1832 | Residential_2032_Economic_million_m3_After Competition Groups_Home Energy Reports
Residential | Res ¦ High Efficiency Gas Pool Heater | 2032 | Technical | million_m3 | After Competition Groups | 10.4294 | 0 | 0 | 3758.1839 | 0.0027751 | 30 | Residential_2032_Technical_million_m3_After Competition Groups_30 | High Efficiency Gas Pool Heater | 0.2775% | 0 | 10.4294 | Residential_2032_Technical_million_m3_After Competition Groups_High Efficiency Gas Pool Heater
Residential | Res ¦ Wall Insulation MF | 2032 | Economic | million_m3 | After Competition Groups | 8.0659 | 99456.3369 | 0.099456 | 3374.8597 | 0.00239 | 25 | Residential_2032_Economic_million_m3_After Competition Groups_25 | Wall Insulation MF | 0.239% | 0.099456 | 8.0659 | Residential_2032_Economic_million_m3_After Competition Groups_Wall Insulation MF
Residential | Res ¦ Wall Insulation MF | 2032 | Technical | million_m3 | After Competition Groups | 8.0659 | 99456.3369 | 0.099456 | 3758.1839 | 0.0021462 | 31 | Residential_2032_Technical_million_m3_After Competition Groups_31 | Wall Insulation MF | 0.2146% | 0.099456 | 8.0659 | Residential_2032_Technical_million_m3_After Competition Groups_Wall Insulation MF
Residential | Res ¦ Water Heater Temperature Setback | 2032 | Economic | million_m3 | After Competition Groups | 7.1376 | 374555.9546 | 0.37456 | 3374.8597 | 0.0021149 | 26 | Residential_2032_Economic_million_m3_After Competition Groups_26 | Water Heater Temperature Setback | 0.2115% | 0.37456 | 7.1376 | Residential_2032_Economic_million_m3_After Competition Groups_Water Heater Temperature Setback
Residential | Res ¦ Water Heater Temperature Setback | 2032 | Technical | million_m3 | After Competition Groups | 7.1376 | 374555.9546 | 0.37456 | 3758.1839 | 0.0018992 | 32 | Residential_2032_Technical_million_m3_After Competition Groups_32 | Water Heater Temperature Setback | 0.1899% | 0.37456 | 7.1376 | Residential_2032_Technical_million_m3_After Competition Groups_Water Heater Temperature Setback
Residential | Res ¦ Ceiling Insulation | 2032 | Economic | million_m3 | After Competition Groups | 5.9024 | 1407723.2113 | 1.4077 | 3374.8597 | 0.0017489 | 27 | Residential_2032_Economic_million_m3_After Competition Groups_27 | Ceiling Insulation | 0.1749% | 1.4077 | 5.9024 | Residential_2032_Economic_million_m3_After Competition Groups_Ceiling Insulation
Residential | Res ¦ Wall Insulation MF | 2032 | Achievable | million_m3 | After Competition Groups | 1.3839 | 99456.3369 | 0.099456 | 1202.8275 | 0.0011505 | 26 | Residential_2032_Achievable_million_m3_After Competition Groups_26 | Wall Insulation MF | 0.1151% | 0.099456 | 1.3839 | Residential_2032_Achievable_million_m3_After Competition Groups_Wall Insulation MF
Residential | Res ¦ Clothes Drying Racks | 2032 | Achievable | million_m3 | After Competition Groups | 1.0258 | 1583112.6855 | 1.5831 | 1202.8275 | 0.00085284 | 27 | Residential_2032_Achievable_million_m3_After Competition Groups_27 | Clothes Drying Racks | 0.08528% | 1.5831 | 1.0258 | Residential_2032_Achievable_million_m3_After Competition Groups_Clothes Drying Racks
Residential | Res ¦ Energy Star Clothes Washer | 2032 | Achievable | million_m3 | After Competition Groups | 0.80505 | 225888.3269 | 0.22589 | 1202.8275 | 0.0006693 | 28 | Residential_2032_Achievable_million_m3_After Competition Groups_28 | Energy Star Clothes Washer | 0.06693% | 0.22589 | 0.80505 | Residential_2032_Achievable_million_m3_After Competition Groups_Energy Star Clothes Washer
Residential | Res ¦ Energy Star Clothes Dryer | 2032 | Technical | million_m3 | After Competition Groups | 1.685 | 0 | 0 | 3758.1839 | 0.00044834 | 33 | Residential_2032_Technical_million_m3_After Competition Groups_33 | Energy Star Clothes Dryer | 0.04483% | 0 | 1.685 | Residential_2032_Technical_million_m3_After Competition Groups_Energy Star Clothes Dryer
Residential | Res ¦ Ceiling Insulation | 2032 | Achievable | million_m3 | After Competition Groups | 0.48119 | 1407723.2113 | 1.4077 | 1202.8275 | 0.00040005 | 29 | Residential_2032_Achievable_million_m3_After Competition Groups_29 | Ceiling Insulation | 0.04% | 1.4077 | 0.48119 | Residential_2032_Achievable_million_m3_After Competition Groups_Ceiling Insulation
Residential | Res ¦ Minimize Hot and Warm Clothes Wash | 2032 | Achievable | million_m3 | After Competition Groups | 0.45414 | 0 | 0 | 1202.8275 | 0.00037756 | 30 | Residential_2032_Achievable_million_m3_After Competition Groups_30 | Minimize Hot and Warm Clothes Wash | 0.03776% | 0 | 0.45414 | Residential_2032_Achievable_million_m3_After Competition Groups_Minimize Hot and Warm Clothes Wash
Residential | Res ¦ Drain Water Heat Recovery | 2032 | Economic | million_m3 | After Competition Groups | 1.2523 | 1179540.4137 | 1.1795 | 3374.8597 | 0.00037107 | 28 | Residential_2032_Economic_million_m3_After Competition Groups_28 | Drain Water Heat Recovery | 0.03711% | 1.1795 | 1.2523 | Residential_2032_Economic_million_m3_After Competition Groups_Drain Water Heat Recovery
Residential | Res ¦ Clothes Drying Racks | 2032 | Economic | million_m3 | After Competition Groups | 1.2257 | 1583112.6855 | 1.5831 | 3374.8597 | 0.00036319 | 29 | Residential_2032_Economic_million_m3_After Competition Groups_29 | Clothes Drying Racks | 0.03632% | 1.5831 | 1.2257 | Residential_2032_Economic_million_m3_After Competition Groups_Clothes Drying Racks
Residential | Res ¦ Clothes Drying Racks | 2032 | Technical | million_m3 | After Competition Groups | 1.2257 | 1583112.6855 | 1.5831 | 3758.1839 | 0.00032615 | 34 | Residential_2032_Technical_million_m3_After Competition Groups_34 | Clothes Drying Racks | 0.03261% | 1.5831 | 1.2257 | Residential_2032_Technical_million_m3_After Competition Groups_Clothes Drying Racks
Residential | Res ¦ Minimize Hot and Warm Clothes Wash | 2032 | Economic | million_m3 | After Competition Groups | 1.0651 | 0 | 0 | 3374.8597 | 0.0003156 | 30 | Residential_2032_Economic_million_m3_After Competition Groups_30 | Minimize Hot and Warm Clothes Wash | 0.03156% | 0 | 1.0651 | Residential_2032_Economic_million_m3_After Competition Groups_Minimize Hot and Warm Clothes Wash
Residential | Res ¦ Drain Water Heat Recovery | 2032 | Achievable | million_m3 | After Competition Groups | 0.36201 | 1179540.4137 | 1.1795 | 1202.8275 | 0.00030097 | 31 | Residential_2032_Achievable_million_m3_After Competition Groups_31 | Drain Water Heat Recovery | 0.0301% | 1.1795 | 0.36201 | Residential_2032_Achievable_million_m3_After Competition Groups_Drain Water Heat Recovery
Residential | Res ¦ Minimize Hot and Warm Clothes Wash | 2032 | Technical | million_m3 | After Competition Groups | 1.0651 | 0 | 0 | 3758.1839 | 0.00028341 | 35 | Residential_2032_Technical_million_m3_After Competition Groups_35 | Minimize Hot and Warm Clothes Wash | 0.02834% | 0 | 1.0651 | Residential_2032_Technical_million_m3_After Competition Groups_Minimize Hot and Warm Clothes Wash
Residential | Res ¦ Energy Star Clothes Washer | 2032 | Economic | million_m3 | After Competition Groups | 0.87847 | 225888.3269 | 0.22589 | 3374.8597 | 0.0002603 | 31 | Residential_2032_Economic_million_m3_After Competition Groups_31 | Energy Star Clothes Washer | 0.02603% | 0.22589 | 0.87847 | Residential_2032_Economic_million_m3_After Competition Groups_Energy Star Clothes Washer
Residential | Res ¦ Energy Star Clothes Washer | 2032 | Technical | million_m3 | After Competition Groups | 0.87847 | 225888.3269 | 0.22589 | 3758.1839 | 0.00023375 | 36 | Residential_2032_Technical_million_m3_After Competition Groups_36 | Energy Star Clothes Washer | 0.02337% | 0.22589 | 0.87847 | Residential_2032_Technical_million_m3_After Competition Groups_Energy Star Clothes Washer
Residential | Res ¦ Solar Water Preheat (Pools/DHW) | 2032 | Technical | million_m3 | After Competition Groups | 0.12712 | 0 | 0 | 3758.1839 | 3.3826e-05 | 37 | Residential_2032_Technical_million_m3_After Competition Groups_37 | Solar Water Preheat (Pools/DHW) | 0.003383% | 0 | 0.12712 | Residential_2032_Technical_million_m3_After Competition Groups_Solar Water Preheat (Pools/DHW)
Residential | Res ¦ Furnace Tune Up | 2032 | Achievable | million_m3 | After Competition Groups | 0 | 0 | 0 | 1202.8275 | 0 | 32 | Residential_2032_Achievable_million_m3_After Competition Groups_32 | Furnace Tune Up | 0% | 0 | 0 | Residential_2032_Achievable_million_m3_After Competition Groups_Furnace Tune Up
Residential | Res ¦ Furnace Tune Up | 2032 | Economic | million_m3 | After Competition Groups | 0 | 0 | 0 | 3374.8597 | 0 | 32 | Residential_2032_Economic_million_m3_After Competition Groups_32 | Furnace Tune Up | 0% | 0 | 0 | Residential_2032_Economic_million_m3_After Competition Groups_Furnace Tune Up
Residential | Res ¦ Tankless Water Heater | 2032 | Achievable | million_m3 | After Competition Groups | 0 | 0 | 0 | 1202.8275 | 0 | 33 | Residential_2032_Achievable_million_m3_After Competition Groups_33 | Tankless Water Heater | 0% | 0 | 0 | Residential_2032_Achievable_million_m3_After Competition Groups_Tankless Water Heater
Residential | Res ¦ Tankless Water Heater | 2032 | Economic | million_m3 | After Competition Groups | 0 | 0 | 0 | 3374.8597 | 0 | 33 | Residential_2032_Economic_million_m3_After Competition Groups_33 | Tankless Water Heater | 0% | 0 | 0 | Residential_2032_Economic_million_m3_After Competition Groups_Tankless Water Heater
Residential | Res ¦ Air Sealing | 2033 | Economic | million_m3 | After Competition Groups | 621.0514 | 31689535.6397 | 31.6895 | 3394.5201 | 0.18296 | 1 | Residential_2033_Economic_million_m3_After Competition Groups_1 | Air Sealing | 18.3% | 31.6895 | 621.0514 | Residential_2033_Economic_million_m3_After Competition Groups_Air Sealing
Residential | Res ¦ Air Sealing | 2033 | Technical | million_m3 | After Competition Groups | 621.0514 | 31689535.6397 | 31.6895 | 3777.7515 | 0.1644 | 1 | Residential_2033_Technical_million_m3_After Competition Groups_1 | Air Sealing | 16.44% | 31.6895 | 621.0514 | Residential_2033_Technical_million_m3_After Competition Groups_Air Sealing
Residential | Res ¦ Adaptive Thermostat | 2033 | Economic | million_m3 | After Competition Groups | 524.8655 | 31535157.1057 | 31.5352 | 3394.5201 | 0.15462 | 2 | Residential_2033_Economic_million_m3_After Competition Groups_2 | Adaptive Thermostat | 15.46% | 31.5352 | 524.8655 | Residential_2033_Economic_million_m3_After Competition Groups_Adaptive Thermostat
Residential | Res ¦ Adaptive Thermostat | 2033 | Technical | million_m3 | After Competition Groups | 524.8655 | 31535157.1057 | 31.5352 | 3777.7515 | 0.13894 | 2 | Residential_2033_Technical_million_m3_After Competition Groups_2 | Adaptive Thermostat | 13.89% | 31.5352 | 524.8655 | Residential_2033_Technical_million_m3_After Competition Groups_Adaptive Thermostat
Residential | Res ¦ Comprehensive Draft Proofing | 2033 | Achievable | million_m3 | After Competition Groups | 170.1838 | 1026020.7423 | 1.026 | 1348.3003 | 0.12622 | 1 | Residential_2033_Achievable_million_m3_After Competition Groups_1 | Comprehensive Draft Proofing | 12.62% | 1.026 | 170.1838 | Residential_2033_Achievable_million_m3_After Competition Groups_Comprehensive Draft Proofing
Residential | Res ¦ Adaptive Thermostat | 2033 | Achievable | million_m3 | After Competition Groups | 133.6018 | 31535157.1057 | 31.5352 | 1348.3003 | 0.099089 | 2 | Residential_2033_Achievable_million_m3_After Competition Groups_2 | Adaptive Thermostat | 9.909% | 31.5352 | 133.6018 | Residential_2033_Achievable_million_m3_After Competition Groups_Adaptive Thermostat
Residential | Res ¦ DHW Recirculation Systems | 2033 | Achievable | million_m3 | After Competition Groups | 130.0301 | 42584766.0719 | 42.5848 | 1348.3003 | 0.09644 | 3 | Residential_2033_Achievable_million_m3_After Competition Groups_3 | DHW Recirculation Systems | 9.644% | 42.5848 | 130.0301 | Residential_2033_Achievable_million_m3_After Competition Groups_DHW Recirculation Systems
Residential | Res ¦ Air Sealing | 2033 | Achievable | million_m3 | After Competition Groups | 123.9955 | 31689535.6397 | 31.6895 | 1348.3003 | 0.091964 | 4 | Residential_2033_Achievable_million_m3_After Competition Groups_4 | Air Sealing | 9.196% | 31.6895 | 123.9955 | Residential_2033_Achievable_million_m3_After Competition Groups_Air Sealing
Residential | Res ¦ Energy Star Windows | 2033 | Achievable | million_m3 | After Competition Groups | 97.7214 | 230154854.802 | 230.1549 | 1348.3003 | 0.072477 | 5 | Residential_2033_Achievable_million_m3_After Competition Groups_5 | Energy Star Windows | 7.248% | 230.1549 | 97.7214 | Residential_2033_Achievable_million_m3_After Competition Groups_Energy Star Windows
Residential | Res ¦ Energy Star Windows | 2033 | Economic | million_m3 | After Competition Groups | 236.092 | 230154854.802 | 230.1549 | 3394.5201 | 0.069551 | 3 | Residential_2033_Economic_million_m3_After Competition Groups_3 | Energy Star Windows | 6.955% | 230.1549 | 236.092 | Residential_2033_Economic_million_m3_After Competition Groups_Energy Star Windows
Residential | Res ¦ Energy Star Windows | 2033 | Technical | million_m3 | After Competition Groups | 236.092 | 230154854.802 | 230.1549 | 3777.7515 | 0.062495 | 3 | Residential_2033_Technical_million_m3_After Competition Groups_3 | Energy Star Windows | 6.25% | 230.1549 | 236.092 | Residential_2033_Technical_million_m3_After Competition Groups_Energy Star Windows
Residential | Res ¦ Condensing Boiler | 2033 | Achievable | million_m3 | After Competition Groups | 79.7042 | 50262593.9029 | 50.2626 | 1348.3003 | 0.059115 | 6 | Residential_2033_Achievable_million_m3_After Competition Groups_6 | Condensing Boiler | 5.911% | 50.2626 | 79.7042 | Residential_2033_Achievable_million_m3_After Competition Groups_Condensing Boiler
Residential | Res ¦ High Efficiency Condensing Furnace | 2033 | Achievable | million_m3 | After Competition Groups | 77.8382 | 35918437.2703 | 35.9184 | 1348.3003 | 0.057731 | 7 | Residential_2033_Achievable_million_m3_After Competition Groups_7 | High Efficiency Condensing Furnace | 5.773% | 35.9184 | 77.8382 | Residential_2033_Achievable_million_m3_After Competition Groups_High Efficiency Condensing Furnace
Residential | Res ¦ Condensing Storage Water Heater | 2033 | Achievable | million_m3 | After Competition Groups | 77.5765 | 94607890.3341 | 94.6079 | 1348.3003 | 0.057537 | 8 | Residential_2033_Achievable_million_m3_After Competition Groups_8 | Condensing Storage Water Heater | 5.754% | 94.6079 | 77.5765 | Residential_2033_Achievable_million_m3_After Competition Groups_Condensing Storage Water Heater
Residential | Res ¦ Comprehensive Draft Proofing | 2033 | Economic | million_m3 | After Competition Groups | 188.1625 | 1026020.7423 | 1.026 | 3394.5201 | 0.055431 | 4 | Residential_2033_Economic_million_m3_After Competition Groups_4 | Comprehensive Draft Proofing | 5.543% | 1.026 | 188.1625 | Residential_2033_Economic_million_m3_After Competition Groups_Comprehensive Draft Proofing
Residential | Res ¦ Advanced BAS/Controllers | 2033 | Achievable | million_m3 | After Competition Groups | 70.9785 | 912086.7968 | 0.91209 | 1348.3003 | 0.052643 | 9 | Residential_2033_Achievable_million_m3_After Competition Groups_9 | Advanced BAS/Controllers | 5.264% | 0.91209 | 70.9785 | Residential_2033_Achievable_million_m3_After Competition Groups_Advanced BAS/Controllers
Residential | Res ¦ Condensing Storage Water Heater | 2033 | Economic | million_m3 | After Competition Groups | 178.2501 | 94607890.3341 | 94.6079 | 3394.5201 | 0.052511 | 5 | Residential_2033_Economic_million_m3_After Competition Groups_5 | Condensing Storage Water Heater | 5.251% | 94.6079 | 178.2501 | Residential_2033_Economic_million_m3_After Competition Groups_Condensing Storage Water Heater
Residential | Res ¦ High Efficiency Fireplace with Pilotless Ignition | 2033 | Achievable | million_m3 | After Competition Groups | 70.389 | 6117356.4064 | 6.1174 | 1348.3003 | 0.052206 | 10 | Residential_2033_Achievable_million_m3_After Competition Groups_10 | High Efficiency Fireplace with Pilotless Ignition | 5.221% | 6.1174 | 70.389 | Residential_2033_Achievable_million_m3_After Competition Groups_High Efficiency Fireplace with Pilotless Ignition
Residential | Res ¦ Wall Insulation | 2033 | Economic | million_m3 | After Competition Groups | 171.7992 | 39744472.82 | 39.7445 | 3394.5201 | 0.050611 | 6 | Residential_2033_Economic_million_m3_After Competition Groups_6 | Wall Insulation | 5.061% | 39.7445 | 171.7992 | Residential_2033_Economic_million_m3_After Competition Groups_Wall Insulation
Residential | Res ¦ Comprehensive Draft Proofing | 2033 | Technical | million_m3 | After Competition Groups | 188.1625 | 1026020.7423 | 1.026 | 3777.7515 | 0.049808 | 4 | Residential_2033_Technical_million_m3_After Competition Groups_4 | Comprehensive Draft Proofing | 4.981% | 1.026 | 188.1625 | Residential_2033_Technical_million_m3_After Competition Groups_Comprehensive Draft Proofing
Residential | Res ¦ Condensing Storage Water Heater | 2033 | Technical | million_m3 | After Competition Groups | 178.2501 | 94607890.3341 | 94.6079 | 3777.7515 | 0.047184 | 5 | Residential_2033_Technical_million_m3_After Competition Groups_5 | Condensing Storage Water Heater | 4.718% | 94.6079 | 178.2501 | Residential_2033_Technical_million_m3_After Competition Groups_Condensing Storage Water Heater
Residential | Res ¦ Wall Insulation | 2033 | Technical | million_m3 | After Competition Groups | 171.7992 | 39744472.82 | 39.7445 | 3777.7515 | 0.045477 | 6 | Residential_2033_Technical_million_m3_After Competition Groups_6 | Wall Insulation | 4.548% | 39.7445 | 171.7992 | Residential_2033_Technical_million_m3_After Competition Groups_Wall Insulation
Residential | Res ¦ Attic Insulation | 2033 | Economic | million_m3 | After Competition Groups | 151.6529 | 7118133.6914 | 7.1181 | 3394.5201 | 0.044676 | 7 | Residential_2033_Economic_million_m3_After Competition Groups_7 | Attic Insulation | 4.468% | 7.1181 | 151.6529 | Residential_2033_Economic_million_m3_After Competition Groups_Attic Insulation
Residential | Res ¦ Building Recommissioning, Operations and Maintenance (O&M) Improvements | 2033 | Achievable | million_m3 | After Competition Groups | 58.7279 | 729766.1423 | 0.72977 | 1348.3003 | 0.043557 | 11 | Residential_2033_Achievable_million_m3_After Competition Groups_11 | Building Recommissioning, Operations and Maintenance (O&M) Improvements | 4.356% | 0.72977 | 58.7279 | Residential_2033_Achievable_million_m3_After Competition Groups_Building Recommissioning, Operations and Maintenance (O&M) Improvements
Residential | Res ¦ DHW Recirculation Systems | 2033 | Economic | million_m3 | After Competition Groups | 143.8169 | 42584766.0719 | 42.5848 | 3394.5201 | 0.042367 | 8 | Residential_2033_Economic_million_m3_After Competition Groups_8 | DHW Recirculation Systems | 4.237% | 42.5848 | 143.8169 | Residential_2033_Economic_million_m3_After Competition Groups_DHW Recirculation Systems
Residential | Res ¦ Attic Insulation | 2033 | Technical | million_m3 | After Competition Groups | 151.6529 | 7118133.6914 | 7.1181 | 3777.7515 | 0.040144 | 7 | Residential_2033_Technical_million_m3_After Competition Groups_7 | Attic Insulation | 4.014% | 7.1181 | 151.6529 | Residential_2033_Technical_million_m3_After Competition Groups_Attic Insulation
Residential | Res ¦ Tankless Water Heater | 2033 | Technical | million_m3 | After Competition Groups | 148.734 | 0 | 0 | 3777.7515 | 0.039371 | 8 | Residential_2033_Technical_million_m3_After Competition Groups_8 | Tankless Water Heater | 3.937% | 0 | 148.734 | Residential_2033_Technical_million_m3_After Competition Groups_Tankless Water Heater
Residential | Res ¦ DHW Recirculation Systems | 2033 | Technical | million_m3 | After Competition Groups | 143.8169 | 42584766.0719 | 42.5848 | 3777.7515 | 0.038069 | 9 | Residential_2033_Technical_million_m3_After Competition Groups_9 | DHW Recirculation Systems | 3.807% | 42.5848 | 143.8169 | Residential_2033_Technical_million_m3_After Competition Groups_DHW Recirculation Systems
Residential | Res ¦ Basement or Crawlspace Insulation | 2033 | Economic | million_m3 | After Competition Groups | 128.8782 | 32132329.2138 | 32.1323 | 3394.5201 | 0.037967 | 9 | Residential_2033_Economic_million_m3_After Competition Groups_9 | Basement or Crawlspace Insulation | 3.797% | 32.1323 | 128.8782 | Residential_2033_Economic_million_m3_After Competition Groups_Basement or Crawlspace Insulation
Residential | Res ¦ Basement Wall Insulation | 2033 | Economic | million_m3 | After Competition Groups | 126.1758 | 4363736.6731 | 4.3637 | 3394.5201 | 0.03717 | 10 | Residential_2033_Economic_million_m3_After Competition Groups_10 | Basement Wall Insulation | 3.717% | 4.3637 | 126.1758 | Residential_2033_Economic_million_m3_After Competition Groups_Basement Wall Insulation
Residential | Res ¦ Condensing Boiler | 2033 | Economic | million_m3 | After Competition Groups | 123.1213 | 50262593.9029 | 50.2626 | 3394.5201 | 0.036271 | 11 | Residential_2033_Economic_million_m3_After Competition Groups_11 | Condensing Boiler | 3.627% | 50.2626 | 123.1213 | Residential_2033_Economic_million_m3_After Competition Groups_Condensing Boiler
Residential | Res ¦ Basement or Crawlspace Insulation | 2033 | Technical | million_m3 | After Competition Groups | 128.8782 | 32132329.2138 | 32.1323 | 3777.7515 | 0.034115 | 10 | Residential_2033_Technical_million_m3_After Competition Groups_10 | Basement or Crawlspace Insulation | 3.412% | 32.1323 | 128.8782 | Residential_2033_Technical_million_m3_After Competition Groups_Basement or Crawlspace Insulation
Residential | Res ¦ Basement Wall Insulation | 2033 | Technical | million_m3 | After Competition Groups | 126.1758 | 4363736.6731 | 4.3637 | 3777.7515 | 0.0334 | 11 | Residential_2033_Technical_million_m3_After Competition Groups_11 | Basement Wall Insulation | 3.34% | 4.3637 | 126.1758 | Residential_2033_Technical_million_m3_After Competition Groups_Basement Wall Insulation
Residential | Res ¦ Condensing Boiler | 2033 | Technical | million_m3 | After Competition Groups | 123.1213 | 50262593.9029 | 50.2626 | 3777.7515 | 0.032591 | 12 | Residential_2033_Technical_million_m3_After Competition Groups_12 | Condensing Boiler | 3.259% | 50.2626 | 123.1213 | Residential_2033_Technical_million_m3_After Competition Groups_Condensing Boiler
Residential | Res ¦ High Efficiency Condensing Furnace | 2033 | Economic | million_m3 | After Competition Groups | 96.4935 | 35918437.2703 | 35.9184 | 3394.5201 | 0.028426 | 12 | Residential_2033_Economic_million_m3_After Competition Groups_12 | High Efficiency Condensing Furnace | 2.843% | 35.9184 | 96.4935 | Residential_2033_Economic_million_m3_After Competition Groups_High Efficiency Condensing Furnace
Residential | Res ¦ Heat Recovery Ventilator | 2033 | Economic | million_m3 | After Competition Groups | 95.0906 | 1717460.1593 | 1.7175 | 3394.5201 | 0.028013 | 13 | Residential_2033_Economic_million_m3_After Competition Groups_13 | Heat Recovery Ventilator | 2.801% | 1.7175 | 95.0906 | Residential_2033_Economic_million_m3_After Competition Groups_Heat Recovery Ventilator
Residential | Res ¦ High Efficiency Fireplace with Pilotless Ignition | 2033 | Economic | million_m3 | After Competition Groups | 94.2891 | 6117356.4064 | 6.1174 | 3394.5201 | 0.027777 | 14 | Residential_2033_Economic_million_m3_After Competition Groups_14 | High Efficiency Fireplace with Pilotless Ignition | 2.778% | 6.1174 | 94.2891 | Residential_2033_Economic_million_m3_After Competition Groups_High Efficiency Fireplace with Pilotless Ignition
Residential | Res ¦ Condensing Make Up Air Unit | 2033 | Achievable | million_m3 | After Competition Groups | 36.8909 | 5166176.6497 | 5.1662 | 1348.3003 | 0.027361 | 12 | Residential_2033_Achievable_million_m3_After Competition Groups_12 | Condensing Make Up Air Unit | 2.736% | 5.1662 | 36.8909 | Residential_2033_Achievable_million_m3_After Competition Groups_Condensing Make Up Air Unit
Residential | Res ¦ High Efficiency Condensing Furnace | 2033 | Technical | million_m3 | After Competition Groups | 96.7765 | 35918437.2703 | 35.9184 | 3777.7515 | 0.025617 | 13 | Residential_2033_Technical_million_m3_After Competition Groups_13 | High Efficiency Condensing Furnace | 2.562% | 35.9184 | 96.7765 | Residential_2033_Technical_million_m3_After Competition Groups_High Efficiency Condensing Furnace
Residential | Res ¦ Wall Insulation | 2033 | Achievable | million_m3 | After Competition Groups | 34.2689 | 39744472.82 | 39.7445 | 1348.3003 | 0.025416 | 13 | Residential_2033_Achievable_million_m3_After Competition Groups_13 | Wall Insulation | 2.542% | 39.7445 | 34.2689 | Residential_2033_Achievable_million_m3_After Competition Groups_Wall Insulation
Residential | Res ¦ Heat Recovery Ventilator | 2033 | Technical | million_m3 | After Competition Groups | 95.0906 | 1717460.1593 | 1.7175 | 3777.7515 | 0.025171 | 14 | Residential_2033_Technical_million_m3_After Competition Groups_14 | Heat Recovery Ventilator | 2.517% | 1.7175 | 95.0906 | Residential_2033_Technical_million_m3_After Competition Groups_Heat Recovery Ventilator
Residential | Res ¦ High Efficiency Fireplace with Pilotless Ignition | 2033 | Technical | million_m3 | After Competition Groups | 94.2891 | 6117356.4064 | 6.1174 | 3777.7515 | 0.024959 | 15 | Residential_2033_Technical_million_m3_After Competition Groups_15 | High Efficiency Fireplace with Pilotless Ignition | 2.496% | 6.1174 | 94.2891 | Residential_2033_Technical_million_m3_After Competition Groups_High Efficiency Fireplace with Pilotless Ignition
Residential | Res ¦ Window Film | 2033 | Technical | million_m3 | After Competition Groups | 88.5937 | 0 | 0 | 3777.7515 | 0.023451 | 16 | Residential_2033_Technical_million_m3_After Competition Groups_16 | Window Film | 2.345% | 0 | 88.5937 | Residential_2033_Technical_million_m3_After Competition Groups_Window Film
Residential | Res ¦ Advanced BAS/Controllers | 2033 | Economic | million_m3 | After Competition Groups | 78.4778 | 912086.7968 | 0.91209 | 3394.5201 | 0.023119 | 15 | Residential_2033_Economic_million_m3_After Competition Groups_15 | Advanced BAS/Controllers | 2.312% | 0.91209 | 78.4778 | Residential_2033_Economic_million_m3_After Competition Groups_Advanced BAS/Controllers
Residential | Res ¦ Furnace Tune Up | 2033 | Technical | million_m3 | After Competition Groups | 85.8318 | 0 | 0 | 3777.7515 | 0.02272 | 17 | Residential_2033_Technical_million_m3_After Competition Groups_17 | Furnace Tune Up | 2.272% | 0 | 85.8318 | Residential_2033_Technical_million_m3_After Competition Groups_Furnace Tune Up
Residential | Res ¦ Attic Insulation | 2033 | Achievable | million_m3 | After Competition Groups | 30.2786 | 7118133.6914 | 7.1181 | 1348.3003 | 0.022457 | 14 | Residential_2033_Achievable_million_m3_After Competition Groups_14 | Attic Insulation | 2.246% | 7.1181 | 30.2786 | Residential_2033_Achievable_million_m3_After Competition Groups_Attic Insulation
Residential | Res ¦ Advanced BAS/Controllers | 2033 | Technical | million_m3 | After Competition Groups | 78.4778 | 912086.7968 | 0.91209 | 3777.7515 | 0.020774 | 18 | Residential_2033_Technical_million_m3_After Competition Groups_18 | Advanced BAS/Controllers | 2.077% | 0.91209 | 78.4778 | Residential_2033_Technical_million_m3_After Competition Groups_Advanced BAS/Controllers
Residential | Res ¦ High Efficiency Storage Water Heater | 2033 | Economic | million_m3 | After Competition Groups | 66.5464 | 25430915.0998 | 25.4309 | 3394.5201 | 0.019604 | 16 | Residential_2033_Economic_million_m3_After Competition Groups_16 | High Efficiency Storage Water Heater | 1.96% | 25.4309 | 66.5464 | Residential_2033_Economic_million_m3_After Competition Groups_High Efficiency Storage Water Heater
Residential | Res ¦ Condensing Make Up Air Unit | 2033 | Economic | million_m3 | After Competition Groups | 65.3947 | 5166176.6497 | 5.1662 | 3394.5201 | 0.019265 | 17 | Residential_2033_Economic_million_m3_After Competition Groups_17 | Condensing Make Up Air Unit | 1.926% | 5.1662 | 65.3947 | Residential_2033_Economic_million_m3_After Competition Groups_Condensing Make Up Air Unit
Residential | Res ¦ Building Recommissioning, Operations and Maintenance (O&M) Improvements | 2033 | Economic | million_m3 | After Competition Groups | 64.9322 | 729766.1423 | 0.72977 | 3394.5201 | 0.019129 | 18 | Residential_2033_Economic_million_m3_After Competition Groups_18 | Building Recommissioning, Operations and Maintenance (O&M) Improvements | 1.913% | 0.72977 | 64.9322 | Residential_2033_Economic_million_m3_After Competition Groups_Building Recommissioning, Operations and Maintenance (O&M) Improvements
Residential | Res ¦ Basement Wall Insulation | 2033 | Achievable | million_m3 | After Competition Groups | 25.1937 | 4363736.6731 | 4.3637 | 1348.3003 | 0.018686 | 15 | Residential_2033_Achievable_million_m3_After Competition Groups_15 | Basement Wall Insulation | 1.869% | 4.3637 | 25.1937 | Residential_2033_Achievable_million_m3_After Competition Groups_Basement Wall Insulation
Residential | Res ¦ Condensing Make Up Air Unit | 2033 | Technical | million_m3 | After Competition Groups | 65.3947 | 5166176.6497 | 5.1662 | 3777.7515 | 0.01731 | 19 | Residential_2033_Technical_million_m3_After Competition Groups_19 | Condensing Make Up Air Unit | 1.731% | 5.1662 | 65.3947 | Residential_2033_Technical_million_m3_After Competition Groups_Condensing Make Up Air Unit
Residential | Res ¦ Building Recommissioning, Operations and Maintenance (O&M) Improvements | 2033 | Technical | million_m3 | After Competition Groups | 64.9322 | 729766.1423 | 0.72977 | 3777.7515 | 0.017188 | 20 | Residential_2033_Technical_million_m3_After Competition Groups_20 | Building Recommissioning, Operations and Maintenance (O&M) Improvements | 1.719% | 0.72977 | 64.9322 | Residential_2033_Technical_million_m3_After Competition Groups_Building Recommissioning, Operations and Maintenance (O&M) Improvements
Residential | Res ¦ Ceiling Insulation | 2033 | Technical | million_m3 | After Competition Groups | 63.7473 | 1552434.9563 | 1.5524 | 3777.7515 | 0.016874 | 21 | Residential_2033_Technical_million_m3_After Competition Groups_21 | Ceiling Insulation | 1.687% | 1.5524 | 63.7473 | Residential_2033_Technical_million_m3_After Competition Groups_Ceiling Insulation
Residential | Res ¦ Demand Control Ventilation | 2033 | Achievable | million_m3 | After Competition Groups | 22.3539 | 574977.2194 | 0.57498 | 1348.3003 | 0.016579 | 16 | Residential_2033_Achievable_million_m3_After Competition Groups_16 | Demand Control Ventilation | 1.658% | 0.57498 | 22.3539 | Residential_2033_Achievable_million_m3_After Competition Groups_Demand Control Ventilation
Residential | Res ¦ Duct Insulation MF | 2033 | Economic | million_m3 | After Competition Groups | 51.2823 | 5514439.3945 | 5.5144 | 3394.5201 | 0.015107 | 19 | Residential_2033_Economic_million_m3_After Competition Groups_19 | Duct Insulation MF | 1.511% | 5.5144 | 51.2823 | Residential_2033_Economic_million_m3_After Competition Groups_Duct Insulation MF
Residential | Res ¦ Floor Insulation | 2033 | Economic | million_m3 | After Competition Groups | 49.4569 | 7697721.505 | 7.6977 | 3394.5201 | 0.01457 | 20 | Residential_2033_Economic_million_m3_After Competition Groups_20 | Floor Insulation | 1.457% | 7.6977 | 49.4569 | Residential_2033_Economic_million_m3_After Competition Groups_Floor Insulation
Residential | Res ¦ High Efficiency Storage Water Heater | 2033 | Achievable | million_m3 | After Competition Groups | 19.4781 | 25430915.0998 | 25.4309 | 1348.3003 | 0.014446 | 17 | Residential_2033_Achievable_million_m3_After Competition Groups_17 | High Efficiency Storage Water Heater | 1.445% | 25.4309 | 19.4781 | Residential_2033_Achievable_million_m3_After Competition Groups_High Efficiency Storage Water Heater
Residential | Res ¦ Duct Insulation | 2033 | Economic | million_m3 | After Competition Groups | 47.239 | 8080588.1858 | 8.0806 | 3394.5201 | 0.013916 | 21 | Residential_2033_Economic_million_m3_After Competition Groups_21 | Duct Insulation | 1.392% | 8.0806 | 47.239 | Residential_2033_Economic_million_m3_After Competition Groups_Duct Insulation
Residential | Res ¦ Duct Insulation MF | 2033 | Technical | million_m3 | After Competition Groups | 51.2823 | 5514439.3945 | 5.5144 | 3777.7515 | 0.013575 | 22 | Residential_2033_Technical_million_m3_After Competition Groups_22 | Duct Insulation MF | 1.357% | 5.5144 | 51.2823 | Residential_2033_Technical_million_m3_After Competition Groups_Duct Insulation MF
Residential | Res ¦ Floor Insulation | 2033 | Technical | million_m3 | After Competition Groups | 49.4569 | 7697721.505 | 7.6977 | 3777.7515 | 0.013092 | 23 | Residential_2033_Technical_million_m3_After Competition Groups_23 | Floor Insulation | 1.309% | 7.6977 | 49.4569 | Residential_2033_Technical_million_m3_After Competition Groups_Floor Insulation
Residential | Res ¦ Duct Insulation | 2033 | Technical | million_m3 | After Competition Groups | 47.239 | 8080588.1858 | 8.0806 | 3777.7515 | 0.012505 | 24 | Residential_2033_Technical_million_m3_After Competition Groups_24 | Duct Insulation | 1.25% | 8.0806 | 47.239 | Residential_2033_Technical_million_m3_After Competition Groups_Duct Insulation
Residential | Res ¦ Basement or Crawlspace Insulation | 2033 | Achievable | million_m3 | After Competition Groups | 15.7444 | 32132329.2138 | 32.1323 | 1348.3003 | 0.011677 | 18 | Residential_2033_Achievable_million_m3_After Competition Groups_18 | Basement or Crawlspace Insulation | 1.168% | 32.1323 | 15.7444 | Residential_2033_Achievable_million_m3_After Competition Groups_Basement or Crawlspace Insulation
Residential | Res ¦ Pool Cover | 2033 | Achievable | million_m3 | After Competition Groups | 14.1563 | 2708992.6996 | 2.709 | 1348.3003 | 0.010499 | 19 | Residential_2033_Achievable_million_m3_After Competition Groups_19 | Pool Cover | 1.05% | 2.709 | 14.1563 | Residential_2033_Achievable_million_m3_After Competition Groups_Pool Cover
Residential | Res ¦ Demand Control Ventilation | 2033 | Economic | million_m3 | After Competition Groups | 35.1242 | 574977.2194 | 0.57498 | 3394.5201 | 0.010347 | 22 | Residential_2033_Economic_million_m3_After Competition Groups_22 | Demand Control Ventilation | 1.035% | 0.57498 | 35.1242 | Residential_2033_Economic_million_m3_After Competition Groups_Demand Control Ventilation
Residential | Res ¦ Demand Control Ventilation | 2033 | Technical | million_m3 | After Competition Groups | 35.1242 | 574977.2194 | 0.57498 | 3777.7515 | 0.0092977 | 25 | Residential_2033_Technical_million_m3_After Competition Groups_25 | Demand Control Ventilation | 0.9298% | 0.57498 | 35.1242 | Residential_2033_Technical_million_m3_After Competition Groups_Demand Control Ventilation
Residential | Res ¦ Duct Insulation MF | 2033 | Achievable | million_m3 | After Competition Groups | 10.2368 | 5514439.3945 | 5.5144 | 1348.3003 | 0.0075924 | 20 | Residential_2033_Achievable_million_m3_After Competition Groups_20 | Duct Insulation MF | 0.7592% | 5.5144 | 10.2368 | Residential_2033_Achievable_million_m3_After Competition Groups_Duct Insulation MF
Residential | Res ¦ Early Hot Water Heater Replacement | 2033 | Technical | million_m3 | After Competition Groups | 28.2112 | 0 | 0 | 3777.7515 | 0.0074677 | 26 | Residential_2033_Technical_million_m3_After Competition Groups_26 | Early Hot Water Heater Replacement | 0.7468% | 0 | 28.2112 | Residential_2033_Technical_million_m3_After Competition Groups_Early Hot Water Heater Replacement
Residential | Res ¦ Heat Recovery Ventilator | 2033 | Achievable | million_m3 | After Competition Groups | 9.8897 | 1717460.1593 | 1.7175 | 1348.3003 | 0.007335 | 21 | Residential_2033_Achievable_million_m3_After Competition Groups_21 | Heat Recovery Ventilator | 0.7335% | 1.7175 | 9.8897 | Residential_2033_Achievable_million_m3_After Competition Groups_Heat Recovery Ventilator
Residential | Res ¦ Floor Insulation | 2033 | Achievable | million_m3 | After Competition Groups | 9.8683 | 7697721.505 | 7.6977 | 1348.3003 | 0.0073191 | 22 | Residential_2033_Achievable_million_m3_After Competition Groups_22 | Floor Insulation | 0.7319% | 7.6977 | 9.8683 | Residential_2033_Achievable_million_m3_After Competition Groups_Floor Insulation
Residential | Res ¦ Duct Insulation | 2033 | Achievable | million_m3 | After Competition Groups | 9.4172 | 8080588.1858 | 8.0806 | 1348.3003 | 0.0069845 | 23 | Residential_2033_Achievable_million_m3_After Competition Groups_23 | Duct Insulation | 0.6984% | 8.0806 | 9.4172 | Residential_2033_Achievable_million_m3_After Competition Groups_Duct Insulation
Residential | Res ¦ Drain Water Heat Recovery | 2033 | Technical | million_m3 | After Competition Groups | 24.0606 | 1270457.6204 | 1.2705 | 3777.7515 | 0.006369 | 27 | Residential_2033_Technical_million_m3_After Competition Groups_27 | Drain Water Heat Recovery | 0.6369% | 1.2705 | 24.0606 | Residential_2033_Technical_million_m3_After Competition Groups_Drain Water Heat Recovery
Residential | Res ¦ Home Energy Reports | 2033 | Achievable | million_m3 | After Competition Groups | 8.3265 | 6640885.9921 | 6.6409 | 1348.3003 | 0.0061755 | 24 | Residential_2033_Achievable_million_m3_After Competition Groups_24 | Home Energy Reports | 0.6176% | 6.6409 | 8.3265 | Residential_2033_Achievable_million_m3_After Competition Groups_Home Energy Reports
Residential | Res ¦ Home Energy Reports | 2033 | Technical | million_m3 | After Competition Groups | 20.0563 | 6640885.9921 | 6.6409 | 3777.7515 | 0.005309 | 28 | Residential_2033_Technical_million_m3_After Competition Groups_28 | Home Energy Reports | 0.5309% | 6.6409 | 20.0563 | Residential_2033_Technical_million_m3_After Competition Groups_Home Energy Reports
Residential | Res ¦ Water Heater Temperature Setback | 2033 | Achievable | million_m3 | After Competition Groups | 6.3533 | 304480.1048 | 0.30448 | 1348.3003 | 0.0047121 | 25 | Residential_2033_Achievable_million_m3_After Competition Groups_25 | Water Heater Temperature Setback | 0.4712% | 0.30448 | 6.3533 | Residential_2033_Achievable_million_m3_After Competition Groups_Water Heater Temperature Setback
Residential | Res ¦ Pool Cover | 2033 | Economic | million_m3 | After Competition Groups | 15.6552 | 2708992.6996 | 2.709 | 3394.5201 | 0.0046119 | 23 | Residential_2033_Economic_million_m3_After Competition Groups_23 | Pool Cover | 0.4612% | 2.709 | 15.6552 | Residential_2033_Economic_million_m3_After Competition Groups_Pool Cover
Residential | Res ¦ Home Energy Reports | 2033 | Economic | million_m3 | After Competition Groups | 15.4757 | 6640885.9921 | 6.6409 | 3394.5201 | 0.004559 | 24 | Residential_2033_Economic_million_m3_After Competition Groups_24 | Home Energy Reports | 0.4559% | 6.6409 | 15.4757 | Residential_2033_Economic_million_m3_After Competition Groups_Home Energy Reports
Residential | Res ¦ Pool Cover | 2033 | Technical | million_m3 | After Competition Groups | 15.6552 | 2708992.6996 | 2.709 | 3777.7515 | 0.0041441 | 29 | Residential_2033_Technical_million_m3_After Competition Groups_29 | Pool Cover | 0.4144% | 2.709 | 15.6552 | Residential_2033_Technical_million_m3_After Competition Groups_Pool Cover
Residential | Res ¦ High Efficiency Gas Pool Heater | 2033 | Technical | million_m3 | After Competition Groups | 10.8352 | 0 | 0 | 3777.7515 | 0.0028682 | 30 | Residential_2033_Technical_million_m3_After Competition Groups_30 | High Efficiency Gas Pool Heater | 0.2868% | 0 | 10.8352 | Residential_2033_Technical_million_m3_After Competition Groups_High Efficiency Gas Pool Heater
Residential | Res ¦ Wall Insulation MF | 2033 | Economic | million_m3 | After Competition Groups | 7.9385 | 107664.6112 | 0.10766 | 3394.5201 | 0.0023386 | 25 | Residential_2033_Economic_million_m3_After Competition Groups_25 | Wall Insulation MF | 0.2339% | 0.10766 | 7.9385 | Residential_2033_Economic_million_m3_After Competition Groups_Wall Insulation MF
Residential | Res ¦ Wall Insulation MF | 2033 | Technical | million_m3 | After Competition Groups | 7.9385 | 107664.6112 | 0.10766 | 3777.7515 | 0.0021014 | 31 | Residential_2033_Technical_million_m3_After Competition Groups_31 | Wall Insulation MF | 0.2101% | 0.10766 | 7.9385 | Residential_2033_Technical_million_m3_After Competition Groups_Wall Insulation MF
Residential | Res ¦ Water Heater Temperature Setback | 2033 | Economic | million_m3 | After Competition Groups | 7.0249 | 304480.1048 | 0.30448 | 3394.5201 | 0.0020695 | 26 | Residential_2033_Economic_million_m3_After Competition Groups_26 | Water Heater Temperature Setback | 0.2069% | 0.30448 | 7.0249 | Residential_2033_Economic_million_m3_After Competition Groups_Water Heater Temperature Setback
Residential | Res ¦ Water Heater Temperature Setback | 2033 | Technical | million_m3 | After Competition Groups | 7.0249 | 304480.1048 | 0.30448 | 3777.7515 | 0.0018595 | 32 | Residential_2033_Technical_million_m3_After Competition Groups_32 | Water Heater Temperature Setback | 0.186% | 0.30448 | 7.0249 | Residential_2033_Technical_million_m3_After Competition Groups_Water Heater Temperature Setback
Residential | Res ¦ Ceiling Insulation | 2033 | Economic | million_m3 | After Competition Groups | 5.8091 | 1552434.9563 | 1.5524 | 3394.5201 | 0.0017113 | 27 | Residential_2033_Economic_million_m3_After Competition Groups_27 | Ceiling Insulation | 0.1711% | 1.5524 | 5.8091 | Residential_2033_Economic_million_m3_After Competition Groups_Ceiling Insulation
Residential | Res ¦ Wall Insulation MF | 2033 | Achievable | million_m3 | After Competition Groups | 1.5853 | 107664.6112 | 0.10766 | 1348.3003 | 0.0011758 | 26 | Residential_2033_Achievable_million_m3_After Competition Groups_26 | Wall Insulation MF | 0.1176% | 0.10766 | 1.5853 | Residential_2033_Achievable_million_m3_After Competition Groups_Wall Insulation MF
Residential | Res ¦ Clothes Drying Racks | 2033 | Achievable | million_m3 | After Competition Groups | 1.0897 | 1288491.166 | 1.2885 | 1348.3003 | 0.00080818 | 27 | Residential_2033_Achievable_million_m3_After Competition Groups_27 | Clothes Drying Racks | 0.08082% | 1.2885 | 1.0897 | Residential_2033_Achievable_million_m3_After Competition Groups_Clothes Drying Racks
Residential | Res ¦ Energy Star Clothes Washer | 2033 | Achievable | million_m3 | After Competition Groups | 0.86036 | 214973.9154 | 0.21497 | 1348.3003 | 0.00063811 | 28 | Residential_2033_Achievable_million_m3_After Competition Groups_28 | Energy Star Clothes Washer | 0.06381% | 0.21497 | 0.86036 | Residential_2033_Achievable_million_m3_After Competition Groups_Energy Star Clothes Washer
Residential | Res ¦ Energy Star Clothes Dryer | 2033 | Technical | million_m3 | After Competition Groups | 1.8169 | 0 | 0 | 3777.7515 | 0.00048093 | 33 | Residential_2033_Technical_million_m3_After Competition Groups_33 | Energy Star Clothes Dryer | 0.04809% | 0 | 1.8169 | Residential_2033_Technical_million_m3_After Competition Groups_Energy Star Clothes Dryer
Residential | Res ¦ Ceiling Insulation | 2033 | Achievable | million_m3 | After Competition Groups | 0.58748 | 1552434.9563 | 1.5524 | 1348.3003 | 0.00043572 | 29 | Residential_2033_Achievable_million_m3_After Competition Groups_29 | Ceiling Insulation | 0.04357% | 1.5524 | 0.58748 | Residential_2033_Achievable_million_m3_After Competition Groups_Ceiling Insulation
Residential | Res ¦ Minimize Hot and Warm Clothes Wash | 2033 | Achievable | million_m3 | After Competition Groups | 0.49956 | 0 | 0 | 1348.3003 | 0.00037051 | 30 | Residential_2033_Achievable_million_m3_After Competition Groups_30 | Minimize Hot and Warm Clothes Wash | 0.03705% | 0 | 0.49956 | Residential_2033_Achievable_million_m3_After Competition Groups_Minimize Hot and Warm Clothes Wash
Residential | Res ¦ Drain Water Heat Recovery | 2033 | Economic | million_m3 | After Competition Groups | 1.2325 | 1270457.6204 | 1.2705 | 3394.5201 | 0.00036309 | 28 | Residential_2033_Economic_million_m3_After Competition Groups_28 | Drain Water Heat Recovery | 0.03631% | 1.2705 | 1.2325 | Residential_2033_Economic_million_m3_After Competition Groups_Drain Water Heat Recovery
Residential | Res ¦ Clothes Drying Racks | 2033 | Economic | million_m3 | After Competition Groups | 1.2064 | 1288491.166 | 1.2885 | 3394.5201 | 0.00035539 | 29 | Residential_2033_Economic_million_m3_After Competition Groups_29 | Clothes Drying Racks | 0.03554% | 1.2885 | 1.2064 | Residential_2033_Economic_million_m3_After Competition Groups_Clothes Drying Racks
Residential | Res ¦ Drain Water Heat Recovery | 2033 | Achievable | million_m3 | After Competition Groups | 0.47435 | 1270457.6204 | 1.2705 | 1348.3003 | 0.00035181 | 31 | Residential_2033_Achievable_million_m3_After Competition Groups_31 | Drain Water Heat Recovery | 0.03518% | 1.2705 | 0.47435 | Residential_2033_Achievable_million_m3_After Competition Groups_Drain Water Heat Recovery
Residential | Res ¦ Clothes Drying Racks | 2033 | Technical | million_m3 | After Competition Groups | 1.2064 | 1288491.166 | 1.2885 | 3777.7515 | 0.00031933 | 34 | Residential_2033_Technical_million_m3_After Competition Groups_34 | Clothes Drying Racks | 0.03193% | 1.2885 | 1.2064 | Residential_2033_Technical_million_m3_After Competition Groups_Clothes Drying Racks
Residential | Res ¦ Minimize Hot and Warm Clothes Wash | 2033 | Economic | million_m3 | After Competition Groups | 1.0483 | 0 | 0 | 3394.5201 | 0.00030881 | 30 | Residential_2033_Economic_million_m3_After Competition Groups_30 | Minimize Hot and Warm Clothes Wash | 0.03088% | 0 | 1.0483 | Residential_2033_Economic_million_m3_After Competition Groups_Minimize Hot and Warm Clothes Wash
Residential | Res ¦ Minimize Hot and Warm Clothes Wash | 2033 | Technical | million_m3 | After Competition Groups | 1.0483 | 0 | 0 | 3777.7515 | 0.00027749 | 35 | Residential_2033_Technical_million_m3_After Competition Groups_35 | Minimize Hot and Warm Clothes Wash | 0.02775% | 0 | 1.0483 | Residential_2033_Technical_million_m3_After Competition Groups_Minimize Hot and Warm Clothes Wash
Residential | Res ¦ Energy Star Clothes Washer | 2033 | Economic | million_m3 | After Competition Groups | 0.93735 | 214973.9154 | 0.21497 | 3394.5201 | 0.00027613 | 31 | Residential_2033_Economic_million_m3_After Competition Groups_31 | Energy Star Clothes Washer | 0.02761% | 0.21497 | 0.93735 | Residential_2033_Economic_million_m3_After Competition Groups_Energy Star Clothes Washer
Residential | Res ¦ Energy Star Clothes Washer | 2033 | Technical | million_m3 | After Competition Groups | 0.93735 | 214973.9154 | 0.21497 | 3777.7515 | 0.00024812 | 36 | Residential_2033_Technical_million_m3_After Competition Groups_36 | Energy Star Clothes Washer | 0.02481% | 0.21497 | 0.93735 | Residential_2033_Technical_million_m3_After Competition Groups_Energy Star Clothes Washer
Residential | Res ¦ Solar Water Preheat (Pools/DHW) | 2033 | Technical | million_m3 | After Competition Groups | 0.12512 | 0 | 0 | 3777.7515 | 3.3119e-05 | 37 | Residential_2033_Technical_million_m3_After Competition Groups_37 | Solar Water Preheat (Pools/DHW) | 0.003312% | 0 | 0.12512 | Residential_2033_Technical_million_m3_After Competition Groups_Solar Water Preheat (Pools/DHW)
Residential | Res ¦ Furnace Tune Up | 2033 | Achievable | million_m3 | After Competition Groups | 0 | 0 | 0 | 1348.3003 | 0 | 32 | Residential_2033_Achievable_million_m3_After Competition Groups_32 | Furnace Tune Up | 0% | 0 | 0 | Residential_2033_Achievable_million_m3_After Competition Groups_Furnace Tune Up
Residential | Res ¦ Furnace Tune Up | 2033 | Economic | million_m3 | After Competition Groups | 0 | 0 | 0 | 3394.5201 | 0 | 32 | Residential_2033_Economic_million_m3_After Competition Groups_32 | Furnace Tune Up | 0% | 0 | 0 | Residential_2033_Economic_million_m3_After Competition Groups_Furnace Tune Up
Residential | Res ¦ Tankless Water Heater | 2033 | Achievable | million_m3 | After Competition Groups | 0 | 0 | 0 | 1348.3003 | 0 | 33 | Residential_2033_Achievable_million_m3_After Competition Groups_33 | Tankless Water Heater | 0% | 0 | 0 | Residential_2033_Achievable_million_m3_After Competition Groups_Tankless Water Heater
Residential | Res ¦ Tankless Water Heater | 2033 | Economic | million_m3 | After Competition Groups | 0 | 0 | 0 | 3394.5201 | 0 | 33 | Residential_2033_Economic_million_m3_After Competition Groups_33 | Tankless Water Heater | 0% | 0 | 0 | Residential_2033_Economic_million_m3_After Competition Groups_Tankless Water Heater
Residential | Res ¦ Air Sealing | 2034 | Economic | million_m3 | After Competition Groups | 611.2388 | 34104132.3851 | 34.1041 | 3411.9704 | 0.17915 | 1 | Residential_2034_Economic_million_m3_After Competition Groups_1 | Air Sealing | 17.91% | 34.1041 | 611.2388 | Residential_2034_Economic_million_m3_After Competition Groups_Air Sealing
Residential | Res ¦ Air Sealing | 2034 | Technical | million_m3 | After Competition Groups | 611.2388 | 34104132.3851 | 34.1041 | 3794.9071 | 0.16107 | 1 | Residential_2034_Technical_million_m3_After Competition Groups_1 | Air Sealing | 16.11% | 34.1041 | 611.2388 | Residential_2034_Technical_million_m3_After Competition Groups_Air Sealing
Residential | Res ¦ Adaptive Thermostat | 2034 | Economic | million_m3 | After Competition Groups | 524.3919 | 33252054.7169 | 33.2521 | 3411.9704 | 0.15369 | 2 | Residential_2034_Economic_million_m3_After Competition Groups_2 | Adaptive Thermostat | 15.37% | 33.2521 | 524.3919 | Residential_2034_Economic_million_m3_After Competition Groups_Adaptive Thermostat
Residential | Res ¦ Adaptive Thermostat | 2034 | Technical | million_m3 | After Competition Groups | 524.3919 | 33252054.7169 | 33.2521 | 3794.9071 | 0.13818 | 2 | Residential_2034_Technical_million_m3_After Competition Groups_2 | Adaptive Thermostat | 13.82% | 33.2521 | 524.3919 | Residential_2034_Technical_million_m3_After Competition Groups_Adaptive Thermostat
Residential | Res ¦ Comprehensive Draft Proofing | 2034 | Achievable | million_m3 | After Competition Groups | 177.7961 | 802043.0975 | 0.80204 | 1489.268 | 0.11938 | 1 | Residential_2034_Achievable_million_m3_After Competition Groups_1 | Comprehensive Draft Proofing | 11.94% | 0.80204 | 177.7961 | Residential_2034_Achievable_million_m3_After Competition Groups_Comprehensive Draft Proofing
Residential | Res ¦ Adaptive Thermostat | 2034 | Achievable | million_m3 | After Competition Groups | 150.318 | 33252054.7169 | 33.2521 | 1489.268 | 0.10093 | 2 | Residential_2034_Achievable_million_m3_After Competition Groups_2 | Adaptive Thermostat | 10.09% | 33.2521 | 150.318 | Residential_2034_Achievable_million_m3_After Competition Groups_Adaptive Thermostat
Residential | Res ¦ Air Sealing | 2034 | Achievable | million_m3 | After Competition Groups | 140.618 | 34104132.3851 | 34.1041 | 1489.268 | 0.094421 | 3 | Residential_2034_Achievable_million_m3_After Competition Groups_3 | Air Sealing | 9.442% | 34.1041 | 140.618 | Residential_2034_Achievable_million_m3_After Competition Groups_Air Sealing
Residential | Res ¦ DHW Recirculation Systems | 2034 | Achievable | million_m3 | After Competition Groups | 135.8545 | 33300327.7356 | 33.3003 | 1489.268 | 0.091222 | 4 | Residential_2034_Achievable_million_m3_After Competition Groups_4 | DHW Recirculation Systems | 9.122% | 33.3003 | 135.8545 | Residential_2034_Achievable_million_m3_After Competition Groups_DHW Recirculation Systems
Residential | Res ¦ Energy Star Windows | 2034 | Achievable | million_m3 | After Competition Groups | 117.9388 | 236446067.3251 | 236.4461 | 1489.268 | 0.079192 | 5 | Residential_2034_Achievable_million_m3_After Competition Groups_5 | Energy Star Windows | 7.919% | 236.4461 | 117.9388 | Residential_2034_Achievable_million_m3_After Competition Groups_Energy Star Windows
Residential | Res ¦ Energy Star Windows | 2034 | Economic | million_m3 | After Competition Groups | 232.3617 | 236446067.3251 | 236.4461 | 3411.9704 | 0.068102 | 3 | Residential_2034_Economic_million_m3_After Competition Groups_3 | Energy Star Windows | 6.81% | 236.4461 | 232.3617 | Residential_2034_Economic_million_m3_After Competition Groups_Energy Star Windows
Residential | Res ¦ Energy Star Windows | 2034 | Technical | million_m3 | After Competition Groups | 232.3617 | 236446067.3251 | 236.4461 | 3794.9071 | 0.06123 | 3 | Residential_2034_Technical_million_m3_After Competition Groups_3 | Energy Star Windows | 6.123% | 236.4461 | 232.3617 | Residential_2034_Technical_million_m3_After Competition Groups_Energy Star Windows
Residential | Res ¦ Condensing Storage Water Heater | 2034 | Achievable | million_m3 | After Competition Groups | 91.1398 | 98254927.4491 | 98.2549 | 1489.268 | 0.061198 | 6 | Residential_2034_Achievable_million_m3_After Competition Groups_6 | Condensing Storage Water Heater | 6.12% | 98.2549 | 91.1398 | Residential_2034_Achievable_million_m3_After Competition Groups_Condensing Storage Water Heater
Residential | Res ¦ Condensing Boiler | 2034 | Achievable | million_m3 | After Competition Groups | 87.7674 | 45237442.98 | 45.2374 | 1489.268 | 0.058933 | 7 | Residential_2034_Achievable_million_m3_After Competition Groups_7 | Condensing Boiler | 5.893% | 45.2374 | 87.7674 | Residential_2034_Achievable_million_m3_After Competition Groups_Condensing Boiler
Residential | Res ¦ High Efficiency Condensing Furnace | 2034 | Achievable | million_m3 | After Competition Groups | 84.4091 | 34963847.2884 | 34.9638 | 1489.268 | 0.056678 | 8 | Residential_2034_Achievable_million_m3_After Competition Groups_8 | High Efficiency Condensing Furnace | 5.668% | 34.9638 | 84.4091 | Residential_2034_Achievable_million_m3_After Competition Groups_High Efficiency Condensing Furnace
Residential | Res ¦ Condensing Storage Water Heater | 2034 | Economic | million_m3 | After Competition Groups | 190.2761 | 98254927.4491 | 98.2549 | 3411.9704 | 0.055767 | 4 | Residential_2034_Economic_million_m3_After Competition Groups_4 | Condensing Storage Water Heater | 5.577% | 98.2549 | 190.2761 | Residential_2034_Economic_million_m3_After Competition Groups_Condensing Storage Water Heater
Residential | Res ¦ Comprehensive Draft Proofing | 2034 | Economic | million_m3 | After Competition Groups | 185.1895 | 802043.0975 | 0.80204 | 3411.9704 | 0.054276 | 5 | Residential_2034_Economic_million_m3_After Competition Groups_5 | Comprehensive Draft Proofing | 5.428% | 0.80204 | 185.1895 | Residential_2034_Economic_million_m3_After Competition Groups_Comprehensive Draft Proofing
Residential | Res ¦ High Efficiency Fireplace with Pilotless Ignition | 2034 | Achievable | million_m3 | After Competition Groups | 77.0703 | 6010276.8863 | 6.0103 | 1489.268 | 0.05175 | 9 | Residential_2034_Achievable_million_m3_After Competition Groups_9 | High Efficiency Fireplace with Pilotless Ignition | 5.175% | 6.0103 | 77.0703 | Residential_2034_Achievable_million_m3_After Competition Groups_High Efficiency Fireplace with Pilotless Ignition
Residential | Res ¦ Condensing Storage Water Heater | 2034 | Technical | million_m3 | After Competition Groups | 190.2761 | 98254927.4491 | 98.2549 | 3794.9071 | 0.05014 | 4 | Residential_2034_Technical_million_m3_After Competition Groups_4 | Condensing Storage Water Heater | 5.014% | 98.2549 | 190.2761 | Residential_2034_Technical_million_m3_After Competition Groups_Condensing Storage Water Heater
Residential | Res ¦ Advanced BAS/Controllers | 2034 | Achievable | million_m3 | After Competition Groups | 74.1535 | 712988.7651 | 0.71299 | 1489.268 | 0.049792 | 10 | Residential_2034_Achievable_million_m3_After Competition Groups_10 | Advanced BAS/Controllers | 4.979% | 0.71299 | 74.1535 | Residential_2034_Achievable_million_m3_After Competition Groups_Advanced BAS/Controllers
Residential | Res ¦ Wall Insulation | 2034 | Economic | million_m3 | After Competition Groups | 169.0848 | 42772608.7265 | 42.7726 | 3411.9704 | 0.049556 | 6 | Residential_2034_Economic_million_m3_After Competition Groups_6 | Wall Insulation | 4.956% | 42.7726 | 169.0848 | Residential_2034_Economic_million_m3_After Competition Groups_Wall Insulation
Residential | Res ¦ Comprehensive Draft Proofing | 2034 | Technical | million_m3 | After Competition Groups | 185.1895 | 802043.0975 | 0.80204 | 3794.9071 | 0.048799 | 5 | Residential_2034_Technical_million_m3_After Competition Groups_5 | Comprehensive Draft Proofing | 4.88% | 0.80204 | 185.1895 | Residential_2034_Technical_million_m3_After Competition Groups_Comprehensive Draft Proofing
Residential | Res ¦ Wall Insulation | 2034 | Technical | million_m3 | After Competition Groups | 169.0848 | 42772608.7265 | 42.7726 | 3794.9071 | 0.044556 | 6 | Residential_2034_Technical_million_m3_After Competition Groups_6 | Wall Insulation | 4.456% | 42.7726 | 169.0848 | Residential_2034_Technical_million_m3_After Competition Groups_Wall Insulation
Residential | Res ¦ Attic Insulation | 2034 | Economic | million_m3 | After Competition Groups | 149.2568 | 7660503.4012 | 7.6605 | 3411.9704 | 0.043745 | 7 | Residential_2034_Economic_million_m3_After Competition Groups_7 | Attic Insulation | 4.375% | 7.6605 | 149.2568 | Residential_2034_Economic_million_m3_After Competition Groups_Attic Insulation
Residential | Res ¦ Tankless Water Heater | 2034 | Technical | million_m3 | After Competition Groups | 158.6957 | 0 | 0 | 3794.9071 | 0.041818 | 7 | Residential_2034_Technical_million_m3_After Competition Groups_7 | Tankless Water Heater | 4.182% | 0 | 158.6957 | Residential_2034_Technical_million_m3_After Competition Groups_Tankless Water Heater
Residential | Res ¦ DHW Recirculation Systems | 2034 | Economic | million_m3 | After Competition Groups | 141.5446 | 33300327.7356 | 33.3003 | 3411.9704 | 0.041485 | 8 | Residential_2034_Economic_million_m3_After Competition Groups_8 | DHW Recirculation Systems | 4.148% | 33.3003 | 141.5446 | Residential_2034_Economic_million_m3_After Competition Groups_DHW Recirculation Systems
Residential | Res ¦ Building Recommissioning, Operations and Maintenance (O&M) Improvements | 2034 | Achievable | million_m3 | After Competition Groups | 61.3549 | 570461.2771 | 0.57046 | 1489.268 | 0.041198 | 11 | Residential_2034_Achievable_million_m3_After Competition Groups_11 | Building Recommissioning, Operations and Maintenance (O&M) Improvements | 4.12% | 0.57046 | 61.3549 | Residential_2034_Achievable_million_m3_After Competition Groups_Building Recommissioning, Operations and Maintenance (O&M) Improvements
Residential | Res ¦ Attic Insulation | 2034 | Technical | million_m3 | After Competition Groups | 149.2568 | 7660503.4012 | 7.6605 | 3794.9071 | 0.039331 | 8 | Residential_2034_Technical_million_m3_After Competition Groups_8 | Attic Insulation | 3.933% | 7.6605 | 149.2568 | Residential_2034_Technical_million_m3_After Competition Groups_Attic Insulation
Residential | Res ¦ Condensing Boiler | 2034 | Economic | million_m3 | After Competition Groups | 129.2138 | 45237442.98 | 45.2374 | 3411.9704 | 0.037871 | 9 | Residential_2034_Economic_million_m3_After Competition Groups_9 | Condensing Boiler | 3.787% | 45.2374 | 129.2138 | Residential_2034_Economic_million_m3_After Competition Groups_Condensing Boiler
Residential | Res ¦ DHW Recirculation Systems | 2034 | Technical | million_m3 | After Competition Groups | 141.5446 | 33300327.7356 | 33.3003 | 3794.9071 | 0.037299 | 9 | Residential_2034_Technical_million_m3_After Competition Groups_9 | DHW Recirculation Systems | 3.73% | 33.3003 | 141.5446 | Residential_2034_Technical_million_m3_After Competition Groups_DHW Recirculation Systems
Residential | Res ¦ Basement or Crawlspace Insulation | 2034 | Economic | million_m3 | After Competition Groups | 126.8419 | 35128153.409 | 35.1282 | 3411.9704 | 0.037176 | 10 | Residential_2034_Economic_million_m3_After Competition Groups_10 | Basement or Crawlspace Insulation | 3.718% | 35.1282 | 126.8419 | Residential_2034_Economic_million_m3_After Competition Groups_Basement or Crawlspace Insulation
Residential | Res ¦ Basement Wall Insulation | 2034 | Economic | million_m3 | After Competition Groups | 124.1822 | 4696235.5313 | 4.6962 | 3411.9704 | 0.036396 | 11 | Residential_2034_Economic_million_m3_After Competition Groups_11 | Basement Wall Insulation | 3.64% | 4.6962 | 124.1822 | Residential_2034_Economic_million_m3_After Competition Groups_Basement Wall Insulation
Residential | Res ¦ Condensing Boiler | 2034 | Technical | million_m3 | After Competition Groups | 129.2138 | 45237442.98 | 45.2374 | 3794.9071 | 0.034049 | 10 | Residential_2034_Technical_million_m3_After Competition Groups_10 | Condensing Boiler | 3.405% | 45.2374 | 129.2138 | Residential_2034_Technical_million_m3_After Competition Groups_Condensing Boiler
Residential | Res ¦ Basement or Crawlspace Insulation | 2034 | Technical | million_m3 | After Competition Groups | 126.8419 | 35128153.409 | 35.1282 | 3794.9071 | 0.033424 | 11 | Residential_2034_Technical_million_m3_After Competition Groups_11 | Basement or Crawlspace Insulation | 3.342% | 35.1282 | 126.8419 | Residential_2034_Technical_million_m3_After Competition Groups_Basement or Crawlspace Insulation
Residential | Res ¦ Basement Wall Insulation | 2034 | Technical | million_m3 | After Competition Groups | 124.1822 | 4696235.5313 | 4.6962 | 3794.9071 | 0.032723 | 12 | Residential_2034_Technical_million_m3_After Competition Groups_12 | Basement Wall Insulation | 3.272% | 4.6962 | 124.1822 | Residential_2034_Technical_million_m3_After Competition Groups_Basement Wall Insulation
Residential | Res ¦ High Efficiency Condensing Furnace | 2034 | Economic | million_m3 | After Competition Groups | 103.1662 | 34963847.2884 | 34.9638 | 3411.9704 | 0.030237 | 12 | Residential_2034_Economic_million_m3_After Competition Groups_12 | High Efficiency Condensing Furnace | 3.024% | 34.9638 | 103.1662 | Residential_2034_Economic_million_m3_After Competition Groups_High Efficiency Condensing Furnace
Residential | Res ¦ Heat Recovery Ventilator | 2034 | Economic | million_m3 | After Competition Groups | 102.6159 | 1818513.9718 | 1.8185 | 3411.9704 | 0.030075 | 13 | Residential_2034_Economic_million_m3_After Competition Groups_13 | Heat Recovery Ventilator | 3.008% | 1.8185 | 102.6159 | Residential_2034_Economic_million_m3_After Competition Groups_Heat Recovery Ventilator
Residential | Res ¦ High Efficiency Fireplace with Pilotless Ignition | 2034 | Economic | million_m3 | After Competition Groups | 100.9606 | 6010276.8863 | 6.0103 | 3411.9704 | 0.02959 | 14 | Residential_2034_Economic_million_m3_After Competition Groups_14 | High Efficiency Fireplace with Pilotless Ignition | 2.959% | 6.0103 | 100.9606 | Residential_2034_Economic_million_m3_After Competition Groups_High Efficiency Fireplace with Pilotless Ignition
Residential | Res ¦ Condensing Make Up Air Unit | 2034 | Achievable | million_m3 | After Competition Groups | 41.884 | 5217713.6081 | 5.2177 | 1489.268 | 0.028124 | 12 | Residential_2034_Achievable_million_m3_After Competition Groups_12 | Condensing Make Up Air Unit | 2.812% | 5.2177 | 41.884 | Residential_2034_Achievable_million_m3_After Competition Groups_Condensing Make Up Air Unit
Residential | Res ¦ High Efficiency Condensing Furnace | 2034 | Technical | million_m3 | After Competition Groups | 103.4693 | 34963847.2884 | 34.9638 | 3794.9071 | 0.027265 | 13 | Residential_2034_Technical_million_m3_After Competition Groups_13 | High Efficiency Condensing Furnace | 2.727% | 34.9638 | 103.4693 | Residential_2034_Technical_million_m3_After Competition Groups_High Efficiency Condensing Furnace
Residential | Res ¦ Heat Recovery Ventilator | 2034 | Technical | million_m3 | After Competition Groups | 102.6159 | 1818513.9718 | 1.8185 | 3794.9071 | 0.02704 | 14 | Residential_2034_Technical_million_m3_After Competition Groups_14 | Heat Recovery Ventilator | 2.704% | 1.8185 | 102.6159 | Residential_2034_Technical_million_m3_After Competition Groups_Heat Recovery Ventilator
Residential | Res ¦ High Efficiency Fireplace with Pilotless Ignition | 2034 | Technical | million_m3 | After Competition Groups | 100.9606 | 6010276.8863 | 6.0103 | 3794.9071 | 0.026604 | 15 | Residential_2034_Technical_million_m3_After Competition Groups_15 | High Efficiency Fireplace with Pilotless Ignition | 2.66% | 6.0103 | 100.9606 | Residential_2034_Technical_million_m3_After Competition Groups_High Efficiency Fireplace with Pilotless Ignition
Residential | Res ¦ Wall Insulation | 2034 | Achievable | million_m3 | After Competition Groups | 38.8622 | 42772608.7265 | 42.7726 | 1489.268 | 0.026095 | 13 | Residential_2034_Achievable_million_m3_After Competition Groups_13 | Wall Insulation | 2.609% | 42.7726 | 38.8622 | Residential_2034_Achievable_million_m3_After Competition Groups_Wall Insulation
Residential | Res ¦ Attic Insulation | 2034 | Achievable | million_m3 | After Competition Groups | 34.3377 | 7660503.4012 | 7.6605 | 1489.268 | 0.023057 | 14 | Residential_2034_Achievable_million_m3_After Competition Groups_14 | Attic Insulation | 2.306% | 7.6605 | 34.3377 | Residential_2034_Achievable_million_m3_After Competition Groups_Attic Insulation
Residential | Res ¦ Window Film | 2034 | Technical | million_m3 | After Competition Groups | 87.194 | 0 | 0 | 3794.9071 | 0.022977 | 16 | Residential_2034_Technical_million_m3_After Competition Groups_16 | Window Film | 2.298% | 0 | 87.194 | Residential_2034_Technical_million_m3_After Competition Groups_Window Film
Residential | Res ¦ Advanced BAS/Controllers | 2034 | Economic | million_m3 | After Competition Groups | 77.2378 | 712988.7651 | 0.71299 | 3411.9704 | 0.022637 | 15 | Residential_2034_Economic_million_m3_After Competition Groups_15 | Advanced BAS/Controllers | 2.264% | 0.71299 | 77.2378 | Residential_2034_Economic_million_m3_After Competition Groups_Advanced BAS/Controllers
Residential | Res ¦ Furnace Tune Up | 2034 | Technical | million_m3 | After Competition Groups | 84.4757 | 0 | 0 | 3794.9071 | 0.02226 | 17 | Residential_2034_Technical_million_m3_After Competition Groups_17 | Furnace Tune Up | 2.226% | 0 | 84.4757 | Residential_2034_Technical_million_m3_After Competition Groups_Furnace Tune Up
Residential | Res ¦ High Efficiency Storage Water Heater | 2034 | Economic | million_m3 | After Competition Groups | 73.1426 | 26451324.5119 | 26.4513 | 3411.9704 | 0.021437 | 16 | Residential_2034_Economic_million_m3_After Competition Groups_16 | High Efficiency Storage Water Heater | 2.144% | 26.4513 | 73.1426 | Residential_2034_Economic_million_m3_After Competition Groups_High Efficiency Storage Water Heater
Residential | Res ¦ Condensing Make Up Air Unit | 2034 | Economic | million_m3 | After Competition Groups | 70.1518 | 5217713.6081 | 5.2177 | 3411.9704 | 0.02056 | 17 | Residential_2034_Economic_million_m3_After Competition Groups_17 | Condensing Make Up Air Unit | 2.056% | 5.2177 | 70.1518 | Residential_2034_Economic_million_m3_After Competition Groups_Condensing Make Up Air Unit
Residential | Res ¦ Advanced BAS/Controllers | 2034 | Technical | million_m3 | After Competition Groups | 77.2378 | 712988.7651 | 0.71299 | 3794.9071 | 0.020353 | 18 | Residential_2034_Technical_million_m3_After Competition Groups_18 | Advanced BAS/Controllers | 2.035% | 0.71299 | 77.2378 | Residential_2034_Technical_million_m3_After Competition Groups_Advanced BAS/Controllers
Residential | Res ¦ Basement Wall Insulation | 2034 | Achievable | million_m3 | After Competition Groups | 28.5712 | 4696235.5313 | 4.6962 | 1489.268 | 0.019185 | 15 | Residential_2034_Achievable_million_m3_After Competition Groups_15 | Basement Wall Insulation | 1.918% | 4.6962 | 28.5712 | Residential_2034_Achievable_million_m3_After Competition Groups_Basement Wall Insulation
Residential | Res ¦ Building Recommissioning, Operations and Maintenance (O&M) Improvements | 2034 | Economic | million_m3 | After Competition Groups | 63.9063 | 570461.2771 | 0.57046 | 3411.9704 | 0.01873 | 18 | Residential_2034_Economic_million_m3_After Competition Groups_18 | Building Recommissioning, Operations and Maintenance (O&M) Improvements | 1.873% | 0.57046 | 63.9063 | Residential_2034_Economic_million_m3_After Competition Groups_Building Recommissioning, Operations and Maintenance (O&M) Improvements
Residential | Res ¦ Condensing Make Up Air Unit | 2034 | Technical | million_m3 | After Competition Groups | 70.1518 | 5217713.6081 | 5.2177 | 3794.9071 | 0.018486 | 19 | Residential_2034_Technical_million_m3_After Competition Groups_19 | Condensing Make Up Air Unit | 1.849% | 5.2177 | 70.1518 | Residential_2034_Technical_million_m3_After Competition Groups_Condensing Make Up Air Unit
Residential | Res ¦ Building Recommissioning, Operations and Maintenance (O&M) Improvements | 2034 | Technical | million_m3 | After Competition Groups | 63.9063 | 570461.2771 | 0.57046 | 3794.9071 | 0.01684 | 20 | Residential_2034_Technical_million_m3_After Competition Groups_20 | Building Recommissioning, Operations and Maintenance (O&M) Improvements | 1.684% | 0.57046 | 63.9063 | Residential_2034_Technical_million_m3_After Competition Groups_Building Recommissioning, Operations and Maintenance (O&M) Improvements
Residential | Res ¦ Ceiling Insulation | 2034 | Technical | million_m3 | After Competition Groups | 62.7401 | 1705001.9006 | 1.705 | 3794.9071 | 0.016533 | 21 | Residential_2034_Technical_million_m3_After Competition Groups_21 | Ceiling Insulation | 1.653% | 1.705 | 62.7401 | Residential_2034_Technical_million_m3_After Competition Groups_Ceiling Insulation
Residential | Res ¦ Demand Control Ventilation | 2034 | Achievable | million_m3 | After Competition Groups | 24.2017 | 539088.6886 | 0.53909 | 1489.268 | 0.016251 | 16 | Residential_2034_Achievable_million_m3_After Competition Groups_16 | Demand Control Ventilation | 1.625% | 0.53909 | 24.2017 | Residential_2034_Achievable_million_m3_After Competition Groups_Demand Control Ventilation
Residential | Res ¦ High Efficiency Storage Water Heater | 2034 | Achievable | million_m3 | After Competition Groups | 22.5581 | 26451324.5119 | 26.4513 | 1489.268 | 0.015147 | 17 | Residential_2034_Achievable_million_m3_After Competition Groups_17 | High Efficiency Storage Water Heater | 1.515% | 26.4513 | 22.5581 | Residential_2034_Achievable_million_m3_After Competition Groups_High Efficiency Storage Water Heater
Residential | Res ¦ Duct Insulation MF | 2034 | Economic | million_m3 | After Competition Groups | 50.472 | 5934608.8771 | 5.9346 | 3411.9704 | 0.014793 | 19 | Residential_2034_Economic_million_m3_After Competition Groups_19 | Duct Insulation MF | 1.479% | 5.9346 | 50.472 | Residential_2034_Economic_million_m3_After Competition Groups_Duct Insulation MF
Residential | Res ¦ Floor Insulation | 2034 | Economic | million_m3 | After Competition Groups | 48.6755 | 8284226.7905 | 8.2842 | 3411.9704 | 0.014266 | 20 | Residential_2034_Economic_million_m3_After Competition Groups_20 | Floor Insulation | 1.427% | 8.2842 | 48.6755 | Residential_2034_Economic_million_m3_After Competition Groups_Floor Insulation
Residential | Res ¦ Duct Insulation | 2034 | Economic | million_m3 | After Competition Groups | 46.4926 | 8697005.5771 | 8.697 | 3411.9704 | 0.013626 | 21 | Residential_2034_Economic_million_m3_After Competition Groups_21 | Duct Insulation | 1.363% | 8.697 | 46.4926 | Residential_2034_Economic_million_m3_After Competition Groups_Duct Insulation
Residential | Res ¦ Duct Insulation MF | 2034 | Technical | million_m3 | After Competition Groups | 50.472 | 5934608.8771 | 5.9346 | 3794.9071 | 0.0133 | 22 | Residential_2034_Technical_million_m3_After Competition Groups_22 | Duct Insulation MF | 1.33% | 5.9346 | 50.472 | Residential_2034_Technical_million_m3_After Competition Groups_Duct Insulation MF
Residential | Res ¦ Floor Insulation | 2034 | Technical | million_m3 | After Competition Groups | 48.6755 | 8284226.7905 | 8.2842 | 3794.9071 | 0.012827 | 23 | Residential_2034_Technical_million_m3_After Competition Groups_23 | Floor Insulation | 1.283% | 8.2842 | 48.6755 | Residential_2034_Technical_million_m3_After Competition Groups_Floor Insulation
Residential | Res ¦ Basement or Crawlspace Insulation | 2034 | Achievable | million_m3 | After Competition Groups | 18.4868 | 35128153.409 | 35.1282 | 1489.268 | 0.012413 | 18 | Residential_2034_Achievable_million_m3_After Competition Groups_18 | Basement or Crawlspace Insulation | 1.241% | 35.1282 | 18.4868 | Residential_2034_Achievable_million_m3_After Competition Groups_Basement or Crawlspace Insulation
Residential | Res ¦ Duct Insulation | 2034 | Technical | million_m3 | After Competition Groups | 46.4926 | 8697005.5771 | 8.697 | 3794.9071 | 0.012251 | 24 | Residential_2034_Technical_million_m3_After Competition Groups_24 | Duct Insulation | 1.225% | 8.697 | 46.4926 | Residential_2034_Technical_million_m3_After Competition Groups_Duct Insulation
Residential | Res ¦ Demand Control Ventilation | 2034 | Economic | million_m3 | After Competition Groups | 34.5693 | 539088.6886 | 0.53909 | 3411.9704 | 0.010132 | 22 | Residential_2034_Economic_million_m3_After Competition Groups_22 | Demand Control Ventilation | 1.013% | 0.53909 | 34.5693 | Residential_2034_Economic_million_m3_After Competition Groups_Demand Control Ventilation
Residential | Res ¦ Pool Cover | 2034 | Achievable | million_m3 | After Competition Groups | 14.7901 | 2118088.2988 | 2.1181 | 1489.268 | 0.0099311 | 19 | Residential_2034_Achievable_million_m3_After Competition Groups_19 | Pool Cover | 0.9931% | 2.1181 | 14.7901 | Residential_2034_Achievable_million_m3_After Competition Groups_Pool Cover
Residential | Res ¦ Demand Control Ventilation | 2034 | Technical | million_m3 | After Competition Groups | 34.5693 | 539088.6886 | 0.53909 | 3794.9071 | 0.0091094 | 25 | Residential_2034_Technical_million_m3_After Competition Groups_25 | Demand Control Ventilation | 0.9109% | 0.53909 | 34.5693 | Residential_2034_Technical_million_m3_After Competition Groups_Demand Control Ventilation
Residential | Res ¦ Heat Recovery Ventilator | 2034 | Achievable | million_m3 | After Competition Groups | 11.7996 | 1818513.9718 | 1.8185 | 1489.268 | 0.0079231 | 20 | Residential_2034_Achievable_million_m3_After Competition Groups_20 | Heat Recovery Ventilator | 0.7923% | 1.8185 | 11.7996 | Residential_2034_Achievable_million_m3_After Competition Groups_Heat Recovery Ventilator
Residential | Res ¦ Duct Insulation MF | 2034 | Achievable | million_m3 | After Competition Groups | 11.6091 | 5934608.8771 | 5.9346 | 1489.268 | 0.0077952 | 21 | Residential_2034_Achievable_million_m3_After Competition Groups_21 | Duct Insulation MF | 0.7795% | 5.9346 | 11.6091 | Residential_2034_Achievable_million_m3_After Competition Groups_Duct Insulation MF
Residential | Res ¦ Floor Insulation | 2034 | Achievable | million_m3 | After Competition Groups | 11.1911 | 8284226.7905 | 8.2842 | 1489.268 | 0.0075145 | 22 | Residential_2034_Achievable_million_m3_After Competition Groups_22 | Floor Insulation | 0.7515% | 8.2842 | 11.1911 | Residential_2034_Achievable_million_m3_After Competition Groups_Floor Insulation
Residential | Res ¦ Early Hot Water Heater Replacement | 2034 | Technical | million_m3 | After Competition Groups | 27.7654 | 0 | 0 | 3794.9071 | 0.0073165 | 26 | Residential_2034_Technical_million_m3_After Competition Groups_26 | Early Hot Water Heater Replacement | 0.7317% | 0 | 27.7654 | Residential_2034_Technical_million_m3_After Competition Groups_Early Hot Water Heater Replacement
Residential | Res ¦ Duct Insulation | 2034 | Achievable | million_m3 | After Competition Groups | 10.6803 | 8697005.5771 | 8.697 | 1489.268 | 0.0071715 | 23 | Residential_2034_Achievable_million_m3_After Competition Groups_23 | Duct Insulation | 0.7172% | 8.697 | 10.6803 | Residential_2034_Achievable_million_m3_After Competition Groups_Duct Insulation
Residential | Res ¦ Home Energy Reports | 2034 | Achievable | million_m3 | After Competition Groups | 9.5554 | 7771422.2185 | 7.7714 | 1489.268 | 0.0064162 | 24 | Residential_2034_Achievable_million_m3_After Competition Groups_24 | Home Energy Reports | 0.6416% | 7.7714 | 9.5554 | Residential_2034_Achievable_million_m3_After Competition Groups_Home Energy Reports
Residential | Res ¦ Drain Water Heat Recovery | 2034 | Technical | million_m3 | After Competition Groups | 23.6804 | 1309335.2193 | 1.3093 | 3794.9071 | 0.0062401 | 27 | Residential_2034_Technical_million_m3_After Competition Groups_27 | Drain Water Heat Recovery | 0.624% | 1.3093 | 23.6804 | Residential_2034_Technical_million_m3_After Competition Groups_Drain Water Heat Recovery
Residential | Res ¦ Home Energy Reports | 2034 | Technical | million_m3 | After Competition Groups | 21.6283 | 7771422.2185 | 7.7714 | 3794.9071 | 0.0056993 | 28 | Residential_2034_Technical_million_m3_After Competition Groups_28 | Home Energy Reports | 0.5699% | 7.7714 | 21.6283 | Residential_2034_Technical_million_m3_After Competition Groups_Home Energy Reports
Residential | Res ¦ Home Energy Reports | 2034 | Economic | million_m3 | After Competition Groups | 16.7215 | 7771422.2185 | 7.7714 | 3411.9704 | 0.0049008 | 23 | Residential_2034_Economic_million_m3_After Competition Groups_23 | Home Energy Reports | 0.4901% | 7.7714 | 16.7215 | Residential_2034_Economic_million_m3_After Competition Groups_Home Energy Reports
Residential | Res ¦ Pool Cover | 2034 | Economic | million_m3 | After Competition Groups | 15.4079 | 2118088.2988 | 2.1181 | 3411.9704 | 0.0045158 | 24 | Residential_2034_Economic_million_m3_After Competition Groups_24 | Pool Cover | 0.4516% | 2.1181 | 15.4079 | Residential_2034_Economic_million_m3_After Competition Groups_Pool Cover
Residential | Res ¦ Water Heater Temperature Setback | 2034 | Achievable | million_m3 | After Competition Groups | 6.6376 | 238024.5854 | 0.23802 | 1489.268 | 0.0044569 | 25 | Residential_2034_Achievable_million_m3_After Competition Groups_25 | Water Heater Temperature Setback | 0.4457% | 0.23802 | 6.6376 | Residential_2034_Achievable_million_m3_After Competition Groups_Water Heater Temperature Setback
Residential | Res ¦ Pool Cover | 2034 | Technical | million_m3 | After Competition Groups | 15.4079 | 2118088.2988 | 2.1181 | 3794.9071 | 0.0040601 | 29 | Residential_2034_Technical_million_m3_After Competition Groups_29 | Pool Cover | 0.406% | 2.1181 | 15.4079 | Residential_2034_Technical_million_m3_After Competition Groups_Pool Cover
Residential | Res ¦ High Efficiency Gas Pool Heater | 2034 | Technical | million_m3 | After Competition Groups | 11.183 | 0 | 0 | 3794.9071 | 0.0029469 | 30 | Residential_2034_Technical_million_m3_After Competition Groups_30 | High Efficiency Gas Pool Heater | 0.2947% | 0 | 11.183 | Residential_2034_Technical_million_m3_After Competition Groups_High Efficiency Gas Pool Heater
Residential | Res ¦ Wall Insulation MF | 2034 | Economic | million_m3 | After Competition Groups | 7.813 | 115868.2919 | 0.11587 | 3411.9704 | 0.0022899 | 25 | Residential_2034_Economic_million_m3_After Competition Groups_25 | Wall Insulation MF | 0.229% | 0.11587 | 7.813 | Residential_2034_Economic_million_m3_After Competition Groups_Wall Insulation MF
Residential | Res ¦ Wall Insulation MF | 2034 | Technical | million_m3 | After Competition Groups | 7.813 | 115868.2919 | 0.11587 | 3794.9071 | 0.0020588 | 31 | Residential_2034_Technical_million_m3_After Competition Groups_31 | Wall Insulation MF | 0.2059% | 0.11587 | 7.813 | Residential_2034_Technical_million_m3_After Competition Groups_Wall Insulation MF
Residential | Res ¦ Water Heater Temperature Setback | 2034 | Economic | million_m3 | After Competition Groups | 6.9139 | 238024.5854 | 0.23802 | 3411.9704 | 0.0020264 | 26 | Residential_2034_Economic_million_m3_After Competition Groups_26 | Water Heater Temperature Setback | 0.2026% | 0.23802 | 6.9139 | Residential_2034_Economic_million_m3_After Competition Groups_Water Heater Temperature Setback
Residential | Res ¦ Water Heater Temperature Setback | 2034 | Technical | million_m3 | After Competition Groups | 6.9139 | 238024.5854 | 0.23802 | 3794.9071 | 0.0018219 | 32 | Residential_2034_Technical_million_m3_After Competition Groups_32 | Water Heater Temperature Setback | 0.1822% | 0.23802 | 6.9139 | Residential_2034_Technical_million_m3_After Competition Groups_Water Heater Temperature Setback
Residential | Res ¦ Ceiling Insulation | 2034 | Economic | million_m3 | After Competition Groups | 5.7173 | 1705001.9006 | 1.705 | 3411.9704 | 0.0016757 | 27 | Residential_2034_Economic_million_m3_After Competition Groups_27 | Ceiling Insulation | 0.1676% | 1.705 | 5.7173 | Residential_2034_Economic_million_m3_After Competition Groups_Ceiling Insulation
Residential | Res ¦ Wall Insulation MF | 2034 | Achievable | million_m3 | After Competition Groups | 1.7978 | 115868.2919 | 0.11587 | 1489.268 | 0.0012072 | 26 | Residential_2034_Achievable_million_m3_After Competition Groups_26 | Wall Insulation MF | 0.1207% | 0.11587 | 1.7978 | Residential_2034_Achievable_million_m3_After Competition Groups_Wall Insulation MF
Residential | Res ¦ Clothes Drying Racks | 2034 | Achievable | million_m3 | After Competition Groups | 1.1387 | 1008544.8097 | 1.0085 | 1489.268 | 0.00076458 | 27 | Residential_2034_Achievable_million_m3_After Competition Groups_27 | Clothes Drying Racks | 0.07646% | 1.0085 | 1.1387 | Residential_2034_Achievable_million_m3_After Competition Groups_Clothes Drying Racks
Residential | Res ¦ Energy Star Clothes Washer | 2034 | Achievable | million_m3 | After Competition Groups | 0.91161 | 203165.2404 | 0.20317 | 1489.268 | 0.00061212 | 28 | Residential_2034_Achievable_million_m3_After Competition Groups_28 | Energy Star Clothes Washer | 0.06121% | 0.20317 | 0.91161 | Residential_2034_Achievable_million_m3_After Competition Groups_Energy Star Clothes Washer
Residential | Res ¦ Energy Star Clothes Dryer | 2034 | Technical | million_m3 | After Competition Groups | 1.9423 | 0 | 0 | 3794.9071 | 0.00051181 | 33 | Residential_2034_Technical_million_m3_After Competition Groups_33 | Energy Star Clothes Dryer | 0.05118% | 0 | 1.9423 | Residential_2034_Technical_million_m3_After Competition Groups_Energy Star Clothes Dryer
Residential | Res ¦ Ceiling Insulation | 2034 | Achievable | million_m3 | After Competition Groups | 0.70192 | 1705001.9006 | 1.705 | 1489.268 | 0.00047132 | 29 | Residential_2034_Achievable_million_m3_After Competition Groups_29 | Ceiling Insulation | 0.04713% | 1.705 | 0.70192 | Residential_2034_Achievable_million_m3_After Competition Groups_Ceiling Insulation
Residential | Res ¦ Drain Water Heat Recovery | 2034 | Achievable | million_m3 | After Competition Groups | 0.58786 | 1309335.2193 | 1.3093 | 1489.268 | 0.00039473 | 30 | Residential_2034_Achievable_million_m3_After Competition Groups_30 | Drain Water Heat Recovery | 0.03947% | 1.3093 | 0.58786 | Residential_2034_Achievable_million_m3_After Competition Groups_Drain Water Heat Recovery
Residential | Res ¦ Minimize Hot and Warm Clothes Wash | 2034 | Achievable | million_m3 | After Competition Groups | 0.54497 | 0 | 0 | 1489.268 | 0.00036593 | 31 | Residential_2034_Achievable_million_m3_After Competition Groups_31 | Minimize Hot and Warm Clothes Wash | 0.03659% | 0 | 0.54497 | Residential_2034_Achievable_million_m3_After Competition Groups_Minimize Hot and Warm Clothes Wash
Residential | Res ¦ Drain Water Heat Recovery | 2034 | Economic | million_m3 | After Competition Groups | 1.2131 | 1309335.2193 | 1.3093 | 3411.9704 | 0.00035553 | 28 | Residential_2034_Economic_million_m3_After Competition Groups_28 | Drain Water Heat Recovery | 0.03555% | 1.3093 | 1.2131 | Residential_2034_Economic_million_m3_After Competition Groups_Drain Water Heat Recovery
Residential | Res ¦ Clothes Drying Racks | 2034 | Economic | million_m3 | After Competition Groups | 1.1873 | 1008544.8097 | 1.0085 | 3411.9704 | 0.00034798 | 29 | Residential_2034_Economic_million_m3_After Competition Groups_29 | Clothes Drying Racks | 0.0348% | 1.0085 | 1.1873 | Residential_2034_Economic_million_m3_After Competition Groups_Clothes Drying Racks
Residential | Res ¦ Clothes Drying Racks | 2034 | Technical | million_m3 | After Competition Groups | 1.1873 | 1008544.8097 | 1.0085 | 3794.9071 | 0.00031287 | 34 | Residential_2034_Technical_million_m3_After Competition Groups_34 | Clothes Drying Racks | 0.03129% | 1.0085 | 1.1873 | Residential_2034_Technical_million_m3_After Competition Groups_Clothes Drying Racks
Residential | Res ¦ Minimize Hot and Warm Clothes Wash | 2034 | Economic | million_m3 | After Competition Groups | 1.0317 | 0 | 0 | 3411.9704 | 0.00030238 | 30 | Residential_2034_Economic_million_m3_After Competition Groups_30 | Minimize Hot and Warm Clothes Wash | 0.03024% | 0 | 1.0317 | Residential_2034_Economic_million_m3_After Competition Groups_Minimize Hot and Warm Clothes Wash
Residential | Res ¦ Energy Star Clothes Washer | 2034 | Economic | million_m3 | After Competition Groups | 0.99214 | 203165.2404 | 0.20317 | 3411.9704 | 0.00029078 | 31 | Residential_2034_Economic_million_m3_After Competition Groups_31 | Energy Star Clothes Washer | 0.02908% | 0.20317 | 0.99214 | Residential_2034_Economic_million_m3_After Competition Groups_Energy Star Clothes Washer
Residential | Res ¦ Minimize Hot and Warm Clothes Wash | 2034 | Technical | million_m3 | After Competition Groups | 1.0317 | 0 | 0 | 3794.9071 | 0.00027187 | 35 | Residential_2034_Technical_million_m3_After Competition Groups_35 | Minimize Hot and Warm Clothes Wash | 0.02719% | 0 | 1.0317 | Residential_2034_Technical_million_m3_After Competition Groups_Minimize Hot and Warm Clothes Wash
Residential | Res ¦ Energy Star Clothes Washer | 2034 | Technical | million_m3 | After Competition Groups | 0.99214 | 203165.2404 | 0.20317 | 3794.9071 | 0.00026144 | 36 | Residential_2034_Technical_million_m3_After Competition Groups_36 | Energy Star Clothes Washer | 0.02614% | 0.20317 | 0.99214 | Residential_2034_Technical_million_m3_After Competition Groups_Energy Star Clothes Washer
Residential | Res ¦ Solar Water Preheat (Pools/DHW) | 2034 | Technical | million_m3 | After Competition Groups | 0.12314 | 0 | 0 | 3794.9071 | 3.2448e-05 | 37 | Residential_2034_Technical_million_m3_After Competition Groups_37 | Solar Water Preheat (Pools/DHW) | 0.003245% | 0 | 0.12314 | Residential_2034_Technical_million_m3_After Competition Groups_Solar Water Preheat (Pools/DHW)
Residential | Res ¦ Furnace Tune Up | 2034 | Achievable | million_m3 | After Competition Groups | 0 | 0 | 0 | 1489.268 | 0 | 32 | Residential_2034_Achievable_million_m3_After Competition Groups_32 | Furnace Tune Up | 0% | 0 | 0 | Residential_2034_Achievable_million_m3_After Competition Groups_Furnace Tune Up
Residential | Res ¦ Furnace Tune Up | 2034 | Economic | million_m3 | After Competition Groups | 0 | 0 | 0 | 3411.9704 | 0 | 32 | Residential_2034_Economic_million_m3_After Competition Groups_32 | Furnace Tune Up | 0% | 0 | 0 | Residential_2034_Economic_million_m3_After Competition Groups_Furnace Tune Up
Residential | Res ¦ Tankless Water Heater | 2034 | Achievable | million_m3 | After Competition Groups | 0 | 0 | 0 | 1489.268 | 0 | 33 | Residential_2034_Achievable_million_m3_After Competition Groups_33 | Tankless Water Heater | 0% | 0 | 0 | Residential_2034_Achievable_million_m3_After Competition Groups_Tankless Water Heater
Residential | Res ¦ Tankless Water Heater | 2034 | Economic | million_m3 | After Competition Groups | 0 | 0 | 0 | 3411.9704 | 0 | 33 | Residential_2034_Economic_million_m3_After Competition Groups_33 | Tankless Water Heater | 0% | 0 | 0 | Residential_2034_Economic_million_m3_After Competition Groups_Tankless Water Heater
Residential | Res ¦ Air Sealing | 2035 | Economic | million_m3 | After Competition Groups | 601.5812 | 36470528.8725 | 36.4705 | 3427.7598 | 0.1755 | 1 | Residential_2035_Economic_million_m3_After Competition Groups_1 | Air Sealing | 17.55% | 36.4705 | 601.5812 | Residential_2035_Economic_million_m3_After Competition Groups_Air Sealing
Residential | Res ¦ Air Sealing | 2035 | Technical | million_m3 | After Competition Groups | 601.5812 | 36470528.8725 | 36.4705 | 3810.2484 | 0.15789 | 1 | Residential_2035_Technical_million_m3_After Competition Groups_1 | Air Sealing | 15.79% | 36.4705 | 601.5812 | Residential_2035_Technical_million_m3_After Competition Groups_Air Sealing
Residential | Res ¦ Adaptive Thermostat | 2035 | Economic | million_m3 | After Competition Groups | 523.8559 | 35079490.7468 | 35.0795 | 3427.7598 | 0.15283 | 2 | Residential_2035_Economic_million_m3_After Competition Groups_2 | Adaptive Thermostat | 15.28% | 35.0795 | 523.8559 | Residential_2035_Economic_million_m3_After Competition Groups_Adaptive Thermostat
Residential | Res ¦ Adaptive Thermostat | 2035 | Technical | million_m3 | After Competition Groups | 523.8559 | 35079490.7468 | 35.0795 | 3810.2484 | 0.13749 | 2 | Residential_2035_Technical_million_m3_After Competition Groups_2 | Adaptive Thermostat | 13.75% | 35.0795 | 523.8559 | Residential_2035_Technical_million_m3_After Competition Groups_Adaptive Thermostat
Residential | Res ¦ Comprehensive Draft Proofing | 2035 | Achievable | million_m3 | After Competition Groups | 183.445 | 607064.3884 | 0.60706 | 1625.5193 | 0.11285 | 1 | Residential_2035_Achievable_million_m3_After Competition Groups_1 | Comprehensive Draft Proofing | 11.29% | 0.60706 | 183.445 | Residential_2035_Achievable_million_m3_After Competition Groups_Comprehensive Draft Proofing
Residential | Res ¦ Adaptive Thermostat | 2035 | Achievable | million_m3 | After Competition Groups | 167.6445 | 35079490.7468 | 35.0795 | 1625.5193 | 0.10313 | 2 | Residential_2035_Achievable_million_m3_After Competition Groups_2 | Adaptive Thermostat | 10.31% | 35.0795 | 167.6445 | Residential_2035_Achievable_million_m3_After Competition Groups_Adaptive Thermostat
Residential | Res ¦ Air Sealing | 2035 | Achievable | million_m3 | After Competition Groups | 158.0454 | 36470528.8725 | 36.4705 | 1625.5193 | 0.097228 | 3 | Residential_2035_Achievable_million_m3_After Competition Groups_3 | Air Sealing | 9.723% | 36.4705 | 158.0454 | Residential_2035_Achievable_million_m3_After Competition Groups_Air Sealing
Residential | Res ¦ DHW Recirculation Systems | 2035 | Achievable | million_m3 | After Competition Groups | 140.1781 | 25213841.8504 | 25.2138 | 1625.5193 | 0.086236 | 4 | Residential_2035_Achievable_million_m3_After Competition Groups_4 | DHW Recirculation Systems | 8.624% | 25.2138 | 140.1781 | Residential_2035_Achievable_million_m3_After Competition Groups_DHW Recirculation Systems
Residential | Res ¦ Energy Star Windows | 2035 | Achievable | million_m3 | After Competition Groups | 137.3792 | 232785818.0496 | 232.7858 | 1625.5193 | 0.084514 | 5 | Residential_2035_Achievable_million_m3_After Competition Groups_5 | Energy Star Windows | 8.451% | 232.7858 | 137.3792 | Residential_2035_Achievable_million_m3_After Competition Groups_Energy Star Windows
Residential | Res ¦ Energy Star Windows | 2035 | Economic | million_m3 | After Competition Groups | 228.6904 | 232785818.0496 | 232.7858 | 3427.7598 | 0.066717 | 3 | Residential_2035_Economic_million_m3_After Competition Groups_3 | Energy Star Windows | 6.672% | 232.7858 | 228.6904 | Residential_2035_Economic_million_m3_After Competition Groups_Energy Star Windows
Residential | Res ¦ Condensing Storage Water Heater | 2035 | Achievable | million_m3 | After Competition Groups | 104.7528 | 100588292.4374 | 100.5883 | 1625.5193 | 0.064443 | 6 | Residential_2035_Achievable_million_m3_After Competition Groups_6 | Condensing Storage Water Heater | 6.444% | 100.5883 | 104.7528 | Residential_2035_Achievable_million_m3_After Competition Groups_Condensing Storage Water Heater
Residential | Res ¦ Energy Star Windows | 2035 | Technical | million_m3 | After Competition Groups | 228.6904 | 232785818.0496 | 232.7858 | 3810.2484 | 0.06002 | 3 | Residential_2035_Technical_million_m3_After Competition Groups_3 | Energy Star Windows | 6.002% | 232.7858 | 228.6904 | Residential_2035_Technical_million_m3_After Competition Groups_Energy Star Windows
Residential | Res ¦ Condensing Storage Water Heater | 2035 | Economic | million_m3 | After Competition Groups | 201.7412 | 100588292.4374 | 100.5883 | 3427.7598 | 0.058855 | 4 | Residential_2035_Economic_million_m3_After Competition Groups_4 | Condensing Storage Water Heater | 5.886% | 100.5883 | 201.7412 | Residential_2035_Economic_million_m3_After Competition Groups_Condensing Storage Water Heater
Residential | Res ¦ Condensing Boiler | 2035 | Achievable | million_m3 | After Competition Groups | 95.3999 | 40713140.1186 | 40.7131 | 1625.5193 | 0.058689 | 7 | Residential_2035_Achievable_million_m3_After Competition Groups_7 | Condensing Boiler | 5.869% | 40.7131 | 95.3999 | Residential_2035_Achievable_million_m3_After Competition Groups_Condensing Boiler
Residential | Res ¦ High Efficiency Condensing Furnace | 2035 | Achievable | million_m3 | After Competition Groups | 90.6827 | 34049444.2588 | 34.0494 | 1625.5193 | 0.055787 | 8 | Residential_2035_Achievable_million_m3_After Competition Groups_8 | High Efficiency Condensing Furnace | 5.579% | 34.0494 | 90.6827 | Residential_2035_Achievable_million_m3_After Competition Groups_High Efficiency Condensing Furnace
Residential | Res ¦ Comprehensive Draft Proofing | 2035 | Economic | million_m3 | After Competition Groups | 182.2635 | 607064.3884 | 0.60706 | 3427.7598 | 0.053173 | 5 | Residential_2035_Economic_million_m3_After Competition Groups_5 | Comprehensive Draft Proofing | 5.317% | 0.60706 | 182.2635 | Residential_2035_Economic_million_m3_After Competition Groups_Comprehensive Draft Proofing
Residential | Res ¦ Condensing Storage Water Heater | 2035 | Technical | million_m3 | After Competition Groups | 201.7412 | 100588292.4374 | 100.5883 | 3810.2484 | 0.052947 | 4 | Residential_2035_Technical_million_m3_After Competition Groups_4 | Condensing Storage Water Heater | 5.295% | 100.5883 | 201.7412 | Residential_2035_Technical_million_m3_After Competition Groups_Condensing Storage Water Heater
Residential | Res ¦ High Efficiency Fireplace with Pilotless Ignition | 2035 | Achievable | million_m3 | After Competition Groups | 83.4912 | 5891556.3303 | 5.8916 | 1625.5193 | 0.051363 | 9 | Residential_2035_Achievable_million_m3_After Competition Groups_9 | High Efficiency Fireplace with Pilotless Ignition | 5.136% | 5.8916 | 83.4912 | Residential_2035_Achievable_million_m3_After Competition Groups_High Efficiency Fireplace with Pilotless Ignition
Residential | Res ¦ Wall Insulation | 2035 | Economic | million_m3 | After Competition Groups | 166.4132 | 45740679.3728 | 45.7407 | 3427.7598 | 0.048549 | 6 | Residential_2035_Economic_million_m3_After Competition Groups_6 | Wall Insulation | 4.855% | 45.7407 | 166.4132 | Residential_2035_Economic_million_m3_After Competition Groups_Wall Insulation
Residential | Res ¦ Comprehensive Draft Proofing | 2035 | Technical | million_m3 | After Competition Groups | 182.2635 | 607064.3884 | 0.60706 | 3810.2484 | 0.047835 | 5 | Residential_2035_Technical_million_m3_After Competition Groups_5 | Comprehensive Draft Proofing | 4.784% | 0.60706 | 182.2635 | Residential_2035_Technical_million_m3_After Competition Groups_Comprehensive Draft Proofing
Residential | Res ¦ Advanced BAS/Controllers | 2035 | Achievable | million_m3 | After Competition Groups | 76.5096 | 539665.6056 | 0.53967 | 1625.5193 | 0.047068 | 10 | Residential_2035_Achievable_million_m3_After Competition Groups_10 | Advanced BAS/Controllers | 4.707% | 0.53967 | 76.5096 | Residential_2035_Achievable_million_m3_After Competition Groups_Advanced BAS/Controllers
Residential | Res ¦ Tankless Water Heater | 2035 | Technical | million_m3 | After Competition Groups | 168.1795 | 0 | 0 | 3810.2484 | 0.044139 | 6 | Residential_2035_Technical_million_m3_After Competition Groups_6 | Tankless Water Heater | 4.414% | 0 | 168.1795 | Residential_2035_Technical_million_m3_After Competition Groups_Tankless Water Heater
Residential | Res ¦ Wall Insulation | 2035 | Technical | million_m3 | After Competition Groups | 166.4132 | 45740679.3728 | 45.7407 | 3810.2484 | 0.043675 | 7 | Residential_2035_Technical_million_m3_After Competition Groups_7 | Wall Insulation | 4.368% | 45.7407 | 166.4132 | Residential_2035_Technical_million_m3_After Competition Groups_Wall Insulation
Residential | Res ¦ Attic Insulation | 2035 | Economic | million_m3 | After Competition Groups | 146.8985 | 8192045.1007 | 8.192 | 3427.7598 | 0.042856 | 7 | Residential_2035_Economic_million_m3_After Competition Groups_7 | Attic Insulation | 4.286% | 8.192 | 146.8985 | Residential_2035_Economic_million_m3_After Competition Groups_Attic Insulation
Residential | Res ¦ DHW Recirculation Systems | 2035 | Economic | million_m3 | After Competition Groups | 139.3082 | 25213841.8504 | 25.2138 | 3427.7598 | 0.040641 | 8 | Residential_2035_Economic_million_m3_After Competition Groups_8 | DHW Recirculation Systems | 4.064% | 25.2138 | 139.3082 | Residential_2035_Economic_million_m3_After Competition Groups_DHW Recirculation Systems
Residential | Res ¦ Condensing Boiler | 2035 | Economic | million_m3 | After Competition Groups | 135.0724 | 40713140.1186 | 40.7131 | 3427.7598 | 0.039405 | 9 | Residential_2035_Economic_million_m3_After Competition Groups_9 | Condensing Boiler | 3.941% | 40.7131 | 135.0724 | Residential_2035_Economic_million_m3_After Competition Groups_Condensing Boiler
Residential | Res ¦ Building Recommissioning, Operations and Maintenance (O&M) Improvements | 2035 | Achievable | million_m3 | After Competition Groups | 63.3042 | 431781.522 | 0.43178 | 1625.5193 | 0.038944 | 11 | Residential_2035_Achievable_million_m3_After Competition Groups_11 | Building Recommissioning, Operations and Maintenance (O&M) Improvements | 3.894% | 0.43178 | 63.3042 | Residential_2035_Achievable_million_m3_After Competition Groups_Building Recommissioning, Operations and Maintenance (O&M) Improvements
Residential | Res ¦ Attic Insulation | 2035 | Technical | million_m3 | After Competition Groups | 146.8985 | 8192045.1007 | 8.192 | 3810.2484 | 0.038554 | 8 | Residential_2035_Technical_million_m3_After Competition Groups_8 | Attic Insulation | 3.855% | 8.192 | 146.8985 | Residential_2035_Technical_million_m3_After Competition Groups_Attic Insulation
Residential | Res ¦ DHW Recirculation Systems | 2035 | Technical | million_m3 | After Competition Groups | 139.3082 | 25213841.8504 | 25.2138 | 3810.2484 | 0.036561 | 9 | Residential_2035_Technical_million_m3_After Competition Groups_9 | DHW Recirculation Systems | 3.656% | 25.2138 | 139.3082 | Residential_2035_Technical_million_m3_After Competition Groups_DHW Recirculation Systems
Residential | Res ¦ Basement or Crawlspace Insulation | 2035 | Economic | million_m3 | After Competition Groups | 124.8378 | 38215085.5296 | 38.2151 | 3427.7598 | 0.03642 | 10 | Residential_2035_Economic_million_m3_After Competition Groups_10 | Basement or Crawlspace Insulation | 3.642% | 38.2151 | 124.8378 | Residential_2035_Economic_million_m3_After Competition Groups_Basement or Crawlspace Insulation
Residential | Res ¦ Basement Wall Insulation | 2035 | Economic | million_m3 | After Competition Groups | 122.2201 | 5022092.8579 | 5.0221 | 3427.7598 | 0.035656 | 11 | Residential_2035_Economic_million_m3_After Competition Groups_11 | Basement Wall Insulation | 3.566% | 5.0221 | 122.2201 | Residential_2035_Economic_million_m3_After Competition Groups_Basement Wall Insulation
Residential | Res ¦ Condensing Boiler | 2035 | Technical | million_m3 | After Competition Groups | 135.0724 | 40713140.1186 | 40.7131 | 3810.2484 | 0.03545 | 10 | Residential_2035_Technical_million_m3_After Competition Groups_10 | Condensing Boiler | 3.545% | 40.7131 | 135.0724 | Residential_2035_Technical_million_m3_After Competition Groups_Condensing Boiler
Residential | Res ¦ Basement or Crawlspace Insulation | 2035 | Technical | million_m3 | After Competition Groups | 124.8378 | 38215085.5296 | 38.2151 | 3810.2484 | 0.032764 | 11 | Residential_2035_Technical_million_m3_After Competition Groups_11 | Basement or Crawlspace Insulation | 3.276% | 38.2151 | 124.8378 | Residential_2035_Technical_million_m3_After Competition Groups_Basement or Crawlspace Insulation
Residential | Res ¦ Basement Wall Insulation | 2035 | Technical | million_m3 | After Competition Groups | 122.2201 | 5022092.8579 | 5.0221 | 3810.2484 | 0.032077 | 12 | Residential_2035_Technical_million_m3_After Competition Groups_12 | Basement Wall Insulation | 3.208% | 5.0221 | 122.2201 | Residential_2035_Technical_million_m3_After Competition Groups_Basement Wall Insulation
Residential | Res ¦ Heat Recovery Ventilator | 2035 | Economic | million_m3 | After Competition Groups | 109.9218 | 1905523.3821 | 1.9055 | 3427.7598 | 0.032068 | 12 | Residential_2035_Economic_million_m3_After Competition Groups_12 | Heat Recovery Ventilator | 3.207% | 1.9055 | 109.9218 | Residential_2035_Economic_million_m3_After Competition Groups_Heat Recovery Ventilator
Residential | Res ¦ High Efficiency Condensing Furnace | 2035 | Economic | million_m3 | After Competition Groups | 109.5393 | 34049444.2588 | 34.0494 | 3427.7598 | 0.031957 | 13 | Residential_2035_Economic_million_m3_After Competition Groups_13 | High Efficiency Condensing Furnace | 3.196% | 34.0494 | 109.5393 | Residential_2035_Economic_million_m3_After Competition Groups_High Efficiency Condensing Furnace
Residential | Res ¦ High Efficiency Fireplace with Pilotless Ignition | 2035 | Economic | million_m3 | After Competition Groups | 107.3511 | 5891556.3303 | 5.8916 | 3427.7598 | 0.031318 | 14 | Residential_2035_Economic_million_m3_After Competition Groups_14 | High Efficiency Fireplace with Pilotless Ignition | 3.132% | 5.8916 | 107.3511 | Residential_2035_Economic_million_m3_After Competition Groups_High Efficiency Fireplace with Pilotless Ignition
Residential | Res ¦ Heat Recovery Ventilator | 2035 | Technical | million_m3 | After Competition Groups | 109.9218 | 1905523.3821 | 1.9055 | 3810.2484 | 0.028849 | 13 | Residential_2035_Technical_million_m3_After Competition Groups_13 | Heat Recovery Ventilator | 2.885% | 1.9055 | 109.9218 | Residential_2035_Technical_million_m3_After Competition Groups_Heat Recovery Ventilator
Residential | Res ¦ High Efficiency Condensing Furnace | 2035 | Technical | million_m3 | After Competition Groups | 109.8617 | 34049444.2588 | 34.0494 | 3810.2484 | 0.028833 | 14 | Residential_2035_Technical_million_m3_After Competition Groups_14 | High Efficiency Condensing Furnace | 2.883% | 34.0494 | 109.8617 | Residential_2035_Technical_million_m3_After Competition Groups_High Efficiency Condensing Furnace
Residential | Res ¦ Condensing Make Up Air Unit | 2035 | Achievable | million_m3 | After Competition Groups | 46.8061 | 5246467.7273 | 5.2465 | 1625.5193 | 0.028795 | 12 | Residential_2035_Achievable_million_m3_After Competition Groups_12 | Condensing Make Up Air Unit | 2.879% | 5.2465 | 46.8061 | Residential_2035_Achievable_million_m3_After Competition Groups_Condensing Make Up Air Unit
Residential | Res ¦ High Efficiency Fireplace with Pilotless Ignition | 2035 | Technical | million_m3 | After Competition Groups | 107.3511 | 5891556.3303 | 5.8916 | 3810.2484 | 0.028174 | 15 | Residential_2035_Technical_million_m3_After Competition Groups_15 | High Efficiency Fireplace with Pilotless Ignition | 2.817% | 5.8916 | 107.3511 | Residential_2035_Technical_million_m3_After Competition Groups_High Efficiency Fireplace with Pilotless Ignition
Residential | Res ¦ Wall Insulation | 2035 | Achievable | million_m3 | After Competition Groups | 43.678 | 45740679.3728 | 45.7407 | 1625.5193 | 0.02687 | 13 | Residential_2035_Achievable_million_m3_After Competition Groups_13 | Wall Insulation | 2.687% | 45.7407 | 43.678 | Residential_2035_Achievable_million_m3_After Competition Groups_Wall Insulation
Residential | Res ¦ Attic Insulation | 2035 | Achievable | million_m3 | After Competition Groups | 38.5934 | 8192045.1007 | 8.192 | 1625.5193 | 0.023742 | 14 | Residential_2035_Achievable_million_m3_After Competition Groups_14 | Attic Insulation | 2.374% | 8.192 | 38.5934 | Residential_2035_Achievable_million_m3_After Competition Groups_Attic Insulation
Residential | Res ¦ High Efficiency Storage Water Heater | 2035 | Economic | million_m3 | After Competition Groups | 79.4207 | 27571463.9863 | 27.5715 | 3427.7598 | 0.02317 | 15 | Residential_2035_Economic_million_m3_After Competition Groups_15 | High Efficiency Storage Water Heater | 2.317% | 27.5715 | 79.4207 | Residential_2035_Economic_million_m3_After Competition Groups_High Efficiency Storage Water Heater
Residential | Res ¦ Window Film | 2035 | Technical | million_m3 | After Competition Groups | 85.8163 | 0 | 0 | 3810.2484 | 0.022522 | 16 | Residential_2035_Technical_million_m3_After Competition Groups_16 | Window Film | 2.252% | 0 | 85.8163 | Residential_2035_Technical_million_m3_After Competition Groups_Window Film
Residential | Res ¦ Advanced BAS/Controllers | 2035 | Economic | million_m3 | After Competition Groups | 76.0174 | 539665.6056 | 0.53967 | 3427.7598 | 0.022177 | 16 | Residential_2035_Economic_million_m3_After Competition Groups_16 | Advanced BAS/Controllers | 2.218% | 0.53967 | 76.0174 | Residential_2035_Economic_million_m3_After Competition Groups_Advanced BAS/Controllers
Residential | Res ¦ Furnace Tune Up | 2035 | Technical | million_m3 | After Competition Groups | 83.1409 | 0 | 0 | 3810.2484 | 0.02182 | 17 | Residential_2035_Technical_million_m3_After Competition Groups_17 | Furnace Tune Up | 2.182% | 0 | 83.1409 | Residential_2035_Technical_million_m3_After Competition Groups_Furnace Tune Up
Residential | Res ¦ Condensing Make Up Air Unit | 2035 | Economic | million_m3 | After Competition Groups | 74.7322 | 5246467.7273 | 5.2465 | 3427.7598 | 0.021802 | 17 | Residential_2035_Economic_million_m3_After Competition Groups_17 | Condensing Make Up Air Unit | 2.18% | 5.2465 | 74.7322 | Residential_2035_Economic_million_m3_After Competition Groups_Condensing Make Up Air Unit
Residential | Res ¦ Advanced BAS/Controllers | 2035 | Technical | million_m3 | After Competition Groups | 76.0174 | 539665.6056 | 0.53967 | 3810.2484 | 0.019951 | 18 | Residential_2035_Technical_million_m3_After Competition Groups_18 | Advanced BAS/Controllers | 1.995% | 0.53967 | 76.0174 | Residential_2035_Technical_million_m3_After Competition Groups_Advanced BAS/Controllers
Residential | Res ¦ Basement Wall Insulation | 2035 | Achievable | million_m3 | After Competition Groups | 32.1122 | 5022092.8579 | 5.0221 | 1625.5193 | 0.019755 | 15 | Residential_2035_Achievable_million_m3_After Competition Groups_15 | Basement Wall Insulation | 1.976% | 5.0221 | 32.1122 | Residential_2035_Achievable_million_m3_After Competition Groups_Basement Wall Insulation
Residential | Res ¦ Condensing Make Up Air Unit | 2035 | Technical | million_m3 | After Competition Groups | 74.7322 | 5246467.7273 | 5.2465 | 3810.2484 | 0.019613 | 19 | Residential_2035_Technical_million_m3_After Competition Groups_19 | Condensing Make Up Air Unit | 1.961% | 5.2465 | 74.7322 | Residential_2035_Technical_million_m3_After Competition Groups_Condensing Make Up Air Unit
Residential | Res ¦ Building Recommissioning, Operations and Maintenance (O&M) Improvements | 2035 | Economic | million_m3 | After Competition Groups | 62.8966 | 431781.522 | 0.43178 | 3427.7598 | 0.018349 | 18 | Residential_2035_Economic_million_m3_After Competition Groups_18 | Building Recommissioning, Operations and Maintenance (O&M) Improvements | 1.835% | 0.43178 | 62.8966 | Residential_2035_Economic_million_m3_After Competition Groups_Building Recommissioning, Operations and Maintenance (O&M) Improvements
Residential | Res ¦ Building Recommissioning, Operations and Maintenance (O&M) Improvements | 2035 | Technical | million_m3 | After Competition Groups | 62.8966 | 431781.522 | 0.43178 | 3810.2484 | 0.016507 | 20 | Residential_2035_Technical_million_m3_After Competition Groups_20 | Building Recommissioning, Operations and Maintenance (O&M) Improvements | 1.651% | 0.43178 | 62.8966 | Residential_2035_Technical_million_m3_After Competition Groups_Building Recommissioning, Operations and Maintenance (O&M) Improvements
Residential | Res ¦ Ceiling Insulation | 2035 | Technical | million_m3 | After Competition Groups | 61.7488 | 1864109.8401 | 1.8641 | 3810.2484 | 0.016206 | 21 | Residential_2035_Technical_million_m3_After Competition Groups_21 | Ceiling Insulation | 1.621% | 1.8641 | 61.7488 | Residential_2035_Technical_million_m3_After Competition Groups_Ceiling Insulation
Residential | Res ¦ Demand Control Ventilation | 2035 | Achievable | million_m3 | After Competition Groups | 25.8583 | 492972.401 | 0.49297 | 1625.5193 | 0.015908 | 16 | Residential_2035_Achievable_million_m3_After Competition Groups_16 | Demand Control Ventilation | 1.591% | 0.49297 | 25.8583 | Residential_2035_Achievable_million_m3_After Competition Groups_Demand Control Ventilation
Residential | Res ¦ High Efficiency Storage Water Heater | 2035 | Achievable | million_m3 | After Competition Groups | 25.7056 | 27571463.9863 | 27.5715 | 1625.5193 | 0.015814 | 17 | Residential_2035_Achievable_million_m3_After Competition Groups_17 | High Efficiency Storage Water Heater | 1.581% | 27.5715 | 25.7056 | Residential_2035_Achievable_million_m3_After Competition Groups_High Efficiency Storage Water Heater
Residential | Res ¦ Duct Insulation MF | 2035 | Economic | million_m3 | After Competition Groups | 49.6746 | 6346402.003 | 6.3464 | 3427.7598 | 0.014492 | 19 | Residential_2035_Economic_million_m3_After Competition Groups_19 | Duct Insulation MF | 1.449% | 6.3464 | 49.6746 | Residential_2035_Economic_million_m3_After Competition Groups_Duct Insulation MF
Residential | Res ¦ Floor Insulation | 2035 | Economic | million_m3 | After Competition Groups | 47.9064 | 8859069.3321 | 8.8591 | 3427.7598 | 0.013976 | 20 | Residential_2035_Economic_million_m3_After Competition Groups_20 | Floor Insulation | 1.398% | 8.8591 | 47.9064 | Residential_2035_Economic_million_m3_After Competition Groups_Floor Insulation
Residential | Res ¦ Duct Insulation | 2035 | Economic | million_m3 | After Competition Groups | 45.758 | 9301305.4776 | 9.3013 | 3427.7598 | 0.013349 | 21 | Residential_2035_Economic_million_m3_After Competition Groups_21 | Duct Insulation | 1.335% | 9.3013 | 45.758 | Residential_2035_Economic_million_m3_After Competition Groups_Duct Insulation
Residential | Res ¦ Basement or Crawlspace Insulation | 2035 | Achievable | million_m3 | After Competition Groups | 21.41 | 38215085.5296 | 38.2151 | 1625.5193 | 0.013171 | 18 | Residential_2035_Achievable_million_m3_After Competition Groups_18 | Basement or Crawlspace Insulation | 1.317% | 38.2151 | 21.41 | Residential_2035_Achievable_million_m3_After Competition Groups_Basement or Crawlspace Insulation
Residential | Res ¦ Duct Insulation MF | 2035 | Technical | million_m3 | After Competition Groups | 49.6746 | 6346402.003 | 6.3464 | 3810.2484 | 0.013037 | 22 | Residential_2035_Technical_million_m3_After Competition Groups_22 | Duct Insulation MF | 1.304% | 6.3464 | 49.6746 | Residential_2035_Technical_million_m3_After Competition Groups_Duct Insulation MF
Residential | Res ¦ Floor Insulation | 2035 | Technical | million_m3 | After Competition Groups | 47.9064 | 8859069.3321 | 8.8591 | 3810.2484 | 0.012573 | 23 | Residential_2035_Technical_million_m3_After Competition Groups_23 | Floor Insulation | 1.257% | 8.8591 | 47.9064 | Residential_2035_Technical_million_m3_After Competition Groups_Floor Insulation
Residential | Res ¦ Duct Insulation | 2035 | Technical | million_m3 | After Competition Groups | 45.758 | 9301305.4776 | 9.3013 | 3810.2484 | 0.012009 | 24 | Residential_2035_Technical_million_m3_After Competition Groups_24 | Duct Insulation | 1.201% | 9.3013 | 45.758 | Residential_2035_Technical_million_m3_After Competition Groups_Duct Insulation
Residential | Res ¦ Demand Control Ventilation | 2035 | Economic | million_m3 | After Competition Groups | 34.0231 | 492972.401 | 0.49297 | 3427.7598 | 0.0099257 | 22 | Residential_2035_Economic_million_m3_After Competition Groups_22 | Demand Control Ventilation | 0.9926% | 0.49297 | 34.0231 | Residential_2035_Economic_million_m3_After Competition Groups_Demand Control Ventilation
Residential | Res ¦ Pool Cover | 2035 | Achievable | million_m3 | After Competition Groups | 15.2605 | 1603526.8737 | 1.6035 | 1625.5193 | 0.0093881 | 19 | Residential_2035_Achievable_million_m3_After Competition Groups_19 | Pool Cover | 0.9388% | 1.6035 | 15.2605 | Residential_2035_Achievable_million_m3_After Competition Groups_Pool Cover
Residential | Res ¦ Demand Control Ventilation | 2035 | Technical | million_m3 | After Competition Groups | 34.0231 | 492972.401 | 0.49297 | 3810.2484 | 0.0089294 | 25 | Residential_2035_Technical_million_m3_After Competition Groups_25 | Demand Control Ventilation | 0.8929% | 0.49297 | 34.0231 | Residential_2035_Technical_million_m3_After Competition Groups_Demand Control Ventilation
Residential | Res ¦ Heat Recovery Ventilator | 2035 | Achievable | million_m3 | After Competition Groups | 13.7615 | 1905523.3821 | 1.9055 | 1625.5193 | 0.0084659 | 20 | Residential_2035_Achievable_million_m3_After Competition Groups_20 | Heat Recovery Ventilator | 0.8466% | 1.9055 | 13.7615 | Residential_2035_Achievable_million_m3_After Competition Groups_Heat Recovery Ventilator
Residential | Res ¦ Duct Insulation MF | 2035 | Achievable | million_m3 | After Competition Groups | 13.0478 | 6346402.003 | 6.3464 | 1625.5193 | 0.0080269 | 21 | Residential_2035_Achievable_million_m3_After Competition Groups_21 | Duct Insulation MF | 0.8027% | 6.3464 | 13.0478 | Residential_2035_Achievable_million_m3_After Competition Groups_Duct Insulation MF
Residential | Res ¦ Floor Insulation | 2035 | Achievable | million_m3 | After Competition Groups | 12.578 | 8859069.3321 | 8.8591 | 1625.5193 | 0.0077378 | 22 | Residential_2035_Achievable_million_m3_After Competition Groups_22 | Floor Insulation | 0.7738% | 8.8591 | 12.578 | Residential_2035_Achievable_million_m3_After Competition Groups_Floor Insulation
Residential | Res ¦ Duct Insulation | 2035 | Achievable | million_m3 | After Competition Groups | 12.0046 | 9301305.4776 | 9.3013 | 1625.5193 | 0.0073851 | 23 | Residential_2035_Achievable_million_m3_After Competition Groups_23 | Duct Insulation | 0.7385% | 9.3013 | 12.0046 | Residential_2035_Achievable_million_m3_After Competition Groups_Duct Insulation
Residential | Res ¦ Early Hot Water Heater Replacement | 2035 | Technical | million_m3 | After Competition Groups | 27.3268 | 0 | 0 | 3810.2484 | 0.0071719 | 26 | Residential_2035_Technical_million_m3_After Competition Groups_26 | Early Hot Water Heater Replacement | 0.7172% | 0 | 27.3268 | Residential_2035_Technical_million_m3_After Competition Groups_Early Hot Water Heater Replacement
Residential | Res ¦ Home Energy Reports | 2035 | Achievable | million_m3 | After Competition Groups | 10.755 | 8920964.2217 | 8.921 | 1625.5193 | 0.0066163 | 24 | Residential_2035_Achievable_million_m3_After Competition Groups_24 | Home Energy Reports | 0.6616% | 8.921 | 10.755 | Residential_2035_Achievable_million_m3_After Competition Groups_Home Energy Reports
Residential | Res ¦ Drain Water Heat Recovery | 2035 | Technical | million_m3 | After Competition Groups | 23.3063 | 1285570.1908 | 1.2856 | 3810.2484 | 0.0061167 | 27 | Residential_2035_Technical_million_m3_After Competition Groups_27 | Drain Water Heat Recovery | 0.6117% | 1.2856 | 23.3063 | Residential_2035_Technical_million_m3_After Competition Groups_Drain Water Heat Recovery
Residential | Res ¦ Home Energy Reports | 2035 | Technical | million_m3 | After Competition Groups | 23.1539 | 8920964.2217 | 8.921 | 3810.2484 | 0.0060767 | 28 | Residential_2035_Technical_million_m3_After Competition Groups_28 | Home Energy Reports | 0.6077% | 8.921 | 23.1539 | Residential_2035_Technical_million_m3_After Competition Groups_Home Energy Reports
Residential | Res ¦ Home Energy Reports | 2035 | Economic | million_m3 | After Competition Groups | 17.9292 | 8920964.2217 | 8.921 | 3427.7598 | 0.0052306 | 23 | Residential_2035_Economic_million_m3_After Competition Groups_23 | Home Energy Reports | 0.5231% | 8.921 | 17.9292 | Residential_2035_Economic_million_m3_After Competition Groups_Home Energy Reports
Residential | Res ¦ Pool Cover | 2035 | Economic | million_m3 | After Competition Groups | 15.1644 | 1603526.8737 | 1.6035 | 3427.7598 | 0.004424 | 24 | Residential_2035_Economic_million_m3_After Competition Groups_24 | Pool Cover | 0.4424% | 1.6035 | 15.1644 | Residential_2035_Economic_million_m3_After Competition Groups_Pool Cover
Residential | Res ¦ Water Heater Temperature Setback | 2035 | Achievable | million_m3 | After Competition Groups | 6.8485 | 180169.1079 | 0.18017 | 1625.5193 | 0.0042131 | 25 | Residential_2035_Achievable_million_m3_After Competition Groups_25 | Water Heater Temperature Setback | 0.4213% | 0.18017 | 6.8485 | Residential_2035_Achievable_million_m3_After Competition Groups_Water Heater Temperature Setback
Residential | Res ¦ Pool Cover | 2035 | Technical | million_m3 | After Competition Groups | 15.1644 | 1603526.8737 | 1.6035 | 3810.2484 | 0.0039799 | 29 | Residential_2035_Technical_million_m3_After Competition Groups_29 | Pool Cover | 0.398% | 1.6035 | 15.1644 | Residential_2035_Technical_million_m3_After Competition Groups_Pool Cover
Residential | Res ¦ High Efficiency Gas Pool Heater | 2035 | Technical | million_m3 | After Competition Groups | 11.4812 | 0 | 0 | 3810.2484 | 0.0030132 | 30 | Residential_2035_Technical_million_m3_After Competition Groups_30 | High Efficiency Gas Pool Heater | 0.3013% | 0 | 11.4812 | Residential_2035_Technical_million_m3_After Competition Groups_High Efficiency Gas Pool Heater
Residential | Res ¦ Wall Insulation MF | 2035 | Economic | million_m3 | After Competition Groups | 7.6896 | 123907.9609 | 0.12391 | 3427.7598 | 0.0022433 | 25 | Residential_2035_Economic_million_m3_After Competition Groups_25 | Wall Insulation MF | 0.2243% | 0.12391 | 7.6896 | Residential_2035_Economic_million_m3_After Competition Groups_Wall Insulation MF
Residential | Res ¦ Wall Insulation MF | 2035 | Technical | million_m3 | After Competition Groups | 7.6896 | 123907.9609 | 0.12391 | 3810.2484 | 0.0020181 | 31 | Residential_2035_Technical_million_m3_After Competition Groups_31 | Wall Insulation MF | 0.2018% | 0.12391 | 7.6896 | Residential_2035_Technical_million_m3_After Competition Groups_Wall Insulation MF
Residential | Res ¦ Water Heater Temperature Setback | 2035 | Economic | million_m3 | After Competition Groups | 6.8046 | 180169.1079 | 0.18017 | 3427.7598 | 0.0019852 | 26 | Residential_2035_Economic_million_m3_After Competition Groups_26 | Water Heater Temperature Setback | 0.1985% | 0.18017 | 6.8046 | Residential_2035_Economic_million_m3_After Competition Groups_Water Heater Temperature Setback
Residential | Res ¦ Water Heater Temperature Setback | 2035 | Technical | million_m3 | After Competition Groups | 6.8046 | 180169.1079 | 0.18017 | 3810.2484 | 0.0017859 | 32 | Residential_2035_Technical_million_m3_After Competition Groups_32 | Water Heater Temperature Setback | 0.1786% | 0.18017 | 6.8046 | Residential_2035_Technical_million_m3_After Competition Groups_Water Heater Temperature Setback
Residential | Res ¦ Ceiling Insulation | 2035 | Economic | million_m3 | After Competition Groups | 5.627 | 1864109.8401 | 1.8641 | 3427.7598 | 0.0016416 | 27 | Residential_2035_Economic_million_m3_After Competition Groups_27 | Ceiling Insulation | 0.1642% | 1.8641 | 5.627 | Residential_2035_Economic_million_m3_After Competition Groups_Ceiling Insulation
Residential | Res ¦ Wall Insulation MF | 2035 | Achievable | million_m3 | After Competition Groups | 2.0206 | 123907.9609 | 0.12391 | 1625.5193 | 0.0012431 | 26 | Residential_2035_Achievable_million_m3_After Competition Groups_26 | Wall Insulation MF | 0.1243% | 0.12391 | 2.0206 | Residential_2035_Achievable_million_m3_After Competition Groups_Wall Insulation MF
Residential | Res ¦ Clothes Drying Racks | 2035 | Achievable | million_m3 | After Competition Groups | 1.1751 | 764376.543 | 0.76438 | 1625.5193 | 0.00072289 | 27 | Residential_2035_Achievable_million_m3_After Competition Groups_27 | Clothes Drying Racks | 0.07229% | 0.76438 | 1.1751 | Residential_2035_Achievable_million_m3_After Competition Groups_Clothes Drying Racks
Residential | Res ¦ Energy Star Clothes Washer | 2035 | Achievable | million_m3 | After Competition Groups | 0.95934 | 192957.1661 | 0.19296 | 1625.5193 | 0.00059017 | 28 | Residential_2035_Achievable_million_m3_After Competition Groups_28 | Energy Star Clothes Washer | 0.05902% | 0.19296 | 0.95934 | Residential_2035_Achievable_million_m3_After Competition Groups_Energy Star Clothes Washer
Residential | Res ¦ Energy Star Clothes Dryer | 2035 | Technical | million_m3 | After Competition Groups | 2.0622 | 0 | 0 | 3810.2484 | 0.00054121 | 33 | Residential_2035_Technical_million_m3_After Competition Groups_33 | Energy Star Clothes Dryer | 0.05412% | 0 | 2.0622 | Residential_2035_Technical_million_m3_After Competition Groups_Energy Star Clothes Dryer
Residential | Res ¦ Ceiling Insulation | 2035 | Achievable | million_m3 | After Competition Groups | 0.82459 | 1864109.8401 | 1.8641 | 1625.5193 | 0.00050728 | 29 | Residential_2035_Achievable_million_m3_After Competition Groups_29 | Ceiling Insulation | 0.05073% | 1.8641 | 0.82459 | Residential_2035_Achievable_million_m3_After Competition Groups_Ceiling Insulation
Residential | Res ¦ Drain Water Heat Recovery | 2035 | Achievable | million_m3 | After Competition Groups | 0.69712 | 1285570.1908 | 1.2856 | 1625.5193 | 0.00042886 | 30 | Residential_2035_Achievable_million_m3_After Competition Groups_30 | Drain Water Heat Recovery | 0.04289% | 1.2856 | 0.69712 | Residential_2035_Achievable_million_m3_After Competition Groups_Drain Water Heat Recovery
Residential | Res ¦ Minimize Hot and Warm Clothes Wash | 2035 | Achievable | million_m3 | After Competition Groups | 0.59039 | 0 | 0 | 1625.5193 | 0.0003632 | 31 | Residential_2035_Achievable_million_m3_After Competition Groups_31 | Minimize Hot and Warm Clothes Wash | 0.03632% | 0 | 0.59039 | Residential_2035_Achievable_million_m3_After Competition Groups_Minimize Hot and Warm Clothes Wash
Residential | Res ¦ Drain Water Heat Recovery | 2035 | Economic | million_m3 | After Competition Groups | 1.1939 | 1285570.1908 | 1.2856 | 3427.7598 | 0.0003483 | 28 | Residential_2035_Economic_million_m3_After Competition Groups_28 | Drain Water Heat Recovery | 0.03483% | 1.2856 | 1.1939 | Residential_2035_Economic_million_m3_After Competition Groups_Drain Water Heat Recovery
Residential | Res ¦ Clothes Drying Racks | 2035 | Economic | million_m3 | After Competition Groups | 1.1685 | 764376.543 | 0.76438 | 3427.7598 | 0.00034091 | 29 | Residential_2035_Economic_million_m3_After Competition Groups_29 | Clothes Drying Racks | 0.03409% | 0.76438 | 1.1685 | Residential_2035_Economic_million_m3_After Competition Groups_Clothes Drying Racks
Residential | Res ¦ Clothes Drying Racks | 2035 | Technical | million_m3 | After Competition Groups | 1.1685 | 764376.543 | 0.76438 | 3810.2484 | 0.00030668 | 34 | Residential_2035_Technical_million_m3_After Competition Groups_34 | Clothes Drying Racks | 0.03067% | 0.76438 | 1.1685 | Residential_2035_Technical_million_m3_After Competition Groups_Clothes Drying Racks
Residential | Res ¦ Energy Star Clothes Washer | 2035 | Economic | million_m3 | After Competition Groups | 1.0434 | 192957.1661 | 0.19296 | 3427.7598 | 0.00030439 | 30 | Residential_2035_Economic_million_m3_After Competition Groups_30 | Energy Star Clothes Washer | 0.03044% | 0.19296 | 1.0434 | Residential_2035_Economic_million_m3_After Competition Groups_Energy Star Clothes Washer
Residential | Res ¦ Minimize Hot and Warm Clothes Wash | 2035 | Economic | million_m3 | After Competition Groups | 1.0154 | 0 | 0 | 3427.7598 | 0.00029623 | 31 | Residential_2035_Economic_million_m3_After Competition Groups_31 | Minimize Hot and Warm Clothes Wash | 0.02962% | 0 | 1.0154 | Residential_2035_Economic_million_m3_After Competition Groups_Minimize Hot and Warm Clothes Wash
Residential | Res ¦ Energy Star Clothes Washer | 2035 | Technical | million_m3 | After Competition Groups | 1.0434 | 192957.1661 | 0.19296 | 3810.2484 | 0.00027383 | 35 | Residential_2035_Technical_million_m3_After Competition Groups_35 | Energy Star Clothes Washer | 0.02738% | 0.19296 | 1.0434 | Residential_2035_Technical_million_m3_After Competition Groups_Energy Star Clothes Washer
Residential | Res ¦ Minimize Hot and Warm Clothes Wash | 2035 | Technical | million_m3 | After Competition Groups | 1.0154 | 0 | 0 | 3810.2484 | 0.00026649 | 36 | Residential_2035_Technical_million_m3_After Competition Groups_36 | Minimize Hot and Warm Clothes Wash | 0.02665% | 0 | 1.0154 | Residential_2035_Technical_million_m3_After Competition Groups_Minimize Hot and Warm Clothes Wash
Residential | Res ¦ Solar Water Preheat (Pools/DHW) | 2035 | Technical | million_m3 | After Competition Groups | 0.12119 | 0 | 0 | 3810.2484 | 3.1807e-05 | 37 | Residential_2035_Technical_million_m3_After Competition Groups_37 | Solar Water Preheat (Pools/DHW) | 0.003181% | 0 | 0.12119 | Residential_2035_Technical_million_m3_After Competition Groups_Solar Water Preheat (Pools/DHW)
Residential | Res ¦ Furnace Tune Up | 2035 | Achievable | million_m3 | After Competition Groups | 0 | 0 | 0 | 1625.5193 | 0 | 32 | Residential_2035_Achievable_million_m3_After Competition Groups_32 | Furnace Tune Up | 0% | 0 | 0 | Residential_2035_Achievable_million_m3_After Competition Groups_Furnace Tune Up
Residential | Res ¦ Furnace Tune Up | 2035 | Economic | million_m3 | After Competition Groups | 0 | 0 | 0 | 3427.7598 | 0 | 32 | Residential_2035_Economic_million_m3_After Competition Groups_32 | Furnace Tune Up | 0% | 0 | 0 | Residential_2035_Economic_million_m3_After Competition Groups_Furnace Tune Up
Residential | Res ¦ Tankless Water Heater | 2035 | Achievable | million_m3 | After Competition Groups | 0 | 0 | 0 | 1625.5193 | 0 | 33 | Residential_2035_Achievable_million_m3_After Competition Groups_33 | Tankless Water Heater | 0% | 0 | 0 | Residential_2035_Achievable_million_m3_After Competition Groups_Tankless Water Heater
Residential | Res ¦ Tankless Water Heater | 2035 | Economic | million_m3 | After Competition Groups | 0 | 0 | 0 | 3427.7598 | 0 | 33 | Residential_2035_Economic_million_m3_After Competition Groups_33 | Tankless Water Heater | 0% | 0 | 0 | Residential_2035_Economic_million_m3_After Competition Groups_Tankless Water Heater
Residential | Res ¦ Air Sealing | 2036 | Economic | million_m3 | After Competition Groups | 592.0762 | 38735834.225 | 38.7358 | 3441.7968 | 0.17203 | 1 | Residential_2036_Economic_million_m3_After Competition Groups_1 | Air Sealing | 17.2% | 38.7358 | 592.0762 | Residential_2036_Economic_million_m3_After Competition Groups_Air Sealing
Residential | Res ¦ Air Sealing | 2036 | Technical | million_m3 | After Competition Groups | 592.0762 | 38735834.225 | 38.7358 | 3823.6935 | 0.15484 | 1 | Residential_2036_Technical_million_m3_After Competition Groups_1 | Air Sealing | 15.48% | 38.7358 | 592.0762 | Residential_2036_Technical_million_m3_After Competition Groups_Air Sealing
Residential | Res ¦ Adaptive Thermostat | 2036 | Economic | million_m3 | After Competition Groups | 523.2692 | 36825050.5798 | 36.8251 | 3441.7968 | 0.15203 | 2 | Residential_2036_Economic_million_m3_After Competition Groups_2 | Adaptive Thermostat | 15.2% | 36.8251 | 523.2692 | Residential_2036_Economic_million_m3_After Competition Groups_Adaptive Thermostat
Residential | Res ¦ Adaptive Thermostat | 2036 | Technical | million_m3 | After Competition Groups | 523.2692 | 36825050.5798 | 36.8251 | 3823.6935 | 0.13685 | 2 | Residential_2036_Technical_million_m3_After Competition Groups_2 | Adaptive Thermostat | 13.68% | 36.8251 | 523.2692 | Residential_2036_Technical_million_m3_After Competition Groups_Adaptive Thermostat
Residential | Res ¦ Comprehensive Draft Proofing | 2036 | Achievable | million_m3 | After Competition Groups | 187.5312 | 447922.8342 | 0.44792 | 1756.4109 | 0.10677 | 1 | Residential_2036_Achievable_million_m3_After Competition Groups_1 | Comprehensive Draft Proofing | 10.68% | 0.44792 | 187.5312 | Residential_2036_Achievable_million_m3_After Competition Groups_Comprehensive Draft Proofing
Residential | Res ¦ Adaptive Thermostat | 2036 | Achievable | million_m3 | After Competition Groups | 185.5102 | 36825050.5798 | 36.8251 | 1756.4109 | 0.10562 | 2 | Residential_2036_Achievable_million_m3_After Competition Groups_2 | Adaptive Thermostat | 10.56% | 36.8251 | 185.5102 | Residential_2036_Achievable_million_m3_After Competition Groups_Adaptive Thermostat
Residential | Res ¦ Air Sealing | 2036 | Achievable | million_m3 | After Competition Groups | 176.1924 | 38735834.225 | 38.7358 | 1756.4109 | 0.10031 | 3 | Residential_2036_Achievable_million_m3_After Competition Groups_3 | Air Sealing | 10.03% | 38.7358 | 176.1924 | Residential_2036_Achievable_million_m3_After Competition Groups_Air Sealing
Residential | Res ¦ Energy Star Windows | 2036 | Achievable | million_m3 | After Competition Groups | 155.2518 | 219036742.5725 | 219.0367 | 1756.4109 | 0.088391 | 4 | Residential_2036_Achievable_million_m3_After Competition Groups_4 | Energy Star Windows | 8.839% | 219.0367 | 155.2518 | Residential_2036_Achievable_million_m3_After Competition Groups_Energy Star Windows
Residential | Res ¦ DHW Recirculation Systems | 2036 | Achievable | million_m3 | After Competition Groups | 143.3068 | 18610485.292 | 18.6105 | 1756.4109 | 0.081591 | 5 | Residential_2036_Achievable_million_m3_After Competition Groups_5 | DHW Recirculation Systems | 8.159% | 18.6105 | 143.3068 | Residential_2036_Achievable_million_m3_After Competition Groups_DHW Recirculation Systems
Residential | Res ¦ Condensing Storage Water Heater | 2036 | Achievable | million_m3 | After Competition Groups | 118.0003 | 99844381.6822 | 99.8444 | 1756.4109 | 0.067183 | 6 | Residential_2036_Achievable_million_m3_After Competition Groups_6 | Condensing Storage Water Heater | 6.718% | 99.8444 | 118.0003 | Residential_2036_Achievable_million_m3_After Competition Groups_Condensing Storage Water Heater
Residential | Res ¦ Energy Star Windows | 2036 | Economic | million_m3 | After Competition Groups | 225.0771 | 219036742.5725 | 219.0367 | 3441.7968 | 0.065395 | 3 | Residential_2036_Economic_million_m3_After Competition Groups_3 | Energy Star Windows | 6.54% | 219.0367 | 225.0771 | Residential_2036_Economic_million_m3_After Competition Groups_Energy Star Windows
Residential | Res ¦ Condensing Storage Water Heater | 2036 | Economic | million_m3 | After Competition Groups | 212.4564 | 99844381.6822 | 99.8444 | 3441.7968 | 0.061728 | 4 | Residential_2036_Economic_million_m3_After Competition Groups_4 | Condensing Storage Water Heater | 6.173% | 99.8444 | 212.4564 | Residential_2036_Economic_million_m3_After Competition Groups_Condensing Storage Water Heater
Residential | Res ¦ Energy Star Windows | 2036 | Technical | million_m3 | After Competition Groups | 225.0771 | 219036742.5725 | 219.0367 | 3823.6935 | 0.058864 | 3 | Residential_2036_Technical_million_m3_After Competition Groups_3 | Energy Star Windows | 5.886% | 219.0367 | 225.0771 | Residential_2036_Technical_million_m3_After Competition Groups_Energy Star Windows
Residential | Res ¦ Condensing Boiler | 2036 | Achievable | million_m3 | After Competition Groups | 102.5478 | 36661556.3518 | 36.6616 | 1756.4109 | 0.058385 | 7 | Residential_2036_Achievable_million_m3_After Competition Groups_7 | Condensing Boiler | 5.838% | 36.6616 | 102.5478 | Residential_2036_Achievable_million_m3_After Competition Groups_Condensing Boiler
Residential | Res ¦ Condensing Storage Water Heater | 2036 | Technical | million_m3 | After Competition Groups | 212.4564 | 99844381.6822 | 99.8444 | 3823.6935 | 0.055563 | 4 | Residential_2036_Technical_million_m3_After Competition Groups_4 | Condensing Storage Water Heater | 5.556% | 99.8444 | 212.4564 | Residential_2036_Technical_million_m3_After Competition Groups_Condensing Storage Water Heater
Residential | Res ¦ High Efficiency Condensing Furnace | 2036 | Achievable | million_m3 | After Competition Groups | 96.7081 | 33356321.2254 | 33.3563 | 1756.4109 | 0.05506 | 8 | Residential_2036_Achievable_million_m3_After Competition Groups_8 | High Efficiency Condensing Furnace | 5.506% | 33.3563 | 96.7081 | Residential_2036_Achievable_million_m3_After Competition Groups_High Efficiency Condensing Furnace
Residential | Res ¦ Comprehensive Draft Proofing | 2036 | Economic | million_m3 | After Competition Groups | 179.3837 | 447922.8342 | 0.44792 | 3441.7968 | 0.052119 | 5 | Residential_2036_Economic_million_m3_After Competition Groups_5 | Comprehensive Draft Proofing | 5.212% | 0.44792 | 179.3837 | Residential_2036_Economic_million_m3_After Competition Groups_Comprehensive Draft Proofing
Residential | Res ¦ High Efficiency Fireplace with Pilotless Ignition | 2036 | Achievable | million_m3 | After Competition Groups | 89.7 | 5810893.8601 | 5.8109 | 1756.4109 | 0.05107 | 9 | Residential_2036_Achievable_million_m3_After Competition Groups_9 | High Efficiency Fireplace with Pilotless Ignition | 5.107% | 5.8109 | 89.7 | Residential_2036_Achievable_million_m3_After Competition Groups_High Efficiency Fireplace with Pilotless Ignition
Residential | Res ¦ Wall Insulation | 2036 | Economic | million_m3 | After Competition Groups | 163.7839 | 48582572.1182 | 48.5826 | 3441.7968 | 0.047587 | 6 | Residential_2036_Economic_million_m3_After Competition Groups_6 | Wall Insulation | 4.759% | 48.5826 | 163.7839 | Residential_2036_Economic_million_m3_After Competition Groups_Wall Insulation
Residential | Res ¦ Comprehensive Draft Proofing | 2036 | Technical | million_m3 | After Competition Groups | 179.3837 | 447922.8342 | 0.44792 | 3823.6935 | 0.046914 | 5 | Residential_2036_Technical_million_m3_After Competition Groups_5 | Comprehensive Draft Proofing | 4.691% | 0.44792 | 179.3837 | Residential_2036_Technical_million_m3_After Competition Groups_Comprehensive Draft Proofing
Residential | Res ¦ Tankless Water Heater | 2036 | Technical | million_m3 | After Competition Groups | 177.2625 | 0 | 0 | 3823.6935 | 0.046359 | 6 | Residential_2036_Technical_million_m3_After Competition Groups_6 | Tankless Water Heater | 4.636% | 0 | 177.2625 | Residential_2036_Technical_million_m3_After Competition Groups_Tankless Water Heater
Residential | Res ¦ Advanced BAS/Controllers | 2036 | Achievable | million_m3 | After Competition Groups | 78.214 | 398197.0798 | 0.3982 | 1756.4109 | 0.044531 | 10 | Residential_2036_Achievable_million_m3_After Competition Groups_10 | Advanced BAS/Controllers | 4.453% | 0.3982 | 78.214 | Residential_2036_Achievable_million_m3_After Competition Groups_Advanced BAS/Controllers
Residential | Res ¦ Wall Insulation | 2036 | Technical | million_m3 | After Competition Groups | 163.7839 | 48582572.1182 | 48.5826 | 3823.6935 | 0.042834 | 7 | Residential_2036_Technical_million_m3_After Competition Groups_7 | Wall Insulation | 4.283% | 48.5826 | 163.7839 | Residential_2036_Technical_million_m3_After Competition Groups_Wall Insulation
Residential | Res ¦ Attic Insulation | 2036 | Economic | million_m3 | After Competition Groups | 144.5775 | 8700877.5667 | 8.7009 | 3441.7968 | 0.042006 | 7 | Residential_2036_Economic_million_m3_After Competition Groups_7 | Attic Insulation | 4.201% | 8.7009 | 144.5775 | Residential_2036_Economic_million_m3_After Competition Groups_Attic Insulation
Residential | Res ¦ Condensing Boiler | 2036 | Economic | million_m3 | After Competition Groups | 140.6336 | 36661556.3518 | 36.6616 | 3441.7968 | 0.040861 | 8 | Residential_2036_Economic_million_m3_After Competition Groups_8 | Condensing Boiler | 4.086% | 36.6616 | 140.6336 | Residential_2036_Economic_million_m3_After Competition Groups_Condensing Boiler
Residential | Res ¦ DHW Recirculation Systems | 2036 | Economic | million_m3 | After Competition Groups | 137.1071 | 18610485.292 | 18.6105 | 3441.7968 | 0.039836 | 9 | Residential_2036_Economic_million_m3_After Competition Groups_9 | DHW Recirculation Systems | 3.984% | 18.6105 | 137.1071 | Residential_2036_Economic_million_m3_After Competition Groups_DHW Recirculation Systems
Residential | Res ¦ Attic Insulation | 2036 | Technical | million_m3 | After Competition Groups | 144.5775 | 8700877.5667 | 8.7009 | 3823.6935 | 0.037811 | 8 | Residential_2036_Technical_million_m3_After Competition Groups_8 | Attic Insulation | 3.781% | 8.7009 | 144.5775 | Residential_2036_Technical_million_m3_After Competition Groups_Attic Insulation
Residential | Res ¦ Building Recommissioning, Operations and Maintenance (O&M) Improvements | 2036 | Achievable | million_m3 | After Competition Groups | 64.7143 | 318590.8813 | 0.31859 | 1756.4109 | 0.036845 | 11 | Residential_2036_Achievable_million_m3_After Competition Groups_11 | Building Recommissioning, Operations and Maintenance (O&M) Improvements | 3.684% | 0.31859 | 64.7143 | Residential_2036_Achievable_million_m3_After Competition Groups_Building Recommissioning, Operations and Maintenance (O&M) Improvements
Residential | Res ¦ Condensing Boiler | 2036 | Technical | million_m3 | After Competition Groups | 140.6336 | 36661556.3518 | 36.6616 | 3823.6935 | 0.03678 | 9 | Residential_2036_Technical_million_m3_After Competition Groups_9 | Condensing Boiler | 3.678% | 36.6616 | 140.6336 | Residential_2036_Technical_million_m3_After Competition Groups_Condensing Boiler
Residential | Res ¦ DHW Recirculation Systems | 2036 | Technical | million_m3 | After Competition Groups | 137.1071 | 18610485.292 | 18.6105 | 3823.6935 | 0.035857 | 10 | Residential_2036_Technical_million_m3_After Competition Groups_10 | DHW Recirculation Systems | 3.586% | 18.6105 | 137.1071 | Residential_2036_Technical_million_m3_After Competition Groups_DHW Recirculation Systems
Residential | Res ¦ Basement or Crawlspace Insulation | 2036 | Economic | million_m3 | After Competition Groups | 122.8654 | 41351516.6578 | 41.3515 | 3441.7968 | 0.035698 | 10 | Residential_2036_Economic_million_m3_After Competition Groups_10 | Basement or Crawlspace Insulation | 3.57% | 41.3515 | 122.8654 | Residential_2036_Economic_million_m3_After Competition Groups_Basement or Crawlspace Insulation
Residential | Res ¦ Basement Wall Insulation | 2036 | Economic | million_m3 | After Competition Groups | 120.2891 | 5334023.3434 | 5.334 | 3441.7968 | 0.034949 | 11 | Residential_2036_Economic_million_m3_After Competition Groups_11 | Basement Wall Insulation | 3.495% | 5.334 | 120.2891 | Residential_2036_Economic_million_m3_After Competition Groups_Basement Wall Insulation
Residential | Res ¦ Heat Recovery Ventilator | 2036 | Economic | million_m3 | After Competition Groups | 117.0228 | 1781394.2518 | 1.7814 | 3441.7968 | 0.034 | 12 | Residential_2036_Economic_million_m3_After Competition Groups_12 | Heat Recovery Ventilator | 3.4% | 1.7814 | 117.0228 | Residential_2036_Economic_million_m3_After Competition Groups_Heat Recovery Ventilator
Residential | Res ¦ High Efficiency Condensing Furnace | 2036 | Economic | million_m3 | After Competition Groups | 115.6744 | 33356321.2254 | 33.3563 | 3441.7968 | 0.033609 | 13 | Residential_2036_Economic_million_m3_After Competition Groups_13 | High Efficiency Condensing Furnace | 3.361% | 33.3563 | 115.6744 | Residential_2036_Economic_million_m3_After Competition Groups_High Efficiency Condensing Furnace
Residential | Res ¦ High Efficiency Fireplace with Pilotless Ignition | 2036 | Economic | million_m3 | After Competition Groups | 113.5309 | 5810893.8601 | 5.8109 | 3441.7968 | 0.032986 | 14 | Residential_2036_Economic_million_m3_After Competition Groups_14 | High Efficiency Fireplace with Pilotless Ignition | 3.299% | 5.8109 | 113.5309 | Residential_2036_Economic_million_m3_After Competition Groups_High Efficiency Fireplace with Pilotless Ignition
Residential | Res ¦ Basement or Crawlspace Insulation | 2036 | Technical | million_m3 | After Competition Groups | 122.8654 | 41351516.6578 | 41.3515 | 3823.6935 | 0.032133 | 11 | Residential_2036_Technical_million_m3_After Competition Groups_11 | Basement or Crawlspace Insulation | 3.213% | 41.3515 | 122.8654 | Residential_2036_Technical_million_m3_After Competition Groups_Basement or Crawlspace Insulation
Residential | Res ¦ Basement Wall Insulation | 2036 | Technical | million_m3 | After Competition Groups | 120.2891 | 5334023.3434 | 5.334 | 3823.6935 | 0.031459 | 12 | Residential_2036_Technical_million_m3_After Competition Groups_12 | Basement Wall Insulation | 3.146% | 5.334 | 120.2891 | Residential_2036_Technical_million_m3_After Competition Groups_Basement Wall Insulation
Residential | Res ¦ Heat Recovery Ventilator | 2036 | Technical | million_m3 | After Competition Groups | 117.0228 | 1781394.2518 | 1.7814 | 3823.6935 | 0.030605 | 13 | Residential_2036_Technical_million_m3_After Competition Groups_13 | Heat Recovery Ventilator | 3.06% | 1.7814 | 117.0228 | Residential_2036_Technical_million_m3_After Competition Groups_Heat Recovery Ventilator
Residential | Res ¦ High Efficiency Condensing Furnace | 2036 | Technical | million_m3 | After Competition Groups | 116.015 | 33356321.2254 | 33.3563 | 3823.6935 | 0.030341 | 14 | Residential_2036_Technical_million_m3_After Competition Groups_14 | High Efficiency Condensing Furnace | 3.034% | 33.3563 | 116.015 | Residential_2036_Technical_million_m3_After Competition Groups_High Efficiency Condensing Furnace
Residential | Res ¦ High Efficiency Fireplace with Pilotless Ignition | 2036 | Technical | million_m3 | After Competition Groups | 113.5309 | 5810893.8601 | 5.8109 | 3823.6935 | 0.029691 | 15 | Residential_2036_Technical_million_m3_After Competition Groups_15 | High Efficiency Fireplace with Pilotless Ignition | 2.969% | 5.8109 | 113.5309 | Residential_2036_Technical_million_m3_After Competition Groups_High Efficiency Fireplace with Pilotless Ignition
Residential | Res ¦ Condensing Make Up Air Unit | 2036 | Achievable | million_m3 | After Competition Groups | 51.531 | 5136944.6045 | 5.1369 | 1756.4109 | 0.029339 | 12 | Residential_2036_Achievable_million_m3_After Competition Groups_12 | Condensing Make Up Air Unit | 2.934% | 5.1369 | 51.531 | Residential_2036_Achievable_million_m3_After Competition Groups_Condensing Make Up Air Unit
Residential | Res ¦ Wall Insulation | 2036 | Achievable | million_m3 | After Competition Groups | 48.6926 | 48582572.1182 | 48.5826 | 1756.4109 | 0.027723 | 13 | Residential_2036_Achievable_million_m3_After Competition Groups_13 | Wall Insulation | 2.772% | 48.5826 | 48.6926 | Residential_2036_Achievable_million_m3_After Competition Groups_Wall Insulation
Residential | Res ¦ High Efficiency Storage Water Heater | 2036 | Economic | million_m3 | After Competition Groups | 85.4424 | 28887550.8694 | 28.8876 | 3441.7968 | 0.024825 | 15 | Residential_2036_Economic_million_m3_After Competition Groups_15 | High Efficiency Storage Water Heater | 2.482% | 28.8876 | 85.4424 | Residential_2036_Economic_million_m3_After Competition Groups_High Efficiency Storage Water Heater
Residential | Res ¦ Attic Insulation | 2036 | Achievable | million_m3 | After Competition Groups | 43.0247 | 8700877.5667 | 8.7009 | 1756.4109 | 0.024496 | 14 | Residential_2036_Achievable_million_m3_After Competition Groups_14 | Attic Insulation | 2.45% | 8.7009 | 43.0247 | Residential_2036_Achievable_million_m3_After Competition Groups_Attic Insulation
Residential | Res ¦ Condensing Make Up Air Unit | 2036 | Economic | million_m3 | After Competition Groups | 79.0538 | 5136944.6045 | 5.1369 | 3441.7968 | 0.022969 | 16 | Residential_2036_Economic_million_m3_After Competition Groups_16 | Condensing Make Up Air Unit | 2.297% | 5.1369 | 79.0538 | Residential_2036_Economic_million_m3_After Competition Groups_Condensing Make Up Air Unit
Residential | Res ¦ Window Film | 2036 | Technical | million_m3 | After Competition Groups | 84.4604 | 0 | 0 | 3823.6935 | 0.022089 | 16 | Residential_2036_Technical_million_m3_After Competition Groups_16 | Window Film | 2.209% | 0 | 84.4604 | Residential_2036_Technical_million_m3_After Competition Groups_Window Film
Residential | Res ¦ Advanced BAS/Controllers | 2036 | Economic | million_m3 | After Competition Groups | 74.8164 | 398197.0798 | 0.3982 | 3441.7968 | 0.021738 | 17 | Residential_2036_Economic_million_m3_After Competition Groups_17 | Advanced BAS/Controllers | 2.174% | 0.3982 | 74.8164 | Residential_2036_Economic_million_m3_After Competition Groups_Advanced BAS/Controllers
Residential | Res ¦ Furnace Tune Up | 2036 | Technical | million_m3 | After Competition Groups | 81.8273 | 0 | 0 | 3823.6935 | 0.0214 | 17 | Residential_2036_Technical_million_m3_After Competition Groups_17 | Furnace Tune Up | 2.14% | 0 | 81.8273 | Residential_2036_Technical_million_m3_After Competition Groups_Furnace Tune Up
Residential | Res ¦ Condensing Make Up Air Unit | 2036 | Technical | million_m3 | After Competition Groups | 79.0538 | 5136944.6045 | 5.1369 | 3823.6935 | 0.020675 | 18 | Residential_2036_Technical_million_m3_After Competition Groups_18 | Condensing Make Up Air Unit | 2.067% | 5.1369 | 79.0538 | Residential_2036_Technical_million_m3_After Competition Groups_Condensing Make Up Air Unit
Residential | Res ¦ Basement Wall Insulation | 2036 | Achievable | million_m3 | After Competition Groups | 35.7993 | 5334023.3434 | 5.334 | 1756.4109 | 0.020382 | 15 | Residential_2036_Achievable_million_m3_After Competition Groups_15 | Basement Wall Insulation | 2.038% | 5.334 | 35.7993 | Residential_2036_Achievable_million_m3_After Competition Groups_Basement Wall Insulation
Residential | Res ¦ Advanced BAS/Controllers | 2036 | Technical | million_m3 | After Competition Groups | 74.8164 | 398197.0798 | 0.3982 | 3823.6935 | 0.019567 | 19 | Residential_2036_Technical_million_m3_After Competition Groups_19 | Advanced BAS/Controllers | 1.957% | 0.3982 | 74.8164 | Residential_2036_Technical_million_m3_After Competition Groups_Advanced BAS/Controllers
Residential | Res ¦ Building Recommissioning, Operations and Maintenance (O&M) Improvements | 2036 | Economic | million_m3 | After Competition Groups | 61.9028 | 318590.8813 | 0.31859 | 3441.7968 | 0.017986 | 18 | Residential_2036_Economic_million_m3_After Competition Groups_18 | Building Recommissioning, Operations and Maintenance (O&M) Improvements | 1.799% | 0.31859 | 61.9028 | Residential_2036_Economic_million_m3_After Competition Groups_Building Recommissioning, Operations and Maintenance (O&M) Improvements
Residential | Res ¦ High Efficiency Storage Water Heater | 2036 | Achievable | million_m3 | After Competition Groups | 28.9386 | 28887550.8694 | 28.8876 | 1756.4109 | 0.016476 | 16 | Residential_2036_Achievable_million_m3_After Competition Groups_16 | High Efficiency Storage Water Heater | 1.648% | 28.8876 | 28.9386 | Residential_2036_Achievable_million_m3_After Competition Groups_High Efficiency Storage Water Heater
Residential | Res ¦ Building Recommissioning, Operations and Maintenance (O&M) Improvements | 2036 | Technical | million_m3 | After Competition Groups | 61.9028 | 318590.8813 | 0.31859 | 3823.6935 | 0.016189 | 20 | Residential_2036_Technical_million_m3_After Competition Groups_20 | Building Recommissioning, Operations and Maintenance (O&M) Improvements | 1.619% | 0.31859 | 61.9028 | Residential_2036_Technical_million_m3_After Competition Groups_Building Recommissioning, Operations and Maintenance (O&M) Improvements
Residential | Res ¦ Ceiling Insulation | 2036 | Technical | million_m3 | After Competition Groups | 60.7732 | 2027979.5268 | 2.028 | 3823.6935 | 0.015894 | 21 | Residential_2036_Technical_million_m3_After Competition Groups_21 | Ceiling Insulation | 1.589% | 2.028 | 60.7732 | Residential_2036_Technical_million_m3_After Competition Groups_Ceiling Insulation
Residential | Res ¦ Demand Control Ventilation | 2036 | Achievable | million_m3 | After Competition Groups | 27.3241 | 444896.9553 | 0.4449 | 1756.4109 | 0.015557 | 17 | Residential_2036_Achievable_million_m3_After Competition Groups_17 | Demand Control Ventilation | 1.556% | 0.4449 | 27.3241 | Residential_2036_Achievable_million_m3_After Competition Groups_Demand Control Ventilation
Residential | Res ¦ Duct Insulation MF | 2036 | Economic | million_m3 | After Competition Groups | 48.8897 | 6740618.8859 | 6.7406 | 3441.7968 | 0.014205 | 19 | Residential_2036_Economic_million_m3_After Competition Groups_19 | Duct Insulation MF | 1.42% | 6.7406 | 48.8897 | Residential_2036_Economic_million_m3_After Competition Groups_Duct Insulation MF
Residential | Res ¦ Basement or Crawlspace Insulation | 2036 | Achievable | million_m3 | After Competition Groups | 24.5094 | 41351516.6578 | 41.3515 | 1756.4109 | 0.013954 | 18 | Residential_2036_Achievable_million_m3_After Competition Groups_18 | Basement or Crawlspace Insulation | 1.395% | 41.3515 | 24.5094 | Residential_2036_Achievable_million_m3_After Competition Groups_Basement or Crawlspace Insulation
Residential | Res ¦ Floor Insulation | 2036 | Economic | million_m3 | After Competition Groups | 47.1495 | 9409433.4159 | 9.4094 | 3441.7968 | 0.013699 | 20 | Residential_2036_Economic_million_m3_After Competition Groups_20 | Floor Insulation | 1.37% | 9.4094 | 47.1495 | Residential_2036_Economic_million_m3_After Competition Groups_Floor Insulation
Residential | Res ¦ Duct Insulation | 2036 | Economic | million_m3 | After Competition Groups | 45.035 | 9880058.9953 | 9.8801 | 3441.7968 | 0.013085 | 21 | Residential_2036_Economic_million_m3_After Competition Groups_21 | Duct Insulation | 1.308% | 9.8801 | 45.035 | Residential_2036_Economic_million_m3_After Competition Groups_Duct Insulation
Residential | Res ¦ Duct Insulation MF | 2036 | Technical | million_m3 | After Competition Groups | 48.8897 | 6740618.8859 | 6.7406 | 3823.6935 | 0.012786 | 22 | Residential_2036_Technical_million_m3_After Competition Groups_22 | Duct Insulation MF | 1.279% | 6.7406 | 48.8897 | Residential_2036_Technical_million_m3_After Competition Groups_Duct Insulation MF
Residential | Res ¦ Floor Insulation | 2036 | Technical | million_m3 | After Competition Groups | 47.1495 | 9409433.4159 | 9.4094 | 3823.6935 | 0.012331 | 23 | Residential_2036_Technical_million_m3_After Competition Groups_23 | Floor Insulation | 1.233% | 9.4094 | 47.1495 | Residential_2036_Technical_million_m3_After Competition Groups_Floor Insulation
Residential | Res ¦ Duct Insulation | 2036 | Technical | million_m3 | After Competition Groups | 45.035 | 9880058.9953 | 9.8801 | 3823.6935 | 0.011778 | 24 | Residential_2036_Technical_million_m3_After Competition Groups_24 | Duct Insulation | 1.178% | 9.8801 | 45.035 | Residential_2036_Technical_million_m3_After Competition Groups_Duct Insulation
Residential | Res ¦ Demand Control Ventilation | 2036 | Economic | million_m3 | After Competition Groups | 33.4855 | 444896.9553 | 0.4449 | 3441.7968 | 0.0097291 | 22 | Residential_2036_Economic_million_m3_After Competition Groups_22 | Demand Control Ventilation | 0.9729% | 0.4449 | 33.4855 | Residential_2036_Economic_million_m3_After Competition Groups_Demand Control Ventilation
Residential | Res ¦ Pool Cover | 2036 | Achievable | million_m3 | After Competition Groups | 15.6008 | 1183416.9339 | 1.1834 | 1756.4109 | 0.0088822 | 19 | Residential_2036_Achievable_million_m3_After Competition Groups_19 | Pool Cover | 0.8882% | 1.1834 | 15.6008 | Residential_2036_Achievable_million_m3_After Competition Groups_Pool Cover
Residential | Res ¦ Heat Recovery Ventilator | 2036 | Achievable | million_m3 | After Competition Groups | 15.5597 | 1781394.2518 | 1.7814 | 1756.4109 | 0.0088588 | 20 | Residential_2036_Achievable_million_m3_After Competition Groups_20 | Heat Recovery Ventilator | 0.8859% | 1.7814 | 15.5597 | Residential_2036_Achievable_million_m3_After Competition Groups_Heat Recovery Ventilator
Residential | Res ¦ Demand Control Ventilation | 2036 | Technical | million_m3 | After Competition Groups | 33.4855 | 444896.9553 | 0.4449 | 3823.6935 | 0.0087574 | 25 | Residential_2036_Technical_million_m3_After Competition Groups_25 | Demand Control Ventilation | 0.8757% | 0.4449 | 33.4855 | Residential_2036_Technical_million_m3_After Competition Groups_Demand Control Ventilation
Residential | Res ¦ Duct Insulation MF | 2036 | Achievable | million_m3 | After Competition Groups | 14.546 | 6740618.8859 | 6.7406 | 1756.4109 | 0.0082816 | 21 | Residential_2036_Achievable_million_m3_After Competition Groups_21 | Duct Insulation MF | 0.8282% | 6.7406 | 14.546 | Residential_2036_Achievable_million_m3_After Competition Groups_Duct Insulation MF
Residential | Res ¦ Floor Insulation | 2036 | Achievable | million_m3 | After Competition Groups | 14.0221 | 9409433.4159 | 9.4094 | 1756.4109 | 0.0079834 | 22 | Residential_2036_Achievable_million_m3_After Competition Groups_22 | Floor Insulation | 0.7983% | 9.4094 | 14.0221 | Residential_2036_Achievable_million_m3_After Competition Groups_Floor Insulation
Residential | Res ¦ Duct Insulation | 2036 | Achievable | million_m3 | After Competition Groups | 13.3837 | 9880058.9953 | 9.8801 | 1756.4109 | 0.0076199 | 23 | Residential_2036_Achievable_million_m3_After Competition Groups_23 | Duct Insulation | 0.762% | 9.8801 | 13.3837 | Residential_2036_Achievable_million_m3_After Competition Groups_Duct Insulation
Residential | Res ¦ Early Hot Water Heater Replacement | 2036 | Technical | million_m3 | After Competition Groups | 26.895 | 0 | 0 | 3823.6935 | 0.0070338 | 26 | Residential_2036_Technical_million_m3_After Competition Groups_26 | Early Hot Water Heater Replacement | 0.7034% | 0 | 26.895 | Residential_2036_Technical_million_m3_After Competition Groups_Early Hot Water Heater Replacement
Residential | Res ¦ Home Energy Reports | 2036 | Achievable | million_m3 | After Competition Groups | 11.9547 | 10100515.222 | 10.1005 | 1756.4109 | 0.0068063 | 24 | Residential_2036_Achievable_million_m3_After Competition Groups_24 | Home Energy Reports | 0.6806% | 10.1005 | 11.9547 | Residential_2036_Achievable_million_m3_After Competition Groups_Home Energy Reports
Residential | Res ¦ Home Energy Reports | 2036 | Technical | million_m3 | After Competition Groups | 24.6527 | 10100515.222 | 10.1005 | 3823.6935 | 0.0064473 | 27 | Residential_2036_Technical_million_m3_After Competition Groups_27 | Home Energy Reports | 0.6447% | 10.1005 | 24.6527 | Residential_2036_Technical_million_m3_After Competition Groups_Home Energy Reports
Residential | Res ¦ Drain Water Heat Recovery | 2036 | Technical | million_m3 | After Competition Groups | 22.938 | 1199437.2438 | 1.1994 | 3823.6935 | 0.0059989 | 28 | Residential_2036_Technical_million_m3_After Competition Groups_28 | Drain Water Heat Recovery | 0.5999% | 1.1994 | 22.938 | Residential_2036_Technical_million_m3_After Competition Groups_Drain Water Heat Recovery
Residential | Res ¦ Home Energy Reports | 2036 | Economic | million_m3 | After Competition Groups | 19.1305 | 10100515.222 | 10.1005 | 3441.7968 | 0.0055583 | 23 | Residential_2036_Economic_million_m3_After Competition Groups_23 | Home Energy Reports | 0.5558% | 10.1005 | 19.1305 | Residential_2036_Economic_million_m3_After Competition Groups_Home Energy Reports
Residential | Res ¦ Pool Cover | 2036 | Economic | million_m3 | After Competition Groups | 14.9248 | 1183416.9339 | 1.1834 | 3441.7968 | 0.0043363 | 24 | Residential_2036_Economic_million_m3_After Competition Groups_24 | Pool Cover | 0.4336% | 1.1834 | 14.9248 | Residential_2036_Economic_million_m3_After Competition Groups_Pool Cover
Residential | Res ¦ Water Heater Temperature Setback | 2036 | Achievable | million_m3 | After Competition Groups | 7.0011 | 132944.3138 | 0.13294 | 1756.4109 | 0.003986 | 25 | Residential_2036_Achievable_million_m3_After Competition Groups_25 | Water Heater Temperature Setback | 0.3986% | 0.13294 | 7.0011 | Residential_2036_Achievable_million_m3_After Competition Groups_Water Heater Temperature Setback
Residential | Res ¦ Pool Cover | 2036 | Technical | million_m3 | After Competition Groups | 14.9248 | 1183416.9339 | 1.1834 | 3823.6935 | 0.0039032 | 29 | Residential_2036_Technical_million_m3_After Competition Groups_29 | Pool Cover | 0.3903% | 1.1834 | 14.9248 | Residential_2036_Technical_million_m3_After Competition Groups_Pool Cover
Residential | Res ¦ High Efficiency Gas Pool Heater | 2036 | Technical | million_m3 | After Competition Groups | 11.7367 | 0 | 0 | 3823.6935 | 0.0030695 | 30 | Residential_2036_Technical_million_m3_After Competition Groups_30 | High Efficiency Gas Pool Heater | 0.3069% | 0 | 11.7367 | Residential_2036_Technical_million_m3_After Competition Groups_High Efficiency Gas Pool Heater
Residential | Res ¦ Wall Insulation MF | 2036 | Economic | million_m3 | After Competition Groups | 7.5681 | 131603.7926 | 0.1316 | 3441.7968 | 0.0021989 | 25 | Residential_2036_Economic_million_m3_After Competition Groups_25 | Wall Insulation MF | 0.2199% | 0.1316 | 7.5681 | Residential_2036_Economic_million_m3_After Competition Groups_Wall Insulation MF
Residential | Res ¦ Wall Insulation MF | 2036 | Technical | million_m3 | After Competition Groups | 7.5681 | 131603.7926 | 0.1316 | 3823.6935 | 0.0019793 | 31 | Residential_2036_Technical_million_m3_After Competition Groups_31 | Wall Insulation MF | 0.1979% | 0.1316 | 7.5681 | Residential_2036_Technical_million_m3_After Competition Groups_Wall Insulation MF
Residential | Res ¦ Water Heater Temperature Setback | 2036 | Economic | million_m3 | After Competition Groups | 6.6971 | 132944.3138 | 0.13294 | 3441.7968 | 0.0019458 | 26 | Residential_2036_Economic_million_m3_After Competition Groups_26 | Water Heater Temperature Setback | 0.1946% | 0.13294 | 6.6971 | Residential_2036_Economic_million_m3_After Competition Groups_Water Heater Temperature Setback
Residential | Res ¦ Water Heater Temperature Setback | 2036 | Technical | million_m3 | After Competition Groups | 6.6971 | 132944.3138 | 0.13294 | 3823.6935 | 0.0017515 | 32 | Residential_2036_Technical_million_m3_After Competition Groups_32 | Water Heater Temperature Setback | 0.1751% | 0.13294 | 6.6971 | Residential_2036_Technical_million_m3_After Competition Groups_Water Heater Temperature Setback
Residential | Res ¦ Ceiling Insulation | 2036 | Economic | million_m3 | After Competition Groups | 5.5381 | 2027979.5268 | 2.028 | 3441.7968 | 0.0016091 | 27 | Residential_2036_Economic_million_m3_After Competition Groups_27 | Ceiling Insulation | 0.1609% | 2.028 | 5.5381 | Residential_2036_Economic_million_m3_After Competition Groups_Ceiling Insulation
Residential | Res ¦ Wall Insulation MF | 2036 | Achievable | million_m3 | After Competition Groups | 2.2526 | 131603.7926 | 0.1316 | 1756.4109 | 0.0012825 | 26 | Residential_2036_Achievable_million_m3_After Competition Groups_26 | Wall Insulation MF | 0.1283% | 0.1316 | 2.2526 | Residential_2036_Achievable_million_m3_After Competition Groups_Wall Insulation MF
Residential | Res ¦ Clothes Drying Racks | 2036 | Achievable | million_m3 | After Competition Groups | 1.2014 | 564727.3193 | 0.56473 | 1756.4109 | 0.00068403 | 27 | Residential_2036_Achievable_million_m3_After Competition Groups_27 | Clothes Drying Racks | 0.0684% | 0.56473 | 1.2014 | Residential_2036_Achievable_million_m3_After Competition Groups_Clothes Drying Racks
Residential | Res ¦ Energy Star Clothes Washer | 2036 | Achievable | million_m3 | After Competition Groups | 1.0039 | 183638.8423 | 0.18364 | 1756.4109 | 0.00057154 | 28 | Residential_2036_Achievable_million_m3_After Competition Groups_28 | Energy Star Clothes Washer | 0.05715% | 0.18364 | 1.0039 | Residential_2036_Achievable_million_m3_After Competition Groups_Energy Star Clothes Washer
Residential | Res ¦ Energy Star Clothes Dryer | 2036 | Technical | million_m3 | After Competition Groups | 2.177 | 0 | 0 | 3823.6935 | 0.00056935 | 33 | Residential_2036_Technical_million_m3_After Competition Groups_33 | Energy Star Clothes Dryer | 0.05694% | 0 | 2.177 | Residential_2036_Technical_million_m3_After Competition Groups_Energy Star Clothes Dryer
Residential | Res ¦ Ceiling Insulation | 2036 | Achievable | million_m3 | After Competition Groups | 0.95542 | 2027979.5268 | 2.028 | 1756.4109 | 0.00054396 | 29 | Residential_2036_Achievable_million_m3_After Competition Groups_29 | Ceiling Insulation | 0.0544% | 2.028 | 0.95542 | Residential_2036_Achievable_million_m3_After Competition Groups_Ceiling Insulation
Residential | Res ¦ Drain Water Heat Recovery | 2036 | Achievable | million_m3 | After Competition Groups | 0.79706 | 1199437.2438 | 1.1994 | 1756.4109 | 0.0004538 | 30 | Residential_2036_Achievable_million_m3_After Competition Groups_30 | Drain Water Heat Recovery | 0.04538% | 1.1994 | 0.79706 | Residential_2036_Achievable_million_m3_After Competition Groups_Drain Water Heat Recovery
Residential | Res ¦ Minimize Hot and Warm Clothes Wash | 2036 | Achievable | million_m3 | After Competition Groups | 0.6358 | 0 | 0 | 1756.4109 | 0.00036199 | 31 | Residential_2036_Achievable_million_m3_After Competition Groups_31 | Minimize Hot and Warm Clothes Wash | 0.0362% | 0 | 0.6358 | Residential_2036_Achievable_million_m3_After Competition Groups_Minimize Hot and Warm Clothes Wash
Residential | Res ¦ Drain Water Heat Recovery | 2036 | Economic | million_m3 | After Competition Groups | 1.175 | 1199437.2438 | 1.1994 | 3441.7968 | 0.0003414 | 28 | Residential_2036_Economic_million_m3_After Competition Groups_28 | Drain Water Heat Recovery | 0.03414% | 1.1994 | 1.175 | Residential_2036_Economic_million_m3_After Competition Groups_Drain Water Heat Recovery
Residential | Res ¦ Clothes Drying Racks | 2036 | Economic | million_m3 | After Competition Groups | 1.1501 | 564727.3193 | 0.56473 | 3441.7968 | 0.00033415 | 29 | Residential_2036_Economic_million_m3_After Competition Groups_29 | Clothes Drying Racks | 0.03342% | 0.56473 | 1.1501 | Residential_2036_Economic_million_m3_After Competition Groups_Clothes Drying Racks
Residential | Res ¦ Energy Star Clothes Washer | 2036 | Economic | million_m3 | After Competition Groups | 1.0914 | 183638.8423 | 0.18364 | 3441.7968 | 0.0003171 | 30 | Residential_2036_Economic_million_m3_After Competition Groups_30 | Energy Star Clothes Washer | 0.03171% | 0.18364 | 1.0914 | Residential_2036_Economic_million_m3_After Competition Groups_Energy Star Clothes Washer
Residential | Res ¦ Clothes Drying Racks | 2036 | Technical | million_m3 | After Competition Groups | 1.1501 | 564727.3193 | 0.56473 | 3823.6935 | 0.00030078 | 34 | Residential_2036_Technical_million_m3_After Competition Groups_34 | Clothes Drying Racks | 0.03008% | 0.56473 | 1.1501 | Residential_2036_Technical_million_m3_After Competition Groups_Clothes Drying Racks
Residential | Res ¦ Minimize Hot and Warm Clothes Wash | 2036 | Economic | million_m3 | After Competition Groups | 0.99936 | 0 | 0 | 3441.7968 | 0.00029036 | 31 | Residential_2036_Economic_million_m3_After Competition Groups_31 | Minimize Hot and Warm Clothes Wash | 0.02904% | 0 | 0.99936 | Residential_2036_Economic_million_m3_After Competition Groups_Minimize Hot and Warm Clothes Wash
Residential | Res ¦ Energy Star Clothes Washer | 2036 | Technical | million_m3 | After Competition Groups | 1.0914 | 183638.8423 | 0.18364 | 3823.6935 | 0.00028543 | 35 | Residential_2036_Technical_million_m3_After Competition Groups_35 | Energy Star Clothes Washer | 0.02854% | 0.18364 | 1.0914 | Residential_2036_Technical_million_m3_After Competition Groups_Energy Star Clothes Washer
Residential | Res ¦ Minimize Hot and Warm Clothes Wash | 2036 | Technical | million_m3 | After Competition Groups | 0.99936 | 0 | 0 | 3823.6935 | 0.00026136 | 36 | Residential_2036_Technical_million_m3_After Competition Groups_36 | Minimize Hot and Warm Clothes Wash | 0.02614% | 0 | 0.99936 | Residential_2036_Technical_million_m3_After Competition Groups_Minimize Hot and Warm Clothes Wash
Residential | Res ¦ Solar Water Preheat (Pools/DHW) | 2036 | Technical | million_m3 | After Competition Groups | 0.11928 | 0 | 0 | 3823.6935 | 3.1195e-05 | 37 | Residential_2036_Technical_million_m3_After Competition Groups_37 | Solar Water Preheat (Pools/DHW) | 0.003119% | 0 | 0.11928 | Residential_2036_Technical_million_m3_After Competition Groups_Solar Water Preheat (Pools/DHW)
Residential | Res ¦ Furnace Tune Up | 2036 | Achievable | million_m3 | After Competition Groups | 0 | 0 | 0 | 1756.4109 | 0 | 32 | Residential_2036_Achievable_million_m3_After Competition Groups_32 | Furnace Tune Up | 0% | 0 | 0 | Residential_2036_Achievable_million_m3_After Competition Groups_Furnace Tune Up
Residential | Res ¦ Furnace Tune Up | 2036 | Economic | million_m3 | After Competition Groups | 0 | 0 | 0 | 3441.7968 | 0 | 32 | Residential_2036_Economic_million_m3_After Competition Groups_32 | Furnace Tune Up | 0% | 0 | 0 | Residential_2036_Economic_million_m3_After Competition Groups_Furnace Tune Up
Residential | Res ¦ Tankless Water Heater | 2036 | Achievable | million_m3 | After Competition Groups | 0 | 0 | 0 | 1756.4109 | 0 | 33 | Residential_2036_Achievable_million_m3_After Competition Groups_33 | Tankless Water Heater | 0% | 0 | 0 | Residential_2036_Achievable_million_m3_After Competition Groups_Tankless Water Heater
Residential | Res ¦ Tankless Water Heater | 2036 | Economic | million_m3 | After Competition Groups | 0 | 0 | 0 | 3441.7968 | 0 | 33 | Residential_2036_Economic_million_m3_After Competition Groups_33 | Tankless Water Heater | 0% | 0 | 0 | Residential_2036_Economic_million_m3_After Competition Groups_Tankless Water Heater
Residential | Res ¦ Air Sealing | 2037 | Economic | million_m3 | After Competition Groups | 582.7214 | 40842748.5486 | 40.8427 | 3457.4396 | 0.16854 | 1 | Residential_2037_Economic_million_m3_After Competition Groups_1 | Air Sealing | 16.85% | 40.8427 | 582.7214 | Residential_2037_Economic_million_m3_After Competition Groups_Air Sealing
Residential | Res ¦ Air Sealing | 2037 | Technical | million_m3 | After Competition Groups | 582.7214 | 40842748.5486 | 40.8427 | 3835.6971 | 0.15192 | 1 | Residential_2037_Technical_million_m3_After Competition Groups_1 | Air Sealing | 15.19% | 40.8427 | 582.7214 | Residential_2037_Technical_million_m3_After Competition Groups_Air Sealing
Residential | Res ¦ Adaptive Thermostat | 2037 | Economic | million_m3 | After Competition Groups | 522.6434 | 38453238.9663 | 38.4532 | 3457.4396 | 0.15116 | 2 | Residential_2037_Economic_million_m3_After Competition Groups_2 | Adaptive Thermostat | 15.12% | 38.4532 | 522.6434 | Residential_2037_Economic_million_m3_After Competition Groups_Adaptive Thermostat
Residential | Res ¦ Adaptive Thermostat | 2037 | Technical | million_m3 | After Competition Groups | 522.6434 | 38453238.9663 | 38.4532 | 3835.6971 | 0.13626 | 2 | Residential_2037_Technical_million_m3_After Competition Groups_2 | Adaptive Thermostat | 13.63% | 38.4532 | 522.6434 | Residential_2037_Technical_million_m3_After Competition Groups_Adaptive Thermostat
Residential | Res ¦ Adaptive Thermostat | 2037 | Achievable | million_m3 | After Competition Groups | 203.8288 | 38453238.9663 | 38.4532 | 1883.2374 | 0.10823 | 1 | Residential_2037_Achievable_million_m3_After Competition Groups_1 | Adaptive Thermostat | 10.82% | 38.4532 | 203.8288 | Residential_2037_Achievable_million_m3_After Competition Groups_Adaptive Thermostat
Residential | Res ¦ Air Sealing | 2037 | Achievable | million_m3 | After Competition Groups | 194.9512 | 40842748.5486 | 40.8427 | 1883.2374 | 0.10352 | 2 | Residential_2037_Achievable_million_m3_After Competition Groups_2 | Air Sealing | 10.35% | 40.8427 | 194.9512 | Residential_2037_Achievable_million_m3_After Competition Groups_Air Sealing
Residential | Res ¦ Comprehensive Draft Proofing | 2037 | Achievable | million_m3 | After Competition Groups | 190.4303 | 324137.2266 | 0.32414 | 1883.2374 | 0.10112 | 3 | Residential_2037_Achievable_million_m3_After Competition Groups_3 | Comprehensive Draft Proofing | 10.11% | 0.32414 | 190.4303 | Residential_2037_Achievable_million_m3_After Competition Groups_Comprehensive Draft Proofing
Residential | Res ¦ Energy Star Windows | 2037 | Achievable | million_m3 | After Competition Groups | 170.9491 | 196850519.6696 | 196.8505 | 1883.2374 | 0.090774 | 4 | Residential_2037_Achievable_million_m3_After Competition Groups_4 | Energy Star Windows | 9.077% | 196.8505 | 170.9491 | Residential_2037_Achievable_million_m3_After Competition Groups_Energy Star Windows
Residential | Res ¦ DHW Recirculation Systems | 2037 | Achievable | million_m3 | After Competition Groups | 145.5272 | 13471879.565 | 13.4719 | 1883.2374 | 0.077275 | 5 | Residential_2037_Achievable_million_m3_After Competition Groups_5 | DHW Recirculation Systems | 7.727% | 13.4719 | 145.5272 | Residential_2037_Achievable_million_m3_After Competition Groups_DHW Recirculation Systems
Residential | Res ¦ Condensing Storage Water Heater | 2037 | Achievable | million_m3 | After Competition Groups | 130.9297 | 99396476.6821 | 99.3965 | 1883.2374 | 0.069524 | 6 | Residential_2037_Achievable_million_m3_After Competition Groups_6 | Condensing Storage Water Heater | 6.952% | 99.3965 | 130.9297 | Residential_2037_Achievable_million_m3_After Competition Groups_Condensing Storage Water Heater
Residential | Res ¦ Condensing Storage Water Heater | 2037 | Economic | million_m3 | After Competition Groups | 222.6856 | 99396476.6821 | 99.3965 | 3457.4396 | 0.064408 | 3 | Residential_2037_Economic_million_m3_After Competition Groups_3 | Condensing Storage Water Heater | 6.441% | 99.3965 | 222.6856 | Residential_2037_Economic_million_m3_After Competition Groups_Condensing Storage Water Heater
Residential | Res ¦ Energy Star Windows | 2037 | Economic | million_m3 | After Competition Groups | 221.5209 | 196850519.6696 | 196.8505 | 3457.4396 | 0.064071 | 4 | Residential_2037_Economic_million_m3_After Competition Groups_4 | Energy Star Windows | 6.407% | 196.8505 | 221.5209 | Residential_2037_Economic_million_m3_After Competition Groups_Energy Star Windows
Residential | Res ¦ Condensing Storage Water Heater | 2037 | Technical | million_m3 | After Competition Groups | 222.6856 | 99396476.6821 | 99.3965 | 3835.6971 | 0.058056 | 3 | Residential_2037_Technical_million_m3_After Competition Groups_3 | Condensing Storage Water Heater | 5.806% | 99.3965 | 222.6856 | Residential_2037_Technical_million_m3_After Competition Groups_Condensing Storage Water Heater
Residential | Res ¦ Condensing Boiler | 2037 | Achievable | million_m3 | After Competition Groups | 109.3245 | 33528316.9921 | 33.5283 | 1883.2374 | 0.058051 | 7 | Residential_2037_Achievable_million_m3_After Competition Groups_7 | Condensing Boiler | 5.805% | 33.5283 | 109.3245 | Residential_2037_Achievable_million_m3_After Competition Groups_Condensing Boiler
Residential | Res ¦ Energy Star Windows | 2037 | Technical | million_m3 | After Competition Groups | 221.5209 | 196850519.6696 | 196.8505 | 3835.6971 | 0.057752 | 4 | Residential_2037_Technical_million_m3_After Competition Groups_4 | Energy Star Windows | 5.775% | 196.8505 | 221.5209 | Residential_2037_Technical_million_m3_After Competition Groups_Energy Star Windows
Residential | Res ¦ High Efficiency Condensing Furnace | 2037 | Achievable | million_m3 | After Competition Groups | 102.4654 | 32509275.0251 | 32.5093 | 1883.2374 | 0.054409 | 8 | Residential_2037_Achievable_million_m3_After Competition Groups_8 | High Efficiency Condensing Furnace | 5.441% | 32.5093 | 102.4654 | Residential_2037_Achievable_million_m3_After Competition Groups_High Efficiency Condensing Furnace
Residential | Res ¦ Comprehensive Draft Proofing | 2037 | Economic | million_m3 | After Competition Groups | 176.5495 | 324137.2266 | 0.32414 | 3457.4396 | 0.051064 | 5 | Residential_2037_Economic_million_m3_After Competition Groups_5 | Comprehensive Draft Proofing | 5.106% | 0.32414 | 176.5495 | Residential_2037_Economic_million_m3_After Competition Groups_Comprehensive Draft Proofing
Residential | Res ¦ High Efficiency Fireplace with Pilotless Ignition | 2037 | Achievable | million_m3 | After Competition Groups | 95.6593 | 5688918.3704 | 5.6889 | 1883.2374 | 0.050795 | 9 | Residential_2037_Achievable_million_m3_After Competition Groups_9 | High Efficiency Fireplace with Pilotless Ignition | 5.08% | 5.6889 | 95.6593 | Residential_2037_Achievable_million_m3_After Competition Groups_High Efficiency Fireplace with Pilotless Ignition
Residential | Res ¦ Tankless Water Heater | 2037 | Technical | million_m3 | After Competition Groups | 185.9316 | 21098254.5524 | 21.0983 | 3835.6971 | 0.048474 | 5 | Residential_2037_Technical_million_m3_After Competition Groups_5 | Tankless Water Heater | 4.847% | 21.0983 | 185.9316 | Residential_2037_Technical_million_m3_After Competition Groups_Tankless Water Heater
Residential | Res ¦ Wall Insulation | 2037 | Economic | million_m3 | After Competition Groups | 161.1961 | 51226576.6684 | 51.2266 | 3457.4396 | 0.046623 | 6 | Residential_2037_Economic_million_m3_After Competition Groups_6 | Wall Insulation | 4.662% | 51.2266 | 161.1961 | Residential_2037_Economic_million_m3_After Competition Groups_Wall Insulation
Residential | Res ¦ Comprehensive Draft Proofing | 2037 | Technical | million_m3 | After Competition Groups | 176.5495 | 324137.2266 | 0.32414 | 3835.6971 | 0.046028 | 6 | Residential_2037_Technical_million_m3_After Competition Groups_6 | Comprehensive Draft Proofing | 4.603% | 0.32414 | 176.5495 | Residential_2037_Technical_million_m3_After Competition Groups_Comprehensive Draft Proofing
Residential | Res ¦ Condensing Boiler | 2037 | Economic | million_m3 | After Competition Groups | 145.9983 | 33528316.9921 | 33.5283 | 3457.4396 | 0.042227 | 7 | Residential_2037_Economic_million_m3_After Competition Groups_7 | Condensing Boiler | 4.223% | 33.5283 | 145.9983 | Residential_2037_Economic_million_m3_After Competition Groups_Condensing Boiler
Residential | Res ¦ Advanced BAS/Controllers | 2037 | Achievable | million_m3 | After Competition Groups | 79.4232 | 288156.535 | 0.28816 | 1883.2374 | 0.042174 | 10 | Residential_2037_Achievable_million_m3_After Competition Groups_10 | Advanced BAS/Controllers | 4.217% | 0.28816 | 79.4232 | Residential_2037_Achievable_million_m3_After Competition Groups_Advanced BAS/Controllers
Residential | Res ¦ Wall Insulation | 2037 | Technical | million_m3 | After Competition Groups | 161.1961 | 51226576.6684 | 51.2266 | 3835.6971 | 0.042025 | 7 | Residential_2037_Technical_million_m3_After Competition Groups_7 | Wall Insulation | 4.203% | 51.2266 | 161.1961 | Residential_2037_Technical_million_m3_After Competition Groups_Wall Insulation
Residential | Res ¦ Attic Insulation | 2037 | Economic | million_m3 | After Competition Groups | 142.2932 | 9174129.5051 | 9.1741 | 3457.4396 | 0.041156 | 8 | Residential_2037_Economic_million_m3_After Competition Groups_8 | Attic Insulation | 4.116% | 9.1741 | 142.2932 | Residential_2037_Economic_million_m3_After Competition Groups_Attic Insulation
Residential | Res ¦ DHW Recirculation Systems | 2037 | Economic | million_m3 | After Competition Groups | 134.9408 | 13471879.565 | 13.4719 | 3457.4396 | 0.039029 | 9 | Residential_2037_Economic_million_m3_After Competition Groups_9 | DHW Recirculation Systems | 3.903% | 13.4719 | 134.9408 | Residential_2037_Economic_million_m3_After Competition Groups_DHW Recirculation Systems
Residential | Res ¦ Condensing Boiler | 2037 | Technical | million_m3 | After Competition Groups | 145.9983 | 33528316.9921 | 33.5283 | 3835.6971 | 0.038063 | 8 | Residential_2037_Technical_million_m3_After Competition Groups_8 | Condensing Boiler | 3.806% | 33.5283 | 145.9983 | Residential_2037_Technical_million_m3_After Competition Groups_Condensing Boiler
Residential | Res ¦ Attic Insulation | 2037 | Technical | million_m3 | After Competition Groups | 142.2932 | 9174129.5051 | 9.1741 | 3835.6971 | 0.037097 | 9 | Residential_2037_Technical_million_m3_After Competition Groups_9 | Attic Insulation | 3.71% | 9.1741 | 142.2932 | Residential_2037_Technical_million_m3_After Competition Groups_Attic Insulation
Residential | Res ¦ Heat Recovery Ventilator | 2037 | Economic | million_m3 | After Competition Groups | 123.9581 | 1824218.5841 | 1.8242 | 3457.4396 | 0.035853 | 10 | Residential_2037_Economic_million_m3_After Competition Groups_10 | Heat Recovery Ventilator | 3.585% | 1.8242 | 123.9581 | Residential_2037_Economic_million_m3_After Competition Groups_Heat Recovery Ventilator
Residential | Res ¦ DHW Recirculation Systems | 2037 | Technical | million_m3 | After Competition Groups | 134.9408 | 13471879.565 | 13.4719 | 3835.6971 | 0.03518 | 10 | Residential_2037_Technical_million_m3_After Competition Groups_10 | DHW Recirculation Systems | 3.518% | 13.4719 | 134.9408 | Residential_2037_Technical_million_m3_After Competition Groups_DHW Recirculation Systems
Residential | Res ¦ High Efficiency Condensing Furnace | 2037 | Economic | million_m3 | After Competition Groups | 121.5579 | 32509275.0251 | 32.5093 | 3457.4396 | 0.035158 | 11 | Residential_2037_Economic_million_m3_After Competition Groups_11 | High Efficiency Condensing Furnace | 3.516% | 32.5093 | 121.5579 | Residential_2037_Economic_million_m3_After Competition Groups_High Efficiency Condensing Furnace
Residential | Res ¦ Basement or Crawlspace Insulation | 2037 | Economic | million_m3 | After Competition Groups | 120.9241 | 44486625.9534 | 44.4866 | 3457.4396 | 0.034975 | 12 | Residential_2037_Economic_million_m3_After Competition Groups_12 | Basement or Crawlspace Insulation | 3.498% | 44.4866 | 120.9241 | Residential_2037_Economic_million_m3_After Competition Groups_Basement or Crawlspace Insulation
Residential | Res ¦ Building Recommissioning, Operations and Maintenance (O&M) Improvements | 2037 | Achievable | million_m3 | After Competition Groups | 65.7148 | 230547.2272 | 0.23055 | 1883.2374 | 0.034895 | 11 | Residential_2037_Achievable_million_m3_After Competition Groups_11 | Building Recommissioning, Operations and Maintenance (O&M) Improvements | 3.489% | 0.23055 | 65.7148 | Residential_2037_Achievable_million_m3_After Competition Groups_Building Recommissioning, Operations and Maintenance (O&M) Improvements
Residential | Res ¦ High Efficiency Fireplace with Pilotless Ignition | 2037 | Economic | million_m3 | After Competition Groups | 119.4746 | 5688918.3704 | 5.6889 | 3457.4396 | 0.034556 | 13 | Residential_2037_Economic_million_m3_After Competition Groups_13 | High Efficiency Fireplace with Pilotless Ignition | 3.456% | 5.6889 | 119.4746 | Residential_2037_Economic_million_m3_After Competition Groups_High Efficiency Fireplace with Pilotless Ignition
Residential | Res ¦ Basement Wall Insulation | 2037 | Economic | million_m3 | After Competition Groups | 118.3885 | 5624135.0892 | 5.6241 | 3457.4396 | 0.034242 | 14 | Residential_2037_Economic_million_m3_After Competition Groups_14 | Basement Wall Insulation | 3.424% | 5.6241 | 118.3885 | Residential_2037_Economic_million_m3_After Competition Groups_Basement Wall Insulation
Residential | Res ¦ Heat Recovery Ventilator | 2037 | Technical | million_m3 | After Competition Groups | 123.9581 | 1824218.5841 | 1.8242 | 3835.6971 | 0.032317 | 11 | Residential_2037_Technical_million_m3_After Competition Groups_11 | Heat Recovery Ventilator | 3.232% | 1.8242 | 123.9581 | Residential_2037_Technical_million_m3_After Competition Groups_Heat Recovery Ventilator
Residential | Res ¦ High Efficiency Condensing Furnace | 2037 | Technical | million_m3 | After Competition Groups | 121.9159 | 32509275.0251 | 32.5093 | 3835.6971 | 0.031785 | 12 | Residential_2037_Technical_million_m3_After Competition Groups_12 | High Efficiency Condensing Furnace | 3.178% | 32.5093 | 121.9159 | Residential_2037_Technical_million_m3_After Competition Groups_High Efficiency Condensing Furnace
Residential | Res ¦ Basement or Crawlspace Insulation | 2037 | Technical | million_m3 | After Competition Groups | 120.9241 | 44486625.9534 | 44.4866 | 3835.6971 | 0.031526 | 13 | Residential_2037_Technical_million_m3_After Competition Groups_13 | Basement or Crawlspace Insulation | 3.153% | 44.4866 | 120.9241 | Residential_2037_Technical_million_m3_After Competition Groups_Basement or Crawlspace Insulation
Residential | Res ¦ High Efficiency Fireplace with Pilotless Ignition | 2037 | Technical | million_m3 | After Competition Groups | 119.4746 | 5688918.3704 | 5.6889 | 3835.6971 | 0.031148 | 14 | Residential_2037_Technical_million_m3_After Competition Groups_14 | High Efficiency Fireplace with Pilotless Ignition | 3.115% | 5.6889 | 119.4746 | Residential_2037_Technical_million_m3_After Competition Groups_High Efficiency Fireplace with Pilotless Ignition
Residential | Res ¦ Basement Wall Insulation | 2037 | Technical | million_m3 | After Competition Groups | 118.3885 | 5624135.0892 | 5.6241 | 3835.6971 | 0.030865 | 15 | Residential_2037_Technical_million_m3_After Competition Groups_15 | Basement Wall Insulation | 3.086% | 5.6241 | 118.3885 | Residential_2037_Technical_million_m3_After Competition Groups_Basement Wall Insulation
Residential | Res ¦ Condensing Make Up Air Unit | 2037 | Achievable | million_m3 | After Competition Groups | 56.1218 | 5090999.9443 | 5.091 | 1883.2374 | 0.029801 | 12 | Residential_2037_Achievable_million_m3_After Competition Groups_12 | Condensing Make Up Air Unit | 2.98% | 5.091 | 56.1218 | Residential_2037_Achievable_million_m3_After Competition Groups_Condensing Make Up Air Unit
Residential | Res ¦ Wall Insulation | 2037 | Achievable | million_m3 | After Competition Groups | 53.8765 | 51226576.6684 | 51.2266 | 1883.2374 | 0.028608 | 13 | Residential_2037_Achievable_million_m3_After Competition Groups_13 | Wall Insulation | 2.861% | 51.2266 | 53.8765 | Residential_2037_Achievable_million_m3_After Competition Groups_Wall Insulation
Residential | Res ¦ Attic Insulation | 2037 | Achievable | million_m3 | After Competition Groups | 47.6055 | 9174129.5051 | 9.1741 | 1883.2374 | 0.025279 | 14 | Residential_2037_Achievable_million_m3_After Competition Groups_14 | Attic Insulation | 2.528% | 9.1741 | 47.6055 | Residential_2037_Achievable_million_m3_After Competition Groups_Attic Insulation
Residential | Res ¦ High Efficiency Storage Water Heater | 2037 | Economic | million_m3 | After Competition Groups | 85.4424 | 25094264.0612 | 25.0943 | 3457.4396 | 0.024713 | 15 | Residential_2037_Economic_million_m3_After Competition Groups_15 | High Efficiency Storage Water Heater | 2.471% | 25.0943 | 85.4424 | Residential_2037_Economic_million_m3_After Competition Groups_High Efficiency Storage Water Heater
Residential | Res ¦ Condensing Make Up Air Unit | 2037 | Economic | million_m3 | After Competition Groups | 83.2198 | 5090999.9443 | 5.091 | 3457.4396 | 0.02407 | 16 | Residential_2037_Economic_million_m3_After Competition Groups_16 | Condensing Make Up Air Unit | 2.407% | 5.091 | 83.2198 | Residential_2037_Economic_million_m3_After Competition Groups_Condensing Make Up Air Unit
Residential | Res ¦ Condensing Make Up Air Unit | 2037 | Technical | million_m3 | After Competition Groups | 83.2198 | 5090999.9443 | 5.091 | 3835.6971 | 0.021696 | 16 | Residential_2037_Technical_million_m3_After Competition Groups_16 | Condensing Make Up Air Unit | 2.17% | 5.091 | 83.2198 | Residential_2037_Technical_million_m3_After Competition Groups_Condensing Make Up Air Unit
Residential | Res ¦ Window Film | 2037 | Technical | million_m3 | After Competition Groups | 83.1259 | 0 | 0 | 3835.6971 | 0.021672 | 17 | Residential_2037_Technical_million_m3_After Competition Groups_17 | Window Film | 2.167% | 0 | 83.1259 | Residential_2037_Technical_million_m3_After Competition Groups_Window Film
Residential | Res ¦ Advanced BAS/Controllers | 2037 | Economic | million_m3 | After Competition Groups | 73.6343 | 288156.535 | 0.28816 | 3457.4396 | 0.021297 | 17 | Residential_2037_Economic_million_m3_After Competition Groups_17 | Advanced BAS/Controllers | 2.13% | 0.28816 | 73.6343 | Residential_2037_Economic_million_m3_After Competition Groups_Advanced BAS/Controllers
Residential | Res ¦ Basement Wall Insulation | 2037 | Achievable | million_m3 | After Competition Groups | 39.6108 | 5624135.0892 | 5.6241 | 1883.2374 | 0.021033 | 15 | Residential_2037_Achievable_million_m3_After Competition Groups_15 | Basement Wall Insulation | 2.103% | 5.6241 | 39.6108 | Residential_2037_Achievable_million_m3_After Competition Groups_Basement Wall Insulation
Residential | Res ¦ Furnace Tune Up | 2037 | Technical | million_m3 | After Competition Groups | 80.5344 | 0 | 0 | 3835.6971 | 0.020996 | 18 | Residential_2037_Technical_million_m3_After Competition Groups_18 | Furnace Tune Up | 2.1% | 0 | 80.5344 | Residential_2037_Technical_million_m3_After Competition Groups_Furnace Tune Up
Residential | Res ¦ Advanced BAS/Controllers | 2037 | Technical | million_m3 | After Competition Groups | 73.6343 | 288156.535 | 0.28816 | 3835.6971 | 0.019197 | 19 | Residential_2037_Technical_million_m3_After Competition Groups_19 | Advanced BAS/Controllers | 1.92% | 0.28816 | 73.6343 | Residential_2037_Technical_million_m3_After Competition Groups_Advanced BAS/Controllers
Residential | Res ¦ Building Recommissioning, Operations and Maintenance (O&M) Improvements | 2037 | Economic | million_m3 | After Competition Groups | 60.9247 | 230547.2272 | 0.23055 | 3457.4396 | 0.017621 | 18 | Residential_2037_Economic_million_m3_After Competition Groups_18 | Building Recommissioning, Operations and Maintenance (O&M) Improvements | 1.762% | 0.23055 | 60.9247 | Residential_2037_Economic_million_m3_After Competition Groups_Building Recommissioning, Operations and Maintenance (O&M) Improvements
Residential | Res ¦ High Efficiency Storage Water Heater | 2037 | Achievable | million_m3 | After Competition Groups | 31.6921 | 25094264.0612 | 25.0943 | 1883.2374 | 0.016828 | 16 | Residential_2037_Achievable_million_m3_After Competition Groups_16 | High Efficiency Storage Water Heater | 1.683% | 25.0943 | 31.6921 | Residential_2037_Achievable_million_m3_After Competition Groups_High Efficiency Storage Water Heater
Residential | Res ¦ Building Recommissioning, Operations and Maintenance (O&M) Improvements | 2037 | Technical | million_m3 | After Competition Groups | 60.9247 | 230547.2272 | 0.23055 | 3835.6971 | 0.015884 | 20 | Residential_2037_Technical_million_m3_After Competition Groups_20 | Building Recommissioning, Operations and Maintenance (O&M) Improvements | 1.588% | 0.23055 | 60.9247 | Residential_2037_Technical_million_m3_After Competition Groups_Building Recommissioning, Operations and Maintenance (O&M) Improvements
Residential | Res ¦ Ceiling Insulation | 2037 | Technical | million_m3 | After Competition Groups | 59.813 | 2194335.5753 | 2.1943 | 3835.6971 | 0.015594 | 21 | Residential_2037_Technical_million_m3_After Competition Groups_21 | Ceiling Insulation | 1.559% | 2.1943 | 59.813 | Residential_2037_Technical_million_m3_After Competition Groups_Ceiling Insulation
Residential | Res ¦ Demand Control Ventilation | 2037 | Achievable | million_m3 | After Competition Groups | 28.6011 | 395362.8606 | 0.39536 | 1883.2374 | 0.015187 | 17 | Residential_2037_Achievable_million_m3_After Competition Groups_17 | Demand Control Ventilation | 1.519% | 0.39536 | 28.6011 | Residential_2037_Achievable_million_m3_After Competition Groups_Demand Control Ventilation
Residential | Res ¦ Basement or Crawlspace Insulation | 2037 | Achievable | million_m3 | After Competition Groups | 27.7764 | 44486625.9534 | 44.4866 | 1883.2374 | 0.014749 | 18 | Residential_2037_Achievable_million_m3_After Competition Groups_18 | Basement or Crawlspace Insulation | 1.475% | 44.4866 | 27.7764 | Residential_2037_Achievable_million_m3_After Competition Groups_Basement or Crawlspace Insulation
Residential | Res ¦ Duct Insulation MF | 2037 | Economic | million_m3 | After Competition Groups | 48.1173 | 7107291.9267 | 7.1073 | 3457.4396 | 0.013917 | 19 | Residential_2037_Economic_million_m3_After Competition Groups_19 | Duct Insulation MF | 1.392% | 7.1073 | 48.1173 | Residential_2037_Economic_million_m3_After Competition Groups_Duct Insulation MF
Residential | Res ¦ Floor Insulation | 2037 | Economic | million_m3 | After Competition Groups | 46.4045 | 9921420.8785 | 9.9214 | 3457.4396 | 0.013422 | 20 | Residential_2037_Economic_million_m3_After Competition Groups_20 | Floor Insulation | 1.342% | 9.9214 | 46.4045 | Residential_2037_Economic_million_m3_After Competition Groups_Floor Insulation
Residential | Res ¦ Duct Insulation | 2037 | Economic | million_m3 | After Competition Groups | 44.3235 | 10418676.7472 | 10.4187 | 3457.4396 | 0.01282 | 21 | Residential_2037_Economic_million_m3_After Competition Groups_21 | Duct Insulation | 1.282% | 10.4187 | 44.3235 | Residential_2037_Economic_million_m3_After Competition Groups_Duct Insulation
Residential | Res ¦ Duct Insulation MF | 2037 | Technical | million_m3 | After Competition Groups | 48.1173 | 7107291.9267 | 7.1073 | 3835.6971 | 0.012545 | 22 | Residential_2037_Technical_million_m3_After Competition Groups_22 | Duct Insulation MF | 1.254% | 7.1073 | 48.1173 | Residential_2037_Technical_million_m3_After Competition Groups_Duct Insulation MF
Residential | Res ¦ Floor Insulation | 2037 | Technical | million_m3 | After Competition Groups | 46.4045 | 9921420.8785 | 9.9214 | 3835.6971 | 0.012098 | 23 | Residential_2037_Technical_million_m3_After Competition Groups_23 | Floor Insulation | 1.21% | 9.9214 | 46.4045 | Residential_2037_Technical_million_m3_After Competition Groups_Floor Insulation
Residential | Res ¦ Duct Insulation | 2037 | Technical | million_m3 | After Competition Groups | 44.3235 | 10418676.7472 | 10.4187 | 3835.6971 | 0.011556 | 24 | Residential_2037_Technical_million_m3_After Competition Groups_24 | Duct Insulation | 1.156% | 10.4187 | 44.3235 | Residential_2037_Technical_million_m3_After Competition Groups_Duct Insulation
Residential | Res ¦ Demand Control Ventilation | 2037 | Economic | million_m3 | After Competition Groups | 32.9564 | 395362.8606 | 0.39536 | 3457.4396 | 0.009532 | 22 | Residential_2037_Economic_million_m3_After Competition Groups_22 | Demand Control Ventilation | 0.9532% | 0.39536 | 32.9564 | Residential_2037_Economic_million_m3_After Competition Groups_Demand Control Ventilation
Residential | Res ¦ Heat Recovery Ventilator | 2037 | Achievable | million_m3 | After Competition Groups | 17.365 | 1824218.5841 | 1.8242 | 1883.2374 | 0.0092208 | 19 | Residential_2037_Achievable_million_m3_After Competition Groups_19 | Heat Recovery Ventilator | 0.9221% | 1.8242 | 17.365 | Residential_2037_Achievable_million_m3_After Competition Groups_Heat Recovery Ventilator
Residential | Res ¦ Demand Control Ventilation | 2037 | Technical | million_m3 | After Competition Groups | 32.9564 | 395362.8606 | 0.39536 | 3835.6971 | 0.008592 | 25 | Residential_2037_Technical_million_m3_After Competition Groups_25 | Demand Control Ventilation | 0.8592% | 0.39536 | 32.9564 | Residential_2037_Technical_million_m3_After Competition Groups_Demand Control Ventilation
Residential | Res ¦ Duct Insulation MF | 2037 | Achievable | million_m3 | After Competition Groups | 16.0946 | 7107291.9267 | 7.1073 | 1883.2374 | 0.0085462 | 20 | Residential_2037_Achievable_million_m3_After Competition Groups_20 | Duct Insulation MF | 0.8546% | 7.1073 | 16.0946 | Residential_2037_Achievable_million_m3_After Competition Groups_Duct Insulation MF
Residential | Res ¦ Pool Cover | 2037 | Achievable | million_m3 | After Competition Groups | 15.8423 | 856550.8972 | 0.85655 | 1883.2374 | 0.0084123 | 21 | Residential_2037_Achievable_million_m3_After Competition Groups_21 | Pool Cover | 0.8412% | 0.85655 | 15.8423 | Residential_2037_Achievable_million_m3_After Competition Groups_Pool Cover
Residential | Res ¦ Floor Insulation | 2037 | Achievable | million_m3 | After Competition Groups | 15.5149 | 9921420.8785 | 9.9214 | 1883.2374 | 0.0082384 | 22 | Residential_2037_Achievable_million_m3_After Competition Groups_22 | Floor Insulation | 0.8238% | 9.9214 | 15.5149 | Residential_2037_Achievable_million_m3_After Competition Groups_Floor Insulation
Residential | Res ¦ Duct Insulation | 2037 | Achievable | million_m3 | After Competition Groups | 14.8094 | 10418676.7472 | 10.4187 | 1883.2374 | 0.0078638 | 23 | Residential_2037_Achievable_million_m3_After Competition Groups_23 | Duct Insulation | 0.7864% | 10.4187 | 14.8094 | Residential_2037_Achievable_million_m3_After Competition Groups_Duct Insulation
Residential | Res ¦ Home Energy Reports | 2037 | Achievable | million_m3 | After Competition Groups | 13.1226 | 11297823.3898 | 11.2978 | 1883.2374 | 0.0069681 | 24 | Residential_2037_Achievable_million_m3_After Competition Groups_24 | Home Energy Reports | 0.6968% | 11.2978 | 13.1226 | Residential_2037_Achievable_million_m3_After Competition Groups_Home Energy Reports
Residential | Res ¦ Early Hot Water Heater Replacement | 2037 | Technical | million_m3 | After Competition Groups | 26.4701 | 0 | 0 | 3835.6971 | 0.006901 | 26 | Residential_2037_Technical_million_m3_After Competition Groups_26 | Early Hot Water Heater Replacement | 0.6901% | 0 | 26.4701 | Residential_2037_Technical_million_m3_After Competition Groups_Early Hot Water Heater Replacement
Residential | Res ¦ Home Energy Reports | 2037 | Technical | million_m3 | After Competition Groups | 26.1148 | 11297823.3898 | 11.2978 | 3835.6971 | 0.0068083 | 27 | Residential_2037_Technical_million_m3_After Competition Groups_27 | Home Energy Reports | 0.6808% | 11.2978 | 26.1148 | Residential_2037_Technical_million_m3_After Competition Groups_Home Energy Reports
Residential | Res ¦ Drain Water Heat Recovery | 2037 | Technical | million_m3 | After Competition Groups | 22.5756 | 1063179.679 | 1.0632 | 3835.6971 | 0.0058857 | 28 | Residential_2037_Technical_million_m3_After Competition Groups_28 | Drain Water Heat Recovery | 0.5886% | 1.0632 | 22.5756 | Residential_2037_Technical_million_m3_After Competition Groups_Drain Water Heat Recovery
Residential | Res ¦ Home Energy Reports | 2037 | Economic | million_m3 | After Competition Groups | 20.3075 | 11297823.3898 | 11.2978 | 3457.4396 | 0.0058736 | 23 | Residential_2037_Economic_million_m3_After Competition Groups_23 | Home Energy Reports | 0.5874% | 11.2978 | 20.3075 | Residential_2037_Economic_million_m3_After Competition Groups_Home Energy Reports
Residential | Res ¦ Pool Cover | 2037 | Economic | million_m3 | After Competition Groups | 14.689 | 856550.8972 | 0.85655 | 3457.4396 | 0.0042485 | 24 | Residential_2037_Economic_million_m3_After Competition Groups_24 | Pool Cover | 0.4249% | 0.85655 | 14.689 | Residential_2037_Economic_million_m3_After Competition Groups_Pool Cover
Residential | Res ¦ Pool Cover | 2037 | Technical | million_m3 | After Competition Groups | 14.689 | 856550.8972 | 0.85655 | 3835.6971 | 0.0038296 | 29 | Residential_2037_Technical_million_m3_After Competition Groups_29 | Pool Cover | 0.383% | 0.85655 | 14.689 | Residential_2037_Technical_million_m3_After Competition Groups_Pool Cover
Residential | Res ¦ Water Heater Temperature Setback | 2037 | Achievable | million_m3 | After Competition Groups | 7.1094 | 96208.9981 | 0.096209 | 1883.2374 | 0.0037751 | 25 | Residential_2037_Achievable_million_m3_After Competition Groups_25 | Water Heater Temperature Setback | 0.3775% | 0.096209 | 7.1094 | Residential_2037_Achievable_million_m3_After Competition Groups_Water Heater Temperature Setback
Residential | Res ¦ High Efficiency Gas Pool Heater | 2037 | Technical | million_m3 | After Competition Groups | 11.9557 | 0 | 0 | 3835.6971 | 0.003117 | 30 | Residential_2037_Technical_million_m3_After Competition Groups_30 | High Efficiency Gas Pool Heater | 0.3117% | 0 | 11.9557 | Residential_2037_Technical_million_m3_After Competition Groups_High Efficiency Gas Pool Heater
Residential | Res ¦ Tankless Water Heater | 2037 | Economic | million_m3 | After Competition Groups | 8.6691 | 21098254.5524 | 21.0983 | 3457.4396 | 0.0025074 | 25 | Residential_2037_Economic_million_m3_After Competition Groups_25 | Tankless Water Heater | 0.2507% | 21.0983 | 8.6691 | Residential_2037_Economic_million_m3_After Competition Groups_Tankless Water Heater
Residential | Res ¦ Wall Insulation MF | 2037 | Economic | million_m3 | After Competition Groups | 7.4485 | 138761.0175 | 0.13876 | 3457.4396 | 0.0021543 | 26 | Residential_2037_Economic_million_m3_After Competition Groups_26 | Wall Insulation MF | 0.2154% | 0.13876 | 7.4485 | Residential_2037_Economic_million_m3_After Competition Groups_Wall Insulation MF
Residential | Res ¦ Wall Insulation MF | 2037 | Technical | million_m3 | After Competition Groups | 7.4485 | 138761.0175 | 0.13876 | 3835.6971 | 0.0019419 | 31 | Residential_2037_Technical_million_m3_After Competition Groups_31 | Wall Insulation MF | 0.1942% | 0.13876 | 7.4485 | Residential_2037_Technical_million_m3_After Competition Groups_Wall Insulation MF
Residential | Res ¦ Water Heater Temperature Setback | 2037 | Economic | million_m3 | After Competition Groups | 6.5913 | 96208.9981 | 0.096209 | 3457.4396 | 0.0019064 | 27 | Residential_2037_Economic_million_m3_After Competition Groups_27 | Water Heater Temperature Setback | 0.1906% | 0.096209 | 6.5913 | Residential_2037_Economic_million_m3_After Competition Groups_Water Heater Temperature Setback
Residential | Res ¦ Water Heater Temperature Setback | 2037 | Technical | million_m3 | After Competition Groups | 6.5913 | 96208.9981 | 0.096209 | 3835.6971 | 0.0017184 | 32 | Residential_2037_Technical_million_m3_After Competition Groups_32 | Water Heater Temperature Setback | 0.1718% | 0.096209 | 6.5913 | Residential_2037_Technical_million_m3_After Competition Groups_Water Heater Temperature Setback
Residential | Res ¦ Ceiling Insulation | 2037 | Economic | million_m3 | After Competition Groups | 5.4506 | 2194335.5753 | 2.1943 | 3457.4396 | 0.0015765 | 28 | Residential_2037_Economic_million_m3_After Competition Groups_28 | Ceiling Insulation | 0.1576% | 2.1943 | 5.4506 | Residential_2037_Economic_million_m3_After Competition Groups_Ceiling Insulation
Residential | Res ¦ Wall Insulation MF | 2037 | Achievable | million_m3 | After Competition Groups | 2.4925 | 138761.0175 | 0.13876 | 1883.2374 | 0.0013235 | 26 | Residential_2037_Achievable_million_m3_After Competition Groups_26 | Wall Insulation MF | 0.1324% | 0.13876 | 2.4925 | Residential_2037_Achievable_million_m3_After Competition Groups_Wall Insulation MF
Residential | Res ¦ Tankless Water Heater | 2037 | Achievable | million_m3 | After Competition Groups | 1.4924 | 21098254.5524 | 21.0983 | 1883.2374 | 0.00079246 | 27 | Residential_2037_Achievable_million_m3_After Competition Groups_27 | Tankless Water Heater | 0.07925% | 21.0983 | 1.4924 | Residential_2037_Achievable_million_m3_After Competition Groups_Tankless Water Heater
Residential | Res ¦ Clothes Drying Racks | 2037 | Achievable | million_m3 | After Competition Groups | 1.2202 | 409173.134 | 0.40917 | 1883.2374 | 0.00064791 | 28 | Residential_2037_Achievable_million_m3_After Competition Groups_28 | Clothes Drying Racks | 0.06479% | 0.40917 | 1.2202 | Residential_2037_Achievable_million_m3_After Competition Groups_Clothes Drying Racks
Residential | Res ¦ Energy Star Clothes Dryer | 2037 | Technical | million_m3 | After Competition Groups | 2.287 | 0 | 0 | 3835.6971 | 0.00059623 | 33 | Residential_2037_Technical_million_m3_After Competition Groups_33 | Energy Star Clothes Dryer | 0.05962% | 0 | 2.287 | Residential_2037_Technical_million_m3_After Competition Groups_Energy Star Clothes Dryer
Residential | Res ¦ Ceiling Insulation | 2037 | Achievable | million_m3 | After Competition Groups | 1.0942 | 2194335.5753 | 2.1943 | 1883.2374 | 0.00058103 | 29 | Residential_2037_Achievable_million_m3_After Competition Groups_29 | Ceiling Insulation | 0.0581% | 2.1943 | 1.0942 | Residential_2037_Achievable_million_m3_After Competition Groups_Ceiling Insulation
Residential | Res ¦ Energy Star Clothes Washer | 2037 | Achievable | million_m3 | After Competition Groups | 1.0455 | 175305.2582 | 0.17531 | 1883.2374 | 0.00055518 | 30 | Residential_2037_Achievable_million_m3_After Competition Groups_30 | Energy Star Clothes Washer | 0.05552% | 0.17531 | 1.0455 | Residential_2037_Achievable_million_m3_After Competition Groups_Energy Star Clothes Washer
Residential | Res ¦ Drain Water Heat Recovery | 2037 | Achievable | million_m3 | After Competition Groups | 0.88391 | 1063179.679 | 1.0632 | 1883.2374 | 0.00046936 | 31 | Residential_2037_Achievable_million_m3_After Competition Groups_31 | Drain Water Heat Recovery | 0.04694% | 1.0632 | 0.88391 | Residential_2037_Achievable_million_m3_After Competition Groups_Drain Water Heat Recovery
Residential | Res ¦ Minimize Hot and Warm Clothes Wash | 2037 | Achievable | million_m3 | After Competition Groups | 0.66305 | 0 | 0 | 1883.2374 | 0.00035208 | 32 | Residential_2037_Achievable_million_m3_After Competition Groups_32 | Minimize Hot and Warm Clothes Wash | 0.03521% | 0 | 0.66305 | Residential_2037_Achievable_million_m3_After Competition Groups_Minimize Hot and Warm Clothes Wash
Residential | Res ¦ Drain Water Heat Recovery | 2037 | Economic | million_m3 | After Competition Groups | 1.1565 | 1063179.679 | 1.0632 | 3457.4396 | 0.00033449 | 29 | Residential_2037_Economic_million_m3_After Competition Groups_29 | Drain Water Heat Recovery | 0.03345% | 1.0632 | 1.1565 | Residential_2037_Economic_million_m3_After Competition Groups_Drain Water Heat Recovery
Residential | Res ¦ Energy Star Clothes Washer | 2037 | Economic | million_m3 | After Competition Groups | 1.1365 | 175305.2582 | 0.17531 | 3457.4396 | 0.00032872 | 30 | Residential_2037_Economic_million_m3_After Competition Groups_30 | Energy Star Clothes Washer | 0.03287% | 0.17531 | 1.1365 | Residential_2037_Economic_million_m3_After Competition Groups_Energy Star Clothes Washer
Residential | Res ¦ Clothes Drying Racks | 2037 | Economic | million_m3 | After Competition Groups | 1.1319 | 409173.134 | 0.40917 | 3457.4396 | 0.00032738 | 31 | Residential_2037_Economic_million_m3_After Competition Groups_31 | Clothes Drying Racks | 0.03274% | 0.40917 | 1.1319 | Residential_2037_Economic_million_m3_After Competition Groups_Clothes Drying Racks
Residential | Res ¦ Energy Star Clothes Washer | 2037 | Technical | million_m3 | After Competition Groups | 1.1365 | 175305.2582 | 0.17531 | 3835.6971 | 0.0002963 | 34 | Residential_2037_Technical_million_m3_After Competition Groups_34 | Energy Star Clothes Washer | 0.02963% | 0.17531 | 1.1365 | Residential_2037_Technical_million_m3_After Competition Groups_Energy Star Clothes Washer
Residential | Res ¦ Clothes Drying Racks | 2037 | Technical | million_m3 | After Competition Groups | 1.1319 | 409173.134 | 0.40917 | 3835.6971 | 0.0002951 | 35 | Residential_2037_Technical_million_m3_After Competition Groups_35 | Clothes Drying Racks | 0.02951% | 0.40917 | 1.1319 | Residential_2037_Technical_million_m3_After Competition Groups_Clothes Drying Racks
Residential | Res ¦ Minimize Hot and Warm Clothes Wash | 2037 | Economic | million_m3 | After Competition Groups | 0.98357 | 0 | 0 | 3457.4396 | 0.00028448 | 32 | Residential_2037_Economic_million_m3_After Competition Groups_32 | Minimize Hot and Warm Clothes Wash | 0.02845% | 0 | 0.98357 | Residential_2037_Economic_million_m3_After Competition Groups_Minimize Hot and Warm Clothes Wash
Residential | Res ¦ Minimize Hot and Warm Clothes Wash | 2037 | Technical | million_m3 | After Competition Groups | 0.98357 | 0 | 0 | 3835.6971 | 0.00025643 | 36 | Residential_2037_Technical_million_m3_After Competition Groups_36 | Minimize Hot and Warm Clothes Wash | 0.02564% | 0 | 0.98357 | Residential_2037_Technical_million_m3_After Competition Groups_Minimize Hot and Warm Clothes Wash
Residential | Res ¦ Solar Water Preheat (Pools/DHW) | 2037 | Technical | million_m3 | After Competition Groups | 0.11739 | 0 | 0 | 3835.6971 | 3.0606e-05 | 37 | Residential_2037_Technical_million_m3_After Competition Groups_37 | Solar Water Preheat (Pools/DHW) | 0.003061% | 0 | 0.11739 | Residential_2037_Technical_million_m3_After Competition Groups_Solar Water Preheat (Pools/DHW)
Residential | Res ¦ Furnace Tune Up | 2037 | Achievable | million_m3 | After Competition Groups | 0 | 0 | 0 | 1883.2374 | 0 | 33 | Residential_2037_Achievable_million_m3_After Competition Groups_33 | Furnace Tune Up | 0% | 0 | 0 | Residential_2037_Achievable_million_m3_After Competition Groups_Furnace Tune Up
Residential | Res ¦ Furnace Tune Up | 2037 | Economic | million_m3 | After Competition Groups | 0 | 0 | 0 | 3457.4396 | 0 | 33 | Residential_2037_Economic_million_m3_After Competition Groups_33 | Furnace Tune Up | 0% | 0 | 0 | Residential_2037_Economic_million_m3_After Competition Groups_Furnace Tune Up
Residential | Res ¦ Air Sealing | 2038 | Economic | million_m3 | After Competition Groups | 573.5144 | 42731839.7208 | 42.7318 | 3471.6641 | 0.1652 | 1 | Residential_2038_Economic_million_m3_After Competition Groups_1 | Air Sealing | 16.52% | 42.7318 | 573.5144 | Residential_2038_Economic_million_m3_After Competition Groups_Air Sealing
Residential | Res ¦ Adaptive Thermostat | 2038 | Economic | million_m3 | After Competition Groups | 521.9752 | 39899669.6694 | 39.8997 | 3471.6641 | 0.15035 | 2 | Residential_2038_Economic_million_m3_After Competition Groups_2 | Adaptive Thermostat | 15.04% | 39.8997 | 521.9752 | Residential_2038_Economic_million_m3_After Competition Groups_Adaptive Thermostat
Residential | Res ¦ Air Sealing | 2038 | Technical | million_m3 | After Competition Groups | 573.5144 | 42731839.7208 | 42.7318 | 3846.3067 | 0.14911 | 1 | Residential_2038_Technical_million_m3_After Competition Groups_1 | Air Sealing | 14.91% | 42.7318 | 573.5144 | Residential_2038_Technical_million_m3_After Competition Groups_Air Sealing
Residential | Res ¦ Adaptive Thermostat | 2038 | Technical | million_m3 | After Competition Groups | 521.9752 | 39899669.6694 | 39.8997 | 3846.3067 | 0.13571 | 2 | Residential_2038_Technical_million_m3_After Competition Groups_2 | Adaptive Thermostat | 13.57% | 39.8997 | 521.9752 | Residential_2038_Technical_million_m3_After Competition Groups_Adaptive Thermostat
Residential | Res ¦ Adaptive Thermostat | 2038 | Achievable | million_m3 | After Competition Groups | 222.4891 | 39899669.6694 | 39.8997 | 2006.3042 | 0.11089 | 1 | Residential_2038_Achievable_million_m3_After Competition Groups_1 | Adaptive Thermostat | 11.09% | 39.8997 | 222.4891 | Residential_2038_Achievable_million_m3_After Competition Groups_Adaptive Thermostat
Residential | Res ¦ Air Sealing | 2038 | Achievable | million_m3 | After Competition Groups | 214.1928 | 42731839.7208 | 42.7318 | 2006.3042 | 0.10676 | 2 | Residential_2038_Achievable_million_m3_After Competition Groups_2 | Air Sealing | 10.68% | 42.7318 | 214.1928 | Residential_2038_Achievable_million_m3_After Competition Groups_Air Sealing
Residential | Res ¦ Comprehensive Draft Proofing | 2038 | Achievable | million_m3 | After Competition Groups | 192.4576 | 231203.6693 | 0.2312 | 2006.3042 | 0.095926 | 3 | Residential_2038_Achievable_million_m3_After Competition Groups_3 | Comprehensive Draft Proofing | 9.593% | 0.2312 | 192.4576 | Residential_2038_Achievable_million_m3_After Competition Groups_Comprehensive Draft Proofing
Residential | Res ¦ Energy Star Windows | 2038 | Achievable | million_m3 | After Competition Groups | 184.1389 | 169226596.7862 | 169.2266 | 2006.3042 | 0.09178 | 4 | Residential_2038_Achievable_million_m3_After Competition Groups_4 | Energy Star Windows | 9.178% | 169.2266 | 184.1389 | Residential_2038_Achievable_million_m3_After Competition Groups_Energy Star Windows
Residential | Res ¦ DHW Recirculation Systems | 2038 | Achievable | million_m3 | After Competition Groups | 147.0804 | 9612417.35 | 9.6124 | 2006.3042 | 0.073309 | 5 | Residential_2038_Achievable_million_m3_After Competition Groups_5 | DHW Recirculation Systems | 7.331% | 9.6124 | 147.0804 | Residential_2038_Achievable_million_m3_After Competition Groups_DHW Recirculation Systems
Residential | Res ¦ Condensing Storage Water Heater | 2038 | Achievable | million_m3 | After Competition Groups | 143.4292 | 98013426.9959 | 98.0134 | 2006.3042 | 0.071489 | 6 | Residential_2038_Achievable_million_m3_After Competition Groups_6 | Condensing Storage Water Heater | 7.149% | 98.0134 | 143.4292 | Residential_2038_Achievable_million_m3_After Competition Groups_Condensing Storage Water Heater
Residential | Res ¦ Condensing Storage Water Heater | 2038 | Economic | million_m3 | After Competition Groups | 232.4485 | 98013426.9959 | 98.0134 | 3471.6641 | 0.066956 | 3 | Residential_2038_Economic_million_m3_After Competition Groups_3 | Condensing Storage Water Heater | 6.696% | 98.0134 | 232.4485 | Residential_2038_Economic_million_m3_After Competition Groups_Condensing Storage Water Heater
Residential | Res ¦ Energy Star Windows | 2038 | Economic | million_m3 | After Competition Groups | 218.0208 | 169226596.7862 | 169.2266 | 3471.6641 | 0.0628 | 4 | Residential_2038_Economic_million_m3_After Competition Groups_4 | Energy Star Windows | 6.28% | 169.2266 | 218.0208 | Residential_2038_Economic_million_m3_After Competition Groups_Energy Star Windows
Residential | Res ¦ Condensing Storage Water Heater | 2038 | Technical | million_m3 | After Competition Groups | 232.4485 | 98013426.9959 | 98.0134 | 3846.3067 | 0.060434 | 3 | Residential_2038_Technical_million_m3_After Competition Groups_3 | Condensing Storage Water Heater | 6.043% | 98.0134 | 232.4485 | Residential_2038_Technical_million_m3_After Competition Groups_Condensing Storage Water Heater
Residential | Res ¦ Condensing Boiler | 2038 | Achievable | million_m3 | After Competition Groups | 115.7559 | 30990792.795 | 30.9908 | 2006.3042 | 0.057696 | 7 | Residential_2038_Achievable_million_m3_After Competition Groups_7 | Condensing Boiler | 5.77% | 30.9908 | 115.7559 | Residential_2038_Achievable_million_m3_After Competition Groups_Condensing Boiler
Residential | Res ¦ Energy Star Windows | 2038 | Technical | million_m3 | After Competition Groups | 218.0208 | 169226596.7862 | 169.2266 | 3846.3067 | 0.056683 | 4 | Residential_2038_Technical_million_m3_After Competition Groups_4 | Energy Star Windows | 5.668% | 169.2266 | 218.0208 | Residential_2038_Technical_million_m3_After Competition Groups_Energy Star Windows
Residential | Res ¦ High Efficiency Condensing Furnace | 2038 | Achievable | million_m3 | After Competition Groups | 107.9596 | 31644775.0453 | 31.6448 | 2006.3042 | 0.05381 | 8 | Residential_2038_Achievable_million_m3_After Competition Groups_8 | High Efficiency Condensing Furnace | 5.381% | 31.6448 | 107.9596 | Residential_2038_Achievable_million_m3_After Competition Groups_High Efficiency Condensing Furnace
Residential | Res ¦ High Efficiency Fireplace with Pilotless Ignition | 2038 | Achievable | million_m3 | After Competition Groups | 101.3683 | 5558991.7726 | 5.559 | 2006.3042 | 0.050525 | 9 | Residential_2038_Achievable_million_m3_After Competition Groups_9 | High Efficiency Fireplace with Pilotless Ignition | 5.052% | 5.559 | 101.3683 | Residential_2038_Achievable_million_m3_After Competition Groups_High Efficiency Fireplace with Pilotless Ignition
Residential | Res ¦ Tankless Water Heater | 2038 | Technical | million_m3 | After Competition Groups | 194.2081 | 51882137.3768 | 51.8821 | 3846.3067 | 0.050492 | 5 | Residential_2038_Technical_million_m3_After Competition Groups_5 | Tankless Water Heater | 5.049% | 51.8821 | 194.2081 | Residential_2038_Technical_million_m3_After Competition Groups_Tankless Water Heater
Residential | Res ¦ Comprehensive Draft Proofing | 2038 | Economic | million_m3 | After Competition Groups | 173.76 | 231203.6693 | 0.2312 | 3471.6641 | 0.050051 | 5 | Residential_2038_Economic_million_m3_After Competition Groups_5 | Comprehensive Draft Proofing | 5.005% | 0.2312 | 173.76 | Residential_2038_Economic_million_m3_After Competition Groups_Comprehensive Draft Proofing
Residential | Res ¦ Wall Insulation | 2038 | Economic | million_m3 | After Competition Groups | 158.6492 | 53598197.3995 | 53.5982 | 3471.6641 | 0.045698 | 6 | Residential_2038_Economic_million_m3_After Competition Groups_6 | Wall Insulation | 4.57% | 53.5982 | 158.6492 | Residential_2038_Economic_million_m3_After Competition Groups_Wall Insulation
Residential | Res ¦ Comprehensive Draft Proofing | 2038 | Technical | million_m3 | After Competition Groups | 173.76 | 231203.6693 | 0.2312 | 3846.3067 | 0.045176 | 6 | Residential_2038_Technical_million_m3_After Competition Groups_6 | Comprehensive Draft Proofing | 4.518% | 0.2312 | 173.76 | Residential_2038_Technical_million_m3_After Competition Groups_Comprehensive Draft Proofing
Residential | Res ¦ Condensing Boiler | 2038 | Economic | million_m3 | After Competition Groups | 151.168 | 30990792.795 | 30.9908 | 3471.6641 | 0.043543 | 7 | Residential_2038_Economic_million_m3_After Competition Groups_7 | Condensing Boiler | 4.354% | 30.9908 | 151.168 | Residential_2038_Economic_million_m3_After Competition Groups_Condensing Boiler
Residential | Res ¦ Wall Insulation | 2038 | Technical | million_m3 | After Competition Groups | 158.6492 | 53598197.3995 | 53.5982 | 3846.3067 | 0.041247 | 7 | Residential_2038_Technical_million_m3_After Competition Groups_7 | Wall Insulation | 4.125% | 53.5982 | 158.6492 | Residential_2038_Technical_million_m3_After Competition Groups_Wall Insulation
Residential | Res ¦ Attic Insulation | 2038 | Economic | million_m3 | After Competition Groups | 140.045 | 9598451.14 | 9.5985 | 3471.6641 | 0.040339 | 8 | Residential_2038_Economic_million_m3_After Competition Groups_8 | Attic Insulation | 4.034% | 9.5985 | 140.045 | Residential_2038_Economic_million_m3_After Competition Groups_Attic Insulation
Residential | Res ¦ Advanced BAS/Controllers | 2038 | Achievable | million_m3 | After Competition Groups | 80.2688 | 205541.1514 | 0.20554 | 2006.3042 | 0.040008 | 10 | Residential_2038_Achievable_million_m3_After Competition Groups_10 | Advanced BAS/Controllers | 4.001% | 0.20554 | 80.2688 | Residential_2038_Achievable_million_m3_After Competition Groups_Advanced BAS/Controllers
Residential | Res ¦ Condensing Boiler | 2038 | Technical | million_m3 | After Competition Groups | 151.168 | 30990792.795 | 30.9908 | 3846.3067 | 0.039302 | 8 | Residential_2038_Technical_million_m3_After Competition Groups_8 | Condensing Boiler | 3.93% | 30.9908 | 151.168 | Residential_2038_Technical_million_m3_After Competition Groups_Condensing Boiler
Residential | Res ¦ DHW Recirculation Systems | 2038 | Economic | million_m3 | After Competition Groups | 132.8088 | 9612417.35 | 9.6124 | 3471.6641 | 0.038255 | 9 | Residential_2038_Economic_million_m3_After Competition Groups_9 | DHW Recirculation Systems | 3.826% | 9.6124 | 132.8088 | Residential_2038_Economic_million_m3_After Competition Groups_DHW Recirculation Systems
Residential | Res ¦ Heat Recovery Ventilator | 2038 | Economic | million_m3 | After Competition Groups | 130.722 | 1850458.7288 | 1.8505 | 3471.6641 | 0.037654 | 10 | Residential_2038_Economic_million_m3_After Competition Groups_10 | Heat Recovery Ventilator | 3.765% | 1.8505 | 130.722 | Residential_2038_Economic_million_m3_After Competition Groups_Heat Recovery Ventilator
Residential | Res ¦ High Efficiency Condensing Furnace | 2038 | Economic | million_m3 | After Competition Groups | 127.1979 | 31644775.0453 | 31.6448 | 3471.6641 | 0.036639 | 11 | Residential_2038_Economic_million_m3_After Competition Groups_11 | High Efficiency Condensing Furnace | 3.664% | 31.6448 | 127.1979 | Residential_2038_Economic_million_m3_After Competition Groups_High Efficiency Condensing Furnace
Residential | Res ¦ Attic Insulation | 2038 | Technical | million_m3 | After Competition Groups | 140.045 | 9598451.14 | 9.5985 | 3846.3067 | 0.03641 | 9 | Residential_2038_Technical_million_m3_After Competition Groups_9 | Attic Insulation | 3.641% | 9.5985 | 140.045 | Residential_2038_Technical_million_m3_After Competition Groups_Attic Insulation
Residential | Res ¦ High Efficiency Fireplace with Pilotless Ignition | 2038 | Economic | million_m3 | After Competition Groups | 125.1888 | 5558991.7726 | 5.559 | 3471.6641 | 0.03606 | 12 | Residential_2038_Economic_million_m3_After Competition Groups_12 | High Efficiency Fireplace with Pilotless Ignition | 3.606% | 5.559 | 125.1888 | Residential_2038_Economic_million_m3_After Competition Groups_High Efficiency Fireplace with Pilotless Ignition
Residential | Res ¦ DHW Recirculation Systems | 2038 | Technical | million_m3 | After Competition Groups | 132.8088 | 9612417.35 | 9.6124 | 3846.3067 | 0.034529 | 10 | Residential_2038_Technical_million_m3_After Competition Groups_10 | DHW Recirculation Systems | 3.453% | 9.6124 | 132.8088 | Residential_2038_Technical_million_m3_After Competition Groups_DHW Recirculation Systems
Residential | Res ¦ Basement or Crawlspace Insulation | 2038 | Economic | million_m3 | After Competition Groups | 119.0135 | 47560826.8099 | 47.5608 | 3471.6641 | 0.034281 | 13 | Residential_2038_Economic_million_m3_After Competition Groups_13 | Basement or Crawlspace Insulation | 3.428% | 47.5608 | 119.0135 | Residential_2038_Economic_million_m3_After Competition Groups_Basement or Crawlspace Insulation
Residential | Res ¦ Heat Recovery Ventilator | 2038 | Technical | million_m3 | After Competition Groups | 130.722 | 1850458.7288 | 1.8505 | 3846.3067 | 0.033986 | 11 | Residential_2038_Technical_million_m3_After Competition Groups_11 | Heat Recovery Ventilator | 3.399% | 1.8505 | 130.722 | Residential_2038_Technical_million_m3_After Competition Groups_Heat Recovery Ventilator
Residential | Res ¦ Basement Wall Insulation | 2038 | Economic | million_m3 | After Competition Groups | 116.5179 | 5884243.4902 | 5.8842 | 3471.6641 | 0.033563 | 14 | Residential_2038_Economic_million_m3_After Competition Groups_14 | Basement Wall Insulation | 3.356% | 5.8842 | 116.5179 | Residential_2038_Economic_million_m3_After Competition Groups_Basement Wall Insulation
Residential | Res ¦ High Efficiency Condensing Furnace | 2038 | Technical | million_m3 | After Competition Groups | 127.5727 | 31644775.0453 | 31.6448 | 3846.3067 | 0.033168 | 12 | Residential_2038_Technical_million_m3_After Competition Groups_12 | High Efficiency Condensing Furnace | 3.317% | 31.6448 | 127.5727 | Residential_2038_Technical_million_m3_After Competition Groups_High Efficiency Condensing Furnace
Residential | Res ¦ Building Recommissioning, Operations and Maintenance (O&M) Improvements | 2038 | Achievable | million_m3 | After Competition Groups | 66.4144 | 164447.2086 | 0.16445 | 2006.3042 | 0.033103 | 11 | Residential_2038_Achievable_million_m3_After Competition Groups_11 | Building Recommissioning, Operations and Maintenance (O&M) Improvements | 3.31% | 0.16445 | 66.4144 | Residential_2038_Achievable_million_m3_After Competition Groups_Building Recommissioning, Operations and Maintenance (O&M) Improvements
Residential | Res ¦ High Efficiency Fireplace with Pilotless Ignition | 2038 | Technical | million_m3 | After Competition Groups | 125.1888 | 5558991.7726 | 5.559 | 3846.3067 | 0.032548 | 13 | Residential_2038_Technical_million_m3_After Competition Groups_13 | High Efficiency Fireplace with Pilotless Ignition | 3.255% | 5.559 | 125.1888 | Residential_2038_Technical_million_m3_After Competition Groups_High Efficiency Fireplace with Pilotless Ignition
Residential | Res ¦ Basement or Crawlspace Insulation | 2038 | Technical | million_m3 | After Competition Groups | 119.0135 | 47560826.8099 | 47.5608 | 3846.3067 | 0.030942 | 14 | Residential_2038_Technical_million_m3_After Competition Groups_14 | Basement or Crawlspace Insulation | 3.094% | 47.5608 | 119.0135 | Residential_2038_Technical_million_m3_After Competition Groups_Basement or Crawlspace Insulation
Residential | Res ¦ Basement Wall Insulation | 2038 | Technical | million_m3 | After Competition Groups | 116.5179 | 5884243.4902 | 5.8842 | 3846.3067 | 0.030293 | 15 | Residential_2038_Technical_million_m3_After Competition Groups_15 | Basement Wall Insulation | 3.029% | 5.8842 | 116.5179 | Residential_2038_Technical_million_m3_After Competition Groups_Basement Wall Insulation
Residential | Res ¦ Condensing Make Up Air Unit | 2038 | Achievable | million_m3 | After Competition Groups | 60.5591 | 5019155.7454 | 5.0192 | 2006.3042 | 0.030184 | 12 | Residential_2038_Achievable_million_m3_After Competition Groups_12 | Condensing Make Up Air Unit | 3.018% | 5.0192 | 60.5591 | Residential_2038_Achievable_million_m3_After Competition Groups_Condensing Make Up Air Unit
Residential | Res ¦ Wall Insulation | 2038 | Achievable | million_m3 | After Competition Groups | 59.194 | 53598197.3995 | 53.5982 | 2006.3042 | 0.029504 | 13 | Residential_2038_Achievable_million_m3_After Competition Groups_13 | Wall Insulation | 2.95% | 53.5982 | 59.194 | Residential_2038_Achievable_million_m3_After Competition Groups_Wall Insulation
Residential | Res ¦ Attic Insulation | 2038 | Achievable | million_m3 | After Competition Groups | 52.3041 | 9598451.14 | 9.5985 | 2006.3042 | 0.02607 | 14 | Residential_2038_Achievable_million_m3_After Competition Groups_14 | Attic Insulation | 2.607% | 9.5985 | 52.3041 | Residential_2038_Achievable_million_m3_After Competition Groups_Attic Insulation
Residential | Res ¦ Condensing Make Up Air Unit | 2038 | Economic | million_m3 | After Competition Groups | 87.2329 | 5019155.7454 | 5.0192 | 3471.6641 | 0.025127 | 15 | Residential_2038_Economic_million_m3_After Competition Groups_15 | Condensing Make Up Air Unit | 2.513% | 5.0192 | 87.2329 | Residential_2038_Economic_million_m3_After Competition Groups_Condensing Make Up Air Unit
Residential | Res ¦ High Efficiency Storage Water Heater | 2038 | Economic | million_m3 | After Competition Groups | 85.4424 | 18106431.5022 | 18.1064 | 3471.6641 | 0.024611 | 16 | Residential_2038_Economic_million_m3_After Competition Groups_16 | High Efficiency Storage Water Heater | 2.461% | 18.1064 | 85.4424 | Residential_2038_Economic_million_m3_After Competition Groups_High Efficiency Storage Water Heater
Residential | Res ¦ Condensing Make Up Air Unit | 2038 | Technical | million_m3 | After Competition Groups | 87.2329 | 5019155.7454 | 5.0192 | 3846.3067 | 0.02268 | 16 | Residential_2038_Technical_million_m3_After Competition Groups_16 | Condensing Make Up Air Unit | 2.268% | 5.0192 | 87.2329 | Residential_2038_Technical_million_m3_After Competition Groups_Condensing Make Up Air Unit
Residential | Res ¦ Basement Wall Insulation | 2038 | Achievable | million_m3 | After Competition Groups | 43.5204 | 5884243.4902 | 5.8842 | 2006.3042 | 0.021692 | 15 | Residential_2038_Achievable_million_m3_After Competition Groups_15 | Basement Wall Insulation | 2.169% | 5.8842 | 43.5204 | Residential_2038_Achievable_million_m3_After Competition Groups_Basement Wall Insulation
Residential | Res ¦ Window Film | 2038 | Technical | million_m3 | After Competition Groups | 81.8125 | 0 | 0 | 3846.3067 | 0.02127 | 17 | Residential_2038_Technical_million_m3_After Competition Groups_17 | Window Film | 2.127% | 0 | 81.8125 | Residential_2038_Technical_million_m3_After Competition Groups_Window Film
Residential | Res ¦ Advanced BAS/Controllers | 2038 | Economic | million_m3 | After Competition Groups | 72.4709 | 205541.1514 | 0.20554 | 3471.6641 | 0.020875 | 17 | Residential_2038_Economic_million_m3_After Competition Groups_17 | Advanced BAS/Controllers | 2.087% | 0.20554 | 72.4709 | Residential_2038_Economic_million_m3_After Competition Groups_Advanced BAS/Controllers
Residential | Res ¦ Furnace Tune Up | 2038 | Technical | million_m3 | After Competition Groups | 79.262 | 0 | 0 | 3846.3067 | 0.020607 | 18 | Residential_2038_Technical_million_m3_After Competition Groups_18 | Furnace Tune Up | 2.061% | 0 | 79.262 | Residential_2038_Technical_million_m3_After Competition Groups_Furnace Tune Up
Residential | Res ¦ Advanced BAS/Controllers | 2038 | Technical | million_m3 | After Competition Groups | 72.4709 | 205541.1514 | 0.20554 | 3846.3067 | 0.018842 | 19 | Residential_2038_Technical_million_m3_After Competition Groups_19 | Advanced BAS/Controllers | 1.884% | 0.20554 | 72.4709 | Residential_2038_Technical_million_m3_After Competition Groups_Advanced BAS/Controllers
Residential | Res ¦ Building Recommissioning, Operations and Maintenance (O&M) Improvements | 2038 | Economic | million_m3 | After Competition Groups | 59.9621 | 164447.2086 | 0.16445 | 3471.6641 | 0.017272 | 18 | Residential_2038_Economic_million_m3_After Competition Groups_18 | Building Recommissioning, Operations and Maintenance (O&M) Improvements | 1.727% | 0.16445 | 59.9621 | Residential_2038_Economic_million_m3_After Competition Groups_Building Recommissioning, Operations and Maintenance (O&M) Improvements
Residential | Res ¦ High Efficiency Storage Water Heater | 2038 | Achievable | million_m3 | After Competition Groups | 33.6398 | 18106431.5022 | 18.1064 | 2006.3042 | 0.016767 | 16 | Residential_2038_Achievable_million_m3_After Competition Groups_16 | High Efficiency Storage Water Heater | 1.677% | 18.1064 | 33.6398 | Residential_2038_Achievable_million_m3_After Competition Groups_High Efficiency Storage Water Heater
Residential | Res ¦ Building Recommissioning, Operations and Maintenance (O&M) Improvements | 2038 | Technical | million_m3 | After Competition Groups | 59.9621 | 164447.2086 | 0.16445 | 3846.3067 | 0.01559 | 20 | Residential_2038_Technical_million_m3_After Competition Groups_20 | Building Recommissioning, Operations and Maintenance (O&M) Improvements | 1.559% | 0.16445 | 59.9621 | Residential_2038_Technical_million_m3_After Competition Groups_Building Recommissioning, Operations and Maintenance (O&M) Improvements
Residential | Res ¦ Basement or Crawlspace Insulation | 2038 | Achievable | million_m3 | After Competition Groups | 31.1983 | 47560826.8099 | 47.5608 | 2006.3042 | 0.01555 | 17 | Residential_2038_Achievable_million_m3_After Competition Groups_17 | Basement or Crawlspace Insulation | 1.555% | 47.5608 | 31.1983 | Residential_2038_Achievable_million_m3_After Competition Groups_Basement or Crawlspace Insulation
Residential | Res ¦ Ceiling Insulation | 2038 | Technical | million_m3 | After Competition Groups | 58.8679 | 2360400.8795 | 2.3604 | 3846.3067 | 0.015305 | 21 | Residential_2038_Technical_million_m3_After Competition Groups_21 | Ceiling Insulation | 1.531% | 2.3604 | 58.8679 | Residential_2038_Technical_million_m3_After Competition Groups_Ceiling Insulation
Residential | Res ¦ Demand Control Ventilation | 2038 | Achievable | million_m3 | After Competition Groups | 29.6974 | 346202.9931 | 0.3462 | 2006.3042 | 0.014802 | 18 | Residential_2038_Achievable_million_m3_After Competition Groups_18 | Demand Control Ventilation | 1.48% | 0.3462 | 29.6974 | Residential_2038_Achievable_million_m3_After Competition Groups_Demand Control Ventilation
Residential | Res ¦ Duct Insulation MF | 2038 | Economic | million_m3 | After Competition Groups | 47.357 | 7436081.5635 | 7.4361 | 3471.6641 | 0.013641 | 19 | Residential_2038_Economic_million_m3_After Competition Groups_19 | Duct Insulation MF | 1.364% | 7.4361 | 47.357 | Residential_2038_Economic_million_m3_After Competition Groups_Duct Insulation MF
Residential | Res ¦ Floor Insulation | 2038 | Economic | million_m3 | After Competition Groups | 45.6713 | 10380597.1595 | 10.3806 | 3471.6641 | 0.013155 | 20 | Residential_2038_Economic_million_m3_After Competition Groups_20 | Floor Insulation | 1.316% | 10.3806 | 45.6713 | Residential_2038_Economic_million_m3_After Competition Groups_Floor Insulation
Residential | Res ¦ Duct Insulation | 2038 | Economic | million_m3 | After Competition Groups | 43.6232 | 10901970.0592 | 10.902 | 3471.6641 | 0.012565 | 21 | Residential_2038_Economic_million_m3_After Competition Groups_21 | Duct Insulation | 1.257% | 10.902 | 43.6232 | Residential_2038_Economic_million_m3_After Competition Groups_Duct Insulation
Residential | Res ¦ Duct Insulation MF | 2038 | Technical | million_m3 | After Competition Groups | 47.357 | 7436081.5635 | 7.4361 | 3846.3067 | 0.012312 | 22 | Residential_2038_Technical_million_m3_After Competition Groups_22 | Duct Insulation MF | 1.231% | 7.4361 | 47.357 | Residential_2038_Technical_million_m3_After Competition Groups_Duct Insulation MF
Residential | Res ¦ Floor Insulation | 2038 | Technical | million_m3 | After Competition Groups | 45.6713 | 10380597.1595 | 10.3806 | 3846.3067 | 0.011874 | 23 | Residential_2038_Technical_million_m3_After Competition Groups_23 | Floor Insulation | 1.187% | 10.3806 | 45.6713 | Residential_2038_Technical_million_m3_After Competition Groups_Floor Insulation
Residential | Res ¦ Duct Insulation | 2038 | Technical | million_m3 | After Competition Groups | 43.6232 | 10901970.0592 | 10.902 | 3846.3067 | 0.011342 | 24 | Residential_2038_Technical_million_m3_After Competition Groups_24 | Duct Insulation | 1.134% | 10.902 | 43.6232 | Residential_2038_Technical_million_m3_After Competition Groups_Duct Insulation
Residential | Res ¦ Heat Recovery Ventilator | 2038 | Achievable | million_m3 | After Competition Groups | 19.1604 | 1850458.7288 | 1.8505 | 2006.3042 | 0.0095501 | 19 | Residential_2038_Achievable_million_m3_After Competition Groups_19 | Heat Recovery Ventilator | 0.955% | 1.8505 | 19.1604 | Residential_2038_Achievable_million_m3_After Competition Groups_Heat Recovery Ventilator
Residential | Res ¦ Demand Control Ventilation | 2038 | Economic | million_m3 | After Competition Groups | 32.4357 | 346202.9931 | 0.3462 | 3471.6641 | 0.009343 | 22 | Residential_2038_Economic_million_m3_After Competition Groups_22 | Demand Control Ventilation | 0.9343% | 0.3462 | 32.4357 | Residential_2038_Economic_million_m3_After Competition Groups_Demand Control Ventilation
Residential | Res ¦ Duct Insulation MF | 2038 | Achievable | million_m3 | After Competition Groups | 17.6831 | 7436081.5635 | 7.4361 | 2006.3042 | 0.0088138 | 20 | Residential_2038_Achievable_million_m3_After Competition Groups_20 | Duct Insulation MF | 0.8814% | 7.4361 | 17.6831 | Residential_2038_Achievable_million_m3_After Competition Groups_Duct Insulation MF
Residential | Res ¦ Floor Insulation | 2038 | Achievable | million_m3 | After Competition Groups | 17.0462 | 10380597.1595 | 10.3806 | 2006.3042 | 0.0084963 | 21 | Residential_2038_Achievable_million_m3_After Competition Groups_21 | Floor Insulation | 0.8496% | 10.3806 | 17.0462 | Residential_2038_Achievable_million_m3_After Competition Groups_Floor Insulation
Residential | Res ¦ Demand Control Ventilation | 2038 | Technical | million_m3 | After Competition Groups | 32.4357 | 346202.9931 | 0.3462 | 3846.3067 | 0.008433 | 25 | Residential_2038_Technical_million_m3_After Competition Groups_25 | Demand Control Ventilation | 0.8433% | 0.3462 | 32.4357 | Residential_2038_Technical_million_m3_After Competition Groups_Demand Control Ventilation
Residential | Res ¦ Duct Insulation | 2038 | Achievable | million_m3 | After Competition Groups | 16.2719 | 10901970.0592 | 10.902 | 2006.3042 | 0.0081104 | 22 | Residential_2038_Achievable_million_m3_After Competition Groups_22 | Duct Insulation | 0.811% | 10.902 | 16.2719 | Residential_2038_Achievable_million_m3_After Competition Groups_Duct Insulation
Residential | Res ¦ Pool Cover | 2038 | Achievable | million_m3 | After Competition Groups | 16.0113 | 611089.5095 | 0.61109 | 2006.3042 | 0.0079805 | 23 | Residential_2038_Achievable_million_m3_After Competition Groups_23 | Pool Cover | 0.798% | 0.61109 | 16.0113 | Residential_2038_Achievable_million_m3_After Competition Groups_Pool Cover
Residential | Res ¦ Home Energy Reports | 2038 | Technical | million_m3 | After Competition Groups | 27.5402 | 12515823.9342 | 12.5158 | 3846.3067 | 0.0071602 | 26 | Residential_2038_Technical_million_m3_After Competition Groups_26 | Home Energy Reports | 0.716% | 12.5158 | 27.5402 | Residential_2038_Technical_million_m3_After Competition Groups_Home Energy Reports
Residential | Res ¦ Home Energy Reports | 2038 | Achievable | million_m3 | After Competition Groups | 14.2584 | 12515823.9342 | 12.5158 | 2006.3042 | 0.0071068 | 24 | Residential_2038_Achievable_million_m3_After Competition Groups_24 | Home Energy Reports | 0.7107% | 12.5158 | 14.2584 | Residential_2038_Achievable_million_m3_After Competition Groups_Home Energy Reports
Residential | Res ¦ Early Hot Water Heater Replacement | 2038 | Technical | million_m3 | After Competition Groups | 26.0518 | 0 | 0 | 3846.3067 | 0.0067732 | 27 | Residential_2038_Technical_million_m3_After Competition Groups_27 | Early Hot Water Heater Replacement | 0.6773% | 0 | 26.0518 | Residential_2038_Technical_million_m3_After Competition Groups_Early Hot Water Heater Replacement
Residential | Res ¦ Home Energy Reports | 2038 | Economic | million_m3 | After Competition Groups | 21.4544 | 12515823.9342 | 12.5158 | 3471.6641 | 0.0061799 | 23 | Residential_2038_Economic_million_m3_After Competition Groups_23 | Home Energy Reports | 0.618% | 12.5158 | 21.4544 | Residential_2038_Economic_million_m3_After Competition Groups_Home Energy Reports
Residential | Res ¦ Drain Water Heat Recovery | 2038 | Technical | million_m3 | After Competition Groups | 22.2189 | 897462.0265 | 0.89746 | 3846.3067 | 0.0057767 | 28 | Residential_2038_Technical_million_m3_After Competition Groups_28 | Drain Water Heat Recovery | 0.5777% | 0.89746 | 22.2189 | Residential_2038_Technical_million_m3_After Competition Groups_Drain Water Heat Recovery
Residential | Res ¦ Tankless Water Heater | 2038 | Economic | million_m3 | After Competition Groups | 16.9456 | 51882137.3768 | 51.8821 | 3471.6641 | 0.0048811 | 24 | Residential_2038_Economic_million_m3_After Competition Groups_24 | Tankless Water Heater | 0.4881% | 51.8821 | 16.9456 | Residential_2038_Economic_million_m3_After Competition Groups_Tankless Water Heater
Residential | Res ¦ Pool Cover | 2038 | Economic | million_m3 | After Competition Groups | 14.4569 | 611089.5095 | 0.61109 | 3471.6641 | 0.0041643 | 25 | Residential_2038_Economic_million_m3_After Competition Groups_25 | Pool Cover | 0.4164% | 0.61109 | 14.4569 | Residential_2038_Economic_million_m3_After Competition Groups_Pool Cover
Residential | Res ¦ Pool Cover | 2038 | Technical | million_m3 | After Competition Groups | 14.4569 | 611089.5095 | 0.61109 | 3846.3067 | 0.0037586 | 29 | Residential_2038_Technical_million_m3_After Competition Groups_29 | Pool Cover | 0.3759% | 0.61109 | 14.4569 | Residential_2038_Technical_million_m3_After Competition Groups_Pool Cover
Residential | Res ¦ Water Heater Temperature Setback | 2038 | Achievable | million_m3 | After Competition Groups | 7.1851 | 68627.924 | 0.068628 | 2006.3042 | 0.0035813 | 25 | Residential_2038_Achievable_million_m3_After Competition Groups_25 | Water Heater Temperature Setback | 0.3581% | 0.068628 | 7.1851 | Residential_2038_Achievable_million_m3_After Competition Groups_Water Heater Temperature Setback
Residential | Res ¦ High Efficiency Gas Pool Heater | 2038 | Technical | million_m3 | After Competition Groups | 12.1435 | 0 | 0 | 3846.3067 | 0.0031572 | 30 | Residential_2038_Technical_million_m3_After Competition Groups_30 | High Efficiency Gas Pool Heater | 0.3157% | 0 | 12.1435 | Residential_2038_Technical_million_m3_After Competition Groups_High Efficiency Gas Pool Heater
Residential | Res ¦ Tankless Water Heater | 2038 | Achievable | million_m3 | After Competition Groups | 5.0904 | 51882137.3768 | 51.8821 | 2006.3042 | 0.0025372 | 26 | Residential_2038_Achievable_million_m3_After Competition Groups_26 | Tankless Water Heater | 0.2537% | 51.8821 | 5.0904 | Residential_2038_Achievable_million_m3_After Competition Groups_Tankless Water Heater
Residential | Res ¦ Wall Insulation MF | 2038 | Economic | million_m3 | After Competition Groups | 7.3308 | 145177.6803 | 0.14518 | 3471.6641 | 0.0021116 | 26 | Residential_2038_Economic_million_m3_After Competition Groups_26 | Wall Insulation MF | 0.2112% | 0.14518 | 7.3308 | Residential_2038_Economic_million_m3_After Competition Groups_Wall Insulation MF
Residential | Res ¦ Wall Insulation MF | 2038 | Technical | million_m3 | After Competition Groups | 7.3308 | 145177.6803 | 0.14518 | 3846.3067 | 0.0019059 | 31 | Residential_2038_Technical_million_m3_After Competition Groups_31 | Wall Insulation MF | 0.1906% | 0.14518 | 7.3308 | Residential_2038_Technical_million_m3_After Competition Groups_Wall Insulation MF
Residential | Res ¦ Water Heater Temperature Setback | 2038 | Economic | million_m3 | After Competition Groups | 6.4872 | 68627.924 | 0.068628 | 3471.6641 | 0.0018686 | 27 | Residential_2038_Economic_million_m3_After Competition Groups_27 | Water Heater Temperature Setback | 0.1869% | 0.068628 | 6.4872 | Residential_2038_Economic_million_m3_After Competition Groups_Water Heater Temperature Setback
Residential | Res ¦ Water Heater Temperature Setback | 2038 | Technical | million_m3 | After Competition Groups | 6.4872 | 68627.924 | 0.068628 | 3846.3067 | 0.0016866 | 32 | Residential_2038_Technical_million_m3_After Competition Groups_32 | Water Heater Temperature Setback | 0.1687% | 0.068628 | 6.4872 | Residential_2038_Technical_million_m3_After Competition Groups_Water Heater Temperature Setback
Residential | Res ¦ Ceiling Insulation | 2038 | Economic | million_m3 | After Competition Groups | 5.3645 | 2360400.8795 | 2.3604 | 3471.6641 | 0.0015452 | 28 | Residential_2038_Economic_million_m3_After Competition Groups_28 | Ceiling Insulation | 0.1545% | 2.3604 | 5.3645 | Residential_2038_Economic_million_m3_After Competition Groups_Ceiling Insulation
Residential | Res ¦ Wall Insulation MF | 2038 | Achievable | million_m3 | After Competition Groups | 2.7385 | 145177.6803 | 0.14518 | 2006.3042 | 0.0013649 | 27 | Residential_2038_Achievable_million_m3_After Competition Groups_27 | Wall Insulation MF | 0.1365% | 0.14518 | 2.7385 | Residential_2038_Achievable_million_m3_After Competition Groups_Wall Insulation MF
Residential | Res ¦ Energy Star Clothes Dryer | 2038 | Technical | million_m3 | After Competition Groups | 2.3923 | 0 | 0 | 3846.3067 | 0.00062197 | 33 | Residential_2038_Technical_million_m3_After Competition Groups_33 | Energy Star Clothes Dryer | 0.0622% | 0 | 2.3923 | Residential_2038_Technical_million_m3_After Competition Groups_Energy Star Clothes Dryer
Residential | Res ¦ Ceiling Insulation | 2038 | Achievable | million_m3 | After Competition Groups | 1.2406 | 2360400.8795 | 2.3604 | 2006.3042 | 0.00061834 | 28 | Residential_2038_Achievable_million_m3_After Competition Groups_28 | Ceiling Insulation | 0.06183% | 2.3604 | 1.2406 | Residential_2038_Achievable_million_m3_After Competition Groups_Ceiling Insulation
Residential | Res ¦ Clothes Drying Racks | 2038 | Achievable | million_m3 | After Competition Groups | 1.2333 | 292208.1423 | 0.29221 | 2006.3042 | 0.00061471 | 29 | Residential_2038_Achievable_million_m3_After Competition Groups_29 | Clothes Drying Racks | 0.06147% | 0.29221 | 1.2333 | Residential_2038_Achievable_million_m3_After Competition Groups_Clothes Drying Racks
Residential | Res ¦ Energy Star Clothes Washer | 2038 | Achievable | million_m3 | After Competition Groups | 1.0846 | 167546.0189 | 0.16755 | 2006.3042 | 0.00054059 | 30 | Residential_2038_Achievable_million_m3_After Competition Groups_30 | Energy Star Clothes Washer | 0.05406% | 0.16755 | 1.0846 | Residential_2038_Achievable_million_m3_After Competition Groups_Energy Star Clothes Washer
Residential | Res ¦ Drain Water Heat Recovery | 2038 | Achievable | million_m3 | After Competition Groups | 0.95579 | 897462.0265 | 0.89746 | 2006.3042 | 0.00047639 | 31 | Residential_2038_Achievable_million_m3_After Competition Groups_31 | Drain Water Heat Recovery | 0.04764% | 0.89746 | 0.95579 | Residential_2038_Achievable_million_m3_After Competition Groups_Drain Water Heat Recovery
Residential | Res ¦ Energy Star Clothes Washer | 2038 | Economic | million_m3 | After Competition Groups | 1.1789 | 167546.0189 | 0.16755 | 3471.6641 | 0.00033959 | 29 | Residential_2038_Economic_million_m3_After Competition Groups_29 | Energy Star Clothes Washer | 0.03396% | 0.16755 | 1.1789 | Residential_2038_Economic_million_m3_After Competition Groups_Energy Star Clothes Washer
Residential | Res ¦ Minimize Hot and Warm Clothes Wash | 2038 | Achievable | million_m3 | After Competition Groups | 0.67667 | 0 | 0 | 2006.3042 | 0.00033727 | 32 | Residential_2038_Achievable_million_m3_After Competition Groups_32 | Minimize Hot and Warm Clothes Wash | 0.03373% | 0 | 0.67667 | Residential_2038_Achievable_million_m3_After Competition Groups_Minimize Hot and Warm Clothes Wash
Residential | Res ¦ Drain Water Heat Recovery | 2038 | Economic | million_m3 | After Competition Groups | 1.1382 | 897462.0265 | 0.89746 | 3471.6641 | 0.00032785 | 30 | Residential_2038_Economic_million_m3_After Competition Groups_30 | Drain Water Heat Recovery | 0.03279% | 0.89746 | 1.1382 | Residential_2038_Economic_million_m3_After Competition Groups_Drain Water Heat Recovery
Residential | Res ¦ Clothes Drying Racks | 2038 | Economic | million_m3 | After Competition Groups | 1.114 | 292208.1423 | 0.29221 | 3471.6641 | 0.00032089 | 31 | Residential_2038_Economic_million_m3_After Competition Groups_31 | Clothes Drying Racks | 0.03209% | 0.29221 | 1.114 | Residential_2038_Economic_million_m3_After Competition Groups_Clothes Drying Racks
Residential | Res ¦ Energy Star Clothes Washer | 2038 | Technical | million_m3 | After Competition Groups | 1.1789 | 167546.0189 | 0.16755 | 3846.3067 | 0.00030651 | 34 | Residential_2038_Technical_million_m3_After Competition Groups_34 | Energy Star Clothes Washer | 0.03065% | 0.16755 | 1.1789 | Residential_2038_Technical_million_m3_After Competition Groups_Energy Star Clothes Washer
Residential | Res ¦ Clothes Drying Racks | 2038 | Technical | million_m3 | After Competition Groups | 1.114 | 292208.1423 | 0.29221 | 3846.3067 | 0.00028963 | 35 | Residential_2038_Technical_million_m3_After Competition Groups_35 | Clothes Drying Racks | 0.02896% | 0.29221 | 1.114 | Residential_2038_Technical_million_m3_After Competition Groups_Clothes Drying Racks
Residential | Res ¦ Minimize Hot and Warm Clothes Wash | 2038 | Economic | million_m3 | After Competition Groups | 0.96803 | 0 | 0 | 3471.6641 | 0.00027884 | 32 | Residential_2038_Economic_million_m3_After Competition Groups_32 | Minimize Hot and Warm Clothes Wash | 0.02788% | 0 | 0.96803 | Residential_2038_Economic_million_m3_After Competition Groups_Minimize Hot and Warm Clothes Wash
Residential | Res ¦ Minimize Hot and Warm Clothes Wash | 2038 | Technical | million_m3 | After Competition Groups | 0.96803 | 0 | 0 | 3846.3067 | 0.00025168 | 36 | Residential_2038_Technical_million_m3_After Competition Groups_36 | Minimize Hot and Warm Clothes Wash | 0.02517% | 0 | 0.96803 | Residential_2038_Technical_million_m3_After Competition Groups_Minimize Hot and Warm Clothes Wash
Residential | Res ¦ Solar Water Preheat (Pools/DHW) | 2038 | Technical | million_m3 | After Competition Groups | 0.11554 | 0 | 0 | 3846.3067 | 3.0039e-05 | 37 | Residential_2038_Technical_million_m3_After Competition Groups_37 | Solar Water Preheat (Pools/DHW) | 0.003004% | 0 | 0.11554 | Residential_2038_Technical_million_m3_After Competition Groups_Solar Water Preheat (Pools/DHW)
Residential | Res ¦ Furnace Tune Up | 2038 | Achievable | million_m3 | After Competition Groups | 0 | 0 | 0 | 2006.3042 | 0 | 33 | Residential_2038_Achievable_million_m3_After Competition Groups_33 | Furnace Tune Up | 0% | 0 | 0 | Residential_2038_Achievable_million_m3_After Competition Groups_Furnace Tune Up
Residential | Res ¦ Furnace Tune Up | 2038 | Economic | million_m3 | After Competition Groups | 0 | 0 | 0 | 3471.6641 | 0 | 33 | Residential_2038_Economic_million_m3_After Competition Groups_33 | Furnace Tune Up | 0% | 0 | 0 | Residential_2038_Economic_million_m3_After Competition Groups_Furnace Tune Up
Residential | Res ¦ Air Sealing | 2039 | Economic | million_m3 | After Competition Groups | 564.4529 | 44344486.5086 | 44.3445 | 3578.0946 | 0.15775 | 1 | Residential_2039_Economic_million_m3_After Competition Groups_1 | Air Sealing | 15.78% | 44.3445 | 564.4529 | Residential_2039_Economic_million_m3_After Competition Groups_Air Sealing
Residential | Res ¦ Adaptive Thermostat | 2039 | Economic | million_m3 | After Competition Groups | 524.0859 | 47473069.8435 | 47.4731 | 3578.0946 | 0.14647 | 2 | Residential_2039_Economic_million_m3_After Competition Groups_2 | Adaptive Thermostat | 14.65% | 47.4731 | 524.0859 | Residential_2039_Economic_million_m3_After Competition Groups_Adaptive Thermostat
Residential | Res ¦ Air Sealing | 2039 | Technical | million_m3 | After Competition Groups | 564.4529 | 44344486.5086 | 44.3445 | 3871.54 | 0.1458 | 1 | Residential_2039_Technical_million_m3_After Competition Groups_1 | Air Sealing | 14.58% | 44.3445 | 564.4529 | Residential_2039_Technical_million_m3_After Competition Groups_Air Sealing
Residential | Res ¦ Adaptive Thermostat | 2039 | Technical | million_m3 | After Competition Groups | 524.0859 | 47473069.8435 | 47.4731 | 3871.54 | 0.13537 | 2 | Residential_2039_Technical_million_m3_After Competition Groups_2 | Adaptive Thermostat | 13.54% | 47.4731 | 524.0859 | Residential_2039_Technical_million_m3_After Competition Groups_Adaptive Thermostat
Residential | Res ¦ Adaptive Thermostat | 2039 | Achievable | million_m3 | After Competition Groups | 243.799 | 47473069.8435 | 47.4731 | 2142.9155 | 0.11377 | 1 | Residential_2039_Achievable_million_m3_After Competition Groups_1 | Adaptive Thermostat | 11.38% | 47.4731 | 243.799 | Residential_2039_Achievable_million_m3_After Competition Groups_Adaptive Thermostat
Residential | Res ¦ Air Sealing | 2039 | Achievable | million_m3 | After Competition Groups | 233.7691 | 44344486.5086 | 44.3445 | 2142.9155 | 0.10909 | 2 | Residential_2039_Achievable_million_m3_After Competition Groups_2 | Air Sealing | 10.91% | 44.3445 | 233.7691 | Residential_2039_Achievable_million_m3_After Competition Groups_Air Sealing
Residential | Res ¦ Energy Star Windows | 2039 | Achievable | million_m3 | After Competition Groups | 194.7769 | 139619317.0671 | 139.6193 | 2142.9155 | 0.090893 | 3 | Residential_2039_Achievable_million_m3_After Competition Groups_3 | Energy Star Windows | 9.089% | 139.6193 | 194.7769 | Residential_2039_Achievable_million_m3_After Competition Groups_Energy Star Windows
Residential | Res ¦ Comprehensive Draft Proofing | 2039 | Achievable | million_m3 | After Competition Groups | 193.8605 | 163199.5865 | 0.1632 | 2142.9155 | 0.090466 | 4 | Residential_2039_Achievable_million_m3_After Competition Groups_4 | Comprehensive Draft Proofing | 9.047% | 0.1632 | 193.8605 | Residential_2039_Achievable_million_m3_After Competition Groups_Comprehensive Draft Proofing
Residential | Res ¦ Condensing Storage Water Heater | 2039 | Achievable | million_m3 | After Competition Groups | 157.6762 | 113950326.5785 | 113.9503 | 2142.9155 | 0.07358 | 5 | Residential_2039_Achievable_million_m3_After Competition Groups_5 | Condensing Storage Water Heater | 7.358% | 113.9503 | 157.6762 | Residential_2039_Achievable_million_m3_After Competition Groups_Condensing Storage Water Heater
Residential | Res ¦ DHW Recirculation Systems | 2039 | Achievable | million_m3 | After Competition Groups | 148.1556 | 6787189.5096 | 6.7872 | 2142.9155 | 0.069137 | 6 | Residential_2039_Achievable_million_m3_After Competition Groups_6 | DHW Recirculation Systems | 6.914% | 6.7872 | 148.1556 | Residential_2039_Achievable_million_m3_After Competition Groups_DHW Recirculation Systems
Residential | Res ¦ Condensing Storage Water Heater | 2039 | Economic | million_m3 | After Competition Groups | 244.0887 | 113950326.5785 | 113.9503 | 3578.0946 | 0.068218 | 3 | Residential_2039_Economic_million_m3_After Competition Groups_3 | Condensing Storage Water Heater | 6.822% | 113.9503 | 244.0887 | Residential_2039_Economic_million_m3_After Competition Groups_Condensing Storage Water Heater
Residential | Res ¦ Condensing Storage Water Heater | 2039 | Technical | million_m3 | After Competition Groups | 244.0887 | 113950326.5785 | 113.9503 | 3871.54 | 0.063047 | 3 | Residential_2039_Technical_million_m3_After Competition Groups_3 | Condensing Storage Water Heater | 6.305% | 113.9503 | 244.0887 | Residential_2039_Technical_million_m3_After Competition Groups_Condensing Storage Water Heater
Residential | Res ¦ Energy Star Windows | 2039 | Economic | million_m3 | After Competition Groups | 214.5761 | 139619317.0671 | 139.6193 | 3578.0946 | 0.059969 | 4 | Residential_2039_Economic_million_m3_After Competition Groups_4 | Energy Star Windows | 5.997% | 139.6193 | 214.5761 | Residential_2039_Economic_million_m3_After Competition Groups_Energy Star Windows
Residential | Res ¦ Condensing Boiler | 2039 | Achievable | million_m3 | After Competition Groups | 123.1609 | 34532659.5354 | 34.5327 | 2142.9155 | 0.057474 | 7 | Residential_2039_Achievable_million_m3_After Competition Groups_7 | Condensing Boiler | 5.747% | 34.5327 | 123.1609 | Residential_2039_Achievable_million_m3_After Competition Groups_Condensing Boiler
Residential | Res ¦ Energy Star Windows | 2039 | Technical | million_m3 | After Competition Groups | 214.5761 | 139619317.0671 | 139.6193 | 3871.54 | 0.055424 | 4 | Residential_2039_Technical_million_m3_After Competition Groups_4 | Energy Star Windows | 5.542% | 139.6193 | 214.5761 | Residential_2039_Technical_million_m3_After Competition Groups_Energy Star Windows
Residential | Res ¦ High Efficiency Condensing Furnace | 2039 | Achievable | million_m3 | After Competition Groups | 114.5102 | 38483532.047 | 38.4835 | 2142.9155 | 0.053437 | 8 | Residential_2039_Achievable_million_m3_After Competition Groups_8 | High Efficiency Condensing Furnace | 5.344% | 38.4835 | 114.5102 | Residential_2039_Achievable_million_m3_After Competition Groups_High Efficiency Condensing Furnace
Residential | Res ¦ Tankless Water Heater | 2039 | Technical | million_m3 | After Competition Groups | 204.0574 | 66783111.1754 | 66.7831 | 3871.54 | 0.052707 | 5 | Residential_2039_Technical_million_m3_After Competition Groups_5 | Tankless Water Heater | 5.271% | 66.7831 | 204.0574 | Residential_2039_Technical_million_m3_After Competition Groups_Tankless Water Heater
Residential | Res ¦ High Efficiency Fireplace with Pilotless Ignition | 2039 | Achievable | million_m3 | After Competition Groups | 108.1574 | 6742916.8771 | 6.7429 | 2142.9155 | 0.050472 | 9 | Residential_2039_Achievable_million_m3_After Competition Groups_9 | High Efficiency Fireplace with Pilotless Ignition | 5.047% | 6.7429 | 108.1574 | Residential_2039_Achievable_million_m3_After Competition Groups_High Efficiency Fireplace with Pilotless Ignition
Residential | Res ¦ Comprehensive Draft Proofing | 2039 | Economic | million_m3 | After Competition Groups | 171.0146 | 163199.5865 | 0.1632 | 3578.0946 | 0.047795 | 5 | Residential_2039_Economic_million_m3_After Competition Groups_5 | Comprehensive Draft Proofing | 4.779% | 0.1632 | 171.0146 | Residential_2039_Economic_million_m3_After Competition Groups_Comprehensive Draft Proofing
Residential | Res ¦ Comprehensive Draft Proofing | 2039 | Technical | million_m3 | After Competition Groups | 171.0146 | 163199.5865 | 0.1632 | 3871.54 | 0.044172 | 6 | Residential_2039_Technical_million_m3_After Competition Groups_6 | Comprehensive Draft Proofing | 4.417% | 0.1632 | 171.0146 | Residential_2039_Technical_million_m3_After Competition Groups_Comprehensive Draft Proofing
Residential | Res ¦ Condensing Boiler | 2039 | Economic | million_m3 | After Competition Groups | 157.4608 | 34532659.5354 | 34.5327 | 3578.0946 | 0.044007 | 6 | Residential_2039_Economic_million_m3_After Competition Groups_6 | Condensing Boiler | 4.401% | 34.5327 | 157.4608 | Residential_2039_Economic_million_m3_After Competition Groups_Condensing Boiler
Residential | Res ¦ Wall Insulation | 2039 | Economic | million_m3 | After Competition Groups | 156.1426 | 55624157.8932 | 55.6242 | 3578.0946 | 0.043638 | 7 | Residential_2039_Economic_million_m3_After Competition Groups_7 | Wall Insulation | 4.364% | 55.6242 | 156.1426 | Residential_2039_Economic_million_m3_After Competition Groups_Wall Insulation
Residential | Res ¦ Condensing Boiler | 2039 | Technical | million_m3 | After Competition Groups | 157.4608 | 34532659.5354 | 34.5327 | 3871.54 | 0.040671 | 7 | Residential_2039_Technical_million_m3_After Competition Groups_7 | Condensing Boiler | 4.067% | 34.5327 | 157.4608 | Residential_2039_Technical_million_m3_After Competition Groups_Condensing Boiler
Residential | Res ¦ Wall Insulation | 2039 | Technical | million_m3 | After Competition Groups | 156.1426 | 55624157.8932 | 55.6242 | 3871.54 | 0.040331 | 8 | Residential_2039_Technical_million_m3_After Competition Groups_8 | Wall Insulation | 4.033% | 55.6242 | 156.1426 | Residential_2039_Technical_million_m3_After Competition Groups_Wall Insulation
Residential | Res ¦ Heat Recovery Ventilator | 2039 | Economic | million_m3 | After Competition Groups | 140.5305 | 2771778.2177 | 2.7718 | 3578.0946 | 0.039275 | 8 | Residential_2039_Economic_million_m3_After Competition Groups_8 | Heat Recovery Ventilator | 3.928% | 2.7718 | 140.5305 | Residential_2039_Economic_million_m3_After Competition Groups_Heat Recovery Ventilator
Residential | Res ¦ Attic Insulation | 2039 | Economic | million_m3 | After Competition Groups | 137.8323 | 9960673.9854 | 9.9607 | 3578.0946 | 0.038521 | 9 | Residential_2039_Economic_million_m3_After Competition Groups_9 | Attic Insulation | 3.852% | 9.9607 | 137.8323 | Residential_2039_Economic_million_m3_After Competition Groups_Attic Insulation
Residential | Res ¦ Advanced BAS/Controllers | 2039 | Achievable | million_m3 | After Competition Groups | 80.854 | 145086.6368 | 0.14509 | 2142.9155 | 0.037731 | 10 | Residential_2039_Achievable_million_m3_After Competition Groups_10 | Advanced BAS/Controllers | 3.773% | 0.14509 | 80.854 | Residential_2039_Achievable_million_m3_After Competition Groups_Advanced BAS/Controllers
Residential | Res ¦ High Efficiency Condensing Furnace | 2039 | Economic | million_m3 | After Competition Groups | 133.9194 | 38483532.047 | 38.4835 | 3578.0946 | 0.037428 | 10 | Residential_2039_Economic_million_m3_After Competition Groups_10 | High Efficiency Condensing Furnace | 3.743% | 38.4835 | 133.9194 | Residential_2039_Economic_million_m3_After Competition Groups_High Efficiency Condensing Furnace
Residential | Res ¦ High Efficiency Fireplace with Pilotless Ignition | 2039 | Economic | million_m3 | After Competition Groups | 132.0144 | 6742916.8771 | 6.7429 | 3578.0946 | 0.036895 | 11 | Residential_2039_Economic_million_m3_After Competition Groups_11 | High Efficiency Fireplace with Pilotless Ignition | 3.69% | 6.7429 | 132.0144 | Residential_2039_Economic_million_m3_After Competition Groups_High Efficiency Fireplace with Pilotless Ignition
Residential | Res ¦ DHW Recirculation Systems | 2039 | Economic | million_m3 | After Competition Groups | 130.7104 | 6787189.5096 | 6.7872 | 3578.0946 | 0.036531 | 12 | Residential_2039_Economic_million_m3_After Competition Groups_12 | DHW Recirculation Systems | 3.653% | 6.7872 | 130.7104 | Residential_2039_Economic_million_m3_After Competition Groups_DHW Recirculation Systems
Residential | Res ¦ Heat Recovery Ventilator | 2039 | Technical | million_m3 | After Competition Groups | 140.5305 | 2771778.2177 | 2.7718 | 3871.54 | 0.036298 | 9 | Residential_2039_Technical_million_m3_After Competition Groups_9 | Heat Recovery Ventilator | 3.63% | 2.7718 | 140.5305 | Residential_2039_Technical_million_m3_After Competition Groups_Heat Recovery Ventilator
Residential | Res ¦ Attic Insulation | 2039 | Technical | million_m3 | After Competition Groups | 137.8323 | 9960673.9854 | 9.9607 | 3871.54 | 0.035601 | 10 | Residential_2039_Technical_million_m3_After Competition Groups_10 | Attic Insulation | 3.56% | 9.9607 | 137.8323 | Residential_2039_Technical_million_m3_After Competition Groups_Attic Insulation
Residential | Res ¦ High Efficiency Condensing Furnace | 2039 | Technical | million_m3 | After Competition Groups | 134.3142 | 38483532.047 | 38.4835 | 3871.54 | 0.034693 | 11 | Residential_2039_Technical_million_m3_After Competition Groups_11 | High Efficiency Condensing Furnace | 3.469% | 38.4835 | 134.3142 | Residential_2039_Technical_million_m3_After Competition Groups_High Efficiency Condensing Furnace
Residential | Res ¦ High Efficiency Fireplace with Pilotless Ignition | 2039 | Technical | million_m3 | After Competition Groups | 132.0144 | 6742916.8771 | 6.7429 | 3871.54 | 0.034099 | 12 | Residential_2039_Technical_million_m3_After Competition Groups_12 | High Efficiency Fireplace with Pilotless Ignition | 3.41% | 6.7429 | 132.0144 | Residential_2039_Technical_million_m3_After Competition Groups_High Efficiency Fireplace with Pilotless Ignition
Residential | Res ¦ DHW Recirculation Systems | 2039 | Technical | million_m3 | After Competition Groups | 130.7104 | 6787189.5096 | 6.7872 | 3871.54 | 0.033762 | 13 | Residential_2039_Technical_million_m3_After Competition Groups_13 | DHW Recirculation Systems | 3.376% | 6.7872 | 130.7104 | Residential_2039_Technical_million_m3_After Competition Groups_DHW Recirculation Systems
Residential | Res ¦ Basement or Crawlspace Insulation | 2039 | Economic | million_m3 | After Competition Groups | 117.1331 | 50507516.592 | 50.5075 | 3578.0946 | 0.032736 | 13 | Residential_2039_Economic_million_m3_After Competition Groups_13 | Basement or Crawlspace Insulation | 3.274% | 50.5075 | 117.1331 | Residential_2039_Economic_million_m3_After Competition Groups_Basement or Crawlspace Insulation
Residential | Res ¦ Basement Wall Insulation | 2039 | Economic | million_m3 | After Competition Groups | 114.677 | 6106273.9746 | 6.1063 | 3578.0946 | 0.03205 | 14 | Residential_2039_Economic_million_m3_After Competition Groups_14 | Basement Wall Insulation | 3.205% | 6.1063 | 114.677 | Residential_2039_Economic_million_m3_After Competition Groups_Basement Wall Insulation
Residential | Res ¦ Building Recommissioning, Operations and Maintenance (O&M) Improvements | 2039 | Achievable | million_m3 | After Competition Groups | 66.8985 | 116078.4663 | 0.11608 | 2142.9155 | 0.031218 | 11 | Residential_2039_Achievable_million_m3_After Competition Groups_11 | Building Recommissioning, Operations and Maintenance (O&M) Improvements | 3.122% | 0.11608 | 66.8985 | Residential_2039_Achievable_million_m3_After Competition Groups_Building Recommissioning, Operations and Maintenance (O&M) Improvements
Residential | Res ¦ Condensing Make Up Air Unit | 2039 | Achievable | million_m3 | After Competition Groups | 65.7832 | 6027339.6176 | 6.0273 | 2142.9155 | 0.030698 | 12 | Residential_2039_Achievable_million_m3_After Competition Groups_12 | Condensing Make Up Air Unit | 3.07% | 6.0273 | 65.7832 | Residential_2039_Achievable_million_m3_After Competition Groups_Condensing Make Up Air Unit
Residential | Res ¦ Basement or Crawlspace Insulation | 2039 | Technical | million_m3 | After Competition Groups | 117.1331 | 50507516.592 | 50.5075 | 3871.54 | 0.030255 | 14 | Residential_2039_Technical_million_m3_After Competition Groups_14 | Basement or Crawlspace Insulation | 3.025% | 50.5075 | 117.1331 | Residential_2039_Technical_million_m3_After Competition Groups_Basement or Crawlspace Insulation
Residential | Res ¦ Wall Insulation | 2039 | Achievable | million_m3 | After Competition Groups | 64.6043 | 55624157.8932 | 55.6242 | 2142.9155 | 0.030148 | 13 | Residential_2039_Achievable_million_m3_After Competition Groups_13 | Wall Insulation | 3.015% | 55.6242 | 64.6043 | Residential_2039_Achievable_million_m3_After Competition Groups_Wall Insulation
Residential | Res ¦ Basement Wall Insulation | 2039 | Technical | million_m3 | After Competition Groups | 114.677 | 6106273.9746 | 6.1063 | 3871.54 | 0.029621 | 15 | Residential_2039_Technical_million_m3_After Competition Groups_15 | Basement Wall Insulation | 2.962% | 6.1063 | 114.677 | Residential_2039_Technical_million_m3_After Competition Groups_Basement Wall Insulation
Residential | Res ¦ Attic Insulation | 2039 | Achievable | million_m3 | After Competition Groups | 57.0845 | 9960673.9854 | 9.9607 | 2142.9155 | 0.026639 | 14 | Residential_2039_Achievable_million_m3_After Competition Groups_14 | Attic Insulation | 2.664% | 9.9607 | 57.0845 | Residential_2039_Achievable_million_m3_After Competition Groups_Attic Insulation
Residential | Res ¦ Condensing Make Up Air Unit | 2039 | Economic | million_m3 | After Competition Groups | 92.0634 | 6027339.6176 | 6.0273 | 3578.0946 | 0.02573 | 15 | Residential_2039_Economic_million_m3_After Competition Groups_15 | Condensing Make Up Air Unit | 2.573% | 6.0273 | 92.0634 | Residential_2039_Economic_million_m3_After Competition Groups_Condensing Make Up Air Unit
Residential | Res ¦ High Efficiency Storage Water Heater | 2039 | Economic | million_m3 | After Competition Groups | 85.4424 | 24164141.2251 | 24.1641 | 3578.0946 | 0.023879 | 16 | Residential_2039_Economic_million_m3_After Competition Groups_16 | High Efficiency Storage Water Heater | 2.388% | 24.1641 | 85.4424 | Residential_2039_Economic_million_m3_After Competition Groups_High Efficiency Storage Water Heater
Residential | Res ¦ Condensing Make Up Air Unit | 2039 | Technical | million_m3 | After Competition Groups | 92.0634 | 6027339.6176 | 6.0273 | 3871.54 | 0.02378 | 16 | Residential_2039_Technical_million_m3_After Competition Groups_16 | Condensing Make Up Air Unit | 2.378% | 6.0273 | 92.0634 | Residential_2039_Technical_million_m3_After Competition Groups_Condensing Make Up Air Unit
Residential | Res ¦ Basement Wall Insulation | 2039 | Achievable | million_m3 | After Competition Groups | 47.498 | 6106273.9746 | 6.1063 | 2142.9155 | 0.022165 | 15 | Residential_2039_Achievable_million_m3_After Competition Groups_15 | Basement Wall Insulation | 2.217% | 6.1063 | 47.498 | Residential_2039_Achievable_million_m3_After Competition Groups_Basement Wall Insulation
Residential | Res ¦ Furnace Tune Up | 2039 | Economic | million_m3 | After Competition Groups | 78.0097 | 11922250.8845 | 11.9223 | 3578.0946 | 0.021802 | 17 | Residential_2039_Economic_million_m3_After Competition Groups_17 | Furnace Tune Up | 2.18% | 11.9223 | 78.0097 | Residential_2039_Economic_million_m3_After Competition Groups_Furnace Tune Up
Residential | Res ¦ Window Film | 2039 | Technical | million_m3 | After Competition Groups | 80.5199 | 0 | 0 | 3871.54 | 0.020798 | 17 | Residential_2039_Technical_million_m3_After Competition Groups_17 | Window Film | 2.08% | 0 | 80.5199 | Residential_2039_Technical_million_m3_After Competition Groups_Window Film
Residential | Res ¦ Furnace Tune Up | 2039 | Technical | million_m3 | After Competition Groups | 78.0097 | 11922250.8845 | 11.9223 | 3871.54 | 0.02015 | 18 | Residential_2039_Technical_million_m3_After Competition Groups_18 | Furnace Tune Up | 2.015% | 11.9223 | 78.0097 | Residential_2039_Technical_million_m3_After Competition Groups_Furnace Tune Up
Residential | Res ¦ Advanced BAS/Controllers | 2039 | Economic | million_m3 | After Competition Groups | 71.3258 | 145086.6368 | 0.14509 | 3578.0946 | 0.019934 | 18 | Residential_2039_Economic_million_m3_After Competition Groups_18 | Advanced BAS/Controllers | 1.993% | 0.14509 | 71.3258 | Residential_2039_Economic_million_m3_After Competition Groups_Advanced BAS/Controllers
Residential | Res ¦ Advanced BAS/Controllers | 2039 | Technical | million_m3 | After Competition Groups | 71.3258 | 145086.6368 | 0.14509 | 3871.54 | 0.018423 | 19 | Residential_2039_Technical_million_m3_After Competition Groups_19 | Advanced BAS/Controllers | 1.842% | 0.14509 | 71.3258 | Residential_2039_Technical_million_m3_After Competition Groups_Advanced BAS/Controllers
Residential | Res ¦ High Efficiency Storage Water Heater | 2039 | Achievable | million_m3 | After Competition Groups | 36.1882 | 24164141.2251 | 24.1641 | 2142.9155 | 0.016887 | 16 | Residential_2039_Achievable_million_m3_After Competition Groups_16 | High Efficiency Storage Water Heater | 1.689% | 24.1641 | 36.1882 | Residential_2039_Achievable_million_m3_After Competition Groups_High Efficiency Storage Water Heater
Residential | Res ¦ Building Recommissioning, Operations and Maintenance (O&M) Improvements | 2039 | Economic | million_m3 | After Competition Groups | 59.0147 | 116078.4663 | 0.11608 | 3578.0946 | 0.016493 | 19 | Residential_2039_Economic_million_m3_After Competition Groups_19 | Building Recommissioning, Operations and Maintenance (O&M) Improvements | 1.649% | 0.11608 | 59.0147 | Residential_2039_Economic_million_m3_After Competition Groups_Building Recommissioning, Operations and Maintenance (O&M) Improvements
Residential | Res ¦ Basement or Crawlspace Insulation | 2039 | Achievable | million_m3 | After Competition Groups | 34.7585 | 50507516.592 | 50.5075 | 2142.9155 | 0.01622 | 17 | Residential_2039_Achievable_million_m3_After Competition Groups_17 | Basement or Crawlspace Insulation | 1.622% | 50.5075 | 34.7585 | Residential_2039_Achievable_million_m3_After Competition Groups_Basement or Crawlspace Insulation
Residential | Res ¦ Building Recommissioning, Operations and Maintenance (O&M) Improvements | 2039 | Technical | million_m3 | After Competition Groups | 59.0147 | 116078.4663 | 0.11608 | 3871.54 | 0.015243 | 20 | Residential_2039_Technical_million_m3_After Competition Groups_20 | Building Recommissioning, Operations and Maintenance (O&M) Improvements | 1.524% | 0.11608 | 59.0147 | Residential_2039_Technical_million_m3_After Competition Groups_Building Recommissioning, Operations and Maintenance (O&M) Improvements
Residential | Res ¦ Ceiling Insulation | 2039 | Technical | million_m3 | After Competition Groups | 57.9378 | 2522935.6293 | 2.5229 | 3871.54 | 0.014965 | 21 | Residential_2039_Technical_million_m3_After Competition Groups_21 | Ceiling Insulation | 1.497% | 2.5229 | 57.9378 | Residential_2039_Technical_million_m3_After Competition Groups_Ceiling Insulation
Residential | Res ¦ Demand Control Ventilation | 2039 | Achievable | million_m3 | After Competition Groups | 30.6284 | 299908.0941 | 0.29991 | 2142.9155 | 0.014293 | 18 | Residential_2039_Achievable_million_m3_After Competition Groups_18 | Demand Control Ventilation | 1.429% | 0.29991 | 30.6284 | Residential_2039_Achievable_million_m3_After Competition Groups_Demand Control Ventilation
Residential | Res ¦ Duct Insulation MF | 2039 | Economic | million_m3 | After Competition Groups | 46.6088 | 7716790.7295 | 7.7168 | 3578.0946 | 0.013026 | 20 | Residential_2039_Economic_million_m3_After Competition Groups_20 | Duct Insulation MF | 1.303% | 7.7168 | 46.6088 | Residential_2039_Economic_million_m3_After Competition Groups_Duct Insulation MF
Residential | Res ¦ Floor Insulation | 2039 | Economic | million_m3 | After Competition Groups | 44.9497 | 10772758.5145 | 10.7728 | 3578.0946 | 0.012562 | 21 | Residential_2039_Economic_million_m3_After Competition Groups_21 | Floor Insulation | 1.256% | 10.7728 | 44.9497 | Residential_2039_Economic_million_m3_After Competition Groups_Floor Insulation
Residential | Res ¦ Duct Insulation MF | 2039 | Technical | million_m3 | After Competition Groups | 46.6088 | 7716790.7295 | 7.7168 | 3871.54 | 0.012039 | 22 | Residential_2039_Technical_million_m3_After Competition Groups_22 | Duct Insulation MF | 1.204% | 7.7168 | 46.6088 | Residential_2039_Technical_million_m3_After Competition Groups_Duct Insulation MF
Residential | Res ¦ Duct Insulation | 2039 | Economic | million_m3 | After Competition Groups | 42.9339 | 11315032.6126 | 11.315 | 3578.0946 | 0.011999 | 22 | Residential_2039_Economic_million_m3_After Competition Groups_22 | Duct Insulation | 1.2% | 11.315 | 42.9339 | Residential_2039_Economic_million_m3_After Competition Groups_Duct Insulation
Residential | Res ¦ Floor Insulation | 2039 | Technical | million_m3 | After Competition Groups | 44.9497 | 10772758.5145 | 10.7728 | 3871.54 | 0.01161 | 23 | Residential_2039_Technical_million_m3_After Competition Groups_23 | Floor Insulation | 1.161% | 10.7728 | 44.9497 | Residential_2039_Technical_million_m3_After Competition Groups_Floor Insulation
Residential | Res ¦ Duct Insulation | 2039 | Technical | million_m3 | After Competition Groups | 42.9339 | 11315032.6126 | 11.315 | 3871.54 | 0.01109 | 24 | Residential_2039_Technical_million_m3_After Competition Groups_24 | Duct Insulation | 1.109% | 11.315 | 42.9339 | Residential_2039_Technical_million_m3_After Competition Groups_Duct Insulation
Residential | Res ¦ Heat Recovery Ventilator | 2039 | Achievable | million_m3 | After Competition Groups | 21.7969 | 2771778.2177 | 2.7718 | 2142.9155 | 0.010172 | 19 | Residential_2039_Achievable_million_m3_After Competition Groups_19 | Heat Recovery Ventilator | 1.017% | 2.7718 | 21.7969 | Residential_2039_Achievable_million_m3_After Competition Groups_Heat Recovery Ventilator
Residential | Res ¦ Duct Insulation MF | 2039 | Achievable | million_m3 | After Competition Groups | 19.2993 | 7716790.7295 | 7.7168 | 2142.9155 | 0.0090061 | 20 | Residential_2039_Achievable_million_m3_After Competition Groups_20 | Duct Insulation MF | 0.9006% | 7.7168 | 19.2993 | Residential_2039_Achievable_million_m3_After Competition Groups_Duct Insulation MF
Residential | Res ¦ Demand Control Ventilation | 2039 | Economic | million_m3 | After Competition Groups | 31.9232 | 299908.0941 | 0.29991 | 3578.0946 | 0.0089219 | 23 | Residential_2039_Economic_million_m3_After Competition Groups_23 | Demand Control Ventilation | 0.8922% | 0.29991 | 31.9232 | Residential_2039_Economic_million_m3_After Competition Groups_Demand Control Ventilation
Residential | Res ¦ Floor Insulation | 2039 | Achievable | million_m3 | After Competition Groups | 18.6042 | 10772758.5145 | 10.7728 | 2142.9155 | 0.0086817 | 21 | Residential_2039_Achievable_million_m3_After Competition Groups_21 | Floor Insulation | 0.8682% | 10.7728 | 18.6042 | Residential_2039_Achievable_million_m3_After Competition Groups_Floor Insulation
Residential | Res ¦ Duct Insulation | 2039 | Achievable | million_m3 | After Competition Groups | 17.7599 | 11315032.6126 | 11.315 | 2142.9155 | 0.0082877 | 22 | Residential_2039_Achievable_million_m3_After Competition Groups_22 | Duct Insulation | 0.8288% | 11.315 | 17.7599 | Residential_2039_Achievable_million_m3_After Competition Groups_Duct Insulation
Residential | Res ¦ Demand Control Ventilation | 2039 | Technical | million_m3 | After Competition Groups | 31.9232 | 299908.0941 | 0.29991 | 3871.54 | 0.0082456 | 25 | Residential_2039_Technical_million_m3_After Competition Groups_25 | Demand Control Ventilation | 0.8246% | 0.29991 | 31.9232 | Residential_2039_Technical_million_m3_After Competition Groups_Demand Control Ventilation
Residential | Res ¦ Home Energy Reports | 2039 | Technical | million_m3 | After Competition Groups | 29.6101 | 13753617.0045 | 13.7536 | 3871.54 | 0.0076481 | 26 | Residential_2039_Technical_million_m3_After Competition Groups_26 | Home Energy Reports | 0.7648% | 13.7536 | 29.6101 | Residential_2039_Technical_million_m3_After Competition Groups_Home Energy Reports
Residential | Res ¦ Pool Cover | 2039 | Achievable | million_m3 | After Competition Groups | 16.1282 | 431431.1318 | 0.43143 | 2142.9155 | 0.0075263 | 23 | Residential_2039_Achievable_million_m3_After Competition Groups_23 | Pool Cover | 0.7526% | 0.43143 | 16.1282 | Residential_2039_Achievable_million_m3_After Competition Groups_Pool Cover
Residential | Res ¦ Tankless Water Heater | 2039 | Economic | million_m3 | After Competition Groups | 26.7949 | 66783111.1754 | 66.7831 | 3578.0946 | 0.0074886 | 24 | Residential_2039_Economic_million_m3_After Competition Groups_24 | Tankless Water Heater | 0.7489% | 66.7831 | 26.7949 | Residential_2039_Economic_million_m3_After Competition Groups_Tankless Water Heater
Residential | Res ¦ Home Energy Reports | 2039 | Achievable | million_m3 | After Competition Groups | 15.4371 | 13753617.0045 | 13.7536 | 2142.9155 | 0.0072038 | 24 | Residential_2039_Achievable_million_m3_After Competition Groups_24 | Home Energy Reports | 0.7204% | 13.7536 | 15.4371 | Residential_2039_Achievable_million_m3_After Competition Groups_Home Energy Reports
Residential | Res ¦ Early Hot Water Heater Replacement | 2039 | Technical | million_m3 | After Competition Groups | 25.6402 | 0 | 0 | 3871.54 | 0.0066227 | 27 | Residential_2039_Technical_million_m3_After Competition Groups_27 | Early Hot Water Heater Replacement | 0.6623% | 0 | 25.6402 | Residential_2039_Technical_million_m3_After Competition Groups_Early Hot Water Heater Replacement
Residential | Res ¦ Home Energy Reports | 2039 | Economic | million_m3 | After Competition Groups | 22.883 | 13753617.0045 | 13.7536 | 3578.0946 | 0.0063953 | 25 | Residential_2039_Economic_million_m3_After Competition Groups_25 | Home Energy Reports | 0.6395% | 13.7536 | 22.883 | Residential_2039_Economic_million_m3_After Competition Groups_Home Energy Reports
Residential | Res ¦ Drain Water Heat Recovery | 2039 | Technical | million_m3 | After Competition Groups | 21.8679 | 724831.342 | 0.72483 | 3871.54 | 0.0056484 | 28 | Residential_2039_Technical_million_m3_After Competition Groups_28 | Drain Water Heat Recovery | 0.5648% | 0.72483 | 21.8679 | Residential_2039_Technical_million_m3_After Competition Groups_Drain Water Heat Recovery
Residential | Res ¦ Tankless Water Heater | 2039 | Achievable | million_m3 | After Competition Groups | 9.6309 | 66783111.1754 | 66.7831 | 2142.9155 | 0.0044943 | 25 | Residential_2039_Achievable_million_m3_After Competition Groups_25 | Tankless Water Heater | 0.4494% | 66.7831 | 9.6309 | Residential_2039_Achievable_million_m3_After Competition Groups_Tankless Water Heater
Residential | Res ¦ Pool Cover | 2039 | Economic | million_m3 | After Competition Groups | 14.2285 | 431431.1318 | 0.43143 | 3578.0946 | 0.0039766 | 26 | Residential_2039_Economic_million_m3_After Competition Groups_26 | Pool Cover | 0.3977% | 0.43143 | 14.2285 | Residential_2039_Economic_million_m3_After Competition Groups_Pool Cover
Residential | Res ¦ Pool Cover | 2039 | Technical | million_m3 | After Competition Groups | 14.2285 | 431431.1318 | 0.43143 | 3871.54 | 0.0036752 | 29 | Residential_2039_Technical_million_m3_After Competition Groups_29 | Pool Cover | 0.3675% | 0.43143 | 14.2285 | Residential_2039_Technical_million_m3_After Competition Groups_Pool Cover
Residential | Res ¦ Water Heater Temperature Setback | 2039 | Achievable | million_m3 | After Competition Groups | 7.2375 | 48444.4185 | 0.048444 | 2142.9155 | 0.0033774 | 26 | Residential_2039_Achievable_million_m3_After Competition Groups_26 | Water Heater Temperature Setback | 0.3377% | 0.048444 | 7.2375 | Residential_2039_Achievable_million_m3_After Competition Groups_Water Heater Temperature Setback
Residential | Res ¦ High Efficiency Gas Pool Heater | 2039 | Technical | million_m3 | After Competition Groups | 12.3044 | 0 | 0 | 3871.54 | 0.0031782 | 30 | Residential_2039_Technical_million_m3_After Competition Groups_30 | High Efficiency Gas Pool Heater | 0.3178% | 0 | 12.3044 | Residential_2039_Technical_million_m3_After Competition Groups_High Efficiency Gas Pool Heater
Residential | Res ¦ Furnace Tune Up | 2039 | Achievable | million_m3 | After Competition Groups | 6.4072 | 11922250.8845 | 11.9223 | 2142.9155 | 0.00299 | 27 | Residential_2039_Achievable_million_m3_After Competition Groups_27 | Furnace Tune Up | 0.299% | 11.9223 | 6.4072 | Residential_2039_Achievable_million_m3_After Competition Groups_Furnace Tune Up
Residential | Res ¦ Wall Insulation MF | 2039 | Economic | million_m3 | After Competition Groups | 7.215 | 150654.4751 | 0.15065 | 3578.0946 | 0.0020164 | 27 | Residential_2039_Economic_million_m3_After Competition Groups_27 | Wall Insulation MF | 0.2016% | 0.15065 | 7.215 | Residential_2039_Economic_million_m3_After Competition Groups_Wall Insulation MF
Residential | Res ¦ Wall Insulation MF | 2039 | Technical | million_m3 | After Competition Groups | 7.215 | 150654.4751 | 0.15065 | 3871.54 | 0.0018636 | 31 | Residential_2039_Technical_million_m3_After Competition Groups_31 | Wall Insulation MF | 0.1864% | 0.15065 | 7.215 | Residential_2039_Technical_million_m3_After Competition Groups_Wall Insulation MF
Residential | Res ¦ Water Heater Temperature Setback | 2039 | Economic | million_m3 | After Competition Groups | 6.3847 | 48444.4185 | 0.048444 | 3578.0946 | 0.0017844 | 28 | Residential_2039_Economic_million_m3_After Competition Groups_28 | Water Heater Temperature Setback | 0.1784% | 0.048444 | 6.3847 | Residential_2039_Economic_million_m3_After Competition Groups_Water Heater Temperature Setback
Residential | Res ¦ Water Heater Temperature Setback | 2039 | Technical | million_m3 | After Competition Groups | 6.3847 | 48444.4185 | 0.048444 | 3871.54 | 0.0016491 | 32 | Residential_2039_Technical_million_m3_After Competition Groups_32 | Water Heater Temperature Setback | 0.1649% | 0.048444 | 6.3847 | Residential_2039_Technical_million_m3_After Competition Groups_Water Heater Temperature Setback
Residential | Res ¦ Ceiling Insulation | 2039 | Economic | million_m3 | After Competition Groups | 5.2797 | 2522935.6293 | 2.5229 | 3578.0946 | 0.0014756 | 29 | Residential_2039_Economic_million_m3_After Competition Groups_29 | Ceiling Insulation | 0.1476% | 2.5229 | 5.2797 | Residential_2039_Economic_million_m3_After Competition Groups_Ceiling Insulation
Residential | Res ¦ Wall Insulation MF | 2039 | Achievable | million_m3 | After Competition Groups | 2.9888 | 150654.4751 | 0.15065 | 2142.9155 | 0.0013947 | 28 | Residential_2039_Achievable_million_m3_After Competition Groups_28 | Wall Insulation MF | 0.1395% | 0.15065 | 2.9888 | Residential_2039_Achievable_million_m3_After Competition Groups_Wall Insulation MF
Residential | Res ¦ Energy Star Clothes Dryer | 2039 | Technical | million_m3 | After Competition Groups | 2.5193 | 0 | 0 | 3871.54 | 0.00065073 | 33 | Residential_2039_Technical_million_m3_After Competition Groups_33 | Energy Star Clothes Dryer | 0.06507% | 0 | 2.5193 | Residential_2039_Technical_million_m3_After Competition Groups_Energy Star Clothes Dryer
Residential | Res ¦ Ceiling Insulation | 2039 | Achievable | million_m3 | After Competition Groups | 1.394 | 2522935.6293 | 2.5229 | 2142.9155 | 0.0006505 | 29 | Residential_2039_Achievable_million_m3_After Competition Groups_29 | Ceiling Insulation | 0.06505% | 2.5229 | 1.394 | Residential_2039_Achievable_million_m3_After Competition Groups_Ceiling Insulation
Residential | Res ¦ Clothes Drying Racks | 2039 | Achievable | million_m3 | After Competition Groups | 1.2424 | 206497.5274 | 0.2065 | 2142.9155 | 0.00057976 | 30 | Residential_2039_Achievable_million_m3_After Competition Groups_30 | Clothes Drying Racks | 0.05798% | 0.2065 | 1.2424 | Residential_2039_Achievable_million_m3_After Competition Groups_Clothes Drying Racks
Residential | Res ¦ Energy Star Clothes Washer | 2039 | Achievable | million_m3 | After Competition Groups | 1.1317 | 206437.7262 | 0.20644 | 2142.9155 | 0.00052814 | 31 | Residential_2039_Achievable_million_m3_After Competition Groups_31 | Energy Star Clothes Washer | 0.05281% | 0.20644 | 1.1317 | Residential_2039_Achievable_million_m3_After Competition Groups_Energy Star Clothes Washer
Residential | Res ¦ Drain Water Heat Recovery | 2039 | Achievable | million_m3 | After Competition Groups | 1.0127 | 724831.342 | 0.72483 | 2142.9155 | 0.00047258 | 32 | Residential_2039_Achievable_million_m3_After Competition Groups_32 | Drain Water Heat Recovery | 0.04726% | 0.72483 | 1.0127 | Residential_2039_Achievable_million_m3_After Competition Groups_Drain Water Heat Recovery
Residential | Res ¦ Energy Star Clothes Washer | 2039 | Economic | million_m3 | After Competition Groups | 1.2294 | 206437.7262 | 0.20644 | 3578.0946 | 0.0003436 | 30 | Residential_2039_Economic_million_m3_After Competition Groups_30 | Energy Star Clothes Washer | 0.03436% | 0.20644 | 1.2294 | Residential_2039_Economic_million_m3_After Competition Groups_Energy Star Clothes Washer
Residential | Res ¦ Minimize Hot and Warm Clothes Wash | 2039 | Achievable | million_m3 | After Competition Groups | 0.68122 | 0 | 0 | 2142.9155 | 0.00031789 | 33 | Residential_2039_Achievable_million_m3_After Competition Groups_33 | Minimize Hot and Warm Clothes Wash | 0.03179% | 0 | 0.68122 | Residential_2039_Achievable_million_m3_After Competition Groups_Minimize Hot and Warm Clothes Wash
Residential | Res ¦ Energy Star Clothes Washer | 2039 | Technical | million_m3 | After Competition Groups | 1.2294 | 206437.7262 | 0.20644 | 3871.54 | 0.00031756 | 34 | Residential_2039_Technical_million_m3_After Competition Groups_34 | Energy Star Clothes Washer | 0.03176% | 0.20644 | 1.2294 | Residential_2039_Technical_million_m3_After Competition Groups_Energy Star Clothes Washer
Residential | Res ¦ Drain Water Heat Recovery | 2039 | Economic | million_m3 | After Competition Groups | 1.1202 | 724831.342 | 0.72483 | 3578.0946 | 0.00031307 | 31 | Residential_2039_Economic_million_m3_After Competition Groups_31 | Drain Water Heat Recovery | 0.03131% | 0.72483 | 1.1202 | Residential_2039_Economic_million_m3_After Competition Groups_Drain Water Heat Recovery
Residential | Res ¦ Clothes Drying Racks | 2039 | Economic | million_m3 | After Competition Groups | 1.0964 | 206497.5274 | 0.2065 | 3578.0946 | 0.00030643 | 32 | Residential_2039_Economic_million_m3_After Competition Groups_32 | Clothes Drying Racks | 0.03064% | 0.2065 | 1.0964 | Residential_2039_Economic_million_m3_After Competition Groups_Clothes Drying Racks
Residential | Res ¦ Clothes Drying Racks | 2039 | Technical | million_m3 | After Competition Groups | 1.0964 | 206497.5274 | 0.2065 | 3871.54 | 0.0002832 | 35 | Residential_2039_Technical_million_m3_After Competition Groups_35 | Clothes Drying Racks | 0.02832% | 0.2065 | 1.0964 | Residential_2039_Technical_million_m3_After Competition Groups_Clothes Drying Racks
Residential | Res ¦ Minimize Hot and Warm Clothes Wash | 2039 | Economic | million_m3 | After Competition Groups | 0.95274 | 0 | 0 | 3578.0946 | 0.00026627 | 33 | Residential_2039_Economic_million_m3_After Competition Groups_33 | Minimize Hot and Warm Clothes Wash | 0.02663% | 0 | 0.95274 | Residential_2039_Economic_million_m3_After Competition Groups_Minimize Hot and Warm Clothes Wash
Residential | Res ¦ Minimize Hot and Warm Clothes Wash | 2039 | Technical | million_m3 | After Competition Groups | 0.95274 | 0 | 0 | 3871.54 | 0.00024609 | 36 | Residential_2039_Technical_million_m3_After Competition Groups_36 | Minimize Hot and Warm Clothes Wash | 0.02461% | 0 | 0.95274 | Residential_2039_Technical_million_m3_After Competition Groups_Minimize Hot and Warm Clothes Wash
Residential | Res ¦ Solar Water Preheat (Pools/DHW) | 2039 | Technical | million_m3 | After Competition Groups | 0.11371 | 0 | 0 | 3871.54 | 2.9372e-05 | 37 | Residential_2039_Technical_million_m3_After Competition Groups_37 | Solar Water Preheat (Pools/DHW) | 0.002937% | 0 | 0.11371 | Residential_2039_Technical_million_m3_After Competition Groups_Solar Water Preheat (Pools/DHW)
Residential | Res ¦ Air Sealing | 2040 | Economic | million_m3 | After Competition Groups | 555.5345 | 45626111.0155 | 45.6261 | 3593.8111 | 0.15458 | 1 | Residential_2040_Economic_million_m3_After Competition Groups_1 | Air Sealing | 15.46% | 45.6261 | 555.5345 | Residential_2040_Economic_million_m3_After Competition Groups_Air Sealing
Residential | Res ¦ Adaptive Thermostat | 2040 | Economic | million_m3 | After Competition Groups | 524.2987 | 44378999.3239 | 44.379 | 3593.8111 | 0.14589 | 2 | Residential_2040_Economic_million_m3_After Competition Groups_2 | Adaptive Thermostat | 14.59% | 44.379 | 524.2987 | Residential_2040_Economic_million_m3_After Competition Groups_Adaptive Thermostat
Residential | Res ¦ Air Sealing | 2040 | Technical | million_m3 | After Competition Groups | 555.5345 | 45626111.0155 | 45.6261 | 3885.0977 | 0.14299 | 1 | Residential_2040_Technical_million_m3_After Competition Groups_1 | Air Sealing | 14.3% | 45.6261 | 555.5345 | Residential_2040_Technical_million_m3_After Competition Groups_Air Sealing
Residential | Res ¦ Adaptive Thermostat | 2040 | Technical | million_m3 | After Competition Groups | 524.2987 | 44378999.3239 | 44.379 | 3885.0977 | 0.13495 | 2 | Residential_2040_Technical_million_m3_After Competition Groups_2 | Adaptive Thermostat | 13.5% | 44.379 | 524.2987 | Residential_2040_Technical_million_m3_After Competition Groups_Adaptive Thermostat
Residential | Res ¦ Adaptive Thermostat | 2040 | Achievable | million_m3 | After Competition Groups | 263.6169 | 44378999.3239 | 44.379 | 2265.6834 | 0.11635 | 1 | Residential_2040_Achievable_million_m3_After Competition Groups_1 | Adaptive Thermostat | 11.64% | 44.379 | 263.6169 | Residential_2040_Achievable_million_m3_After Competition Groups_Adaptive Thermostat
Residential | Res ¦ Air Sealing | 2040 | Achievable | million_m3 | After Competition Groups | 253.5162 | 45626111.0155 | 45.6261 | 2265.6834 | 0.11189 | 2 | Residential_2040_Achievable_million_m3_After Competition Groups_2 | Air Sealing | 11.19% | 45.6261 | 253.5162 | Residential_2040_Achievable_million_m3_After Competition Groups_Air Sealing
Residential | Res ¦ Energy Star Windows | 2040 | Achievable | million_m3 | After Competition Groups | 203.0499 | 111046539.1873 | 111.0465 | 2265.6834 | 0.08962 | 3 | Residential_2040_Achievable_million_m3_After Competition Groups_3 | Energy Star Windows | 8.962% | 111.0465 | 203.0499 | Residential_2040_Achievable_million_m3_After Competition Groups_Energy Star Windows
Residential | Res ¦ Comprehensive Draft Proofing | 2040 | Achievable | million_m3 | After Competition Groups | 194.8242 | 114340.8759 | 0.11434 | 2265.6834 | 0.085989 | 4 | Residential_2040_Achievable_million_m3_After Competition Groups_4 | Comprehensive Draft Proofing | 8.599% | 0.11434 | 194.8242 | Residential_2040_Achievable_million_m3_After Competition Groups_Comprehensive Draft Proofing
Residential | Res ¦ Condensing Storage Water Heater | 2040 | Achievable | million_m3 | After Competition Groups | 169.986 | 100425580.1053 | 100.4256 | 2265.6834 | 0.075026 | 5 | Residential_2040_Achievable_million_m3_After Competition Groups_5 | Condensing Storage Water Heater | 7.503% | 100.4256 | 169.986 | Residential_2040_Achievable_million_m3_After Competition Groups_Condensing Storage Water Heater
Residential | Res ¦ Condensing Storage Water Heater | 2040 | Economic | million_m3 | After Competition Groups | 253.8409 | 100425580.1053 | 100.4256 | 3593.8111 | 0.070633 | 3 | Residential_2040_Economic_million_m3_After Competition Groups_3 | Condensing Storage Water Heater | 7.063% | 100.4256 | 253.8409 | Residential_2040_Economic_million_m3_After Competition Groups_Condensing Storage Water Heater
Residential | Res ¦ DHW Recirculation Systems | 2040 | Achievable | million_m3 | After Competition Groups | 148.8944 | 4756637.1817 | 4.7566 | 2265.6834 | 0.065717 | 6 | Residential_2040_Achievable_million_m3_After Competition Groups_6 | DHW Recirculation Systems | 6.572% | 4.7566 | 148.8944 | Residential_2040_Achievable_million_m3_After Competition Groups_DHW Recirculation Systems
Residential | Res ¦ Condensing Storage Water Heater | 2040 | Technical | million_m3 | After Competition Groups | 253.8409 | 100425580.1053 | 100.4256 | 3885.0977 | 0.065337 | 3 | Residential_2040_Technical_million_m3_After Competition Groups_3 | Condensing Storage Water Heater | 6.534% | 100.4256 | 253.8409 | Residential_2040_Technical_million_m3_After Competition Groups_Condensing Storage Water Heater
Residential | Res ¦ Energy Star Windows | 2040 | Economic | million_m3 | After Competition Groups | 211.1858 | 111046539.1873 | 111.0465 | 3593.8111 | 0.058764 | 4 | Residential_2040_Economic_million_m3_After Competition Groups_4 | Energy Star Windows | 5.876% | 111.0465 | 211.1858 | Residential_2040_Economic_million_m3_After Competition Groups_Energy Star Windows
Residential | Res ¦ Condensing Boiler | 2040 | Achievable | million_m3 | After Competition Groups | 129.4259 | 29281506.5112 | 29.2815 | 2265.6834 | 0.057124 | 7 | Residential_2040_Achievable_million_m3_After Competition Groups_7 | Condensing Boiler | 5.712% | 29.2815 | 129.4259 | Residential_2040_Achievable_million_m3_After Competition Groups_Condensing Boiler
Residential | Res ¦ Tankless Water Heater | 2040 | Technical | million_m3 | After Competition Groups | 212.2644 | 55730298.2113 | 55.7303 | 3885.0977 | 0.054636 | 4 | Residential_2040_Technical_million_m3_After Competition Groups_4 | Tankless Water Heater | 5.464% | 55.7303 | 212.2644 | Residential_2040_Technical_million_m3_After Competition Groups_Tankless Water Heater
Residential | Res ¦ Energy Star Windows | 2040 | Technical | million_m3 | After Competition Groups | 211.1858 | 111046539.1873 | 111.0465 | 3885.0977 | 0.054358 | 5 | Residential_2040_Technical_million_m3_After Competition Groups_5 | Energy Star Windows | 5.436% | 111.0465 | 211.1858 | Residential_2040_Technical_million_m3_After Competition Groups_Energy Star Windows
Residential | Res ¦ High Efficiency Condensing Furnace | 2040 | Achievable | million_m3 | After Competition Groups | 119.9494 | 32592745.9834 | 32.5927 | 2265.6834 | 0.052942 | 8 | Residential_2040_Achievable_million_m3_After Competition Groups_8 | High Efficiency Condensing Furnace | 5.294% | 32.5927 | 119.9494 | Residential_2040_Achievable_million_m3_After Competition Groups_High Efficiency Condensing Furnace
Residential | Res ¦ High Efficiency Fireplace with Pilotless Ignition | 2040 | Achievable | million_m3 | After Competition Groups | 113.829 | 5745666.8634 | 5.7457 | 2265.6834 | 0.05024 | 9 | Residential_2040_Achievable_million_m3_After Competition Groups_9 | High Efficiency Fireplace with Pilotless Ignition | 5.024% | 5.7457 | 113.829 | Residential_2040_Achievable_million_m3_After Competition Groups_High Efficiency Fireplace with Pilotless Ignition
Residential | Res ¦ Comprehensive Draft Proofing | 2040 | Economic | million_m3 | After Competition Groups | 168.3126 | 114340.8759 | 0.11434 | 3593.8111 | 0.046834 | 5 | Residential_2040_Economic_million_m3_After Competition Groups_5 | Comprehensive Draft Proofing | 4.683% | 0.11434 | 168.3126 | Residential_2040_Economic_million_m3_After Competition Groups_Comprehensive Draft Proofing
Residential | Res ¦ Condensing Boiler | 2040 | Economic | million_m3 | After Competition Groups | 162.7035 | 29281506.5112 | 29.2815 | 3593.8111 | 0.045273 | 6 | Residential_2040_Economic_million_m3_After Competition Groups_6 | Condensing Boiler | 4.527% | 29.2815 | 162.7035 | Residential_2040_Economic_million_m3_After Competition Groups_Condensing Boiler
Residential | Res ¦ Comprehensive Draft Proofing | 2040 | Technical | million_m3 | After Competition Groups | 168.3126 | 114340.8759 | 0.11434 | 3885.0977 | 0.043323 | 6 | Residential_2040_Technical_million_m3_After Competition Groups_6 | Comprehensive Draft Proofing | 4.332% | 0.11434 | 168.3126 | Residential_2040_Technical_million_m3_After Competition Groups_Comprehensive Draft Proofing
Residential | Res ¦ Wall Insulation | 2040 | Economic | million_m3 | After Competition Groups | 153.6755 | 57235888.13 | 57.2359 | 3593.8111 | 0.042761 | 7 | Residential_2040_Economic_million_m3_After Competition Groups_7 | Wall Insulation | 4.276% | 57.2359 | 153.6755 | Residential_2040_Economic_million_m3_After Competition Groups_Wall Insulation
Residential | Res ¦ Condensing Boiler | 2040 | Technical | million_m3 | After Competition Groups | 162.7035 | 29281506.5112 | 29.2815 | 3885.0977 | 0.041879 | 7 | Residential_2040_Technical_million_m3_After Competition Groups_7 | Condensing Boiler | 4.188% | 29.2815 | 162.7035 | Residential_2040_Technical_million_m3_After Competition Groups_Condensing Boiler
Residential | Res ¦ Heat Recovery Ventilator | 2040 | Economic | million_m3 | After Competition Groups | 148.0713 | 2196246.882 | 2.1962 | 3593.8111 | 0.041202 | 8 | Residential_2040_Economic_million_m3_After Competition Groups_8 | Heat Recovery Ventilator | 4.12% | 2.1962 | 148.0713 | Residential_2040_Economic_million_m3_After Competition Groups_Heat Recovery Ventilator
Residential | Res ¦ Wall Insulation | 2040 | Technical | million_m3 | After Competition Groups | 153.6755 | 57235888.13 | 57.2359 | 3885.0977 | 0.039555 | 8 | Residential_2040_Technical_million_m3_After Competition Groups_8 | Wall Insulation | 3.956% | 57.2359 | 153.6755 | Residential_2040_Technical_million_m3_After Competition Groups_Wall Insulation
Residential | Res ¦ High Efficiency Condensing Furnace | 2040 | Economic | million_m3 | After Competition Groups | 139.5455 | 32592745.9834 | 32.5927 | 3593.8111 | 0.038829 | 9 | Residential_2040_Economic_million_m3_After Competition Groups_9 | High Efficiency Condensing Furnace | 3.883% | 32.5927 | 139.5455 | Residential_2040_Economic_million_m3_After Competition Groups_High Efficiency Condensing Furnace
Residential | Res ¦ High Efficiency Fireplace with Pilotless Ignition | 2040 | Economic | million_m3 | After Competition Groups | 137.7427 | 5745666.8634 | 5.7457 | 3593.8111 | 0.038328 | 10 | Residential_2040_Economic_million_m3_After Competition Groups_10 | High Efficiency Fireplace with Pilotless Ignition | 3.833% | 5.7457 | 137.7427 | Residential_2040_Economic_million_m3_After Competition Groups_High Efficiency Fireplace with Pilotless Ignition
Residential | Res ¦ Heat Recovery Ventilator | 2040 | Technical | million_m3 | After Competition Groups | 148.0713 | 2196246.882 | 2.1962 | 3885.0977 | 0.038113 | 9 | Residential_2040_Technical_million_m3_After Competition Groups_9 | Heat Recovery Ventilator | 3.811% | 2.1962 | 148.0713 | Residential_2040_Technical_million_m3_After Competition Groups_Heat Recovery Ventilator
Residential | Res ¦ Attic Insulation | 2040 | Economic | million_m3 | After Competition Groups | 135.6545 | 10248539.198 | 10.2485 | 3593.8111 | 0.037747 | 11 | Residential_2040_Economic_million_m3_After Competition Groups_11 | Attic Insulation | 3.775% | 10.2485 | 135.6545 | Residential_2040_Economic_million_m3_After Competition Groups_Attic Insulation
Residential | Res ¦ High Efficiency Condensing Furnace | 2040 | Technical | million_m3 | After Competition Groups | 139.9572 | 32592745.9834 | 32.5927 | 3885.0977 | 0.036024 | 10 | Residential_2040_Technical_million_m3_After Competition Groups_10 | High Efficiency Condensing Furnace | 3.602% | 32.5927 | 139.9572 | Residential_2040_Technical_million_m3_After Competition Groups_High Efficiency Condensing Furnace
Residential | Res ¦ Advanced BAS/Controllers | 2040 | Achievable | million_m3 | After Competition Groups | 81.2559 | 101651.5497 | 0.10165 | 2265.6834 | 0.035864 | 10 | Residential_2040_Achievable_million_m3_After Competition Groups_10 | Advanced BAS/Controllers | 3.586% | 0.10165 | 81.2559 | Residential_2040_Achievable_million_m3_After Competition Groups_Advanced BAS/Controllers
Residential | Res ¦ DHW Recirculation Systems | 2040 | Economic | million_m3 | After Competition Groups | 128.6452 | 4756637.1817 | 4.7566 | 3593.8111 | 0.035796 | 12 | Residential_2040_Economic_million_m3_After Competition Groups_12 | DHW Recirculation Systems | 3.58% | 4.7566 | 128.6452 | Residential_2040_Economic_million_m3_After Competition Groups_DHW Recirculation Systems
Residential | Res ¦ High Efficiency Fireplace with Pilotless Ignition | 2040 | Technical | million_m3 | After Competition Groups | 137.7427 | 5745666.8634 | 5.7457 | 3885.0977 | 0.035454 | 11 | Residential_2040_Technical_million_m3_After Competition Groups_11 | High Efficiency Fireplace with Pilotless Ignition | 3.545% | 5.7457 | 137.7427 | Residential_2040_Technical_million_m3_After Competition Groups_High Efficiency Fireplace with Pilotless Ignition
Residential | Res ¦ Attic Insulation | 2040 | Technical | million_m3 | After Competition Groups | 135.6545 | 10248539.198 | 10.2485 | 3885.0977 | 0.034917 | 12 | Residential_2040_Technical_million_m3_After Competition Groups_12 | Attic Insulation | 3.492% | 10.2485 | 135.6545 | Residential_2040_Technical_million_m3_After Competition Groups_Attic Insulation
Residential | Res ¦ DHW Recirculation Systems | 2040 | Technical | million_m3 | After Competition Groups | 128.6452 | 4756637.1817 | 4.7566 | 3885.0977 | 0.033112 | 13 | Residential_2040_Technical_million_m3_After Competition Groups_13 | DHW Recirculation Systems | 3.311% | 4.7566 | 128.6452 | Residential_2040_Technical_million_m3_After Competition Groups_DHW Recirculation Systems
Residential | Res ¦ Basement or Crawlspace Insulation | 2040 | Economic | million_m3 | After Competition Groups | 115.2824 | 53254201.2022 | 53.2542 | 3593.8111 | 0.032078 | 13 | Residential_2040_Economic_million_m3_After Competition Groups_13 | Basement or Crawlspace Insulation | 3.208% | 53.2542 | 115.2824 | Residential_2040_Economic_million_m3_After Competition Groups_Basement or Crawlspace Insulation
Residential | Res ¦ Basement Wall Insulation | 2040 | Economic | million_m3 | After Competition Groups | 112.8651 | 6282712.0092 | 6.2827 | 3593.8111 | 0.031405 | 14 | Residential_2040_Economic_million_m3_After Competition Groups_14 | Basement Wall Insulation | 3.141% | 6.2827 | 112.8651 | Residential_2040_Economic_million_m3_After Competition Groups_Basement Wall Insulation
Residential | Res ¦ Condensing Make Up Air Unit | 2040 | Achievable | million_m3 | After Competition Groups | 70.2418 | 5246967.112 | 5.247 | 2265.6834 | 0.031002 | 11 | Residential_2040_Achievable_million_m3_After Competition Groups_11 | Condensing Make Up Air Unit | 3.1% | 5.247 | 70.2418 | Residential_2040_Achievable_million_m3_After Competition Groups_Condensing Make Up Air Unit
Residential | Res ¦ Wall Insulation | 2040 | Achievable | million_m3 | After Competition Groups | 70.0622 | 57235888.13 | 57.2359 | 2265.6834 | 0.030923 | 12 | Residential_2040_Achievable_million_m3_After Competition Groups_12 | Wall Insulation | 3.092% | 57.2359 | 70.0622 | Residential_2040_Achievable_million_m3_After Competition Groups_Wall Insulation
Residential | Res ¦ Building Recommissioning, Operations and Maintenance (O&M) Improvements | 2040 | Achievable | million_m3 | After Competition Groups | 67.2311 | 81327.0256 | 0.081327 | 2265.6834 | 0.029674 | 13 | Residential_2040_Achievable_million_m3_After Competition Groups_13 | Building Recommissioning, Operations and Maintenance (O&M) Improvements | 2.967% | 0.081327 | 67.2311 | Residential_2040_Achievable_million_m3_After Competition Groups_Building Recommissioning, Operations and Maintenance (O&M) Improvements
Residential | Res ¦ Basement or Crawlspace Insulation | 2040 | Technical | million_m3 | After Competition Groups | 115.2824 | 53254201.2022 | 53.2542 | 3885.0977 | 0.029673 | 14 | Residential_2040_Technical_million_m3_After Competition Groups_14 | Basement or Crawlspace Insulation | 2.967% | 53.2542 | 115.2824 | Residential_2040_Technical_million_m3_After Competition Groups_Basement or Crawlspace Insulation
Residential | Res ¦ Basement Wall Insulation | 2040 | Technical | million_m3 | After Competition Groups | 112.8651 | 6282712.0092 | 6.2827 | 3885.0977 | 0.029051 | 15 | Residential_2040_Technical_million_m3_After Competition Groups_15 | Basement Wall Insulation | 2.905% | 6.2827 | 112.8651 | Residential_2040_Technical_million_m3_After Competition Groups_Basement Wall Insulation
Residential | Res ¦ Attic Insulation | 2040 | Achievable | million_m3 | After Competition Groups | 61.9066 | 10248539.198 | 10.2485 | 2265.6834 | 0.027324 | 14 | Residential_2040_Achievable_million_m3_After Competition Groups_14 | Attic Insulation | 2.732% | 10.2485 | 61.9066 | Residential_2040_Achievable_million_m3_After Competition Groups_Attic Insulation
Residential | Res ¦ Condensing Make Up Air Unit | 2040 | Economic | million_m3 | After Competition Groups | 96.1404 | 5246967.112 | 5.247 | 3593.8111 | 0.026752 | 15 | Residential_2040_Economic_million_m3_After Competition Groups_15 | Condensing Make Up Air Unit | 2.675% | 5.247 | 96.1404 | Residential_2040_Economic_million_m3_After Competition Groups_Condensing Make Up Air Unit
Residential | Res ¦ Condensing Make Up Air Unit | 2040 | Technical | million_m3 | After Competition Groups | 96.1404 | 5246967.112 | 5.247 | 3885.0977 | 0.024746 | 16 | Residential_2040_Technical_million_m3_After Competition Groups_16 | Condensing Make Up Air Unit | 2.475% | 5.247 | 96.1404 | Residential_2040_Technical_million_m3_After Competition Groups_Condensing Make Up Air Unit
Residential | Res ¦ High Efficiency Storage Water Heater | 2040 | Economic | million_m3 | After Competition Groups | 85.4424 | 20892781.2996 | 20.8928 | 3593.8111 | 0.023775 | 16 | Residential_2040_Economic_million_m3_After Competition Groups_16 | High Efficiency Storage Water Heater | 2.377% | 20.8928 | 85.4424 | Residential_2040_Economic_million_m3_After Competition Groups_High Efficiency Storage Water Heater
Residential | Res ¦ Basement Wall Insulation | 2040 | Achievable | million_m3 | After Competition Groups | 51.5102 | 6282712.0092 | 6.2827 | 2265.6834 | 0.022735 | 15 | Residential_2040_Achievable_million_m3_After Competition Groups_15 | Basement Wall Insulation | 2.273% | 6.2827 | 51.5102 | Residential_2040_Achievable_million_m3_After Competition Groups_Basement Wall Insulation
Residential | Res ¦ Furnace Tune Up | 2040 | Economic | million_m3 | After Competition Groups | 76.7771 | 10466224.5486 | 10.4662 | 3593.8111 | 0.021364 | 17 | Residential_2040_Economic_million_m3_After Competition Groups_17 | Furnace Tune Up | 2.136% | 10.4662 | 76.7771 | Residential_2040_Economic_million_m3_After Competition Groups_Furnace Tune Up
Residential | Res ¦ Window Film | 2040 | Technical | million_m3 | After Competition Groups | 79.2477 | 0 | 0 | 3885.0977 | 0.020398 | 17 | Residential_2040_Technical_million_m3_After Competition Groups_17 | Window Film | 2.04% | 0 | 79.2477 | Residential_2040_Technical_million_m3_After Competition Groups_Window Film
Residential | Res ¦ Furnace Tune Up | 2040 | Technical | million_m3 | After Competition Groups | 76.7771 | 10466224.5486 | 10.4662 | 3885.0977 | 0.019762 | 18 | Residential_2040_Technical_million_m3_After Competition Groups_18 | Furnace Tune Up | 1.976% | 10.4662 | 76.7771 | Residential_2040_Technical_million_m3_After Competition Groups_Furnace Tune Up
Residential | Res ¦ Advanced BAS/Controllers | 2040 | Economic | million_m3 | After Competition Groups | 70.1989 | 101651.5497 | 0.10165 | 3593.8111 | 0.019533 | 18 | Residential_2040_Economic_million_m3_After Competition Groups_18 | Advanced BAS/Controllers | 1.953% | 0.10165 | 70.1989 | Residential_2040_Economic_million_m3_After Competition Groups_Advanced BAS/Controllers
Residential | Res ¦ Advanced BAS/Controllers | 2040 | Technical | million_m3 | After Competition Groups | 70.1989 | 101651.5497 | 0.10165 | 3885.0977 | 0.018069 | 19 | Residential_2040_Technical_million_m3_After Competition Groups_19 | Advanced BAS/Controllers | 1.807% | 0.10165 | 70.1989 | Residential_2040_Technical_million_m3_After Competition Groups_Advanced BAS/Controllers
Residential | Res ¦ Basement or Crawlspace Insulation | 2040 | Achievable | million_m3 | After Competition Groups | 38.4359 | 53254201.2022 | 53.2542 | 2265.6834 | 0.016964 | 16 | Residential_2040_Achievable_million_m3_After Competition Groups_16 | Basement or Crawlspace Insulation | 1.696% | 53.2542 | 38.4359 | Residential_2040_Achievable_million_m3_After Competition Groups_Basement or Crawlspace Insulation
Residential | Res ¦ High Efficiency Storage Water Heater | 2040 | Achievable | million_m3 | After Competition Groups | 38.3484 | 20892781.2996 | 20.8928 | 2265.6834 | 0.016926 | 17 | Residential_2040_Achievable_million_m3_After Competition Groups_17 | High Efficiency Storage Water Heater | 1.693% | 20.8928 | 38.3484 | Residential_2040_Achievable_million_m3_After Competition Groups_High Efficiency Storage Water Heater
Residential | Res ¦ Building Recommissioning, Operations and Maintenance (O&M) Improvements | 2040 | Economic | million_m3 | After Competition Groups | 58.0823 | 81327.0256 | 0.081327 | 3593.8111 | 0.016162 | 19 | Residential_2040_Economic_million_m3_After Competition Groups_19 | Building Recommissioning, Operations and Maintenance (O&M) Improvements | 1.616% | 0.081327 | 58.0823 | Residential_2040_Economic_million_m3_After Competition Groups_Building Recommissioning, Operations and Maintenance (O&M) Improvements
Residential | Res ¦ Building Recommissioning, Operations and Maintenance (O&M) Improvements | 2040 | Technical | million_m3 | After Competition Groups | 58.0823 | 81327.0256 | 0.081327 | 3885.0977 | 0.01495 | 20 | Residential_2040_Technical_million_m3_After Competition Groups_20 | Building Recommissioning, Operations and Maintenance (O&M) Improvements | 1.495% | 0.081327 | 58.0823 | Residential_2040_Technical_million_m3_After Competition Groups_Building Recommissioning, Operations and Maintenance (O&M) Improvements
Residential | Res ¦ Ceiling Insulation | 2040 | Technical | million_m3 | After Competition Groups | 57.0224 | 2678273.4784 | 2.6783 | 3885.0977 | 0.014677 | 21 | Residential_2040_Technical_million_m3_After Competition Groups_21 | Ceiling Insulation | 1.468% | 2.6783 | 57.0224 | Residential_2040_Technical_million_m3_After Competition Groups_Ceiling Insulation
Residential | Res ¦ Demand Control Ventilation | 2040 | Achievable | million_m3 | After Competition Groups | 31.4104 | 256915.4911 | 0.25692 | 2265.6834 | 0.013864 | 18 | Residential_2040_Achievable_million_m3_After Competition Groups_18 | Demand Control Ventilation | 1.386% | 0.25692 | 31.4104 | Residential_2040_Achievable_million_m3_After Competition Groups_Demand Control Ventilation
Residential | Res ¦ Duct Insulation MF | 2040 | Economic | million_m3 | After Competition Groups | 45.8724 | 7939921.0672 | 7.9399 | 3593.8111 | 0.012764 | 20 | Residential_2040_Economic_million_m3_After Competition Groups_20 | Duct Insulation MF | 1.276% | 7.9399 | 45.8724 | Residential_2040_Economic_million_m3_After Competition Groups_Duct Insulation MF
Residential | Res ¦ Floor Insulation | 2040 | Economic | million_m3 | After Competition Groups | 44.2395 | 11084627.9272 | 11.0846 | 3593.8111 | 0.01231 | 21 | Residential_2040_Economic_million_m3_After Competition Groups_21 | Floor Insulation | 1.231% | 11.0846 | 44.2395 | Residential_2040_Economic_million_m3_After Competition Groups_Floor Insulation
Residential | Res ¦ Duct Insulation MF | 2040 | Technical | million_m3 | After Competition Groups | 45.8724 | 7939921.0672 | 7.9399 | 3885.0977 | 0.011807 | 22 | Residential_2040_Technical_million_m3_After Competition Groups_22 | Duct Insulation MF | 1.181% | 7.9399 | 45.8724 | Residential_2040_Technical_million_m3_After Competition Groups_Duct Insulation MF
Residential | Res ¦ Duct Insulation | 2040 | Economic | million_m3 | After Competition Groups | 42.2556 | 11643867.7722 | 11.6439 | 3593.8111 | 0.011758 | 22 | Residential_2040_Economic_million_m3_After Competition Groups_22 | Duct Insulation | 1.176% | 11.6439 | 42.2556 | Residential_2040_Economic_million_m3_After Competition Groups_Duct Insulation
Residential | Res ¦ Floor Insulation | 2040 | Technical | million_m3 | After Competition Groups | 44.2395 | 11084627.9272 | 11.0846 | 3885.0977 | 0.011387 | 23 | Residential_2040_Technical_million_m3_After Competition Groups_23 | Floor Insulation | 1.139% | 11.0846 | 44.2395 | Residential_2040_Technical_million_m3_After Competition Groups_Floor Insulation
Residential | Res ¦ Duct Insulation | 2040 | Technical | million_m3 | After Competition Groups | 42.2556 | 11643867.7722 | 11.6439 | 3885.0977 | 0.010876 | 24 | Residential_2040_Technical_million_m3_After Competition Groups_24 | Duct Insulation | 1.088% | 11.6439 | 42.2556 | Residential_2040_Technical_million_m3_After Competition Groups_Duct Insulation
Residential | Res ¦ Heat Recovery Ventilator | 2040 | Achievable | million_m3 | After Competition Groups | 23.845 | 2196246.882 | 2.1962 | 2265.6834 | 0.010524 | 19 | Residential_2040_Achievable_million_m3_After Competition Groups_19 | Heat Recovery Ventilator | 1.052% | 2.1962 | 23.845 | Residential_2040_Achievable_million_m3_After Competition Groups_Heat Recovery Ventilator
Residential | Res ¦ Tankless Water Heater | 2040 | Economic | million_m3 | After Competition Groups | 35.0019 | 55730298.2113 | 55.7303 | 3593.8111 | 0.0097395 | 23 | Residential_2040_Economic_million_m3_After Competition Groups_23 | Tankless Water Heater | 0.9739% | 55.7303 | 35.0019 | Residential_2040_Economic_million_m3_After Competition Groups_Tankless Water Heater
Residential | Res ¦ Duct Insulation MF | 2040 | Achievable | million_m3 | After Competition Groups | 20.9296 | 7939921.0672 | 7.9399 | 2265.6834 | 0.0092377 | 20 | Residential_2040_Achievable_million_m3_After Competition Groups_20 | Duct Insulation MF | 0.9238% | 7.9399 | 20.9296 | Residential_2040_Achievable_million_m3_After Competition Groups_Duct Insulation MF
Residential | Res ¦ Floor Insulation | 2040 | Achievable | million_m3 | After Competition Groups | 20.1759 | 11084627.9272 | 11.0846 | 2265.6834 | 0.008905 | 21 | Residential_2040_Achievable_million_m3_After Competition Groups_21 | Floor Insulation | 0.8905% | 11.0846 | 20.1759 | Residential_2040_Achievable_million_m3_After Competition Groups_Floor Insulation
Residential | Res ¦ Demand Control Ventilation | 2040 | Economic | million_m3 | After Competition Groups | 31.4189 | 256915.4911 | 0.25692 | 3593.8111 | 0.0087425 | 24 | Residential_2040_Economic_million_m3_After Competition Groups_24 | Demand Control Ventilation | 0.8742% | 0.25692 | 31.4189 | Residential_2040_Economic_million_m3_After Competition Groups_Demand Control Ventilation
Residential | Res ¦ Duct Insulation | 2040 | Achievable | million_m3 | After Competition Groups | 19.2611 | 11643867.7722 | 11.6439 | 2265.6834 | 0.0085012 | 22 | Residential_2040_Achievable_million_m3_After Competition Groups_22 | Duct Insulation | 0.8501% | 11.6439 | 19.2611 | Residential_2040_Achievable_million_m3_After Competition Groups_Duct Insulation
Residential | Res ¦ Demand Control Ventilation | 2040 | Technical | million_m3 | After Competition Groups | 31.4189 | 256915.4911 | 0.25692 | 3885.0977 | 0.008087 | 25 | Residential_2040_Technical_million_m3_After Competition Groups_25 | Demand Control Ventilation | 0.8087% | 0.25692 | 31.4189 | Residential_2040_Technical_million_m3_After Competition Groups_Demand Control Ventilation
Residential | Res ¦ Home Energy Reports | 2040 | Technical | million_m3 | After Competition Groups | 31.196 | 14742963.0051 | 14.743 | 3885.0977 | 0.0080296 | 26 | Residential_2040_Technical_million_m3_After Competition Groups_26 | Home Energy Reports | 0.803% | 14.743 | 31.196 | Residential_2040_Technical_million_m3_After Competition Groups_Home Energy Reports
Residential | Res ¦ Home Energy Reports | 2040 | Achievable | million_m3 | After Competition Groups | 16.2776 | 14742963.0051 | 14.743 | 2265.6834 | 0.0071844 | 23 | Residential_2040_Achievable_million_m3_After Competition Groups_23 | Home Energy Reports | 0.7184% | 14.743 | 16.2776 | Residential_2040_Achievable_million_m3_After Competition Groups_Home Energy Reports
Residential | Res ¦ Pool Cover | 2040 | Achievable | million_m3 | After Competition Groups | 16.2085 | 302324.1856 | 0.30232 | 2265.6834 | 0.0071539 | 24 | Residential_2040_Achievable_million_m3_After Competition Groups_24 | Pool Cover | 0.7154% | 0.30232 | 16.2085 | Residential_2040_Achievable_million_m3_After Competition Groups_Pool Cover
Residential | Res ¦ Home Energy Reports | 2040 | Economic | million_m3 | After Competition Groups | 24.049 | 14742963.0051 | 14.743 | 3593.8111 | 0.0066918 | 25 | Residential_2040_Economic_million_m3_After Competition Groups_25 | Home Energy Reports | 0.6692% | 14.743 | 24.049 | Residential_2040_Economic_million_m3_After Competition Groups_Home Energy Reports
Residential | Res ¦ Early Hot Water Heater Replacement | 2040 | Technical | million_m3 | After Competition Groups | 25.2351 | 0 | 0 | 3885.0977 | 0.0064954 | 27 | Residential_2040_Technical_million_m3_After Competition Groups_27 | Early Hot Water Heater Replacement | 0.6495% | 0 | 25.2351 | Residential_2040_Technical_million_m3_After Competition Groups_Early Hot Water Heater Replacement
Residential | Res ¦ Tankless Water Heater | 2040 | Achievable | million_m3 | After Competition Groups | 13.3456 | 55730298.2113 | 55.7303 | 2265.6834 | 0.0058903 | 25 | Residential_2040_Achievable_million_m3_After Competition Groups_25 | Tankless Water Heater | 0.589% | 55.7303 | 13.3456 | Residential_2040_Achievable_million_m3_After Competition Groups_Tankless Water Heater
Residential | Res ¦ Drain Water Heat Recovery | 2040 | Technical | million_m3 | After Competition Groups | 21.5223 | 563607.0945 | 0.56361 | 3885.0977 | 0.0055397 | 28 | Residential_2040_Technical_million_m3_After Competition Groups_28 | Drain Water Heat Recovery | 0.554% | 0.56361 | 21.5223 | Residential_2040_Technical_million_m3_After Competition Groups_Drain Water Heat Recovery
Residential | Res ¦ Furnace Tune Up | 2040 | Achievable | million_m3 | After Competition Groups | 11.9217 | 10466224.5486 | 10.4662 | 2265.6834 | 0.0052618 | 26 | Residential_2040_Achievable_million_m3_After Competition Groups_26 | Furnace Tune Up | 0.5262% | 10.4662 | 11.9217 | Residential_2040_Achievable_million_m3_After Competition Groups_Furnace Tune Up
Residential | Res ¦ Pool Cover | 2040 | Economic | million_m3 | After Competition Groups | 14.0037 | 302324.1856 | 0.30232 | 3593.8111 | 0.0038966 | 26 | Residential_2040_Economic_million_m3_After Competition Groups_26 | Pool Cover | 0.3897% | 0.30232 | 14.0037 | Residential_2040_Economic_million_m3_After Competition Groups_Pool Cover
Residential | Res ¦ Pool Cover | 2040 | Technical | million_m3 | After Competition Groups | 14.0037 | 302324.1856 | 0.30232 | 3885.0977 | 0.0036045 | 29 | Residential_2040_Technical_million_m3_After Competition Groups_29 | Pool Cover | 0.3604% | 0.30232 | 14.0037 | Residential_2040_Technical_million_m3_After Competition Groups_Pool Cover
Residential | Res ¦ Water Heater Temperature Setback | 2040 | Achievable | million_m3 | After Competition Groups | 7.2735 | 33942.5143 | 0.033943 | 2265.6834 | 0.0032103 | 27 | Residential_2040_Achievable_million_m3_After Competition Groups_27 | Water Heater Temperature Setback | 0.321% | 0.033943 | 7.2735 | Residential_2040_Achievable_million_m3_After Competition Groups_Water Heater Temperature Setback
Residential | Res ¦ High Efficiency Gas Pool Heater | 2040 | Technical | million_m3 | After Competition Groups | 12.4424 | 0 | 0 | 3885.0977 | 0.0032026 | 30 | Residential_2040_Technical_million_m3_After Competition Groups_30 | High Efficiency Gas Pool Heater | 0.3203% | 0 | 12.4424 | Residential_2040_Technical_million_m3_After Competition Groups_High Efficiency Gas Pool Heater
Residential | Res ¦ Wall Insulation MF | 2040 | Economic | million_m3 | After Competition Groups | 7.101 | 155006.0386 | 0.15501 | 3593.8111 | 0.0019759 | 27 | Residential_2040_Economic_million_m3_After Competition Groups_27 | Wall Insulation MF | 0.1976% | 0.15501 | 7.101 | Residential_2040_Economic_million_m3_After Competition Groups_Wall Insulation MF
Residential | Res ¦ Wall Insulation MF | 2040 | Technical | million_m3 | After Competition Groups | 7.101 | 155006.0386 | 0.15501 | 3885.0977 | 0.0018278 | 31 | Residential_2040_Technical_million_m3_After Competition Groups_31 | Wall Insulation MF | 0.1828% | 0.15501 | 7.101 | Residential_2040_Technical_million_m3_After Competition Groups_Wall Insulation MF
Residential | Res ¦ Water Heater Temperature Setback | 2040 | Economic | million_m3 | After Competition Groups | 6.2838 | 33942.5143 | 0.033943 | 3593.8111 | 0.0017485 | 28 | Residential_2040_Economic_million_m3_After Competition Groups_28 | Water Heater Temperature Setback | 0.1749% | 0.033943 | 6.2838 | Residential_2040_Economic_million_m3_After Competition Groups_Water Heater Temperature Setback
Residential | Res ¦ Water Heater Temperature Setback | 2040 | Technical | million_m3 | After Competition Groups | 6.2838 | 33942.5143 | 0.033943 | 3885.0977 | 0.0016174 | 32 | Residential_2040_Technical_million_m3_After Competition Groups_32 | Water Heater Temperature Setback | 0.1617% | 0.033943 | 6.2838 | Residential_2040_Technical_million_m3_After Competition Groups_Water Heater Temperature Setback
Residential | Res ¦ Ceiling Insulation | 2040 | Economic | million_m3 | After Competition Groups | 5.1963 | 2678273.4784 | 2.6783 | 3593.8111 | 0.0014459 | 29 | Residential_2040_Economic_million_m3_After Competition Groups_29 | Ceiling Insulation | 0.1446% | 2.6783 | 5.1963 | Residential_2040_Economic_million_m3_After Competition Groups_Ceiling Insulation
Residential | Res ¦ Wall Insulation MF | 2040 | Achievable | million_m3 | After Competition Groups | 3.2412 | 155006.0386 | 0.15501 | 2265.6834 | 0.0014306 | 28 | Residential_2040_Achievable_million_m3_After Competition Groups_28 | Wall Insulation MF | 0.1431% | 0.15501 | 3.2412 | Residential_2040_Achievable_million_m3_After Competition Groups_Wall Insulation MF
Residential | Res ¦ Ceiling Insulation | 2040 | Achievable | million_m3 | After Competition Groups | 1.5536 | 2678273.4784 | 2.6783 | 2265.6834 | 0.00068571 | 29 | Residential_2040_Achievable_million_m3_After Competition Groups_29 | Ceiling Insulation | 0.06857% | 2.6783 | 1.5536 | Residential_2040_Achievable_million_m3_After Competition Groups_Ceiling Insulation
Residential | Res ¦ Energy Star Clothes Dryer | 2040 | Technical | million_m3 | After Competition Groups | 2.6248 | 0 | 0 | 3885.0977 | 0.00067562 | 33 | Residential_2040_Technical_million_m3_After Competition Groups_33 | Energy Star Clothes Dryer | 0.06756% | 0 | 2.6248 | Residential_2040_Technical_million_m3_After Competition Groups_Energy Star Clothes Dryer
Residential | Res ¦ Clothes Drying Racks | 2040 | Achievable | million_m3 | After Competition Groups | 1.2486 | 144835.531 | 0.14484 | 2265.6834 | 0.0005511 | 30 | Residential_2040_Achievable_million_m3_After Competition Groups_30 | Clothes Drying Racks | 0.05511% | 0.14484 | 1.2486 | Residential_2040_Achievable_million_m3_After Competition Groups_Clothes Drying Racks
Residential | Res ¦ Energy Star Clothes Washer | 2040 | Achievable | million_m3 | After Competition Groups | 1.1698 | 169778.2136 | 0.16978 | 2265.6834 | 0.0005163 | 31 | Residential_2040_Achievable_million_m3_After Competition Groups_31 | Energy Star Clothes Washer | 0.05163% | 0.16978 | 1.1698 | Residential_2040_Achievable_million_m3_After Competition Groups_Energy Star Clothes Washer
Residential | Res ¦ Drain Water Heat Recovery | 2040 | Achievable | million_m3 | After Competition Groups | 1.0561 | 563607.0945 | 0.56361 | 2265.6834 | 0.00046612 | 32 | Residential_2040_Achievable_million_m3_After Competition Groups_32 | Drain Water Heat Recovery | 0.04661% | 0.56361 | 1.0561 | Residential_2040_Achievable_million_m3_After Competition Groups_Drain Water Heat Recovery
Residential | Res ¦ Energy Star Clothes Washer | 2040 | Economic | million_m3 | After Competition Groups | 1.2707 | 169778.2136 | 0.16978 | 3593.8111 | 0.00035358 | 30 | Residential_2040_Economic_million_m3_After Competition Groups_30 | Energy Star Clothes Washer | 0.03536% | 0.16978 | 1.2707 | Residential_2040_Economic_million_m3_After Competition Groups_Energy Star Clothes Washer
Residential | Res ¦ Energy Star Clothes Washer | 2040 | Technical | million_m3 | After Competition Groups | 1.2707 | 169778.2136 | 0.16978 | 3885.0977 | 0.00032707 | 34 | Residential_2040_Technical_million_m3_After Competition Groups_34 | Energy Star Clothes Washer | 0.03271% | 0.16978 | 1.2707 | Residential_2040_Technical_million_m3_After Competition Groups_Energy Star Clothes Washer
Residential | Res ¦ Drain Water Heat Recovery | 2040 | Economic | million_m3 | After Competition Groups | 1.1025 | 563607.0945 | 0.56361 | 3593.8111 | 0.00030678 | 31 | Residential_2040_Economic_million_m3_After Competition Groups_31 | Drain Water Heat Recovery | 0.03068% | 0.56361 | 1.1025 | Residential_2040_Economic_million_m3_After Competition Groups_Drain Water Heat Recovery
Residential | Res ¦ Minimize Hot and Warm Clothes Wash | 2040 | Achievable | million_m3 | After Competition Groups | 0.68122 | 0 | 0 | 2265.6834 | 0.00030067 | 33 | Residential_2040_Achievable_million_m3_After Competition Groups_33 | Minimize Hot and Warm Clothes Wash | 0.03007% | 0 | 0.68122 | Residential_2040_Achievable_million_m3_After Competition Groups_Minimize Hot and Warm Clothes Wash
Residential | Res ¦ Clothes Drying Racks | 2040 | Economic | million_m3 | After Competition Groups | 1.0791 | 144835.531 | 0.14484 | 3593.8111 | 0.00030027 | 32 | Residential_2040_Economic_million_m3_After Competition Groups_32 | Clothes Drying Racks | 0.03003% | 0.14484 | 1.0791 | Residential_2040_Economic_million_m3_After Competition Groups_Clothes Drying Racks
Residential | Res ¦ Clothes Drying Racks | 2040 | Technical | million_m3 | After Competition Groups | 1.0791 | 144835.531 | 0.14484 | 3885.0977 | 0.00027775 | 35 | Residential_2040_Technical_million_m3_After Competition Groups_35 | Clothes Drying Racks | 0.02778% | 0.14484 | 1.0791 | Residential_2040_Technical_million_m3_After Competition Groups_Clothes Drying Racks
Residential | Res ¦ Minimize Hot and Warm Clothes Wash | 2040 | Economic | million_m3 | After Competition Groups | 0.93768 | 0 | 0 | 3593.8111 | 0.00026092 | 33 | Residential_2040_Economic_million_m3_After Competition Groups_33 | Minimize Hot and Warm Clothes Wash | 0.02609% | 0 | 0.93768 | Residential_2040_Economic_million_m3_After Competition Groups_Minimize Hot and Warm Clothes Wash
Residential | Res ¦ Minimize Hot and Warm Clothes Wash | 2040 | Technical | million_m3 | After Competition Groups | 0.93768 | 0 | 0 | 3885.0977 | 0.00024135 | 36 | Residential_2040_Technical_million_m3_After Competition Groups_36 | Minimize Hot and Warm Clothes Wash | 0.02414% | 0 | 0.93768 | Residential_2040_Technical_million_m3_After Competition Groups_Minimize Hot and Warm Clothes Wash
Residential | Res ¦ Solar Water Preheat (Pools/DHW) | 2040 | Technical | million_m3 | After Competition Groups | 0.11192 | 0 | 0 | 3885.0977 | 2.8807e-05 | 37 | Residential_2040_Technical_million_m3_After Competition Groups_37 | Solar Water Preheat (Pools/DHW) | 0.002881% | 0 | 0.11192 | Residential_2040_Technical_million_m3_After Competition Groups_Solar Water Preheat (Pools/DHW)
Residential | Res ¦ Air Sealing | 2041 | Economic | million_m3 | After Competition Groups | 546.7571 | 46529794.0194 | 46.5298 | 3608.8282 | 0.15151 | 1 | Residential_2041_Economic_million_m3_After Competition Groups_1 | Air Sealing | 15.15% | 46.5298 | 546.7571 | Residential_2041_Economic_million_m3_After Competition Groups_Air Sealing
Residential | Res ¦ Adaptive Thermostat | 2041 | Economic | million_m3 | After Competition Groups | 524.5598 | 45398906.113 | 45.3989 | 3608.8282 | 0.14535 | 2 | Residential_2041_Economic_million_m3_After Competition Groups_2 | Adaptive Thermostat | 14.54% | 45.3989 | 524.5598 | Residential_2041_Economic_million_m3_After Competition Groups_Adaptive Thermostat
Residential | Res ¦ Air Sealing | 2041 | Technical | million_m3 | After Competition Groups | 546.7571 | 46529794.0194 | 46.5298 | 3897.9739 | 0.14027 | 1 | Residential_2041_Technical_million_m3_After Competition Groups_1 | Air Sealing | 14.03% | 46.5298 | 546.7571 | Residential_2041_Technical_million_m3_After Competition Groups_Air Sealing
Residential | Res ¦ Adaptive Thermostat | 2041 | Technical | million_m3 | After Competition Groups | 524.5598 | 45398906.113 | 45.3989 | 3897.9739 | 0.13457 | 2 | Residential_2041_Technical_million_m3_After Competition Groups_2 | Adaptive Thermostat | 13.46% | 45.3989 | 524.5598 | Residential_2041_Technical_million_m3_After Competition Groups_Adaptive Thermostat
Residential | Res ¦ Adaptive Thermostat | 2041 | Achievable | million_m3 | After Competition Groups | 283.4831 | 45398906.113 | 45.3989 | 2383.3518 | 0.11894 | 1 | Residential_2041_Achievable_million_m3_After Competition Groups_1 | Adaptive Thermostat | 11.89% | 45.3989 | 283.4831 | Residential_2041_Achievable_million_m3_After Competition Groups_Adaptive Thermostat
Residential | Res ¦ Air Sealing | 2041 | Achievable | million_m3 | After Competition Groups | 273.2595 | 46529794.0194 | 46.5298 | 2383.3518 | 0.11465 | 2 | Residential_2041_Achievable_million_m3_After Competition Groups_2 | Air Sealing | 11.47% | 46.5298 | 273.2595 | Residential_2041_Achievable_million_m3_After Competition Groups_Air Sealing
Residential | Res ¦ Energy Star Windows | 2041 | Achievable | million_m3 | After Competition Groups | 209.2852 | 85573274.4819 | 85.5733 | 2383.3518 | 0.087811 | 3 | Residential_2041_Achievable_million_m3_After Competition Groups_3 | Energy Star Windows | 8.781% | 85.5733 | 209.2852 | Residential_2041_Achievable_million_m3_After Competition Groups_Energy Star Windows
Residential | Res ¦ Comprehensive Draft Proofing | 2041 | Achievable | million_m3 | After Competition Groups | 195.4826 | 79688.7488 | 0.079689 | 2383.3518 | 0.08202 | 4 | Residential_2041_Achievable_million_m3_After Competition Groups_4 | Comprehensive Draft Proofing | 8.202% | 0.079689 | 195.4826 | Residential_2041_Achievable_million_m3_After Competition Groups_Comprehensive Draft Proofing
Residential | Res ¦ Condensing Storage Water Heater | 2041 | Achievable | million_m3 | After Competition Groups | 181.8319 | 98573021.2882 | 98.573 | 2383.3518 | 0.076293 | 5 | Residential_2041_Achievable_million_m3_After Competition Groups_5 | Condensing Storage Water Heater | 7.629% | 98.573 | 181.8319 | Residential_2041_Achievable_million_m3_After Competition Groups_Condensing Storage Water Heater
Residential | Res ¦ Condensing Storage Water Heater | 2041 | Economic | million_m3 | After Competition Groups | 263.2683 | 98573021.2882 | 98.573 | 3608.8282 | 0.072951 | 3 | Residential_2041_Economic_million_m3_After Competition Groups_3 | Condensing Storage Water Heater | 7.295% | 98.573 | 263.2683 | Residential_2041_Economic_million_m3_After Competition Groups_Condensing Storage Water Heater
Residential | Res ¦ Condensing Storage Water Heater | 2041 | Technical | million_m3 | After Competition Groups | 263.2683 | 98573021.2882 | 98.573 | 3897.9739 | 0.06754 | 3 | Residential_2041_Technical_million_m3_After Competition Groups_3 | Condensing Storage Water Heater | 6.754% | 98.573 | 263.2683 | Residential_2041_Technical_million_m3_After Competition Groups_Condensing Storage Water Heater
Residential | Res ¦ DHW Recirculation Systems | 2041 | Achievable | million_m3 | After Competition Groups | 149.3993 | 3316030.5972 | 3.316 | 2383.3518 | 0.062685 | 6 | Residential_2041_Achievable_million_m3_After Competition Groups_6 | DHW Recirculation Systems | 6.268% | 3.316 | 149.3993 | Residential_2041_Achievable_million_m3_After Competition Groups_DHW Recirculation Systems
Residential | Res ¦ Energy Star Windows | 2041 | Economic | million_m3 | After Competition Groups | 207.8491 | 85573274.4819 | 85.5733 | 3608.8282 | 0.057595 | 4 | Residential_2041_Economic_million_m3_After Competition Groups_4 | Energy Star Windows | 5.759% | 85.5733 | 207.8491 | Residential_2041_Economic_million_m3_After Competition Groups_Energy Star Windows
Residential | Res ¦ Condensing Boiler | 2041 | Achievable | million_m3 | After Competition Groups | 135.4579 | 28176532.3889 | 28.1765 | 2383.3518 | 0.056835 | 7 | Residential_2041_Achievable_million_m3_After Competition Groups_7 | Condensing Boiler | 5.684% | 28.1765 | 135.4579 | Residential_2041_Achievable_million_m3_After Competition Groups_Condensing Boiler
Residential | Res ¦ Tankless Water Heater | 2041 | Technical | million_m3 | After Competition Groups | 220.1969 | 55369227.1826 | 55.3692 | 3897.9739 | 0.05649 | 4 | Residential_2041_Technical_million_m3_After Competition Groups_4 | Tankless Water Heater | 5.649% | 55.3692 | 220.1969 | Residential_2041_Technical_million_m3_After Competition Groups_Tankless Water Heater
Residential | Res ¦ Energy Star Windows | 2041 | Technical | million_m3 | After Competition Groups | 207.8491 | 85573274.4819 | 85.5733 | 3897.9739 | 0.053322 | 5 | Residential_2041_Technical_million_m3_After Competition Groups_5 | Energy Star Windows | 5.332% | 85.5733 | 207.8491 | Residential_2041_Technical_million_m3_After Competition Groups_Energy Star Windows
Residential | Res ¦ High Efficiency Condensing Furnace | 2041 | Achievable | million_m3 | After Competition Groups | 125.1992 | 32087535.6421 | 32.0875 | 2383.3518 | 0.052531 | 8 | Residential_2041_Achievable_million_m3_After Competition Groups_8 | High Efficiency Condensing Furnace | 5.253% | 32.0875 | 125.1992 | Residential_2041_Achievable_million_m3_After Competition Groups_High Efficiency Condensing Furnace
Residential | Res ¦ High Efficiency Fireplace with Pilotless Ignition | 2041 | Achievable | million_m3 | After Competition Groups | 119.3148 | 5668629.9576 | 5.6686 | 2383.3518 | 0.050062 | 9 | Residential_2041_Achievable_million_m3_After Competition Groups_9 | High Efficiency Fireplace with Pilotless Ignition | 5.006% | 5.6686 | 119.3148 | Residential_2041_Achievable_million_m3_After Competition Groups_High Efficiency Fireplace with Pilotless Ignition
Residential | Res ¦ Condensing Boiler | 2041 | Economic | million_m3 | After Competition Groups | 167.8033 | 28176532.3889 | 28.1765 | 3608.8282 | 0.046498 | 5 | Residential_2041_Economic_million_m3_After Competition Groups_5 | Condensing Boiler | 4.65% | 28.1765 | 167.8033 | Residential_2041_Economic_million_m3_After Competition Groups_Condensing Boiler
Residential | Res ¦ Comprehensive Draft Proofing | 2041 | Economic | million_m3 | After Competition Groups | 165.6532 | 79688.7488 | 0.079689 | 3608.8282 | 0.045902 | 6 | Residential_2041_Economic_million_m3_After Competition Groups_6 | Comprehensive Draft Proofing | 4.59% | 0.079689 | 165.6532 | Residential_2041_Economic_million_m3_After Competition Groups_Comprehensive Draft Proofing
Residential | Res ¦ Heat Recovery Ventilator | 2041 | Economic | million_m3 | After Competition Groups | 155.5521 | 2236602.781 | 2.2366 | 3608.8282 | 0.043103 | 7 | Residential_2041_Economic_million_m3_After Competition Groups_7 | Heat Recovery Ventilator | 4.31% | 2.2366 | 155.5521 | Residential_2041_Economic_million_m3_After Competition Groups_Heat Recovery Ventilator
Residential | Res ¦ Condensing Boiler | 2041 | Technical | million_m3 | After Competition Groups | 167.8033 | 28176532.3889 | 28.1765 | 3897.9739 | 0.043049 | 6 | Residential_2041_Technical_million_m3_After Competition Groups_6 | Condensing Boiler | 4.305% | 28.1765 | 167.8033 | Residential_2041_Technical_million_m3_After Competition Groups_Condensing Boiler
Residential | Res ¦ Comprehensive Draft Proofing | 2041 | Technical | million_m3 | After Competition Groups | 165.6532 | 79688.7488 | 0.079689 | 3897.9739 | 0.042497 | 7 | Residential_2041_Technical_million_m3_After Competition Groups_7 | Comprehensive Draft Proofing | 4.25% | 0.079689 | 165.6532 | Residential_2041_Technical_million_m3_After Competition Groups_Comprehensive Draft Proofing
Residential | Res ¦ Wall Insulation | 2041 | Economic | million_m3 | After Competition Groups | 151.2474 | 58374629.4452 | 58.3746 | 3608.8282 | 0.04191 | 8 | Residential_2041_Economic_million_m3_After Competition Groups_8 | Wall Insulation | 4.191% | 58.3746 | 151.2474 | Residential_2041_Economic_million_m3_After Competition Groups_Wall Insulation
Residential | Res ¦ High Efficiency Condensing Furnace | 2041 | Economic | million_m3 | After Competition Groups | 145.0005 | 32087535.6421 | 32.0875 | 3608.8282 | 0.040179 | 9 | Residential_2041_Economic_million_m3_After Competition Groups_9 | High Efficiency Condensing Furnace | 4.018% | 32.0875 | 145.0005 | Residential_2041_Economic_million_m3_After Competition Groups_High Efficiency Condensing Furnace
Residential | Res ¦ Heat Recovery Ventilator | 2041 | Technical | million_m3 | After Competition Groups | 155.5521 | 2236602.781 | 2.2366 | 3897.9739 | 0.039906 | 8 | Residential_2041_Technical_million_m3_After Competition Groups_8 | Heat Recovery Ventilator | 3.991% | 2.2366 | 155.5521 | Residential_2041_Technical_million_m3_After Competition Groups_Heat Recovery Ventilator
Residential | Res ¦ High Efficiency Fireplace with Pilotless Ignition | 2041 | Economic | million_m3 | After Competition Groups | 143.3104 | 5668629.9576 | 5.6686 | 3608.8282 | 0.039711 | 10 | Residential_2041_Economic_million_m3_After Competition Groups_10 | High Efficiency Fireplace with Pilotless Ignition | 3.971% | 5.6686 | 143.3104 | Residential_2041_Economic_million_m3_After Competition Groups_High Efficiency Fireplace with Pilotless Ignition
Residential | Res ¦ Wall Insulation | 2041 | Technical | million_m3 | After Competition Groups | 151.2474 | 58374629.4452 | 58.3746 | 3897.9739 | 0.038802 | 9 | Residential_2041_Technical_million_m3_After Competition Groups_9 | Wall Insulation | 3.88% | 58.3746 | 151.2474 | Residential_2041_Technical_million_m3_After Competition Groups_Wall Insulation
Residential | Res ¦ High Efficiency Condensing Furnace | 2041 | Technical | million_m3 | After Competition Groups | 145.4286 | 32087535.6421 | 32.0875 | 3897.9739 | 0.037309 | 10 | Residential_2041_Technical_million_m3_After Competition Groups_10 | High Efficiency Condensing Furnace | 3.731% | 32.0875 | 145.4286 | Residential_2041_Technical_million_m3_After Competition Groups_High Efficiency Condensing Furnace
Residential | Res ¦ Attic Insulation | 2041 | Economic | million_m3 | After Competition Groups | 133.5112 | 10451507.3312 | 10.4515 | 3608.8282 | 0.036996 | 11 | Residential_2041_Economic_million_m3_After Competition Groups_11 | Attic Insulation | 3.7% | 10.4515 | 133.5112 | Residential_2041_Economic_million_m3_After Competition Groups_Attic Insulation
Residential | Res ¦ High Efficiency Fireplace with Pilotless Ignition | 2041 | Technical | million_m3 | After Competition Groups | 143.3104 | 5668629.9576 | 5.6686 | 3897.9739 | 0.036765 | 11 | Residential_2041_Technical_million_m3_After Competition Groups_11 | High Efficiency Fireplace with Pilotless Ignition | 3.677% | 5.6686 | 143.3104 | Residential_2041_Technical_million_m3_After Competition Groups_High Efficiency Fireplace with Pilotless Ignition
Residential | Res ¦ DHW Recirculation Systems | 2041 | Economic | million_m3 | After Competition Groups | 126.6126 | 3316030.5972 | 3.316 | 3608.8282 | 0.035084 | 12 | Residential_2041_Economic_million_m3_After Competition Groups_12 | DHW Recirculation Systems | 3.508% | 3.316 | 126.6126 | Residential_2041_Economic_million_m3_After Competition Groups_DHW Recirculation Systems
Residential | Res ¦ Attic Insulation | 2041 | Technical | million_m3 | After Competition Groups | 133.5112 | 10451507.3312 | 10.4515 | 3897.9739 | 0.034251 | 12 | Residential_2041_Technical_million_m3_After Competition Groups_12 | Attic Insulation | 3.425% | 10.4515 | 133.5112 | Residential_2041_Technical_million_m3_After Competition Groups_Attic Insulation
Residential | Res ¦ Advanced BAS/Controllers | 2041 | Achievable | million_m3 | After Competition Groups | 81.5306 | 70845.6931 | 0.070846 | 2383.3518 | 0.034208 | 10 | Residential_2041_Achievable_million_m3_After Competition Groups_10 | Advanced BAS/Controllers | 3.421% | 0.070846 | 81.5306 | Residential_2041_Achievable_million_m3_After Competition Groups_Advanced BAS/Controllers
Residential | Res ¦ DHW Recirculation Systems | 2041 | Technical | million_m3 | After Competition Groups | 126.6126 | 3316030.5972 | 3.316 | 3897.9739 | 0.032482 | 13 | Residential_2041_Technical_million_m3_After Competition Groups_13 | DHW Recirculation Systems | 3.248% | 3.316 | 126.6126 | Residential_2041_Technical_million_m3_After Competition Groups_DHW Recirculation Systems
Residential | Res ¦ Wall Insulation | 2041 | Achievable | million_m3 | After Competition Groups | 75.5196 | 58374629.4452 | 58.3746 | 2383.3518 | 0.031686 | 11 | Residential_2041_Achievable_million_m3_After Competition Groups_11 | Wall Insulation | 3.169% | 58.3746 | 75.5196 | Residential_2041_Achievable_million_m3_After Competition Groups_Wall Insulation
Residential | Res ¦ Basement or Crawlspace Insulation | 2041 | Economic | million_m3 | After Competition Groups | 113.4609 | 55726266.6825 | 55.7263 | 3608.8282 | 0.03144 | 13 | Residential_2041_Economic_million_m3_After Competition Groups_13 | Basement or Crawlspace Insulation | 3.144% | 55.7263 | 113.4609 | Residential_2041_Economic_million_m3_After Competition Groups_Basement or Crawlspace Insulation
Residential | Res ¦ Condensing Make Up Air Unit | 2041 | Achievable | million_m3 | After Competition Groups | 74.566 | 5190671.1002 | 5.1907 | 2383.3518 | 0.031286 | 12 | Residential_2041_Achievable_million_m3_After Competition Groups_12 | Condensing Make Up Air Unit | 3.129% | 5.1907 | 74.566 | Residential_2041_Achievable_million_m3_After Competition Groups_Condensing Make Up Air Unit
Residential | Res ¦ Basement Wall Insulation | 2041 | Economic | million_m3 | After Competition Groups | 111.0818 | 6407096.1172 | 6.4071 | 3608.8282 | 0.030781 | 14 | Residential_2041_Economic_million_m3_After Competition Groups_14 | Basement Wall Insulation | 3.078% | 6.4071 | 111.0818 | Residential_2041_Economic_million_m3_After Competition Groups_Basement Wall Insulation
Residential | Res ¦ Basement or Crawlspace Insulation | 2041 | Technical | million_m3 | After Competition Groups | 113.4609 | 55726266.6825 | 55.7263 | 3897.9739 | 0.029108 | 14 | Residential_2041_Technical_million_m3_After Competition Groups_14 | Basement or Crawlspace Insulation | 2.911% | 55.7263 | 113.4609 | Residential_2041_Technical_million_m3_After Competition Groups_Basement or Crawlspace Insulation
Residential | Res ¦ Basement Wall Insulation | 2041 | Technical | million_m3 | After Competition Groups | 111.0818 | 6407096.1172 | 6.4071 | 3897.9739 | 0.028497 | 15 | Residential_2041_Technical_million_m3_After Competition Groups_15 | Basement Wall Insulation | 2.85% | 6.4071 | 111.0818 | Residential_2041_Technical_million_m3_After Competition Groups_Basement Wall Insulation
Residential | Res ¦ Building Recommissioning, Operations and Maintenance (O&M) Improvements | 2041 | Achievable | million_m3 | After Competition Groups | 67.4583 | 56680.176 | 0.05668 | 2383.3518 | 0.028304 | 13 | Residential_2041_Achievable_million_m3_After Competition Groups_13 | Building Recommissioning, Operations and Maintenance (O&M) Improvements | 2.83% | 0.05668 | 67.4583 | Residential_2041_Achievable_million_m3_After Competition Groups_Building Recommissioning, Operations and Maintenance (O&M) Improvements
Residential | Res ¦ Attic Insulation | 2041 | Achievable | million_m3 | After Competition Groups | 66.7277 | 10451507.3312 | 10.4515 | 2383.3518 | 0.027997 | 14 | Residential_2041_Achievable_million_m3_After Competition Groups_14 | Attic Insulation | 2.8% | 10.4515 | 66.7277 | Residential_2041_Achievable_million_m3_After Competition Groups_Attic Insulation
Residential | Res ¦ Condensing Make Up Air Unit | 2041 | Economic | million_m3 | After Competition Groups | 100.1109 | 5190671.1002 | 5.1907 | 3608.8282 | 0.027741 | 15 | Residential_2041_Economic_million_m3_After Competition Groups_15 | Condensing Make Up Air Unit | 2.774% | 5.1907 | 100.1109 | Residential_2041_Economic_million_m3_After Competition Groups_Condensing Make Up Air Unit
Residential | Res ¦ Condensing Make Up Air Unit | 2041 | Technical | million_m3 | After Competition Groups | 100.1109 | 5190671.1002 | 5.1907 | 3897.9739 | 0.025683 | 16 | Residential_2041_Technical_million_m3_After Competition Groups_16 | Condensing Make Up Air Unit | 2.568% | 5.1907 | 100.1109 | Residential_2041_Technical_million_m3_After Competition Groups_Condensing Make Up Air Unit
Residential | Res ¦ High Efficiency Storage Water Heater | 2041 | Economic | million_m3 | After Competition Groups | 85.4424 | 21496666.5549 | 21.4967 | 3608.8282 | 0.023676 | 16 | Residential_2041_Economic_million_m3_After Competition Groups_16 | High Efficiency Storage Water Heater | 2.368% | 21.4967 | 85.4424 | Residential_2041_Economic_million_m3_After Competition Groups_High Efficiency Storage Water Heater
Residential | Res ¦ Basement Wall Insulation | 2041 | Achievable | million_m3 | After Competition Groups | 55.5217 | 6407096.1172 | 6.4071 | 2383.3518 | 0.023296 | 15 | Residential_2041_Achievable_million_m3_After Competition Groups_15 | Basement Wall Insulation | 2.33% | 6.4071 | 55.5217 | Residential_2041_Achievable_million_m3_After Competition Groups_Basement Wall Insulation
Residential | Res ¦ Furnace Tune Up | 2041 | Economic | million_m3 | After Competition Groups | 75.564 | 8765904.9994 | 8.7659 | 3608.8282 | 0.020939 | 17 | Residential_2041_Economic_million_m3_After Competition Groups_17 | Furnace Tune Up | 2.094% | 8.7659 | 75.564 | Residential_2041_Economic_million_m3_After Competition Groups_Furnace Tune Up
Residential | Res ¦ Window Film | 2041 | Technical | million_m3 | After Competition Groups | 77.9956 | 0 | 0 | 3897.9739 | 0.020009 | 17 | Residential_2041_Technical_million_m3_After Competition Groups_17 | Window Film | 2.001% | 0 | 77.9956 | Residential_2041_Technical_million_m3_After Competition Groups_Window Film
Residential | Res ¦ Furnace Tune Up | 2041 | Technical | million_m3 | After Competition Groups | 75.564 | 8765904.9994 | 8.7659 | 3897.9739 | 0.019385 | 18 | Residential_2041_Technical_million_m3_After Competition Groups_18 | Furnace Tune Up | 1.939% | 8.7659 | 75.564 | Residential_2041_Technical_million_m3_After Competition Groups_Furnace Tune Up
Residential | Res ¦ Advanced BAS/Controllers | 2041 | Economic | million_m3 | After Competition Groups | 69.0897 | 70845.6931 | 0.070846 | 3608.8282 | 0.019145 | 18 | Residential_2041_Economic_million_m3_After Competition Groups_18 | Advanced BAS/Controllers | 1.914% | 0.070846 | 69.0897 | Residential_2041_Economic_million_m3_After Competition Groups_Advanced BAS/Controllers
Residential | Res ¦ Advanced BAS/Controllers | 2041 | Technical | million_m3 | After Competition Groups | 69.0897 | 70845.6931 | 0.070846 | 3897.9739 | 0.017725 | 19 | Residential_2041_Technical_million_m3_After Competition Groups_19 | Advanced BAS/Controllers | 1.772% | 0.070846 | 69.0897 | Residential_2041_Technical_million_m3_After Competition Groups_Advanced BAS/Controllers
Residential | Res ¦ Basement or Crawlspace Insulation | 2041 | Achievable | million_m3 | After Competition Groups | 42.2057 | 55726266.6825 | 55.7263 | 2383.3518 | 0.017709 | 16 | Residential_2041_Achievable_million_m3_After Competition Groups_16 | Basement or Crawlspace Insulation | 1.771% | 55.7263 | 42.2057 | Residential_2041_Achievable_million_m3_After Competition Groups_Basement or Crawlspace Insulation
Residential | Res ¦ High Efficiency Storage Water Heater | 2041 | Achievable | million_m3 | After Competition Groups | 40.5275 | 21496666.5549 | 21.4967 | 2383.3518 | 0.017004 | 17 | Residential_2041_Achievable_million_m3_After Competition Groups_17 | High Efficiency Storage Water Heater | 1.7% | 21.4967 | 40.5275 | Residential_2041_Achievable_million_m3_After Competition Groups_High Efficiency Storage Water Heater
Residential | Res ¦ Building Recommissioning, Operations and Maintenance (O&M) Improvements | 2041 | Economic | million_m3 | After Competition Groups | 57.1646 | 56680.176 | 0.05668 | 3608.8282 | 0.01584 | 19 | Residential_2041_Economic_million_m3_After Competition Groups_19 | Building Recommissioning, Operations and Maintenance (O&M) Improvements | 1.584% | 0.05668 | 57.1646 | Residential_2041_Economic_million_m3_After Competition Groups_Building Recommissioning, Operations and Maintenance (O&M) Improvements
Residential | Res ¦ Building Recommissioning, Operations and Maintenance (O&M) Improvements | 2041 | Technical | million_m3 | After Competition Groups | 57.1646 | 56680.176 | 0.05668 | 3897.9739 | 0.014665 | 20 | Residential_2041_Technical_million_m3_After Competition Groups_20 | Building Recommissioning, Operations and Maintenance (O&M) Improvements | 1.467% | 0.05668 | 57.1646 | Residential_2041_Technical_million_m3_After Competition Groups_Building Recommissioning, Operations and Maintenance (O&M) Improvements
Residential | Res ¦ Ceiling Insulation | 2041 | Technical | million_m3 | After Competition Groups | 56.1214 | 2822464.4648 | 2.8225 | 3897.9739 | 0.014398 | 21 | Residential_2041_Technical_million_m3_After Competition Groups_21 | Ceiling Insulation | 1.44% | 2.8225 | 56.1214 | Residential_2041_Technical_million_m3_After Competition Groups_Ceiling Insulation
Residential | Res ¦ Demand Control Ventilation | 2041 | Achievable | million_m3 | After Competition Groups | 32.062 | 218357.8268 | 0.21836 | 2383.3518 | 0.013452 | 18 | Residential_2041_Achievable_million_m3_After Competition Groups_18 | Demand Control Ventilation | 1.345% | 0.21836 | 32.062 | Residential_2041_Achievable_million_m3_After Competition Groups_Demand Control Ventilation
Residential | Res ¦ Duct Insulation MF | 2041 | Economic | million_m3 | After Competition Groups | 45.1476 | 8097307.6706 | 8.0973 | 3608.8282 | 0.01251 | 20 | Residential_2041_Economic_million_m3_After Competition Groups_20 | Duct Insulation MF | 1.251% | 8.0973 | 45.1476 | Residential_2041_Economic_million_m3_After Competition Groups_Duct Insulation MF
Residential | Res ¦ Floor Insulation | 2041 | Economic | million_m3 | After Competition Groups | 43.5405 | 11304824.9009 | 11.3048 | 3608.8282 | 0.012065 | 21 | Residential_2041_Economic_million_m3_After Competition Groups_21 | Floor Insulation | 1.206% | 11.3048 | 43.5405 | Residential_2041_Economic_million_m3_After Competition Groups_Floor Insulation
Residential | Res ¦ Tankless Water Heater | 2041 | Economic | million_m3 | After Competition Groups | 42.9344 | 55369227.1826 | 55.3692 | 3608.8282 | 0.011897 | 22 | Residential_2041_Economic_million_m3_After Competition Groups_22 | Tankless Water Heater | 1.19% | 55.3692 | 42.9344 | Residential_2041_Economic_million_m3_After Competition Groups_Tankless Water Heater
Residential | Res ¦ Duct Insulation MF | 2041 | Technical | million_m3 | After Competition Groups | 45.1476 | 8097307.6706 | 8.0973 | 3897.9739 | 0.011582 | 22 | Residential_2041_Technical_million_m3_After Competition Groups_22 | Duct Insulation MF | 1.158% | 8.0973 | 45.1476 | Residential_2041_Technical_million_m3_After Competition Groups_Duct Insulation MF
Residential | Res ¦ Duct Insulation | 2041 | Economic | million_m3 | After Competition Groups | 41.5879 | 11876523.0846 | 11.8765 | 3608.8282 | 0.011524 | 23 | Residential_2041_Economic_million_m3_After Competition Groups_23 | Duct Insulation | 1.152% | 11.8765 | 41.5879 | Residential_2041_Economic_million_m3_After Competition Groups_Duct Insulation
Residential | Res ¦ Floor Insulation | 2041 | Technical | million_m3 | After Competition Groups | 43.5405 | 11304824.9009 | 11.3048 | 3897.9739 | 0.01117 | 23 | Residential_2041_Technical_million_m3_After Competition Groups_23 | Floor Insulation | 1.117% | 11.3048 | 43.5405 | Residential_2041_Technical_million_m3_After Competition Groups_Floor Insulation
Residential | Res ¦ Heat Recovery Ventilator | 2041 | Achievable | million_m3 | After Competition Groups | 25.8899 | 2236602.781 | 2.2366 | 2383.3518 | 0.010863 | 19 | Residential_2041_Achievable_million_m3_After Competition Groups_19 | Heat Recovery Ventilator | 1.086% | 2.2366 | 25.8899 | Residential_2041_Achievable_million_m3_After Competition Groups_Heat Recovery Ventilator
Residential | Res ¦ Duct Insulation | 2041 | Technical | million_m3 | After Competition Groups | 41.5879 | 11876523.0846 | 11.8765 | 3897.9739 | 0.010669 | 24 | Residential_2041_Technical_million_m3_After Competition Groups_24 | Duct Insulation | 1.067% | 11.8765 | 41.5879 | Residential_2041_Technical_million_m3_After Competition Groups_Duct Insulation
Residential | Res ¦ Duct Insulation MF | 2041 | Achievable | million_m3 | After Competition Groups | 22.5596 | 8097307.6706 | 8.0973 | 2383.3518 | 0.0094655 | 20 | Residential_2041_Achievable_million_m3_After Competition Groups_20 | Duct Insulation MF | 0.9466% | 8.0973 | 22.5596 | Residential_2041_Achievable_million_m3_After Competition Groups_Duct Insulation MF
Residential | Res ¦ Floor Insulation | 2041 | Achievable | million_m3 | After Competition Groups | 21.7473 | 11304824.9009 | 11.3048 | 2383.3518 | 0.0091247 | 21 | Residential_2041_Achievable_million_m3_After Competition Groups_21 | Floor Insulation | 0.9125% | 11.3048 | 21.7473 | Residential_2041_Achievable_million_m3_After Competition Groups_Floor Insulation
Residential | Res ¦ Duct Insulation | 2041 | Achievable | million_m3 | After Competition Groups | 20.7621 | 11876523.0846 | 11.8765 | 2383.3518 | 0.0087113 | 22 | Residential_2041_Achievable_million_m3_After Competition Groups_22 | Duct Insulation | 0.8711% | 11.8765 | 20.7621 | Residential_2041_Achievable_million_m3_After Competition Groups_Duct Insulation
Residential | Res ¦ Demand Control Ventilation | 2041 | Economic | million_m3 | After Competition Groups | 30.9224 | 218357.8268 | 0.21836 | 3608.8282 | 0.0085686 | 24 | Residential_2041_Economic_million_m3_After Competition Groups_24 | Demand Control Ventilation | 0.8569% | 0.21836 | 30.9224 | Residential_2041_Economic_million_m3_After Competition Groups_Demand Control Ventilation
Residential | Res ¦ Home Energy Reports | 2041 | Technical | million_m3 | After Competition Groups | 32.7691 | 15840760.0506 | 15.8408 | 3897.9739 | 0.0084067 | 25 | Residential_2041_Technical_million_m3_After Competition Groups_25 | Home Energy Reports | 0.8407% | 15.8408 | 32.7691 | Residential_2041_Technical_million_m3_After Competition Groups_Home Energy Reports
Residential | Res ¦ Demand Control Ventilation | 2041 | Technical | million_m3 | After Competition Groups | 30.9224 | 218357.8268 | 0.21836 | 3897.9739 | 0.007933 | 26 | Residential_2041_Technical_million_m3_After Competition Groups_26 | Demand Control Ventilation | 0.7933% | 0.21836 | 30.9224 | Residential_2041_Technical_million_m3_After Competition Groups_Demand Control Ventilation
Residential | Res ¦ Home Energy Reports | 2041 | Achievable | million_m3 | After Competition Groups | 17.1449 | 15840760.0506 | 15.8408 | 2383.3518 | 0.0071936 | 23 | Residential_2041_Achievable_million_m3_After Competition Groups_23 | Home Energy Reports | 0.7194% | 15.8408 | 17.1449 | Residential_2041_Achievable_million_m3_After Competition Groups_Home Energy Reports
Residential | Res ¦ Tankless Water Heater | 2041 | Achievable | million_m3 | After Competition Groups | 16.9639 | 55369227.1826 | 55.3692 | 2383.3518 | 0.0071177 | 24 | Residential_2041_Achievable_million_m3_After Competition Groups_24 | Tankless Water Heater | 0.7118% | 55.3692 | 16.9639 | Residential_2041_Achievable_million_m3_After Competition Groups_Tankless Water Heater
Residential | Res ¦ Home Energy Reports | 2041 | Economic | million_m3 | After Competition Groups | 25.2059 | 15840760.0506 | 15.8408 | 3608.8282 | 0.0069845 | 25 | Residential_2041_Economic_million_m3_After Competition Groups_25 | Home Energy Reports | 0.6984% | 15.8408 | 25.2059 | Residential_2041_Economic_million_m3_After Competition Groups_Home Energy Reports
Residential | Res ¦ Furnace Tune Up | 2041 | Achievable | million_m3 | After Competition Groups | 16.4497 | 8765904.9994 | 8.7659 | 2383.3518 | 0.0069019 | 25 | Residential_2041_Achievable_million_m3_After Competition Groups_25 | Furnace Tune Up | 0.6902% | 8.7659 | 16.4497 | Residential_2041_Achievable_million_m3_After Competition Groups_Furnace Tune Up
Residential | Res ¦ Pool Cover | 2041 | Achievable | million_m3 | After Competition Groups | 16.2634 | 210738.7913 | 0.21074 | 2383.3518 | 0.0068238 | 26 | Residential_2041_Achievable_million_m3_After Competition Groups_26 | Pool Cover | 0.6824% | 0.21074 | 16.2634 | Residential_2041_Achievable_million_m3_After Competition Groups_Pool Cover
Residential | Res ¦ Early Hot Water Heater Replacement | 2041 | Technical | million_m3 | After Competition Groups | 24.8364 | 0 | 0 | 3897.9739 | 0.0063716 | 27 | Residential_2041_Technical_million_m3_After Competition Groups_27 | Early Hot Water Heater Replacement | 0.6372% | 0 | 24.8364 | Residential_2041_Technical_million_m3_After Competition Groups_Early Hot Water Heater Replacement
Residential | Res ¦ Drain Water Heat Recovery | 2041 | Technical | million_m3 | After Competition Groups | 21.1823 | 424832.9489 | 0.42483 | 3897.9739 | 0.0054342 | 28 | Residential_2041_Technical_million_m3_After Competition Groups_28 | Drain Water Heat Recovery | 0.5434% | 0.42483 | 21.1823 | Residential_2041_Technical_million_m3_After Competition Groups_Drain Water Heat Recovery
Residential | Res ¦ Pool Cover | 2041 | Economic | million_m3 | After Competition Groups | 13.7824 | 210738.7913 | 0.21074 | 3608.8282 | 0.0038191 | 26 | Residential_2041_Economic_million_m3_After Competition Groups_26 | Pool Cover | 0.3819% | 0.21074 | 13.7824 | Residential_2041_Economic_million_m3_After Competition Groups_Pool Cover
Residential | Res ¦ Pool Cover | 2041 | Technical | million_m3 | After Competition Groups | 13.7824 | 210738.7913 | 0.21074 | 3897.9739 | 0.0035358 | 29 | Residential_2041_Technical_million_m3_After Competition Groups_29 | Pool Cover | 0.3536% | 0.21074 | 13.7824 | Residential_2041_Technical_million_m3_After Competition Groups_Pool Cover
Residential | Res ¦ High Efficiency Gas Pool Heater | 2041 | Technical | million_m3 | After Competition Groups | 12.5606 | 0 | 0 | 3897.9739 | 0.0032223 | 30 | Residential_2041_Technical_million_m3_After Competition Groups_30 | High Efficiency Gas Pool Heater | 0.3222% | 0 | 12.5606 | Residential_2041_Technical_million_m3_After Competition Groups_High Efficiency Gas Pool Heater
Residential | Res ¦ Water Heater Temperature Setback | 2041 | Achievable | million_m3 | After Competition Groups | 7.2981 | 23656.8351 | 0.023657 | 2383.3518 | 0.0030621 | 27 | Residential_2041_Achievable_million_m3_After Competition Groups_27 | Water Heater Temperature Setback | 0.3062% | 0.023657 | 7.2981 | Residential_2041_Achievable_million_m3_After Competition Groups_Water Heater Temperature Setback
Residential | Res ¦ Wall Insulation MF | 2041 | Economic | million_m3 | After Competition Groups | 6.9888 | 158072.9241 | 0.15807 | 3608.8282 | 0.0019366 | 27 | Residential_2041_Economic_million_m3_After Competition Groups_27 | Wall Insulation MF | 0.1937% | 0.15807 | 6.9888 | Residential_2041_Economic_million_m3_After Competition Groups_Wall Insulation MF
Residential | Res ¦ Wall Insulation MF | 2041 | Technical | million_m3 | After Competition Groups | 6.9888 | 158072.9241 | 0.15807 | 3897.9739 | 0.0017929 | 31 | Residential_2041_Technical_million_m3_After Competition Groups_31 | Wall Insulation MF | 0.1793% | 0.15807 | 6.9888 | Residential_2041_Technical_million_m3_After Competition Groups_Wall Insulation MF
Residential | Res ¦ Water Heater Temperature Setback | 2041 | Economic | million_m3 | After Competition Groups | 6.1845 | 23656.8351 | 0.023657 | 3608.8282 | 0.0017137 | 28 | Residential_2041_Economic_million_m3_After Competition Groups_28 | Water Heater Temperature Setback | 0.1714% | 0.023657 | 6.1845 | Residential_2041_Economic_million_m3_After Competition Groups_Water Heater Temperature Setback
Residential | Res ¦ Water Heater Temperature Setback | 2041 | Technical | million_m3 | After Competition Groups | 6.1845 | 23656.8351 | 0.023657 | 3897.9739 | 0.0015866 | 32 | Residential_2041_Technical_million_m3_After Competition Groups_32 | Water Heater Temperature Setback | 0.1587% | 0.023657 | 6.1845 | Residential_2041_Technical_million_m3_After Competition Groups_Water Heater Temperature Setback
Residential | Res ¦ Wall Insulation MF | 2041 | Achievable | million_m3 | After Competition Groups | 3.4937 | 158072.9241 | 0.15807 | 2383.3518 | 0.0014659 | 28 | Residential_2041_Achievable_million_m3_After Competition Groups_28 | Wall Insulation MF | 0.1466% | 0.15807 | 3.4937 | Residential_2041_Achievable_million_m3_After Competition Groups_Wall Insulation MF
Residential | Res ¦ Ceiling Insulation | 2041 | Economic | million_m3 | After Competition Groups | 5.1142 | 2822464.4648 | 2.8225 | 3608.8282 | 0.0014171 | 29 | Residential_2041_Economic_million_m3_After Competition Groups_29 | Ceiling Insulation | 0.1417% | 2.8225 | 5.1142 | Residential_2041_Economic_million_m3_After Competition Groups_Ceiling Insulation
Residential | Res ¦ Ceiling Insulation | 2041 | Achievable | million_m3 | After Competition Groups | 1.7185 | 2822464.4648 | 2.8225 | 2383.3518 | 0.00072105 | 29 | Residential_2041_Achievable_million_m3_After Competition Groups_29 | Ceiling Insulation | 0.07211% | 2.8225 | 1.7185 | Residential_2041_Achievable_million_m3_After Competition Groups_Ceiling Insulation
Residential | Res ¦ Energy Star Clothes Dryer | 2041 | Technical | million_m3 | After Competition Groups | 2.7271 | 0 | 0 | 3897.9739 | 0.00069963 | 33 | Residential_2041_Technical_million_m3_After Competition Groups_33 | Energy Star Clothes Dryer | 0.06996% | 0 | 2.7271 | Residential_2041_Technical_million_m3_After Competition Groups_Energy Star Clothes Dryer
Residential | Res ¦ Clothes Drying Racks | 2041 | Achievable | million_m3 | After Competition Groups | 1.2529 | 101048.831 | 0.10105 | 2383.3518 | 0.00052569 | 30 | Residential_2041_Achievable_million_m3_After Competition Groups_30 | Clothes Drying Racks | 0.05257% | 0.10105 | 1.2529 | Residential_2041_Achievable_million_m3_After Competition Groups_Clothes Drying Racks
Residential | Res ¦ Energy Star Clothes Washer | 2041 | Achievable | million_m3 | After Competition Groups | 1.2061 | 165436.1595 | 0.16544 | 2383.3518 | 0.00050606 | 31 | Residential_2041_Achievable_million_m3_After Competition Groups_31 | Energy Star Clothes Washer | 0.05061% | 0.16544 | 1.2061 | Residential_2041_Achievable_million_m3_After Competition Groups_Energy Star Clothes Washer
Residential | Res ¦ Drain Water Heat Recovery | 2041 | Achievable | million_m3 | After Competition Groups | 1.0881 | 424832.9489 | 0.42483 | 2383.3518 | 0.00045656 | 32 | Residential_2041_Achievable_million_m3_After Competition Groups_32 | Drain Water Heat Recovery | 0.04566% | 0.42483 | 1.0881 | Residential_2041_Achievable_million_m3_After Competition Groups_Drain Water Heat Recovery
Residential | Res ¦ Energy Star Clothes Washer | 2041 | Economic | million_m3 | After Competition Groups | 1.3102 | 165436.1595 | 0.16544 | 3608.8282 | 0.00036304 | 30 | Residential_2041_Economic_million_m3_After Competition Groups_30 | Energy Star Clothes Washer | 0.0363% | 0.16544 | 1.3102 | Residential_2041_Economic_million_m3_After Competition Groups_Energy Star Clothes Washer
Residential | Res ¦ Energy Star Clothes Washer | 2041 | Technical | million_m3 | After Competition Groups | 1.3102 | 165436.1595 | 0.16544 | 3897.9739 | 0.00033611 | 34 | Residential_2041_Technical_million_m3_After Competition Groups_34 | Energy Star Clothes Washer | 0.03361% | 0.16544 | 1.3102 | Residential_2041_Technical_million_m3_After Competition Groups_Energy Star Clothes Washer
Residential | Res ¦ Drain Water Heat Recovery | 2041 | Economic | million_m3 | After Competition Groups | 1.0851 | 424832.9489 | 0.42483 | 3608.8282 | 0.00030068 | 31 | Residential_2041_Economic_million_m3_After Competition Groups_31 | Drain Water Heat Recovery | 0.03007% | 0.42483 | 1.0851 | Residential_2041_Economic_million_m3_After Competition Groups_Drain Water Heat Recovery
Residential | Res ¦ Clothes Drying Racks | 2041 | Economic | million_m3 | After Competition Groups | 1.062 | 101048.831 | 0.10105 | 3608.8282 | 0.00029429 | 32 | Residential_2041_Economic_million_m3_After Competition Groups_32 | Clothes Drying Racks | 0.02943% | 0.10105 | 1.062 | Residential_2041_Economic_million_m3_After Competition Groups_Clothes Drying Racks
Residential | Res ¦ Minimize Hot and Warm Clothes Wash | 2041 | Achievable | million_m3 | After Competition Groups | 0.68122 | 0 | 0 | 2383.3518 | 0.00028582 | 33 | Residential_2041_Achievable_million_m3_After Competition Groups_33 | Minimize Hot and Warm Clothes Wash | 0.02858% | 0 | 0.68122 | Residential_2041_Achievable_million_m3_After Competition Groups_Minimize Hot and Warm Clothes Wash
Residential | Res ¦ Clothes Drying Racks | 2041 | Technical | million_m3 | After Competition Groups | 1.062 | 101048.831 | 0.10105 | 3897.9739 | 0.00027246 | 35 | Residential_2041_Technical_million_m3_After Competition Groups_35 | Clothes Drying Racks | 0.02725% | 0.10105 | 1.062 | Residential_2041_Technical_million_m3_After Competition Groups_Clothes Drying Racks
Residential | Res ¦ Minimize Hot and Warm Clothes Wash | 2041 | Economic | million_m3 | After Competition Groups | 0.92287 | 0 | 0 | 3608.8282 | 0.00025573 | 33 | Residential_2041_Economic_million_m3_After Competition Groups_33 | Minimize Hot and Warm Clothes Wash | 0.02557% | 0 | 0.92287 | Residential_2041_Economic_million_m3_After Competition Groups_Minimize Hot and Warm Clothes Wash
Residential | Res ¦ Minimize Hot and Warm Clothes Wash | 2041 | Technical | million_m3 | After Competition Groups | 0.92287 | 0 | 0 | 3897.9739 | 0.00023676 | 36 | Residential_2041_Technical_million_m3_After Competition Groups_36 | Minimize Hot and Warm Clothes Wash | 0.02368% | 0 | 0.92287 | Residential_2041_Technical_million_m3_After Competition Groups_Minimize Hot and Warm Clothes Wash
Residential | Res ¦ Solar Water Preheat (Pools/DHW) | 2041 | Technical | million_m3 | After Competition Groups | 0.11015 | 0 | 0 | 3897.9739 | 2.8258e-05 | 37 | Residential_2041_Technical_million_m3_After Competition Groups_37 | Solar Water Preheat (Pools/DHW) | 0.002826% | 0 | 0.11015 | Residential_2041_Technical_million_m3_After Competition Groups_Solar Water Preheat (Pools/DHW)
Residential | Res ¦ Air Sealing | 2042 | Economic | million_m3 | After Competition Groups | 538.1183 | 47019553.3346 | 47.0196 | 3625.8564 | 0.14841 | 1 | Residential_2042_Economic_million_m3_After Competition Groups_1 | Air Sealing | 14.84% | 47.0196 | 538.1183 | Residential_2042_Economic_million_m3_After Competition Groups_Air Sealing
Residential | Res ¦ Adaptive Thermostat | 2042 | Economic | million_m3 | After Competition Groups | 524.8687 | 46136149.6859 | 46.1361 | 3625.8564 | 0.14476 | 2 | Residential_2042_Economic_million_m3_After Competition Groups_2 | Adaptive Thermostat | 14.48% | 46.1361 | 524.8687 | Residential_2042_Economic_million_m3_After Competition Groups_Adaptive Thermostat
Residential | Res ¦ Air Sealing | 2042 | Technical | million_m3 | After Competition Groups | 538.1183 | 47019553.3346 | 47.0196 | 3910.2244 | 0.13762 | 1 | Residential_2042_Technical_million_m3_After Competition Groups_1 | Air Sealing | 13.76% | 47.0196 | 538.1183 | Residential_2042_Technical_million_m3_After Competition Groups_Air Sealing
Residential | Res ¦ Adaptive Thermostat | 2042 | Technical | million_m3 | After Competition Groups | 524.8687 | 46136149.6859 | 46.1361 | 3910.2244 | 0.13423 | 2 | Residential_2042_Technical_million_m3_After Competition Groups_2 | Adaptive Thermostat | 13.42% | 46.1361 | 524.8687 | Residential_2042_Technical_million_m3_After Competition Groups_Adaptive Thermostat
Residential | Res ¦ Adaptive Thermostat | 2042 | Achievable | million_m3 | After Competition Groups | 303.2583 | 46136149.6859 | 46.1361 | 2496.2256 | 0.12149 | 1 | Residential_2042_Achievable_million_m3_After Competition Groups_1 | Adaptive Thermostat | 12.15% | 46.1361 | 303.2583 | Residential_2042_Achievable_million_m3_After Competition Groups_Adaptive Thermostat
Residential | Res ¦ Air Sealing | 2042 | Achievable | million_m3 | After Competition Groups | 292.8195 | 47019553.3346 | 47.0196 | 2496.2256 | 0.1173 | 2 | Residential_2042_Achievable_million_m3_After Competition Groups_2 | Air Sealing | 11.73% | 47.0196 | 292.8195 | Residential_2042_Achievable_million_m3_After Competition Groups_Air Sealing
Residential | Res ¦ Energy Star Windows | 2042 | Achievable | million_m3 | After Competition Groups | 213.8637 | 64221615.9243 | 64.2216 | 2496.2256 | 0.085675 | 3 | Residential_2042_Achievable_million_m3_After Competition Groups_3 | Energy Star Windows | 8.567% | 64.2216 | 213.8637 | Residential_2042_Achievable_million_m3_After Competition Groups_Energy Star Windows
Residential | Res ¦ Comprehensive Draft Proofing | 2042 | Achievable | million_m3 | After Competition Groups | 195.9309 | 55334.0784 | 0.055334 | 2496.2256 | 0.078491 | 4 | Residential_2042_Achievable_million_m3_After Competition Groups_4 | Comprehensive Draft Proofing | 7.849% | 0.055334 | 195.9309 | Residential_2042_Achievable_million_m3_After Competition Groups_Comprehensive Draft Proofing
Residential | Res ¦ Condensing Storage Water Heater | 2042 | Achievable | million_m3 | After Competition Groups | 193.2144 | 96611722.0125 | 96.6117 | 2496.2256 | 0.077403 | 5 | Residential_2042_Achievable_million_m3_After Competition Groups_5 | Condensing Storage Water Heater | 7.74% | 96.6117 | 193.2144 | Residential_2042_Achievable_million_m3_After Competition Groups_Condensing Storage Water Heater
Residential | Res ¦ Condensing Storage Water Heater | 2042 | Economic | million_m3 | After Competition Groups | 272.3904 | 96611722.0125 | 96.6117 | 3625.8564 | 0.075124 | 3 | Residential_2042_Economic_million_m3_After Competition Groups_3 | Condensing Storage Water Heater | 7.512% | 96.6117 | 272.3904 | Residential_2042_Economic_million_m3_After Competition Groups_Condensing Storage Water Heater
Residential | Res ¦ Condensing Storage Water Heater | 2042 | Technical | million_m3 | After Competition Groups | 272.3904 | 96611722.0125 | 96.6117 | 3910.2244 | 0.069661 | 3 | Residential_2042_Technical_million_m3_After Competition Groups_3 | Condensing Storage Water Heater | 6.966% | 96.6117 | 272.3904 | Residential_2042_Technical_million_m3_After Competition Groups_Condensing Storage Water Heater
Residential | Res ¦ DHW Recirculation Systems | 2042 | Achievable | million_m3 | After Competition Groups | 149.7431 | 2303210.0985 | 2.3032 | 2496.2256 | 0.059988 | 6 | Residential_2042_Achievable_million_m3_After Competition Groups_6 | DHW Recirculation Systems | 5.999% | 2.3032 | 149.7431 | Residential_2042_Achievable_million_m3_After Competition Groups_DHW Recirculation Systems
Residential | Res ¦ Tankless Water Heater | 2042 | Technical | million_m3 | After Competition Groups | 227.8702 | 54970566.0661 | 54.9706 | 3910.2244 | 0.058275 | 4 | Residential_2042_Technical_million_m3_After Competition Groups_4 | Tankless Water Heater | 5.828% | 54.9706 | 227.8702 | Residential_2042_Technical_million_m3_After Competition Groups_Tankless Water Heater
Residential | Res ¦ Condensing Boiler | 2042 | Achievable | million_m3 | After Competition Groups | 141.2746 | 27303576.4615 | 27.3036 | 2496.2256 | 0.056595 | 7 | Residential_2042_Achievable_million_m3_After Competition Groups_7 | Condensing Boiler | 5.66% | 27.3036 | 141.2746 | Residential_2042_Achievable_million_m3_After Competition Groups_Condensing Boiler
Residential | Res ¦ Energy Star Windows | 2042 | Economic | million_m3 | After Competition Groups | 204.5651 | 64221615.9243 | 64.2216 | 3625.8564 | 0.056418 | 4 | Residential_2042_Economic_million_m3_After Competition Groups_4 | Energy Star Windows | 5.642% | 64.2216 | 204.5651 | Residential_2042_Economic_million_m3_After Competition Groups_Energy Star Windows
Residential | Res ¦ Energy Star Windows | 2042 | Technical | million_m3 | After Competition Groups | 204.5651 | 64221615.9243 | 64.2216 | 3910.2244 | 0.052315 | 5 | Residential_2042_Technical_million_m3_After Competition Groups_5 | Energy Star Windows | 5.232% | 64.2216 | 204.5651 | Residential_2042_Technical_million_m3_After Competition Groups_Energy Star Windows
Residential | Res ¦ High Efficiency Condensing Furnace | 2042 | Achievable | million_m3 | After Competition Groups | 130.27 | 31613554.6302 | 31.6136 | 2496.2256 | 0.052187 | 8 | Residential_2042_Achievable_million_m3_After Competition Groups_8 | High Efficiency Condensing Furnace | 5.219% | 31.6136 | 130.27 | Residential_2042_Achievable_million_m3_After Competition Groups_High Efficiency Condensing Furnace
Residential | Res ¦ High Efficiency Fireplace with Pilotless Ignition | 2042 | Achievable | million_m3 | After Competition Groups | 124.6232 | 5594957.3672 | 5.595 | 2496.2256 | 0.049925 | 9 | Residential_2042_Achievable_million_m3_After Competition Groups_9 | High Efficiency Fireplace with Pilotless Ignition | 4.992% | 5.595 | 124.6232 | Residential_2042_Achievable_million_m3_After Competition Groups_High Efficiency Fireplace with Pilotless Ignition
Residential | Res ¦ Condensing Boiler | 2042 | Economic | million_m3 | After Competition Groups | 172.7657 | 27303576.4615 | 27.3036 | 3625.8564 | 0.047648 | 5 | Residential_2042_Economic_million_m3_After Competition Groups_5 | Condensing Boiler | 4.765% | 27.3036 | 172.7657 | Residential_2042_Economic_million_m3_After Competition Groups_Condensing Boiler
Residential | Res ¦ Comprehensive Draft Proofing | 2042 | Economic | million_m3 | After Competition Groups | 163.0359 | 55334.0784 | 0.055334 | 3625.8564 | 0.044965 | 6 | Residential_2042_Economic_million_m3_After Competition Groups_6 | Comprehensive Draft Proofing | 4.496% | 0.055334 | 163.0359 | Residential_2042_Economic_million_m3_After Competition Groups_Comprehensive Draft Proofing
Residential | Res ¦ Heat Recovery Ventilator | 2042 | Economic | million_m3 | After Competition Groups | 162.9738 | 2279991.4435 | 2.28 | 3625.8564 | 0.044948 | 7 | Residential_2042_Economic_million_m3_After Competition Groups_7 | Heat Recovery Ventilator | 4.495% | 2.28 | 162.9738 | Residential_2042_Economic_million_m3_After Competition Groups_Heat Recovery Ventilator
Residential | Res ¦ Condensing Boiler | 2042 | Technical | million_m3 | After Competition Groups | 172.7657 | 27303576.4615 | 27.3036 | 3910.2244 | 0.044183 | 6 | Residential_2042_Technical_million_m3_After Competition Groups_6 | Condensing Boiler | 4.418% | 27.3036 | 172.7657 | Residential_2042_Technical_million_m3_After Competition Groups_Condensing Boiler
Residential | Res ¦ Comprehensive Draft Proofing | 2042 | Technical | million_m3 | After Competition Groups | 163.0359 | 55334.0784 | 0.055334 | 3910.2244 | 0.041695 | 7 | Residential_2042_Technical_million_m3_After Competition Groups_7 | Comprehensive Draft Proofing | 4.169% | 0.055334 | 163.0359 | Residential_2042_Technical_million_m3_After Competition Groups_Comprehensive Draft Proofing
Residential | Res ¦ Heat Recovery Ventilator | 2042 | Technical | million_m3 | After Competition Groups | 162.9738 | 2279991.4435 | 2.28 | 3910.2244 | 0.041679 | 8 | Residential_2042_Technical_million_m3_After Competition Groups_8 | Heat Recovery Ventilator | 4.168% | 2.28 | 162.9738 | Residential_2042_Technical_million_m3_After Competition Groups_Heat Recovery Ventilator
Residential | Res ¦ High Efficiency Condensing Furnace | 2042 | Economic | million_m3 | After Competition Groups | 150.293 | 31613554.6302 | 31.6136 | 3625.8564 | 0.04145 | 8 | Residential_2042_Economic_million_m3_After Competition Groups_8 | High Efficiency Condensing Furnace | 4.145% | 31.6136 | 150.293 | Residential_2042_Economic_million_m3_After Competition Groups_High Efficiency Condensing Furnace
Residential | Res ¦ Wall Insulation | 2042 | Economic | million_m3 | After Competition Groups | 148.8577 | 58995059.9513 | 58.9951 | 3625.8564 | 0.041055 | 9 | Residential_2042_Economic_million_m3_After Competition Groups_9 | Wall Insulation | 4.105% | 58.9951 | 148.8577 | Residential_2042_Economic_million_m3_After Competition Groups_Wall Insulation
Residential | Res ¦ High Efficiency Fireplace with Pilotless Ignition | 2042 | Economic | million_m3 | After Competition Groups | 148.7247 | 5594957.3672 | 5.595 | 3625.8564 | 0.041018 | 10 | Residential_2042_Economic_million_m3_After Competition Groups_10 | High Efficiency Fireplace with Pilotless Ignition | 4.102% | 5.595 | 148.7247 | Residential_2042_Economic_million_m3_After Competition Groups_High Efficiency Fireplace with Pilotless Ignition
Residential | Res ¦ High Efficiency Condensing Furnace | 2042 | Technical | million_m3 | After Competition Groups | 150.737 | 31613554.6302 | 31.6136 | 3910.2244 | 0.038549 | 9 | Residential_2042_Technical_million_m3_After Competition Groups_9 | High Efficiency Condensing Furnace | 3.855% | 31.6136 | 150.737 | Residential_2042_Technical_million_m3_After Competition Groups_High Efficiency Condensing Furnace
Residential | Res ¦ Wall Insulation | 2042 | Technical | million_m3 | After Competition Groups | 148.8577 | 58995059.9513 | 58.9951 | 3910.2244 | 0.038069 | 10 | Residential_2042_Technical_million_m3_After Competition Groups_10 | Wall Insulation | 3.807% | 58.9951 | 148.8577 | Residential_2042_Technical_million_m3_After Competition Groups_Wall Insulation
Residential | Res ¦ High Efficiency Fireplace with Pilotless Ignition | 2042 | Technical | million_m3 | After Competition Groups | 148.7247 | 5594957.3672 | 5.595 | 3910.2244 | 0.038035 | 11 | Residential_2042_Technical_million_m3_After Competition Groups_11 | High Efficiency Fireplace with Pilotless Ignition | 3.803% | 5.595 | 148.7247 | Residential_2042_Technical_million_m3_After Competition Groups_High Efficiency Fireplace with Pilotless Ignition
Residential | Res ¦ Attic Insulation | 2042 | Economic | million_m3 | After Competition Groups | 131.4017 | 10561496.7706 | 10.5615 | 3625.8564 | 0.03624 | 11 | Residential_2042_Economic_million_m3_After Competition Groups_11 | Attic Insulation | 3.624% | 10.5615 | 131.4017 | Residential_2042_Economic_million_m3_After Competition Groups_Attic Insulation
Residential | Res ¦ DHW Recirculation Systems | 2042 | Economic | million_m3 | After Competition Groups | 124.6121 | 2303210.0985 | 2.3032 | 3625.8564 | 0.034368 | 12 | Residential_2042_Economic_million_m3_After Competition Groups_12 | DHW Recirculation Systems | 3.437% | 2.3032 | 124.6121 | Residential_2042_Economic_million_m3_After Competition Groups_DHW Recirculation Systems
Residential | Res ¦ Attic Insulation | 2042 | Technical | million_m3 | After Competition Groups | 131.4017 | 10561496.7706 | 10.5615 | 3910.2244 | 0.033605 | 12 | Residential_2042_Technical_million_m3_After Competition Groups_12 | Attic Insulation | 3.36% | 10.5615 | 131.4017 | Residential_2042_Technical_million_m3_After Competition Groups_Attic Insulation
Residential | Res ¦ Advanced BAS/Controllers | 2042 | Achievable | million_m3 | After Competition Groups | 81.7176 | 49194.0948 | 0.049194 | 2496.2256 | 0.032736 | 10 | Residential_2042_Achievable_million_m3_After Competition Groups_10 | Advanced BAS/Controllers | 3.274% | 0.049194 | 81.7176 | Residential_2042_Achievable_million_m3_After Competition Groups_Advanced BAS/Controllers
Residential | Res ¦ Wall Insulation | 2042 | Achievable | million_m3 | After Competition Groups | 80.9268 | 58995059.9513 | 58.9951 | 2496.2256 | 0.03242 | 11 | Residential_2042_Achievable_million_m3_After Competition Groups_11 | Wall Insulation | 3.242% | 58.9951 | 80.9268 | Residential_2042_Achievable_million_m3_After Competition Groups_Wall Insulation
Residential | Res ¦ DHW Recirculation Systems | 2042 | Technical | million_m3 | After Competition Groups | 124.6121 | 2303210.0985 | 2.3032 | 3910.2244 | 0.031868 | 13 | Residential_2042_Technical_million_m3_After Competition Groups_13 | DHW Recirculation Systems | 3.187% | 2.3032 | 124.6121 | Residential_2042_Technical_million_m3_After Competition Groups_DHW Recirculation Systems
Residential | Res ¦ Condensing Make Up Air Unit | 2042 | Achievable | million_m3 | After Competition Groups | 78.7581 | 5132716.3058 | 5.1327 | 2496.2256 | 0.031551 | 12 | Residential_2042_Achievable_million_m3_After Competition Groups_12 | Condensing Make Up Air Unit | 3.155% | 5.1327 | 78.7581 | Residential_2042_Achievable_million_m3_After Competition Groups_Condensing Make Up Air Unit
Residential | Res ¦ Basement or Crawlspace Insulation | 2042 | Economic | million_m3 | After Competition Groups | 111.6682 | 57849713.8855 | 57.8497 | 3625.8564 | 0.030798 | 13 | Residential_2042_Economic_million_m3_After Competition Groups_13 | Basement or Crawlspace Insulation | 3.08% | 57.8497 | 111.6682 | Residential_2042_Economic_million_m3_After Competition Groups_Basement or Crawlspace Insulation
Residential | Res ¦ Basement Wall Insulation | 2042 | Economic | million_m3 | After Competition Groups | 109.3267 | 6474473.2228 | 6.4745 | 3625.8564 | 0.030152 | 14 | Residential_2042_Economic_million_m3_After Competition Groups_14 | Basement Wall Insulation | 3.015% | 6.4745 | 109.3267 | Residential_2042_Economic_million_m3_After Competition Groups_Basement Wall Insulation
Residential | Res ¦ Condensing Make Up Air Unit | 2042 | Economic | million_m3 | After Competition Groups | 103.9798 | 5132716.3058 | 5.1327 | 3625.8564 | 0.028677 | 15 | Residential_2042_Economic_million_m3_After Competition Groups_15 | Condensing Make Up Air Unit | 2.868% | 5.1327 | 103.9798 | Residential_2042_Economic_million_m3_After Competition Groups_Condensing Make Up Air Unit
Residential | Res ¦ Attic Insulation | 2042 | Achievable | million_m3 | After Competition Groups | 71.504 | 10561496.7706 | 10.5615 | 2496.2256 | 0.028645 | 13 | Residential_2042_Achievable_million_m3_After Competition Groups_13 | Attic Insulation | 2.864% | 10.5615 | 71.504 | Residential_2042_Achievable_million_m3_After Competition Groups_Attic Insulation
Residential | Res ¦ Basement or Crawlspace Insulation | 2042 | Technical | million_m3 | After Competition Groups | 111.6682 | 57849713.8855 | 57.8497 | 3910.2244 | 0.028558 | 14 | Residential_2042_Technical_million_m3_After Competition Groups_14 | Basement or Crawlspace Insulation | 2.856% | 57.8497 | 111.6682 | Residential_2042_Technical_million_m3_After Competition Groups_Basement or Crawlspace Insulation
Residential | Res ¦ Basement Wall Insulation | 2042 | Technical | million_m3 | After Competition Groups | 109.3267 | 6474473.2228 | 6.4745 | 3910.2244 | 0.027959 | 15 | Residential_2042_Technical_million_m3_After Competition Groups_15 | Basement Wall Insulation | 2.796% | 6.4745 | 109.3267 | Residential_2042_Technical_million_m3_After Competition Groups_Basement Wall Insulation
Residential | Res ¦ Building Recommissioning, Operations and Maintenance (O&M) Improvements | 2042 | Achievable | million_m3 | After Competition Groups | 67.613 | 39357.5112 | 0.039358 | 2496.2256 | 0.027086 | 14 | Residential_2042_Achievable_million_m3_After Competition Groups_14 | Building Recommissioning, Operations and Maintenance (O&M) Improvements | 2.709% | 0.039358 | 67.613 | Residential_2042_Achievable_million_m3_After Competition Groups_Building Recommissioning, Operations and Maintenance (O&M) Improvements
Residential | Res ¦ Condensing Make Up Air Unit | 2042 | Technical | million_m3 | After Competition Groups | 103.9798 | 5132716.3058 | 5.1327 | 3910.2244 | 0.026592 | 16 | Residential_2042_Technical_million_m3_After Competition Groups_16 | Condensing Make Up Air Unit | 2.659% | 5.1327 | 103.9798 | Residential_2042_Technical_million_m3_After Competition Groups_Condensing Make Up Air Unit
Residential | Res ¦ Basement Wall Insulation | 2042 | Achievable | million_m3 | After Competition Groups | 59.4958 | 6474473.2228 | 6.4745 | 2496.2256 | 0.023834 | 15 | Residential_2042_Achievable_million_m3_After Competition Groups_15 | Basement Wall Insulation | 2.383% | 6.4745 | 59.4958 | Residential_2042_Achievable_million_m3_After Competition Groups_Basement Wall Insulation
Residential | Res ¦ High Efficiency Storage Water Heater | 2042 | Economic | million_m3 | After Competition Groups | 85.4424 | 22059294.7107 | 22.0593 | 3625.8564 | 0.023565 | 16 | Residential_2042_Economic_million_m3_After Competition Groups_16 | High Efficiency Storage Water Heater | 2.356% | 22.0593 | 85.4424 | Residential_2042_Economic_million_m3_After Competition Groups_High Efficiency Storage Water Heater
Residential | Res ¦ Furnace Tune Up | 2042 | Economic | million_m3 | After Competition Groups | 74.3701 | 7036834.9656 | 7.0368 | 3625.8564 | 0.020511 | 17 | Residential_2042_Economic_million_m3_After Competition Groups_17 | Furnace Tune Up | 2.051% | 7.0368 | 74.3701 | Residential_2042_Economic_million_m3_After Competition Groups_Furnace Tune Up
Residential | Res ¦ Window Film | 2042 | Technical | million_m3 | After Competition Groups | 76.7632 | 0 | 0 | 3910.2244 | 0.019631 | 17 | Residential_2042_Technical_million_m3_After Competition Groups_17 | Window Film | 1.963% | 0 | 76.7632 | Residential_2042_Technical_million_m3_After Competition Groups_Window Film
Residential | Res ¦ Furnace Tune Up | 2042 | Technical | million_m3 | After Competition Groups | 74.3701 | 7036834.9656 | 7.0368 | 3910.2244 | 0.019019 | 18 | Residential_2042_Technical_million_m3_After Competition Groups_18 | Furnace Tune Up | 1.902% | 7.0368 | 74.3701 | Residential_2042_Technical_million_m3_After Competition Groups_Furnace Tune Up
Residential | Res ¦ Advanced BAS/Controllers | 2042 | Economic | million_m3 | After Competition Groups | 67.9981 | 49194.0948 | 0.049194 | 3625.8564 | 0.018754 | 18 | Residential_2042_Economic_million_m3_After Competition Groups_18 | Advanced BAS/Controllers | 1.875% | 0.049194 | 67.9981 | Residential_2042_Economic_million_m3_After Competition Groups_Advanced BAS/Controllers
Residential | Res ¦ Basement or Crawlspace Insulation | 2042 | Achievable | million_m3 | After Competition Groups | 46.0392 | 57849713.8855 | 57.8497 | 2496.2256 | 0.018444 | 16 | Residential_2042_Achievable_million_m3_After Competition Groups_16 | Basement or Crawlspace Insulation | 1.844% | 57.8497 | 46.0392 | Residential_2042_Achievable_million_m3_After Competition Groups_Basement or Crawlspace Insulation
Residential | Res ¦ Advanced BAS/Controllers | 2042 | Technical | million_m3 | After Competition Groups | 67.9981 | 49194.0948 | 0.049194 | 3910.2244 | 0.01739 | 19 | Residential_2042_Technical_million_m3_After Competition Groups_19 | Advanced BAS/Controllers | 1.739% | 0.049194 | 67.9981 | Residential_2042_Technical_million_m3_After Competition Groups_Advanced BAS/Controllers
Residential | Res ¦ High Efficiency Storage Water Heater | 2042 | Achievable | million_m3 | After Competition Groups | 42.7198 | 22059294.7107 | 22.0593 | 2496.2256 | 0.017114 | 17 | Residential_2042_Achievable_million_m3_After Competition Groups_17 | High Efficiency Storage Water Heater | 1.711% | 22.0593 | 42.7198 | Residential_2042_Achievable_million_m3_After Competition Groups_High Efficiency Storage Water Heater
Residential | Res ¦ Building Recommissioning, Operations and Maintenance (O&M) Improvements | 2042 | Economic | million_m3 | After Competition Groups | 56.2614 | 39357.5112 | 0.039358 | 3625.8564 | 0.015517 | 19 | Residential_2042_Economic_million_m3_After Competition Groups_19 | Building Recommissioning, Operations and Maintenance (O&M) Improvements | 1.552% | 0.039358 | 56.2614 | Residential_2042_Economic_million_m3_After Competition Groups_Building Recommissioning, Operations and Maintenance (O&M) Improvements
Residential | Res ¦ Building Recommissioning, Operations and Maintenance (O&M) Improvements | 2042 | Technical | million_m3 | After Competition Groups | 56.2614 | 39357.5112 | 0.039358 | 3910.2244 | 0.014388 | 20 | Residential_2042_Technical_million_m3_After Competition Groups_20 | Building Recommissioning, Operations and Maintenance (O&M) Improvements | 1.439% | 0.039358 | 56.2614 | Residential_2042_Technical_million_m3_After Competition Groups_Building Recommissioning, Operations and Maintenance (O&M) Improvements
Residential | Res ¦ Ceiling Insulation | 2042 | Technical | million_m3 | After Competition Groups | 55.2347 | 2951424.1102 | 2.9514 | 3910.2244 | 0.014126 | 21 | Residential_2042_Technical_million_m3_After Competition Groups_21 | Ceiling Insulation | 1.413% | 2.9514 | 55.2347 | Residential_2042_Technical_million_m3_After Competition Groups_Ceiling Insulation
Residential | Res ¦ Tankless Water Heater | 2042 | Economic | million_m3 | After Competition Groups | 50.6077 | 54970566.0661 | 54.9706 | 3625.8564 | 0.013957 | 20 | Residential_2042_Economic_million_m3_After Competition Groups_20 | Tankless Water Heater | 1.396% | 54.9706 | 50.6077 | Residential_2042_Economic_million_m3_After Competition Groups_Tankless Water Heater
Residential | Res ¦ Demand Control Ventilation | 2042 | Achievable | million_m3 | After Competition Groups | 32.6005 | 184103.2742 | 0.1841 | 2496.2256 | 0.01306 | 18 | Residential_2042_Achievable_million_m3_After Competition Groups_18 | Demand Control Ventilation | 1.306% | 0.1841 | 32.6005 | Residential_2042_Achievable_million_m3_After Competition Groups_Demand Control Ventilation
Residential | Res ¦ Duct Insulation MF | 2042 | Economic | million_m3 | After Competition Groups | 44.4342 | 8182686.1091 | 8.1827 | 3625.8564 | 0.012255 | 21 | Residential_2042_Economic_million_m3_After Competition Groups_21 | Duct Insulation MF | 1.225% | 8.1827 | 44.4342 | Residential_2042_Economic_million_m3_After Competition Groups_Duct Insulation MF
Residential | Res ¦ Floor Insulation | 2042 | Economic | million_m3 | After Competition Groups | 42.8526 | 11424580.0598 | 11.4246 | 3625.8564 | 0.011819 | 22 | Residential_2042_Economic_million_m3_After Competition Groups_22 | Floor Insulation | 1.182% | 11.4246 | 42.8526 | Residential_2042_Economic_million_m3_After Competition Groups_Floor Insulation
Residential | Res ¦ Duct Insulation MF | 2042 | Technical | million_m3 | After Competition Groups | 44.4342 | 8182686.1091 | 8.1827 | 3910.2244 | 0.011364 | 22 | Residential_2042_Technical_million_m3_After Competition Groups_22 | Duct Insulation MF | 1.136% | 8.1827 | 44.4342 | Residential_2042_Technical_million_m3_After Competition Groups_Duct Insulation MF
Residential | Res ¦ Duct Insulation | 2042 | Economic | million_m3 | After Competition Groups | 40.9308 | 12003716.3931 | 12.0037 | 3625.8564 | 0.011289 | 23 | Residential_2042_Economic_million_m3_After Competition Groups_23 | Duct Insulation | 1.129% | 12.0037 | 40.9308 | Residential_2042_Economic_million_m3_After Competition Groups_Duct Insulation
Residential | Res ¦ Heat Recovery Ventilator | 2042 | Achievable | million_m3 | After Competition Groups | 27.9335 | 2279991.4435 | 2.28 | 2496.2256 | 0.01119 | 19 | Residential_2042_Achievable_million_m3_After Competition Groups_19 | Heat Recovery Ventilator | 1.119% | 2.28 | 27.9335 | Residential_2042_Achievable_million_m3_After Competition Groups_Heat Recovery Ventilator
Residential | Res ¦ Floor Insulation | 2042 | Technical | million_m3 | After Competition Groups | 42.8526 | 11424580.0598 | 11.4246 | 3910.2244 | 0.010959 | 23 | Residential_2042_Technical_million_m3_After Competition Groups_23 | Floor Insulation | 1.096% | 11.4246 | 42.8526 | Residential_2042_Technical_million_m3_After Competition Groups_Floor Insulation
Residential | Res ¦ Duct Insulation | 2042 | Technical | million_m3 | After Competition Groups | 40.9308 | 12003716.3931 | 12.0037 | 3910.2244 | 0.010468 | 24 | Residential_2042_Technical_million_m3_After Competition Groups_24 | Duct Insulation | 1.047% | 12.0037 | 40.9308 | Residential_2042_Technical_million_m3_After Competition Groups_Duct Insulation
Residential | Res ¦ Duct Insulation MF | 2042 | Achievable | million_m3 | After Competition Groups | 24.1746 | 8182686.1091 | 8.1827 | 2496.2256 | 0.0096844 | 20 | Residential_2042_Achievable_million_m3_After Competition Groups_20 | Duct Insulation MF | 0.9684% | 8.1827 | 24.1746 | Residential_2042_Achievable_million_m3_After Competition Groups_Duct Insulation MF
Residential | Res ¦ Floor Insulation | 2042 | Achievable | million_m3 | After Competition Groups | 23.3043 | 11424580.0598 | 11.4246 | 2496.2256 | 0.0093358 | 21 | Residential_2042_Achievable_million_m3_After Competition Groups_21 | Floor Insulation | 0.9336% | 11.4246 | 23.3043 | Residential_2042_Achievable_million_m3_After Competition Groups_Floor Insulation
Residential | Res ¦ Duct Insulation | 2042 | Achievable | million_m3 | After Competition Groups | 22.2494 | 12003716.3931 | 12.0037 | 2496.2256 | 0.0089132 | 22 | Residential_2042_Achievable_million_m3_After Competition Groups_22 | Duct Insulation | 0.8913% | 12.0037 | 22.2494 | Residential_2042_Achievable_million_m3_After Competition Groups_Duct Insulation
Residential | Res ¦ Home Energy Reports | 2042 | Technical | million_m3 | After Competition Groups | 34.3296 | 16929874.1168 | 16.9299 | 3910.2244 | 0.0087794 | 25 | Residential_2042_Technical_million_m3_After Competition Groups_25 | Home Energy Reports | 0.8779% | 16.9299 | 34.3296 | Residential_2042_Technical_million_m3_After Competition Groups_Home Energy Reports
Residential | Res ¦ Demand Control Ventilation | 2042 | Economic | million_m3 | After Competition Groups | 30.4339 | 184103.2742 | 0.1841 | 3625.8564 | 0.0083936 | 24 | Residential_2042_Economic_million_m3_After Competition Groups_24 | Demand Control Ventilation | 0.8394% | 0.1841 | 30.4339 | Residential_2042_Economic_million_m3_After Competition Groups_Demand Control Ventilation
Residential | Res ¦ Tankless Water Heater | 2042 | Achievable | million_m3 | After Competition Groups | 20.4857 | 54970566.0661 | 54.9706 | 2496.2256 | 0.0082067 | 23 | Residential_2042_Achievable_million_m3_After Competition Groups_23 | Tankless Water Heater | 0.8207% | 54.9706 | 20.4857 | Residential_2042_Achievable_million_m3_After Competition Groups_Tankless Water Heater
Residential | Res ¦ Furnace Tune Up | 2042 | Achievable | million_m3 | After Competition Groups | 20.0133 | 7036834.9656 | 7.0368 | 2496.2256 | 0.0080174 | 24 | Residential_2042_Achievable_million_m3_After Competition Groups_24 | Furnace Tune Up | 0.8017% | 7.0368 | 20.0133 | Residential_2042_Achievable_million_m3_After Competition Groups_Furnace Tune Up
Residential | Res ¦ Demand Control Ventilation | 2042 | Technical | million_m3 | After Competition Groups | 30.4339 | 184103.2742 | 0.1841 | 3910.2244 | 0.0077832 | 26 | Residential_2042_Technical_million_m3_After Competition Groups_26 | Demand Control Ventilation | 0.7783% | 0.1841 | 30.4339 | Residential_2042_Technical_million_m3_After Competition Groups_Demand Control Ventilation
Residential | Res ¦ Home Energy Reports | 2042 | Economic | million_m3 | After Competition Groups | 26.3532 | 16929874.1168 | 16.9299 | 3625.8564 | 0.0072681 | 25 | Residential_2042_Economic_million_m3_After Competition Groups_25 | Home Energy Reports | 0.7268% | 16.9299 | 26.3532 | Residential_2042_Economic_million_m3_After Competition Groups_Home Energy Reports
Residential | Res ¦ Home Energy Reports | 2042 | Achievable | million_m3 | After Competition Groups | 18.0054 | 16929874.1168 | 16.9299 | 2496.2256 | 0.0072131 | 25 | Residential_2042_Achievable_million_m3_After Competition Groups_25 | Home Energy Reports | 0.7213% | 16.9299 | 18.0054 | Residential_2042_Achievable_million_m3_After Competition Groups_Home Energy Reports
Residential | Res ¦ Pool Cover | 2042 | Achievable | million_m3 | After Competition Groups | 16.3008 | 146357.1669 | 0.14636 | 2496.2256 | 0.0065302 | 26 | Residential_2042_Achievable_million_m3_After Competition Groups_26 | Pool Cover | 0.653% | 0.14636 | 16.3008 | Residential_2042_Achievable_million_m3_After Competition Groups_Pool Cover
Residential | Res ¦ Early Hot Water Heater Replacement | 2042 | Technical | million_m3 | After Competition Groups | 24.444 | 0 | 0 | 3910.2244 | 0.0062513 | 27 | Residential_2042_Technical_million_m3_After Competition Groups_27 | Early Hot Water Heater Replacement | 0.6251% | 0 | 24.444 | Residential_2042_Technical_million_m3_After Competition Groups_Early Hot Water Heater Replacement
Residential | Res ¦ Drain Water Heat Recovery | 2042 | Technical | million_m3 | After Competition Groups | 20.8476 | 2817470.1777 | 2.8175 | 3910.2244 | 0.0053316 | 28 | Residential_2042_Technical_million_m3_After Competition Groups_28 | Drain Water Heat Recovery | 0.5332% | 2.8175 | 20.8476 | Residential_2042_Technical_million_m3_After Competition Groups_Drain Water Heat Recovery
Residential | Res ¦ Pool Cover | 2042 | Economic | million_m3 | After Competition Groups | 13.5647 | 146357.1669 | 0.14636 | 3625.8564 | 0.0037411 | 26 | Residential_2042_Economic_million_m3_After Competition Groups_26 | Pool Cover | 0.3741% | 0.14636 | 13.5647 | Residential_2042_Economic_million_m3_After Competition Groups_Pool Cover
Residential | Res ¦ Pool Cover | 2042 | Technical | million_m3 | After Competition Groups | 13.5647 | 146357.1669 | 0.14636 | 3910.2244 | 0.003469 | 29 | Residential_2042_Technical_million_m3_After Competition Groups_29 | Pool Cover | 0.3469% | 0.14636 | 13.5647 | Residential_2042_Technical_million_m3_After Competition Groups_Pool Cover
Residential | Res ¦ High Efficiency Gas Pool Heater | 2042 | Technical | million_m3 | After Competition Groups | 12.6619 | 0 | 0 | 3910.2244 | 0.0032382 | 30 | Residential_2042_Technical_million_m3_After Competition Groups_30 | High Efficiency Gas Pool Heater | 0.3238% | 0 | 12.6619 | Residential_2042_Technical_million_m3_After Competition Groups_High Efficiency Gas Pool Heater
Residential | Res ¦ Water Heater Temperature Setback | 2042 | Achievable | million_m3 | After Competition Groups | 7.3148 | 16427.4045 | 0.016427 | 2496.2256 | 0.0029304 | 27 | Residential_2042_Achievable_million_m3_After Competition Groups_27 | Water Heater Temperature Setback | 0.293% | 0.016427 | 7.3148 | Residential_2042_Achievable_million_m3_After Competition Groups_Water Heater Temperature Setback
Residential | Res ¦ Wall Insulation MF | 2042 | Economic | million_m3 | After Competition Groups | 6.8784 | 159732.9936 | 0.15973 | 3625.8564 | 0.001897 | 27 | Residential_2042_Economic_million_m3_After Competition Groups_27 | Wall Insulation MF | 0.1897% | 0.15973 | 6.8784 | Residential_2042_Economic_million_m3_After Competition Groups_Wall Insulation MF
Residential | Res ¦ Wall Insulation MF | 2042 | Technical | million_m3 | After Competition Groups | 6.8784 | 159732.9936 | 0.15973 | 3910.2244 | 0.0017591 | 31 | Residential_2042_Technical_million_m3_After Competition Groups_31 | Wall Insulation MF | 0.1759% | 0.15973 | 6.8784 | Residential_2042_Technical_million_m3_After Competition Groups_Wall Insulation MF
Residential | Res ¦ Water Heater Temperature Setback | 2042 | Economic | million_m3 | After Competition Groups | 6.0868 | 16427.4045 | 0.016427 | 3625.8564 | 0.0016787 | 28 | Residential_2042_Economic_million_m3_After Competition Groups_28 | Water Heater Temperature Setback | 0.1679% | 0.016427 | 6.0868 | Residential_2042_Economic_million_m3_After Competition Groups_Water Heater Temperature Setback
Residential | Res ¦ Water Heater Temperature Setback | 2042 | Technical | million_m3 | After Competition Groups | 6.0868 | 16427.4045 | 0.016427 | 3910.2244 | 0.0015566 | 32 | Residential_2042_Technical_million_m3_After Competition Groups_32 | Water Heater Temperature Setback | 0.1557% | 0.016427 | 6.0868 | Residential_2042_Technical_million_m3_After Competition Groups_Water Heater Temperature Setback
Residential | Res ¦ Wall Insulation MF | 2042 | Achievable | million_m3 | After Competition Groups | 3.7437 | 159732.9936 | 0.15973 | 2496.2256 | 0.0014997 | 28 | Residential_2042_Achievable_million_m3_After Competition Groups_28 | Wall Insulation MF | 0.15% | 0.15973 | 3.7437 | Residential_2042_Achievable_million_m3_After Competition Groups_Wall Insulation MF
Residential | Res ¦ Ceiling Insulation | 2042 | Economic | million_m3 | After Competition Groups | 5.0334 | 2951424.1102 | 2.9514 | 3625.8564 | 0.0013882 | 29 | Residential_2042_Economic_million_m3_After Competition Groups_29 | Ceiling Insulation | 0.1388% | 2.9514 | 5.0334 | Residential_2042_Economic_million_m3_After Competition Groups_Ceiling Insulation
Residential | Res ¦ Drain Water Heat Recovery | 2042 | Economic | million_m3 | After Competition Groups | 3.7254 | 2817470.1777 | 2.8175 | 3625.8564 | 0.0010274 | 30 | Residential_2042_Economic_million_m3_After Competition Groups_30 | Drain Water Heat Recovery | 0.1027% | 2.8175 | 3.7254 | Residential_2042_Economic_million_m3_After Competition Groups_Drain Water Heat Recovery
Residential | Res ¦ Ceiling Insulation | 2042 | Achievable | million_m3 | After Competition Groups | 1.8876 | 2951424.1102 | 2.9514 | 2496.2256 | 0.00075618 | 29 | Residential_2042_Achievable_million_m3_After Competition Groups_29 | Ceiling Insulation | 0.07562% | 2.9514 | 1.8876 | Residential_2042_Achievable_million_m3_After Competition Groups_Ceiling Insulation
Residential | Res ¦ Energy Star Clothes Dryer | 2042 | Technical | million_m3 | After Competition Groups | 2.8263 | 0 | 0 | 3910.2244 | 0.00072281 | 33 | Residential_2042_Technical_million_m3_After Competition Groups_33 | Energy Star Clothes Dryer | 0.07228% | 0 | 2.8263 | Residential_2042_Technical_million_m3_After Competition Groups_Energy Star Clothes Dryer
Residential | Res ¦ Drain Water Heat Recovery | 2042 | Achievable | million_m3 | After Competition Groups | 1.2622 | 2817470.1777 | 2.8175 | 2496.2256 | 0.00050565 | 30 | Residential_2042_Achievable_million_m3_After Competition Groups_30 | Drain Water Heat Recovery | 0.05057% | 2.8175 | 1.2622 | Residential_2042_Achievable_million_m3_After Competition Groups_Drain Water Heat Recovery
Residential | Res ¦ Clothes Drying Racks | 2042 | Achievable | million_m3 | After Competition Groups | 1.2558 | 70238.2868 | 0.070238 | 2496.2256 | 0.00050308 | 31 | Residential_2042_Achievable_million_m3_After Competition Groups_31 | Clothes Drying Racks | 0.05031% | 0.070238 | 1.2558 | Residential_2042_Achievable_million_m3_After Competition Groups_Clothes Drying Racks
Residential | Res ¦ Energy Star Clothes Washer | 2042 | Achievable | million_m3 | After Competition Groups | 1.2409 | 161589.2277 | 0.16159 | 2496.2256 | 0.00049711 | 32 | Residential_2042_Achievable_million_m3_After Competition Groups_32 | Energy Star Clothes Washer | 0.04971% | 0.16159 | 1.2409 | Residential_2042_Achievable_million_m3_After Competition Groups_Energy Star Clothes Washer
Residential | Res ¦ Energy Star Clothes Washer | 2042 | Economic | million_m3 | After Competition Groups | 1.348 | 161589.2277 | 0.16159 | 3625.8564 | 0.00037177 | 31 | Residential_2042_Economic_million_m3_After Competition Groups_31 | Energy Star Clothes Washer | 0.03718% | 0.16159 | 1.348 | Residential_2042_Economic_million_m3_After Competition Groups_Energy Star Clothes Washer
Residential | Res ¦ Energy Star Clothes Washer | 2042 | Technical | million_m3 | After Competition Groups | 1.348 | 161589.2277 | 0.16159 | 3910.2244 | 0.00034473 | 34 | Residential_2042_Technical_million_m3_After Competition Groups_34 | Energy Star Clothes Washer | 0.03447% | 0.16159 | 1.348 | Residential_2042_Technical_million_m3_After Competition Groups_Energy Star Clothes Washer
Residential | Res ¦ Clothes Drying Racks | 2042 | Economic | million_m3 | After Competition Groups | 1.0453 | 70238.2868 | 0.070238 | 3625.8564 | 0.00028828 | 32 | Residential_2042_Economic_million_m3_After Competition Groups_32 | Clothes Drying Racks | 0.02883% | 0.070238 | 1.0453 | Residential_2042_Economic_million_m3_After Competition Groups_Clothes Drying Racks
Residential | Res ¦ Minimize Hot and Warm Clothes Wash | 2042 | Achievable | million_m3 | After Competition Groups | 0.68122 | 0 | 0 | 2496.2256 | 0.0002729 | 33 | Residential_2042_Achievable_million_m3_After Competition Groups_33 | Minimize Hot and Warm Clothes Wash | 0.02729% | 0 | 0.68122 | Residential_2042_Achievable_million_m3_After Competition Groups_Minimize Hot and Warm Clothes Wash
Residential | Res ¦ Clothes Drying Racks | 2042 | Technical | million_m3 | After Competition Groups | 1.0453 | 70238.2868 | 0.070238 | 3910.2244 | 0.00026732 | 35 | Residential_2042_Technical_million_m3_After Competition Groups_35 | Clothes Drying Racks | 0.02673% | 0.070238 | 1.0453 | Residential_2042_Technical_million_m3_After Competition Groups_Clothes Drying Racks
Residential | Res ¦ Minimize Hot and Warm Clothes Wash | 2042 | Economic | million_m3 | After Competition Groups | 0.90829 | 0 | 0 | 3625.8564 | 0.0002505 | 33 | Residential_2042_Economic_million_m3_After Competition Groups_33 | Minimize Hot and Warm Clothes Wash | 0.02505% | 0 | 0.90829 | Residential_2042_Economic_million_m3_After Competition Groups_Minimize Hot and Warm Clothes Wash
Residential | Res ¦ Minimize Hot and Warm Clothes Wash | 2042 | Technical | million_m3 | After Competition Groups | 0.90829 | 0 | 0 | 3910.2244 | 0.00023229 | 36 | Residential_2042_Technical_million_m3_After Competition Groups_36 | Minimize Hot and Warm Clothes Wash | 0.02323% | 0 | 0.90829 | Residential_2042_Technical_million_m3_After Competition Groups_Minimize Hot and Warm Clothes Wash
Residential | Res ¦ Solar Water Preheat (Pools/DHW) | 2042 | Technical | million_m3 | After Competition Groups | 0.10841 | 0 | 0 | 3910.2244 | 2.7724e-05 | 37 | Residential_2042_Technical_million_m3_After Competition Groups_37 | Solar Water Preheat (Pools/DHW) | 0.002772% | 0 | 0.10841 | Residential_2042_Technical_million_m3_After Competition Groups_Solar Water Preheat (Pools/DHW)
Residential | Res ¦ Adaptive Thermostat | 2023 | Economic | MW | After Competition Groups | 193.7117 | 0 | 0 | 782.0743 | 0.24769 | 1 | Residential_2023_Economic_MW_After Competition Groups_1 | Adaptive Thermostat | 24.77% | 0 | 193.7117 | Residential_2023_Economic_MW_After Competition Groups_Adaptive Thermostat
Residential | Res ¦ Building Recommissioning, Operations and Maintenance (O&M) Improvements | 2023 | Achievable | MW | After Competition Groups | 5.6804 | 0 | 0 | 34.934 | 0.1626 | 1 | Residential_2023_Achievable_MW_After Competition Groups_1 | Building Recommissioning, Operations and Maintenance (O&M) Improvements | 16.26% | 0 | 5.6804 | Residential_2023_Achievable_MW_After Competition Groups_Building Recommissioning, Operations and Maintenance (O&M) Improvements
Residential | Res ¦ Energy Star Central Air Conditioner | 2023 | Technical | MW | After Competition Groups | 228.8376 | 0 | 0 | 1420.4566 | 0.1611 | 1 | Residential_2023_Technical_MW_After Competition Groups_1 | Energy Star Central Air Conditioner | 16.11% | 0 | 228.8376 | Residential_2023_Technical_MW_After Competition Groups_Energy Star Central Air Conditioner
Residential | Res ¦ Adaptive Thermostat | 2023 | Technical | MW | After Competition Groups | 193.7117 | 0 | 0 | 1420.4566 | 0.13637 | 2 | Residential_2023_Technical_MW_After Competition Groups_2 | Adaptive Thermostat | 13.64% | 0 | 193.7117 | Residential_2023_Technical_MW_After Competition Groups_Adaptive Thermostat
Residential | Res ¦ Building Recommissioning, Operations and Maintenance (O&M) Improvements | 2023 | Economic | MW | After Competition Groups | 104.9397 | 0 | 0 | 782.0743 | 0.13418 | 2 | Residential_2023_Economic_MW_After Competition Groups_2 | Building Recommissioning, Operations and Maintenance (O&M) Improvements | 13.42% | 0 | 104.9397 | Residential_2023_Economic_MW_After Competition Groups_Building Recommissioning, Operations and Maintenance (O&M) Improvements
Residential | Res ¦ Basement Wall Insulation | 2023 | Economic | MW | After Competition Groups | 93.279 | 0 | 0 | 782.0743 | 0.11927 | 3 | Residential_2023_Economic_MW_After Competition Groups_3 | Basement Wall Insulation | 11.93% | 0 | 93.279 | Residential_2023_Economic_MW_After Competition Groups_Basement Wall Insulation
Residential | Res ¦ Energy Star Clothes Washer | 2023 | Achievable | MW | After Competition Groups | 4.0598 | 0 | 0 | 34.934 | 0.11621 | 2 | Residential_2023_Achievable_MW_After Competition Groups_2 | Energy Star Clothes Washer | 11.62% | 0 | 4.0598 | Residential_2023_Achievable_MW_After Competition Groups_Energy Star Clothes Washer
Residential | Res ¦ Variable Speed Pool Pump Motor | 2023 | Achievable | MW | After Competition Groups | 4.0038 | 0 | 0 | 34.934 | 0.11461 | 3 | Residential_2023_Achievable_MW_After Competition Groups_3 | Variable Speed Pool Pump Motor | 11.46% | 0 | 4.0038 | Residential_2023_Achievable_MW_After Competition Groups_Variable Speed Pool Pump Motor
Residential | Res ¦ Adaptive Thermostat | 2023 | Achievable | MW | After Competition Groups | 3.5651 | 0 | 0 | 34.934 | 0.10205 | 4 | Residential_2023_Achievable_MW_After Competition Groups_4 | Adaptive Thermostat | 10.21% | 0 | 3.5651 | Residential_2023_Achievable_MW_After Competition Groups_Adaptive Thermostat
Residential | Res ¦ Ductless Mini-Split Heat Pump | 2023 | Achievable | MW | After Competition Groups | 3.3454 | 0 | 0 | 34.934 | 0.095764 | 5 | Residential_2023_Achievable_MW_After Competition Groups_5 | Ductless Mini-Split Heat Pump | 9.576% | 0 | 3.3454 | Residential_2023_Achievable_MW_After Competition Groups_Ductless Mini-Split Heat Pump
Residential | Res ¦ Variable Speed Pool Pump Motor | 2023 | Economic | MW | After Competition Groups | 73.9713 | 0 | 0 | 782.0743 | 0.094584 | 4 | Residential_2023_Economic_MW_After Competition Groups_4 | Variable Speed Pool Pump Motor | 9.458% | 0 | 73.9713 | Residential_2023_Economic_MW_After Competition Groups_Variable Speed Pool Pump Motor
Residential | Res ¦ Attic Insulation | 2023 | Economic | MW | After Competition Groups | 72.0001 | 0 | 0 | 782.0743 | 0.092063 | 5 | Residential_2023_Economic_MW_After Competition Groups_5 | Attic Insulation | 9.206% | 0 | 72.0001 | Residential_2023_Economic_MW_After Competition Groups_Attic Insulation
Residential | Res ¦ Building Recommissioning, Operations and Maintenance (O&M) Improvements | 2023 | Technical | MW | After Competition Groups | 104.9397 | 0 | 0 | 1420.4566 | 0.073877 | 3 | Residential_2023_Technical_MW_After Competition Groups_3 | Building Recommissioning, Operations and Maintenance (O&M) Improvements | 7.388% | 0 | 104.9397 | Residential_2023_Technical_MW_After Competition Groups_Building Recommissioning, Operations and Maintenance (O&M) Improvements
Residential | Res ¦ Basement Wall Insulation | 2023 | Technical | MW | After Competition Groups | 93.279 | 0 | 0 | 1420.4566 | 0.065668 | 4 | Residential_2023_Technical_MW_After Competition Groups_4 | Basement Wall Insulation | 6.567% | 0 | 93.279 | Residential_2023_Technical_MW_After Competition Groups_Basement Wall Insulation
Residential | Res ¦ Basement or Crawlspace Insulation | 2023 | Technical | MW | After Competition Groups | 77.6199 | 0 | 0 | 1420.4566 | 0.054644 | 5 | Residential_2023_Technical_MW_After Competition Groups_5 | Basement or Crawlspace Insulation | 5.464% | 0 | 77.6199 | Residential_2023_Technical_MW_After Competition Groups_Basement or Crawlspace Insulation
Residential | Res ¦ Smart Power Bar | 2023 | Technical | MW | After Competition Groups | 76.2886 | 0 | 0 | 1420.4566 | 0.053707 | 6 | Residential_2023_Technical_MW_After Competition Groups_6 | Smart Power Bar | 5.371% | 0 | 76.2886 | Residential_2023_Technical_MW_After Competition Groups_Smart Power Bar
Residential | Res ¦ Variable Speed Pool Pump Motor | 2023 | Technical | MW | After Competition Groups | 73.9713 | 0 | 0 | 1420.4566 | 0.052076 | 7 | Residential_2023_Technical_MW_After Competition Groups_7 | Variable Speed Pool Pump Motor | 5.208% | 0 | 73.9713 | Residential_2023_Technical_MW_After Competition Groups_Variable Speed Pool Pump Motor
Residential | Res ¦ Attic Insulation | 2023 | Technical | MW | After Competition Groups | 72.0001 | 0 | 0 | 1420.4566 | 0.050688 | 8 | Residential_2023_Technical_MW_After Competition Groups_8 | Attic Insulation | 5.069% | 0 | 72.0001 | Residential_2023_Technical_MW_After Competition Groups_Attic Insulation
Residential | Res ¦ Energy Star LED Bulbs General Purpose LEDs | 2023 | Achievable | MW | After Competition Groups | 1.5901 | 0 | 0 | 34.934 | 0.045516 | 6 | Residential_2023_Achievable_MW_After Competition Groups_6 | Energy Star LED Bulbs General Purpose LEDs | 4.552% | 0 | 1.5901 | Residential_2023_Achievable_MW_After Competition Groups_Energy Star LED Bulbs General Purpose LEDs
Residential | Res ¦ Wall Insulation | 2023 | Technical | MW | After Competition Groups | 56.4257 | 0 | 0 | 1420.4566 | 0.039724 | 9 | Residential_2023_Technical_MW_After Competition Groups_9 | Wall Insulation | 3.972% | 0 | 56.4257 | Residential_2023_Technical_MW_After Competition Groups_Wall Insulation
Residential | Res ¦ Energy Star LED Specialty Bulbs | 2023 | Achievable | MW | After Competition Groups | 1.3351 | 0 | 0 | 34.934 | 0.038217 | 7 | Residential_2023_Achievable_MW_After Competition Groups_7 | Energy Star LED Specialty Bulbs | 3.822% | 0 | 1.3351 | Residential_2023_Achievable_MW_After Competition Groups_Energy Star LED Specialty Bulbs
Residential | Res ¦ Duct Insulation | 2023 | Economic | MW | After Competition Groups | 21.8329 | 0 | 0 | 782.0743 | 0.027917 | 6 | Residential_2023_Economic_MW_After Competition Groups_6 | Duct Insulation | 2.792% | 0 | 21.8329 | Residential_2023_Economic_MW_After Competition Groups_Duct Insulation
Residential | Res ¦ Basement Wall Insulation | 2023 | Achievable | MW | After Competition Groups | 0.91797 | 0 | 0 | 34.934 | 0.026277 | 8 | Residential_2023_Achievable_MW_After Competition Groups_8 | Basement Wall Insulation | 2.628% | 0 | 0.91797 | Residential_2023_Achievable_MW_After Competition Groups_Basement Wall Insulation
Residential | Res ¦ Air Sealing | 2023 | Economic | MW | After Competition Groups | 19.8858 | 0 | 0 | 782.0743 | 0.025427 | 7 | Residential_2023_Economic_MW_After Competition Groups_7 | Air Sealing | 2.543% | 0 | 19.8858 | Residential_2023_Economic_MW_After Competition Groups_Air Sealing
Residential | Res ¦ Energy Star Room Air Conditioner | 2023 | Achievable | MW | After Competition Groups | 0.87559 | 0 | 0 | 34.934 | 0.025064 | 9 | Residential_2023_Achievable_MW_After Competition Groups_9 | Energy Star Room Air Conditioner | 2.506% | 0 | 0.87559 | Residential_2023_Achievable_MW_After Competition Groups_Energy Star Room Air Conditioner
Residential | Res ¦ Occupancy Sensors MF | 2023 | Achievable | MW | After Competition Groups | 0.86313 | 0 | 0 | 34.934 | 0.024707 | 10 | Residential_2023_Achievable_MW_After Competition Groups_10 | Occupancy Sensors MF | 2.471% | 0 | 0.86313 | Residential_2023_Achievable_MW_After Competition Groups_Occupancy Sensors MF
Residential | Res ¦ Floor Insulation | 2023 | Economic | MW | After Competition Groups | 18.904 | 0 | 0 | 782.0743 | 0.024172 | 8 | Residential_2023_Economic_MW_After Competition Groups_8 | Floor Insulation | 2.417% | 0 | 18.904 | Residential_2023_Economic_MW_After Competition Groups_Floor Insulation
Residential | Res ¦ Advanced BAS/Controllers | 2023 | Achievable | MW | After Competition Groups | 0.82968 | 0 | 0 | 34.934 | 0.02375 | 11 | Residential_2023_Achievable_MW_After Competition Groups_11 | Advanced BAS/Controllers | 2.375% | 0 | 0.82968 | Residential_2023_Achievable_MW_After Competition Groups_Advanced BAS/Controllers
Residential | Res ¦ Ductless Mini-Split Heat Pump | 2023 | Economic | MW | After Competition Groups | 17.8576 | 0 | 0 | 782.0743 | 0.022834 | 9 | Residential_2023_Economic_MW_After Competition Groups_9 | Ductless Mini-Split Heat Pump | 2.283% | 0 | 17.8576 | Residential_2023_Economic_MW_After Competition Groups_Ductless Mini-Split Heat Pump
Residential | Res ¦ Energy Star A Line, PAR, MR Lamps | 2023 | Economic | MW | After Competition Groups | 17.7576 | 0 | 0 | 782.0743 | 0.022706 | 10 | Residential_2023_Economic_MW_After Competition Groups_10 | Energy Star A Line, PAR, MR Lamps | 2.271% | 0 | 17.7576 | Residential_2023_Economic_MW_After Competition Groups_Energy Star A Line, PAR, MR Lamps
Residential | Res ¦ Clothes Drying Racks | 2023 | Achievable | MW | After Competition Groups | 0.75403 | 0 | 0 | 34.934 | 0.021584 | 12 | Residential_2023_Achievable_MW_After Competition Groups_12 | Clothes Drying Racks | 2.158% | 0 | 0.75403 | Residential_2023_Achievable_MW_After Competition Groups_Clothes Drying Racks
Residential | Res ¦ High Efficiency Chiller (avg of water and air cooled) | 2023 | Achievable | MW | After Competition Groups | 0.73944 | 0 | 0 | 34.934 | 0.021167 | 13 | Residential_2023_Achievable_MW_After Competition Groups_13 | High Efficiency Chiller (avg of water and air cooled) | 2.117% | 0 | 0.73944 | Residential_2023_Achievable_MW_After Competition Groups_High Efficiency Chiller (avg of water and air cooled)
Residential | Res ¦ Energy Star A Line, PAR, MR Lamps | 2023 | Achievable | MW | After Competition Groups | 0.73473 | 0 | 0 | 34.934 | 0.021032 | 14 | Residential_2023_Achievable_MW_After Competition Groups_14 | Energy Star A Line, PAR, MR Lamps | 2.103% | 0 | 0.73473 | Residential_2023_Achievable_MW_After Competition Groups_Energy Star A Line, PAR, MR Lamps
Residential | Res ¦ Occupancy Sensors MF | 2023 | Economic | MW | After Competition Groups | 15.9452 | 0 | 0 | 782.0743 | 0.020388 | 11 | Residential_2023_Economic_MW_After Competition Groups_11 | Occupancy Sensors MF | 2.039% | 0 | 15.9452 | Residential_2023_Economic_MW_After Competition Groups_Occupancy Sensors MF
Residential | Res ¦ Attic Insulation | 2023 | Achievable | MW | After Competition Groups | 0.70847 | 0 | 0 | 34.934 | 0.02028 | 15 | Residential_2023_Achievable_MW_After Competition Groups_15 | Attic Insulation | 2.028% | 0 | 0.70847 | Residential_2023_Achievable_MW_After Competition Groups_Attic Insulation
Residential | Res ¦ Ceiling Insulation | 2023 | Technical | MW | After Competition Groups | 28.1062 | 0 | 0 | 1420.4566 | 0.019787 | 10 | Residential_2023_Technical_MW_After Competition Groups_10 | Ceiling Insulation | 1.979% | 0 | 28.1062 | Residential_2023_Technical_MW_After Competition Groups_Ceiling Insulation
Residential | Res ¦ Advanced BAS/Controllers | 2023 | Economic | MW | After Competition Groups | 15.3292 | 0 | 0 | 782.0743 | 0.019601 | 12 | Residential_2023_Economic_MW_After Competition Groups_12 | Advanced BAS/Controllers | 1.96% | 0 | 15.3292 | Residential_2023_Economic_MW_After Competition Groups_Advanced BAS/Controllers
Residential | Res ¦ Refrigerator Recycling | 2023 | Achievable | MW | After Competition Groups | 0.63928 | 0 | 0 | 34.934 | 0.0183 | 16 | Residential_2023_Achievable_MW_After Competition Groups_16 | Refrigerator Recycling | 1.83% | 0 | 0.63928 | Residential_2023_Achievable_MW_After Competition Groups_Refrigerator Recycling
Residential | Res ¦ Clothes Drying Racks | 2023 | Economic | MW | After Competition Groups | 13.9359 | 0 | 0 | 782.0743 | 0.017819 | 13 | Residential_2023_Economic_MW_After Competition Groups_13 | Clothes Drying Racks | 1.782% | 0 | 13.9359 | Residential_2023_Economic_MW_After Competition Groups_Clothes Drying Racks
Residential | Res ¦ Freezer Recycling | 2023 | Achievable | MW | After Competition Groups | 0.59415 | 0 | 0 | 34.934 | 0.017008 | 17 | Residential_2023_Achievable_MW_After Competition Groups_17 | Freezer Recycling | 1.701% | 0 | 0.59415 | Residential_2023_Achievable_MW_After Competition Groups_Freezer Recycling
Residential | Res ¦ Duct Insulation | 2023 | Technical | MW | After Competition Groups | 23.4351 | 0 | 0 | 1420.4566 | 0.016498 | 11 | Residential_2023_Technical_MW_After Competition Groups_11 | Duct Insulation | 1.65% | 0 | 23.4351 | Residential_2023_Technical_MW_After Competition Groups_Duct Insulation
Residential | Res ¦ Wall Insulation | 2023 | Economic | MW | After Competition Groups | 12.3311 | 0 | 0 | 782.0743 | 0.015767 | 14 | Residential_2023_Economic_MW_After Competition Groups_14 | Wall Insulation | 1.577% | 0 | 12.3311 | Residential_2023_Economic_MW_After Competition Groups_Wall Insulation
Residential | Res ¦ Refrigerator Recycling | 2023 | Economic | MW | After Competition Groups | 11.811 | 0 | 0 | 782.0743 | 0.015102 | 15 | Residential_2023_Economic_MW_After Competition Groups_15 | Refrigerator Recycling | 1.51% | 0 | 11.811 | Residential_2023_Economic_MW_After Competition Groups_Refrigerator Recycling
Residential | Res ¦ Ductless Mini-Split Air Conditioner | 2023 | Technical | MW | After Competition Groups | 21.2174 | 0 | 0 | 1420.4566 | 0.014937 | 12 | Residential_2023_Technical_MW_After Competition Groups_12 | Ductless Mini-Split Air Conditioner | 1.494% | 0 | 21.2174 | Residential_2023_Technical_MW_After Competition Groups_Ductless Mini-Split Air Conditioner
Residential | Res ¦ Variable Refrigerant Flow Heat Pump | 2023 | Technical | MW | After Competition Groups | 20.4385 | 0 | 0 | 1420.4566 | 0.014389 | 13 | Residential_2023_Technical_MW_After Competition Groups_13 | Variable Refrigerant Flow Heat Pump | 1.439% | 0 | 20.4385 | Residential_2023_Technical_MW_After Competition Groups_Variable Refrigerant Flow Heat Pump
Residential | Res ¦ Freezer Recycling | 2023 | Economic | MW | After Competition Groups | 11.0019 | 0 | 0 | 782.0743 | 0.014068 | 16 | Residential_2023_Economic_MW_After Competition Groups_16 | Freezer Recycling | 1.407% | 0 | 11.0019 | Residential_2023_Economic_MW_After Competition Groups_Freezer Recycling
Residential | Res ¦ Air Sealing | 2023 | Technical | MW | After Competition Groups | 19.8858 | 0 | 0 | 1420.4566 | 0.014 | 14 | Residential_2023_Technical_MW_After Competition Groups_14 | Air Sealing | 1.4% | 0 | 19.8858 | Residential_2023_Technical_MW_After Competition Groups_Air Sealing
Residential | Res ¦ ENERGY STAR LED LAMPS (REFLECTOR LAMPs/MR16/PAR 16) | 2023 | Achievable | MW | After Competition Groups | 0.48329 | 0 | 0 | 34.934 | 0.013834 | 18 | Residential_2023_Achievable_MW_After Competition Groups_18 | ENERGY STAR LED LAMPS (REFLECTOR LAMPs/MR16/PAR 16) | 1.383% | 0 | 0.48329 | Residential_2023_Achievable_MW_After Competition Groups_ENERGY STAR LED LAMPS (REFLECTOR LAMPs/MR16/PAR 16)
Residential | Res ¦ Central Air Conditioner Maintenance | 2023 | Technical | MW | After Competition Groups | 19.2008 | 0 | 0 | 1420.4566 | 0.013517 | 15 | Residential_2023_Technical_MW_After Competition Groups_15 | Central Air Conditioner Maintenance | 1.352% | 0 | 19.2008 | Residential_2023_Technical_MW_After Competition Groups_Central Air Conditioner Maintenance
Residential | Res ¦ Floor Insulation | 2023 | Technical | MW | After Competition Groups | 18.904 | 0 | 0 | 1420.4566 | 0.013308 | 16 | Residential_2023_Technical_MW_After Competition Groups_16 | Floor Insulation | 1.331% | 0 | 18.904 | Residential_2023_Technical_MW_After Competition Groups_Floor Insulation
Residential | Res ¦ Energy Star Air Source Heat Pump | 2023 | Economic | MW | After Competition Groups | 10.0265 | 0 | 0 | 782.0743 | 0.01282 | 17 | Residential_2023_Economic_MW_After Competition Groups_17 | Energy Star Air Source Heat Pump | 1.282% | 0 | 10.0265 | Residential_2023_Economic_MW_After Competition Groups_Energy Star Air Source Heat Pump
Residential | Res ¦ Energy Star Air Source Heat Pump | 2023 | Achievable | MW | After Competition Groups | 0.44544 | 0 | 0 | 34.934 | 0.012751 | 19 | Residential_2023_Achievable_MW_After Competition Groups_19 | Energy Star Air Source Heat Pump | 1.275% | 0 | 0.44544 | Residential_2023_Achievable_MW_After Competition Groups_Energy Star Air Source Heat Pump
Residential | Res ¦ Ductless Mini-Split Heat Pump | 2023 | Technical | MW | After Competition Groups | 17.8576 | 0 | 0 | 1420.4566 | 0.012572 | 17 | Residential_2023_Technical_MW_After Competition Groups_17 | Ductless Mini-Split Heat Pump | 1.257% | 0 | 17.8576 | Residential_2023_Technical_MW_After Competition Groups_Ductless Mini-Split Heat Pump
Residential | Res ¦ Energy Star A Line, PAR, MR Lamps | 2023 | Technical | MW | After Competition Groups | 17.7576 | 0 | 0 | 1420.4566 | 0.012501 | 18 | Residential_2023_Technical_MW_After Competition Groups_18 | Energy Star A Line, PAR, MR Lamps | 1.25% | 0 | 17.7576 | Residential_2023_Technical_MW_After Competition Groups_Energy Star A Line, PAR, MR Lamps
Residential | Res ¦ Energy Star Ground Source Heat Pump | 2023 | Technical | MW | After Competition Groups | 17.732 | 0 | 0 | 1420.4566 | 0.012483 | 19 | Residential_2023_Technical_MW_After Competition Groups_19 | Energy Star Ground Source Heat Pump | 1.248% | 0 | 17.732 | Residential_2023_Technical_MW_After Competition Groups_Energy Star Ground Source Heat Pump
Residential | Res ¦ Energy Star Clothes Washer | 2023 | Economic | MW | After Competition Groups | 9.7406 | 0 | 0 | 782.0743 | 0.012455 | 18 | Residential_2023_Economic_MW_After Competition Groups_18 | Energy Star Clothes Washer | 1.245% | 0 | 9.7406 | Residential_2023_Economic_MW_After Competition Groups_Energy Star Clothes Washer
Residential | Res ¦ Dehumidifier Recycling | 2023 | Technical | MW | After Competition Groups | 17.5304 | 0 | 0 | 1420.4566 | 0.012341 | 20 | Residential_2023_Technical_MW_After Competition Groups_20 | Dehumidifier Recycling | 1.234% | 0 | 17.5304 | Residential_2023_Technical_MW_After Competition Groups_Dehumidifier Recycling
Residential | Res ¦ Occupancy Sensors MF | 2023 | Technical | MW | After Competition Groups | 15.9452 | 0 | 0 | 1420.4566 | 0.011225 | 21 | Residential_2023_Technical_MW_After Competition Groups_21 | Occupancy Sensors MF | 1.123% | 0 | 15.9452 | Residential_2023_Technical_MW_After Competition Groups_Occupancy Sensors MF
Residential | Res ¦ Advanced BAS/Controllers | 2023 | Technical | MW | After Competition Groups | 15.3292 | 0 | 0 | 1420.4566 | 0.010792 | 22 | Residential_2023_Technical_MW_After Competition Groups_22 | Advanced BAS/Controllers | 1.079% | 0 | 15.3292 | Residential_2023_Technical_MW_After Competition Groups_Advanced BAS/Controllers
Residential | Res ¦ Duct Insulation MF | 2023 | Economic | MW | After Competition Groups | 8.2852 | 0 | 0 | 782.0743 | 0.010594 | 19 | Residential_2023_Economic_MW_After Competition Groups_19 | Duct Insulation MF | 1.059% | 0 | 8.2852 | Residential_2023_Economic_MW_After Competition Groups_Duct Insulation MF
Residential | Res ¦ Energy Star Room Air Conditioner | 2023 | Economic | MW | After Competition Groups | 8.093 | 0 | 0 | 782.0743 | 0.010348 | 20 | Residential_2023_Economic_MW_After Competition Groups_20 | Energy Star Room Air Conditioner | 1.035% | 0 | 8.093 | Residential_2023_Economic_MW_After Competition Groups_Energy Star Room Air Conditioner
Residential | Res ¦ Clothes Drying Racks | 2023 | Technical | MW | After Competition Groups | 13.9359 | 0 | 0 | 1420.4566 | 0.0098109 | 23 | Residential_2023_Technical_MW_After Competition Groups_23 | Clothes Drying Racks | 0.9811% | 0 | 13.9359 | Residential_2023_Technical_MW_After Competition Groups_Clothes Drying Racks
Residential | Res ¦ Refrigerator Recycling | 2023 | Technical | MW | After Competition Groups | 11.811 | 0 | 0 | 1420.4566 | 0.0083149 | 24 | Residential_2023_Technical_MW_After Competition Groups_24 | Refrigerator Recycling | 0.8315% | 0 | 11.811 | Residential_2023_Technical_MW_After Competition Groups_Refrigerator Recycling
Residential | Res ¦ Smart Burners | 2023 | Technical | MW | After Competition Groups | 11.7022 | 0 | 0 | 1420.4566 | 0.0082383 | 25 | Residential_2023_Technical_MW_After Competition Groups_25 | Smart Burners | 0.8238% | 0 | 11.7022 | Residential_2023_Technical_MW_After Competition Groups_Smart Burners
Residential | Res ¦ Freezer Recycling | 2023 | Technical | MW | After Competition Groups | 11.0019 | 0 | 0 | 1420.4566 | 0.0077453 | 26 | Residential_2023_Technical_MW_After Competition Groups_26 | Freezer Recycling | 0.7745% | 0 | 11.0019 | Residential_2023_Technical_MW_After Competition Groups_Freezer Recycling
Residential | Res ¦ Energy Star Refrigerator | 2023 | Technical | MW | After Competition Groups | 10.7288 | 0 | 0 | 1420.4566 | 0.0075531 | 27 | Residential_2023_Technical_MW_After Competition Groups_27 | Energy Star Refrigerator | 0.7553% | 0 | 10.7288 | Residential_2023_Technical_MW_After Competition Groups_Energy Star Refrigerator
Residential | Res ¦ Minimize Hot and Warm Clothes Wash | 2023 | Economic | MW | After Competition Groups | 5.8166 | 0 | 0 | 782.0743 | 0.0074374 | 21 | Residential_2023_Economic_MW_After Competition Groups_21 | Minimize Hot and Warm Clothes Wash | 0.7437% | 0 | 5.8166 | Residential_2023_Economic_MW_After Competition Groups_Minimize Hot and Warm Clothes Wash
Residential | Res ¦ Duct Insulation MF | 2023 | Technical | MW | After Competition Groups | 10.5597 | 0 | 0 | 1420.4566 | 0.007434 | 28 | Residential_2023_Technical_MW_After Competition Groups_28 | Duct Insulation MF | 0.7434% | 0 | 10.5597 | Residential_2023_Technical_MW_After Competition Groups_Duct Insulation MF
Residential | Res ¦ Energy Star Torchiere | 2023 | Achievable | MW | After Competition Groups | 0.2591 | 0 | 0 | 34.934 | 0.0074168 | 20 | Residential_2023_Achievable_MW_After Competition Groups_20 | Energy Star Torchiere | 0.7417% | 0 | 0.2591 | Residential_2023_Achievable_MW_After Competition Groups_Energy Star Torchiere
Residential | Res ¦ Energy Star Dehumidifier | 2023 | Technical | MW | After Competition Groups | 10.3059 | 0 | 0 | 1420.4566 | 0.0072554 | 29 | Residential_2023_Technical_MW_After Competition Groups_29 | Energy Star Dehumidifier | 0.7255% | 0 | 10.3059 | Residential_2023_Technical_MW_After Competition Groups_Energy Star Dehumidifier
Residential | Res ¦ Heat Pump Clothes Dryer | 2023 | Technical | MW | After Competition Groups | 10.1163 | 0 | 0 | 1420.4566 | 0.0071218 | 30 | Residential_2023_Technical_MW_After Competition Groups_30 | Heat Pump Clothes Dryer | 0.7122% | 0 | 10.1163 | Residential_2023_Technical_MW_After Competition Groups_Heat Pump Clothes Dryer
Residential | Res ¦ Outside Air Economizer | 2023 | Achievable | MW | After Competition Groups | 0.24192 | 0 | 0 | 34.934 | 0.0069251 | 21 | Residential_2023_Achievable_MW_After Competition Groups_21 | Outside Air Economizer | 0.6925% | 0 | 0.24192 | Residential_2023_Achievable_MW_After Competition Groups_Outside Air Economizer
Residential | Res ¦ Energy Star Clothes Washer | 2023 | Technical | MW | After Competition Groups | 9.7406 | 0 | 0 | 1420.4566 | 0.0068574 | 31 | Residential_2023_Technical_MW_After Competition Groups_31 | Energy Star Clothes Washer | 0.6857% | 0 | 9.7406 | Residential_2023_Technical_MW_After Competition Groups_Energy Star Clothes Washer
Residential | Res ¦ Energy Star Light Fixture | 2023 | Achievable | MW | After Competition Groups | 0.23863 | 0 | 0 | 34.934 | 0.0068309 | 22 | Residential_2023_Achievable_MW_After Competition Groups_22 | Energy Star Light Fixture | 0.6831% | 0 | 0.23863 | Residential_2023_Achievable_MW_After Competition Groups_Energy Star Light Fixture
Residential | Res ¦ Minimize Hot and Warm Clothes Wash | 2023 | Achievable | MW | After Competition Groups | 0.21489 | 0 | 0 | 34.934 | 0.0061514 | 23 | Residential_2023_Achievable_MW_After Competition Groups_23 | Minimize Hot and Warm Clothes Wash | 0.6151% | 0 | 0.21489 | Residential_2023_Achievable_MW_After Competition Groups_Minimize Hot and Warm Clothes Wash
Residential | Res ¦ INTEGRAL LED TROFFERS | 2023 | Technical | MW | After Competition Groups | 8.7339 | 0 | 0 | 1420.4566 | 0.0061486 | 32 | Residential_2023_Technical_MW_After Competition Groups_32 | INTEGRAL LED TROFFERS | 0.6149% | 0 | 8.7339 | Residential_2023_Technical_MW_After Competition Groups_INTEGRAL LED TROFFERS
Residential | Res ¦ Duct Insulation | 2023 | Achievable | MW | After Competition Groups | 0.21475 | 0 | 0 | 34.934 | 0.0061473 | 24 | Residential_2023_Achievable_MW_After Competition Groups_24 | Duct Insulation | 0.6147% | 0 | 0.21475 | Residential_2023_Achievable_MW_After Competition Groups_Duct Insulation
Residential | Res ¦ Energy Star Windows | 2023 | Technical | MW | After Competition Groups | 8.0508 | 0 | 0 | 1420.4566 | 0.0056678 | 33 | Residential_2023_Technical_MW_After Competition Groups_33 | Energy Star Windows | 0.5668% | 0 | 8.0508 | Residential_2023_Technical_MW_After Competition Groups_Energy Star Windows
Residential | Res ¦ Air Sealing | 2023 | Achievable | MW | After Competition Groups | 0.19569 | 0 | 0 | 34.934 | 0.0056017 | 25 | Residential_2023_Achievable_MW_After Competition Groups_25 | Air Sealing | 0.5602% | 0 | 0.19569 | Residential_2023_Achievable_MW_After Competition Groups_Air Sealing
Residential | Res ¦ Furnace with ECM | 2023 | Technical | MW | After Competition Groups | 7.661 | 0 | 0 | 1420.4566 | 0.0053934 | 34 | Residential_2023_Technical_MW_After Competition Groups_34 | Furnace with ECM | 0.5393% | 0 | 7.661 | Residential_2023_Technical_MW_After Competition Groups_Furnace with ECM
Residential | Res ¦ Floor Insulation | 2023 | Achievable | MW | After Competition Groups | 0.18596 | 0 | 0 | 34.934 | 0.0053233 | 26 | Residential_2023_Achievable_MW_After Competition Groups_26 | Floor Insulation | 0.5323% | 0 | 0.18596 | Residential_2023_Achievable_MW_After Competition Groups_Floor Insulation
Residential | Res ¦ Minimize Hot and Warm Clothes Wash | 2023 | Technical | MW | After Competition Groups | 5.8166 | 0 | 0 | 1420.4566 | 0.0040949 | 35 | Residential_2023_Technical_MW_After Competition Groups_35 | Minimize Hot and Warm Clothes Wash | 0.4095% | 0 | 5.8166 | Residential_2023_Technical_MW_After Competition Groups_Minimize Hot and Warm Clothes Wash
Residential | Res ¦ LED Parking Lot Fixture | 2023 | Achievable | MW | After Competition Groups | 0.13684 | 0 | 0 | 34.934 | 0.0039171 | 27 | Residential_2023_Achievable_MW_After Competition Groups_27 | LED Parking Lot Fixture | 0.3917% | 0 | 0.13684 | Residential_2023_Achievable_MW_After Competition Groups_LED Parking Lot Fixture
Residential | Res ¦ Furnace Whistle | 2023 | Achievable | MW | After Competition Groups | 0.13637 | 0 | 0 | 34.934 | 0.0039038 | 28 | Residential_2023_Achievable_MW_After Competition Groups_28 | Furnace Whistle | 0.3904% | 0 | 0.13637 | Residential_2023_Achievable_MW_After Competition Groups_Furnace Whistle
Residential | Res ¦ Outside Air Economizer | 2023 | Economic | MW | After Competition Groups | 2.9201 | 0 | 0 | 782.0743 | 0.0037338 | 22 | Residential_2023_Economic_MW_After Competition Groups_22 | Outside Air Economizer | 0.3734% | 0 | 2.9201 | Residential_2023_Economic_MW_After Competition Groups_Outside Air Economizer
Residential | Res ¦ Lighting Motion Sensors, Timers, Dimmers | 2023 | Technical | MW | After Competition Groups | 5.012 | 0 | 0 | 1420.4566 | 0.0035284 | 36 | Residential_2023_Technical_MW_After Competition Groups_36 | Lighting Motion Sensors, Timers, Dimmers | 0.3528% | 0 | 5.012 | Residential_2023_Technical_MW_After Competition Groups_Lighting Motion Sensors, Timers, Dimmers
Residential | Res ¦ Passive Attic Ventilation | 2023 | Technical | MW | After Competition Groups | 4.9802 | 0 | 0 | 1420.4566 | 0.003506 | 37 | Residential_2023_Technical_MW_After Competition Groups_37 | Passive Attic Ventilation | 0.3506% | 0 | 4.9802 | Residential_2023_Technical_MW_After Competition Groups_Passive Attic Ventilation
Residential | Res ¦ Wall Insulation | 2023 | Achievable | MW | After Competition Groups | 0.12126 | 0 | 0 | 34.934 | 0.0034712 | 29 | Residential_2023_Achievable_MW_After Competition Groups_29 | Wall Insulation | 0.3471% | 0 | 0.12126 | Residential_2023_Achievable_MW_After Competition Groups_Wall Insulation
Residential | Res ¦ Demand Control Ventilation | 2023 | Economic | MW | After Competition Groups | 2.6864 | 0 | 0 | 782.0743 | 0.003435 | 23 | Residential_2023_Economic_MW_After Competition Groups_23 | Demand Control Ventilation | 0.3435% | 0 | 2.6864 | Residential_2023_Economic_MW_After Competition Groups_Demand Control Ventilation
Residential | Res ¦ Comprehensive Draft Proofing | 2023 | Achievable | MW | After Competition Groups | 0.11781 | 0 | 0 | 34.934 | 0.0033724 | 30 | Residential_2023_Achievable_MW_After Competition Groups_30 | Comprehensive Draft Proofing | 0.3372% | 0 | 0.11781 | Residential_2023_Achievable_MW_After Competition Groups_Comprehensive Draft Proofing
Residential | Res ¦ Variable Frequency Drive (VFD) | 2023 | Achievable | MW | After Competition Groups | 0.11425 | 0 | 0 | 34.934 | 0.0032704 | 31 | Residential_2023_Achievable_MW_After Competition Groups_31 | Variable Frequency Drive (VFD) | 0.327% | 0 | 0.11425 | Residential_2023_Achievable_MW_After Competition Groups_Variable Frequency Drive (VFD)
Residential | Res ¦ Furnace Whistle | 2023 | Economic | MW | After Competition Groups | 2.5194 | 0 | 0 | 782.0743 | 0.0032214 | 24 | Residential_2023_Economic_MW_After Competition Groups_24 | Furnace Whistle | 0.3221% | 0 | 2.5194 | Residential_2023_Economic_MW_After Competition Groups_Furnace Whistle
Residential | Res ¦ Energy Star Torchiere | 2023 | Economic | MW | After Competition Groups | 2.3561 | 0 | 0 | 782.0743 | 0.0030127 | 25 | Residential_2023_Economic_MW_After Competition Groups_25 | Energy Star Torchiere | 0.3013% | 0 | 2.3561 | Residential_2023_Economic_MW_After Competition Groups_Energy Star Torchiere
Residential | Res ¦ Energy Star Light Fixture | 2023 | Technical | MW | After Competition Groups | 4.2347 | 0 | 0 | 1420.4566 | 0.0029812 | 38 | Residential_2023_Technical_MW_After Competition Groups_38 | Energy Star Light Fixture | 0.2981% | 0 | 4.2347 | Residential_2023_Technical_MW_After Competition Groups_Energy Star Light Fixture
Residential | Res ¦ CO Sensors for parking garage exhaust fans | 2023 | Achievable | MW | After Competition Groups | 0.10279 | 0 | 0 | 34.934 | 0.0029424 | 32 | Residential_2023_Achievable_MW_After Competition Groups_32 | CO Sensors for parking garage exhaust fans | 0.2942% | 0 | 0.10279 | Residential_2023_Achievable_MW_After Competition Groups_CO Sensors for parking garage exhaust fans
Residential | Res ¦ Comprehensive Draft Proofing | 2023 | Economic | MW | After Competition Groups | 2.1764 | 0 | 0 | 782.0743 | 0.0027829 | 26 | Residential_2023_Economic_MW_After Competition Groups_26 | Comprehensive Draft Proofing | 0.2783% | 0 | 2.1764 | Residential_2023_Economic_MW_After Competition Groups_Comprehensive Draft Proofing
Residential | Res ¦ Variable Frequency Drive (VFD) | 2023 | Economic | MW | After Competition Groups | 2.1107 | 0 | 0 | 782.0743 | 0.0026988 | 27 | Residential_2023_Economic_MW_After Competition Groups_27 | Variable Frequency Drive (VFD) | 0.2699% | 0 | 2.1107 | Residential_2023_Economic_MW_After Competition Groups_Variable Frequency Drive (VFD)
Residential | Res ¦ Early Hot Water Heater Replacement | 2023 | Technical | MW | After Competition Groups | 3.7618 | 0 | 0 | 1420.4566 | 0.0026483 | 39 | Residential_2023_Technical_MW_After Competition Groups_39 | Early Hot Water Heater Replacement | 0.2648% | 0 | 3.7618 | Residential_2023_Technical_MW_After Competition Groups_Early Hot Water Heater Replacement
Residential | Res ¦ Demand Control Ventilation | 2023 | Achievable | MW | After Competition Groups | 0.083605 | 0 | 0 | 34.934 | 0.0023932 | 33 | Residential_2023_Achievable_MW_After Competition Groups_33 | Demand Control Ventilation | 0.2393% | 0 | 0.083605 | Residential_2023_Achievable_MW_After Competition Groups_Demand Control Ventilation
Residential | Res ¦ CO Sensors for parking garage exhaust fans | 2023 | Economic | MW | After Competition Groups | 1.8423 | 0 | 0 | 782.0743 | 0.0023557 | 28 | Residential_2023_Economic_MW_After Competition Groups_28 | CO Sensors for parking garage exhaust fans | 0.2356% | 0 | 1.8423 | Residential_2023_Economic_MW_After Competition Groups_CO Sensors for parking garage exhaust fans
Residential | Res ¦ Air Source Heat Pump Maintenance | 2023 | Technical | MW | After Competition Groups | 3.3276 | 0 | 0 | 1420.4566 | 0.0023426 | 40 | Residential_2023_Technical_MW_After Competition Groups_40 | Air Source Heat Pump Maintenance | 0.2343% | 0 | 3.3276 | Residential_2023_Technical_MW_After Competition Groups_Air Source Heat Pump Maintenance
Residential | Res ¦ Duct Insulation MF | 2023 | Achievable | MW | After Competition Groups | 0.081503 | 0 | 0 | 34.934 | 0.0023331 | 34 | Residential_2023_Achievable_MW_After Competition Groups_34 | Duct Insulation MF | 0.2333% | 0 | 0.081503 | Residential_2023_Achievable_MW_After Competition Groups_Duct Insulation MF
Residential | Res ¦ ENERGY STAR LED Lamps (General Service Lamps) | 2023 | Achievable | MW | After Competition Groups | 0.078658 | 0 | 0 | 34.934 | 0.0022516 | 35 | Residential_2023_Achievable_MW_After Competition Groups_35 | ENERGY STAR LED Lamps (General Service Lamps) | 0.2252% | 0 | 0.078658 | Residential_2023_Achievable_MW_After Competition Groups_ENERGY STAR LED Lamps (General Service Lamps)
Residential | Res ¦ ENERGY STAR LED LAMPS (REFLECTOR LAMPs/MR16/PAR 16) | 2023 | Economic | MW | After Competition Groups | 1.6497 | 0 | 0 | 782.0743 | 0.0021094 | 29 | Residential_2023_Economic_MW_After Competition Groups_29 | ENERGY STAR LED LAMPS (REFLECTOR LAMPs/MR16/PAR 16) | 0.2109% | 0 | 1.6497 | Residential_2023_Economic_MW_After Competition Groups_ENERGY STAR LED LAMPS (REFLECTOR LAMPs/MR16/PAR 16)
Residential | Res ¦ Outside Air Economizer | 2023 | Technical | MW | After Competition Groups | 2.9201 | 0 | 0 | 1420.4566 | 0.0020557 | 41 | Residential_2023_Technical_MW_After Competition Groups_41 | Outside Air Economizer | 0.2056% | 0 | 2.9201 | Residential_2023_Technical_MW_After Competition Groups_Outside Air Economizer
Residential | Res ¦ Water Heater Temperature Setback | 2023 | Achievable | MW | After Competition Groups | 0.071456 | 0 | 0 | 34.934 | 0.0020454 | 36 | Residential_2023_Achievable_MW_After Competition Groups_36 | Water Heater Temperature Setback | 0.2045% | 0 | 0.071456 | Residential_2023_Achievable_MW_After Competition Groups_Water Heater Temperature Setback
Residential | Res ¦ Energy Star Light Fixture | 2023 | Economic | MW | After Competition Groups | 1.5127 | 0 | 0 | 782.0743 | 0.0019343 | 30 | Residential_2023_Economic_MW_After Competition Groups_30 | Energy Star Light Fixture | 0.1934% | 0 | 1.5127 | Residential_2023_Economic_MW_After Competition Groups_Energy Star Light Fixture
Residential | Res ¦ Demand Control Ventilation | 2023 | Technical | MW | After Competition Groups | 2.6864 | 0 | 0 | 1420.4566 | 0.0018912 | 42 | Residential_2023_Technical_MW_After Competition Groups_42 | Demand Control Ventilation | 0.1891% | 0 | 2.6864 | Residential_2023_Technical_MW_After Competition Groups_Demand Control Ventilation
Residential | Res ¦ Drain Water Heat Recovery | 2023 | Technical | MW | After Competition Groups | 2.5252 | 0 | 0 | 1420.4566 | 0.0017777 | 43 | Residential_2023_Technical_MW_After Competition Groups_43 | Drain Water Heat Recovery | 0.1778% | 0 | 2.5252 | Residential_2023_Technical_MW_After Competition Groups_Drain Water Heat Recovery
Residential | Res ¦ Furnace Whistle | 2023 | Technical | MW | After Competition Groups | 2.5194 | 0 | 0 | 1420.4566 | 0.0017736 | 44 | Residential_2023_Technical_MW_After Competition Groups_44 | Furnace Whistle | 0.1774% | 0 | 2.5194 | Residential_2023_Technical_MW_After Competition Groups_Furnace Whistle
Residential | Res ¦ Water Heater Temperature Setback | 2023 | Economic | MW | After Competition Groups | 1.3201 | 0 | 0 | 782.0743 | 0.0016879 | 31 | Residential_2023_Economic_MW_After Competition Groups_31 | Water Heater Temperature Setback | 0.1688% | 0 | 1.3201 | Residential_2023_Economic_MW_After Competition Groups_Water Heater Temperature Setback
Residential | Res ¦ Energy Star Torchiere | 2023 | Technical | MW | After Competition Groups | 2.3561 | 0 | 0 | 1420.4566 | 0.0016587 | 45 | Residential_2023_Technical_MW_After Competition Groups_45 | Energy Star Torchiere | 0.1659% | 0 | 2.3561 | Residential_2023_Technical_MW_After Competition Groups_Energy Star Torchiere
Residential | Res ¦ Window Film | 2023 | Technical | MW | After Competition Groups | 2.3338 | 0 | 0 | 1420.4566 | 0.001643 | 46 | Residential_2023_Technical_MW_After Competition Groups_46 | Window Film | 0.1643% | 0 | 2.3338 | Residential_2023_Technical_MW_After Competition Groups_Window Film
Residential | Res ¦ LED Exterior Area Lights - LED Fixture (200W) | 2023 | Achievable | MW | After Competition Groups | 0.05717 | 0 | 0 | 34.934 | 0.0016365 | 37 | Residential_2023_Achievable_MW_After Competition Groups_37 | LED Exterior Area Lights - LED Fixture (200W) | 0.1637% | 0 | 0.05717 | Residential_2023_Achievable_MW_After Competition Groups_LED Exterior Area Lights - LED Fixture (200W)
Residential | Res ¦ Comprehensive Draft Proofing | 2023 | Technical | MW | After Competition Groups | 2.1764 | 0 | 0 | 1420.4566 | 0.0015322 | 47 | Residential_2023_Technical_MW_After Competition Groups_47 | Comprehensive Draft Proofing | 0.1532% | 0 | 2.1764 | Residential_2023_Technical_MW_After Competition Groups_Comprehensive Draft Proofing
Residential | Res ¦ Variable Frequency Drive (VFD) | 2023 | Technical | MW | After Competition Groups | 2.1107 | 0 | 0 | 1420.4566 | 0.0014859 | 48 | Residential_2023_Technical_MW_After Competition Groups_48 | Variable Frequency Drive (VFD) | 0.1486% | 0 | 2.1107 | Residential_2023_Technical_MW_After Competition Groups_Variable Frequency Drive (VFD)
Residential | Res ¦ Home Energy Reports | 2023 | Technical | MW | After Competition Groups | 1.9961 | 0 | 0 | 1420.4566 | 0.0014052 | 49 | Residential_2023_Technical_MW_After Competition Groups_49 | Home Energy Reports | 0.1405% | 0 | 1.9961 | Residential_2023_Technical_MW_After Competition Groups_Home Energy Reports
Residential | Res ¦ LED Downlight | 2023 | Technical | MW | After Competition Groups | 1.96 | 0 | 0 | 1420.4566 | 0.0013798 | 50 | Residential_2023_Technical_MW_After Competition Groups_50 | LED Downlight | 0.138% | 0 | 1.96 | Residential_2023_Technical_MW_After Competition Groups_LED Downlight
Residential | Res ¦ CO Sensors for parking garage exhaust fans | 2023 | Technical | MW | After Competition Groups | 1.8423 | 0 | 0 | 1420.4566 | 0.001297 | 51 | Residential_2023_Technical_MW_After Competition Groups_51 | CO Sensors for parking garage exhaust fans | 0.1297% | 0 | 1.8423 | Residential_2023_Technical_MW_After Competition Groups_CO Sensors for parking garage exhaust fans
Residential | Res ¦ High Efficiency Chiller (avg of water and air cooled) | 2023 | Economic | MW | After Competition Groups | 0.95237 | 0 | 0 | 782.0743 | 0.0012177 | 32 | Residential_2023_Economic_MW_After Competition Groups_32 | High Efficiency Chiller (avg of water and air cooled) | 0.1218% | 0 | 0.95237 | Residential_2023_Economic_MW_After Competition Groups_High Efficiency Chiller (avg of water and air cooled)
Residential | Res ¦ ENERGY STAR LED LAMPS (REFLECTOR LAMPs/MR16/PAR 16) | 2023 | Technical | MW | After Competition Groups | 1.6497 | 0 | 0 | 1420.4566 | 0.0011614 | 52 | Residential_2023_Technical_MW_After Competition Groups_52 | ENERGY STAR LED LAMPS (REFLECTOR LAMPs/MR16/PAR 16) | 0.1161% | 0 | 1.6497 | Residential_2023_Technical_MW_After Competition Groups_ENERGY STAR LED LAMPS (REFLECTOR LAMPs/MR16/PAR 16)
Residential | Res ¦ DHW Recirculation Systems | 2023 | Technical | MW | After Competition Groups | 1.6352 | 0 | 0 | 1420.4566 | 0.0011512 | 53 | Residential_2023_Technical_MW_After Competition Groups_53 | DHW Recirculation Systems | 0.1151% | 0 | 1.6352 | Residential_2023_Technical_MW_After Competition Groups_DHW Recirculation Systems
Residential | Res ¦ VFD on Pumps | 2023 | Achievable | MW | After Competition Groups | 0.035132 | 0 | 0 | 34.934 | 0.0010057 | 38 | Residential_2023_Achievable_MW_After Competition Groups_38 | VFD on Pumps | 0.1006% | 0 | 0.035132 | Residential_2023_Achievable_MW_After Competition Groups_VFD on Pumps
Residential | Res ¦ Water Heater Temperature Setback | 2023 | Technical | MW | After Competition Groups | 1.3201 | 0 | 0 | 1420.4566 | 0.00092933 | 54 | Residential_2023_Technical_MW_After Competition Groups_54 | Water Heater Temperature Setback | 0.09293% | 0 | 1.3201 | Residential_2023_Technical_MW_After Competition Groups_Water Heater Temperature Setback
Residential | Res ¦ LED Parking Lot Fixture | 2023 | Economic | MW | After Competition Groups | 0.6603 | 0 | 0 | 782.0743 | 0.00084429 | 33 | Residential_2023_Economic_MW_After Competition Groups_33 | LED Parking Lot Fixture | 0.08443% | 0 | 0.6603 | Residential_2023_Economic_MW_After Competition Groups_LED Parking Lot Fixture
Residential | Res ¦ VFD on Pumps | 2023 | Economic | MW | After Competition Groups | 0.64906 | 0 | 0 | 782.0743 | 0.00082992 | 34 | Residential_2023_Economic_MW_After Competition Groups_34 | VFD on Pumps | 0.08299% | 0 | 0.64906 | Residential_2023_Economic_MW_After Competition Groups_VFD on Pumps
Residential | Res ¦ Energy Star Freezer | 2023 | Technical | MW | After Competition Groups | 1.1594 | 0 | 0 | 1420.4566 | 0.00081621 | 55 | Residential_2023_Technical_MW_After Competition Groups_55 | Energy Star Freezer | 0.08162% | 0 | 1.1594 | Residential_2023_Technical_MW_After Competition Groups_Energy Star Freezer
Residential | Res ¦ Condensing Make Up Air Unit | 2023 | Achievable | MW | After Competition Groups | 0.025933 | 0 | 0 | 34.934 | 0.00074233 | 39 | Residential_2023_Achievable_MW_After Competition Groups_39 | Condensing Make Up Air Unit | 0.07423% | 0 | 0.025933 | Residential_2023_Achievable_MW_After Competition Groups_Condensing Make Up Air Unit
Residential | Res ¦ High Efficiency Chiller (avg of water and air cooled) | 2023 | Technical | MW | After Competition Groups | 0.95237 | 0 | 0 | 1420.4566 | 0.00067047 | 56 | Residential_2023_Technical_MW_After Competition Groups_56 | High Efficiency Chiller (avg of water and air cooled) | 0.06705% | 0 | 0.95237 | Residential_2023_Technical_MW_After Competition Groups_High Efficiency Chiller (avg of water and air cooled)
Residential | Res ¦ Home Energy Reports | 2023 | Achievable | MW | After Competition Groups | 0.019473 | 0 | 0 | 34.934 | 0.00055743 | 40 | Residential_2023_Achievable_MW_After Competition Groups_40 | Home Energy Reports | 0.05574% | 0 | 0.019473 | Residential_2023_Achievable_MW_After Competition Groups_Home Energy Reports
Residential | Res ¦ Central Lighting Control System | 2023 | Technical | MW | After Competition Groups | 0.76543 | 0 | 0 | 1420.4566 | 0.00053886 | 57 | Residential_2023_Technical_MW_After Competition Groups_57 | Central Lighting Control System | 0.05389% | 0 | 0.76543 | Residential_2023_Technical_MW_After Competition Groups_Central Lighting Control System
Residential | Res ¦ Home Energy Reports | 2023 | Economic | MW | After Competition Groups | 0.38947 | 0 | 0 | 782.0743 | 0.00049799 | 35 | Residential_2023_Economic_MW_After Competition Groups_35 | Home Energy Reports | 0.0498% | 0 | 0.38947 | Residential_2023_Economic_MW_After Competition Groups_Home Energy Reports
Residential | Res ¦ ECM MOTORS FOR HVAC APPLICATION (FAN-POWERED VAV BOX) | 2023 | Achievable | MW | After Competition Groups | 0.016639 | 0 | 0 | 34.934 | 0.0004763 | 41 | Residential_2023_Achievable_MW_After Competition Groups_41 | ECM MOTORS FOR HVAC APPLICATION (FAN-POWERED VAV BOX) | 0.04763% | 0 | 0.016639 | Residential_2023_Achievable_MW_After Competition Groups_ECM MOTORS FOR HVAC APPLICATION (FAN-POWERED VAV BOX)
Residential | Res ¦ Heat Recovery Ventilator | 2023 | Economic | MW | After Competition Groups | 0.36771 | 0 | 0 | 782.0743 | 0.00047017 | 36 | Residential_2023_Economic_MW_After Competition Groups_36 | Heat Recovery Ventilator | 0.04702% | 0 | 0.36771 | Residential_2023_Economic_MW_After Competition Groups_Heat Recovery Ventilator
Residential | Res ¦ LED Parking Lot Fixture | 2023 | Technical | MW | After Competition Groups | 0.6603 | 0 | 0 | 1420.4566 | 0.00046485 | 58 | Residential_2023_Technical_MW_After Competition Groups_58 | LED Parking Lot Fixture | 0.04648% | 0 | 0.6603 | Residential_2023_Technical_MW_After Competition Groups_LED Parking Lot Fixture
Residential | Res ¦ VFD on Pumps | 2023 | Technical | MW | After Competition Groups | 0.64906 | 0 | 0 | 1420.4566 | 0.00045693 | 59 | Residential_2023_Technical_MW_After Competition Groups_59 | VFD on Pumps | 0.04569% | 0 | 0.64906 | Residential_2023_Technical_MW_After Competition Groups_VFD on Pumps
Residential | Res ¦ LED Tube Re-Lamp | 2023 | Technical | MW | After Competition Groups | 0.62825 | 0 | 0 | 1420.4566 | 0.00044229 | 60 | Residential_2023_Technical_MW_After Competition Groups_60 | LED Tube Re-Lamp | 0.04423% | 0 | 0.62825 | Residential_2023_Technical_MW_After Competition Groups_LED Tube Re-Lamp
Residential | Res ¦ Heat Pump Water Heater | 2023 | Technical | MW | After Competition Groups | 0.57863 | 0 | 0 | 1420.4566 | 0.00040735 | 61 | Residential_2023_Technical_MW_After Competition Groups_61 | Heat Pump Water Heater | 0.04074% | 0 | 0.57863 | Residential_2023_Technical_MW_After Competition Groups_Heat Pump Water Heater
Residential | Res ¦ ECM MOTORS FOR HVAC APPLICATION (FAN-POWERED VAV BOX) | 2023 | Economic | MW | After Competition Groups | 0.30692 | 0 | 0 | 782.0743 | 0.00039244 | 37 | Residential_2023_Economic_MW_After Competition Groups_37 | ECM MOTORS FOR HVAC APPLICATION (FAN-POWERED VAV BOX) | 0.03924% | 0 | 0.30692 | Residential_2023_Economic_MW_After Competition Groups_ECM MOTORS FOR HVAC APPLICATION (FAN-POWERED VAV BOX)
Residential | Res ¦ LED Exterior Area Lights - LED Fixture (200W) | 2023 | Economic | MW | After Competition Groups | 0.30449 | 0 | 0 | 782.0743 | 0.00038934 | 38 | Residential_2023_Economic_MW_After Competition Groups_38 | LED Exterior Area Lights - LED Fixture (200W) | 0.03893% | 0 | 0.30449 | Residential_2023_Economic_MW_After Competition Groups_LED Exterior Area Lights - LED Fixture (200W)
Residential | Res ¦ Energy Star Ceiling Fan/Lighting | 2023 | Technical | MW | After Competition Groups | 0.51824 | 0 | 0 | 1420.4566 | 0.00036484 | 62 | Residential_2023_Technical_MW_After Competition Groups_62 | Energy Star Ceiling Fan/Lighting | 0.03648% | 0 | 0.51824 | Residential_2023_Technical_MW_After Competition Groups_Energy Star Ceiling Fan/Lighting
Residential | Res ¦ ENERGY STAR LED Lamps (General Service Lamps) | 2023 | Economic | MW | After Competition Groups | 0.2685 | 0 | 0 | 782.0743 | 0.00034332 | 39 | Residential_2023_Economic_MW_After Competition Groups_39 | ENERGY STAR LED Lamps (General Service Lamps) | 0.03433% | 0 | 0.2685 | Residential_2023_Economic_MW_After Competition Groups_ENERGY STAR LED Lamps (General Service Lamps)
Residential | Res ¦ Basement or Crawlspace Insulation | 2023 | Economic | MW | After Competition Groups | 0.21416 | 0 | 0 | 782.0743 | 0.00027384 | 40 | Residential_2023_Economic_MW_After Competition Groups_40 | Basement or Crawlspace Insulation | 0.02738% | 0 | 0.21416 | Residential_2023_Economic_MW_After Competition Groups_Basement or Crawlspace Insulation
Residential | Res ¦ Heat Recovery Ventilator | 2023 | Technical | MW | After Competition Groups | 0.38009 | 0 | 0 | 1420.4566 | 0.00026758 | 63 | Residential_2023_Technical_MW_After Competition Groups_63 | Heat Recovery Ventilator | 0.02676% | 0 | 0.38009 | Residential_2023_Technical_MW_After Competition Groups_Heat Recovery Ventilator
Residential | Res ¦ Condensing Make Up Air Unit | 2023 | Economic | MW | After Competition Groups | 0.17689 | 0 | 0 | 782.0743 | 0.00022618 | 41 | Residential_2023_Economic_MW_After Competition Groups_41 | Condensing Make Up Air Unit | 0.02262% | 0 | 0.17689 | Residential_2023_Economic_MW_After Competition Groups_Condensing Make Up Air Unit
Residential | Res ¦ ECM MOTORS FOR HVAC APPLICATION (FAN-POWERED VAV BOX) | 2023 | Technical | MW | After Competition Groups | 0.30692 | 0 | 0 | 1420.4566 | 0.00021607 | 64 | Residential_2023_Technical_MW_After Competition Groups_64 | ECM MOTORS FOR HVAC APPLICATION (FAN-POWERED VAV BOX) | 0.02161% | 0 | 0.30692 | Residential_2023_Technical_MW_After Competition Groups_ECM MOTORS FOR HVAC APPLICATION (FAN-POWERED VAV BOX)
Residential | Res ¦ LED Exterior Area Lights - LED Fixture (200W) | 2023 | Technical | MW | After Competition Groups | 0.30449 | 0 | 0 | 1420.4566 | 0.00021436 | 65 | Residential_2023_Technical_MW_After Competition Groups_65 | LED Exterior Area Lights - LED Fixture (200W) | 0.02144% | 0 | 0.30449 | Residential_2023_Technical_MW_After Competition Groups_LED Exterior Area Lights - LED Fixture (200W)
Residential | Res ¦ Energy Star Dishwasher | 2023 | Technical | MW | After Competition Groups | 0.29298 | 0 | 0 | 1420.4566 | 0.00020626 | 66 | Residential_2023_Technical_MW_After Competition Groups_66 | Energy Star Dishwasher | 0.02063% | 0 | 0.29298 | Residential_2023_Technical_MW_After Competition Groups_Energy Star Dishwasher
Residential | Res ¦ Beverage Vending Machine Controls | 2023 | Achievable | MW | After Competition Groups | 0.0068337 | 0 | 0 | 34.934 | 0.00019562 | 42 | Residential_2023_Achievable_MW_After Competition Groups_42 | Beverage Vending Machine Controls | 0.01956% | 0 | 0.0068337 | Residential_2023_Achievable_MW_After Competition Groups_Beverage Vending Machine Controls
Residential | Res ¦ Beverage Vending Machine Controls | 2023 | Economic | MW | After Competition Groups | 0.14904 | 0 | 0 | 782.0743 | 0.00019057 | 42 | Residential_2023_Economic_MW_After Competition Groups_42 | Beverage Vending Machine Controls | 0.01906% | 0 | 0.14904 | Residential_2023_Economic_MW_After Competition Groups_Beverage Vending Machine Controls
Residential | Res ¦ ENERGY STAR LED Lamps (General Service Lamps) | 2023 | Technical | MW | After Competition Groups | 0.2685 | 0 | 0 | 1420.4566 | 0.00018902 | 67 | Residential_2023_Technical_MW_After Competition Groups_67 | ENERGY STAR LED Lamps (General Service Lamps) | 0.0189% | 0 | 0.2685 | Residential_2023_Technical_MW_After Competition Groups_ENERGY STAR LED Lamps (General Service Lamps)
Residential | Res ¦ HVAC Optimization | 2023 | Technical | MW | After Competition Groups | 0.23797 | 0 | 0 | 1420.4566 | 0.00016753 | 68 | Residential_2023_Technical_MW_After Competition Groups_68 | HVAC Optimization | 0.01675% | 0 | 0.23797 | Residential_2023_Technical_MW_After Competition Groups_HVAC Optimization
Residential | Res ¦ Wall Insulation MF | 2023 | Technical | MW | After Competition Groups | 0.20722 | 0 | 0 | 1420.4566 | 0.00014589 | 69 | Residential_2023_Technical_MW_After Competition Groups_69 | Wall Insulation MF | 0.01459% | 0 | 0.20722 | Residential_2023_Technical_MW_After Competition Groups_Wall Insulation MF
Residential | Res ¦ Condensing Make Up Air Unit | 2023 | Technical | MW | After Competition Groups | 0.17689 | 0 | 0 | 1420.4566 | 0.00012453 | 70 | Residential_2023_Technical_MW_After Competition Groups_70 | Condensing Make Up Air Unit | 0.01245% | 0 | 0.17689 | Residential_2023_Technical_MW_After Competition Groups_Condensing Make Up Air Unit
Residential | Res ¦ Chilled Water Optimization | 2023 | Achievable | MW | After Competition Groups | 0.0039788 | 0 | 0 | 34.934 | 0.00011389 | 43 | Residential_2023_Achievable_MW_After Competition Groups_43 | Chilled Water Optimization | 0.01139% | 0 | 0.0039788 | Residential_2023_Achievable_MW_After Competition Groups_Chilled Water Optimization
Residential | Res ¦ Heat Recovery Ventilator | 2023 | Achievable | MW | After Competition Groups | 0.0038291 | 0 | 0 | 34.934 | 0.00010961 | 44 | Residential_2023_Achievable_MW_After Competition Groups_44 | Heat Recovery Ventilator | 0.01096% | 0 | 0.0038291 | Residential_2023_Achievable_MW_After Competition Groups_Heat Recovery Ventilator
Residential | Res ¦ Beverage Vending Machine Controls | 2023 | Technical | MW | After Competition Groups | 0.14904 | 0 | 0 | 1420.4566 | 0.00010492 | 71 | Residential_2023_Technical_MW_After Competition Groups_71 | Beverage Vending Machine Controls | 0.01049% | 0 | 0.14904 | Residential_2023_Technical_MW_After Competition Groups_Beverage Vending Machine Controls
Residential | Res ¦ Solar Powered Attic Fan | 2023 | Technical | MW | After Competition Groups | 0.13007 | 0 | 0 | 1420.4566 | 9.157e-05 | 72 | Residential_2023_Technical_MW_After Competition Groups_72 | Solar Powered Attic Fan | 0.009157% | 0 | 0.13007 | Residential_2023_Technical_MW_After Competition Groups_Solar Powered Attic Fan
Residential | Res ¦ Energy Star Windows | 2023 | Achievable | MW | After Competition Groups | 0.0023388 | 0 | 0 | 34.934 | 6.695e-05 | 45 | Residential_2023_Achievable_MW_After Competition Groups_45 | Energy Star Windows | 0.006695% | 0 | 0.0023388 | Residential_2023_Achievable_MW_After Competition Groups_Energy Star Windows
Residential | Res ¦ Basement or Crawlspace Insulation | 2023 | Achievable | MW | After Competition Groups | 0.0021062 | 0 | 0 | 34.934 | 6.0291e-05 | 46 | Residential_2023_Achievable_MW_After Competition Groups_46 | Basement or Crawlspace Insulation | 0.006029% | 0 | 0.0021062 | Residential_2023_Achievable_MW_After Competition Groups_Basement or Crawlspace Insulation
Residential | Res ¦ Energy Star Windows | 2023 | Economic | MW | After Competition Groups | 0.043237 | 0 | 0 | 782.0743 | 5.5285e-05 | 43 | Residential_2023_Economic_MW_After Competition Groups_43 | Energy Star Windows | 0.005528% | 0 | 0.043237 | Residential_2023_Economic_MW_After Competition Groups_Energy Star Windows
Residential | Res ¦ LED Recessed Downlights | 2023 | Technical | MW | After Competition Groups | 0.046821 | 0 | 0 | 1420.4566 | 3.2962e-05 | 73 | Residential_2023_Technical_MW_After Competition Groups_73 | LED Recessed Downlights | 0.003296% | 0 | 0.046821 | Residential_2023_Technical_MW_After Competition Groups_LED Recessed Downlights
Residential | Res ¦ Chilled Water Optimization | 2023 | Economic | MW | After Competition Groups | 0.025293 | 0 | 0 | 782.0743 | 3.2341e-05 | 44 | Residential_2023_Economic_MW_After Competition Groups_44 | Chilled Water Optimization | 0.003234% | 0 | 0.025293 | Residential_2023_Economic_MW_After Competition Groups_Chilled Water Optimization
Residential | Res ¦ LED High Bay Fixture | 2023 | Technical | MW | After Competition Groups | 0.04025 | 0 | 0 | 1420.4566 | 2.8336e-05 | 74 | Residential_2023_Technical_MW_After Competition Groups_74 | LED High Bay Fixture | 0.002834% | 0 | 0.04025 | Residential_2023_Technical_MW_After Competition Groups_LED High Bay Fixture
Residential | Res ¦ Tankless Water Heater | 2023 | Technical | MW | After Competition Groups | 0.035988 | 0 | 0 | 1420.4566 | 2.5335e-05 | 75 | Residential_2023_Technical_MW_After Competition Groups_75 | Tankless Water Heater | 0.002534% | 0 | 0.035988 | Residential_2023_Technical_MW_After Competition Groups_Tankless Water Heater
Residential | Res ¦ Wall Insulation MF | 2023 | Economic | MW | After Competition Groups | 0.01701 | 0 | 0 | 782.0743 | 2.1749e-05 | 45 | Residential_2023_Economic_MW_After Competition Groups_45 | Wall Insulation MF | 0.002175% | 0 | 0.01701 | Residential_2023_Economic_MW_After Competition Groups_Wall Insulation MF
Residential | Res ¦ Chilled Water Optimization | 2023 | Technical | MW | After Competition Groups | 0.025293 | 0 | 0 | 1420.4566 | 1.7806e-05 | 76 | Residential_2023_Technical_MW_After Competition Groups_76 | Chilled Water Optimization | 0.001781% | 0 | 0.025293 | Residential_2023_Technical_MW_After Competition Groups_Chilled Water Optimization
Residential | Res ¦ Radiant Barrier | 2023 | Technical | MW | After Competition Groups | 0.015844 | 0 | 0 | 1420.4566 | 1.1154e-05 | 77 | Residential_2023_Technical_MW_After Competition Groups_77 | Radiant Barrier | 0.001115% | 0 | 0.015844 | Residential_2023_Technical_MW_After Competition Groups_Radiant Barrier
Residential | Res ¦ Wall Insulation MF | 2023 | Achievable | MW | After Competition Groups | 0.0001674 | 0 | 0 | 34.934 | 4.7919e-06 | 47 | Residential_2023_Achievable_MW_After Competition Groups_47 | Wall Insulation MF | 0.0004792% | 0 | 0.0001674 | Residential_2023_Achievable_MW_After Competition Groups_Wall Insulation MF
Residential | Res ¦ Solar Water Preheat (Pools/DHW) | 2023 | Technical | MW | After Competition Groups | 0.00081031 | 0 | 0 | 1420.4566 | 5.7046e-07 | 78 | Residential_2023_Technical_MW_After Competition Groups_78 | Solar Water Preheat (Pools/DHW) | 5.705e-05% | 0 | 0.00081031 | Residential_2023_Technical_MW_After Competition Groups_Solar Water Preheat (Pools/DHW)
Residential | Res ¦ Photocell Controls (Outdoor) | 2023 | Technical | MW | After Competition Groups | 9.4352e-05 | 0 | 0 | 1420.4566 | 6.6424e-08 | 79 | Residential_2023_Technical_MW_After Competition Groups_79 | Photocell Controls (Outdoor) | 6.642e-06% | 0 | 9.4352e-05 | Residential_2023_Technical_MW_After Competition Groups_Photocell Controls (Outdoor)
Residential | Res ¦ Air Source Heat Pump | 2023 | Achievable | MW | After Competition Groups | 0 | 0 | 0 | 34.934 | 0 | 48 | Residential_2023_Achievable_MW_After Competition Groups_48 | Air Source Heat Pump | 0% | 0 | 0 | Residential_2023_Achievable_MW_After Competition Groups_Air Source Heat Pump
Residential | Res ¦ Ceiling Insulation | 2023 | Achievable | MW | After Competition Groups | 0 | 0 | 0 | 34.934 | 0 | 49 | Residential_2023_Achievable_MW_After Competition Groups_49 | Ceiling Insulation | 0% | 0 | 0 | Residential_2023_Achievable_MW_After Competition Groups_Ceiling Insulation
Residential | Res ¦ Ceiling Insulation | 2023 | Economic | MW | After Competition Groups | 0 | 0 | 0 | 782.0743 | 0 | 46 | Residential_2023_Economic_MW_After Competition Groups_46 | Ceiling Insulation | 0% | 0 | 0 | Residential_2023_Economic_MW_After Competition Groups_Ceiling Insulation
Residential | Res ¦ DHW Recirculation Systems | 2023 | Achievable | MW | After Competition Groups | 0 | 0 | 0 | 34.934 | 0 | 50 | Residential_2023_Achievable_MW_After Competition Groups_50 | DHW Recirculation Systems | 0% | 0 | 0 | Residential_2023_Achievable_MW_After Competition Groups_DHW Recirculation Systems
Residential | Res ¦ DHW Recirculation Systems | 2023 | Economic | MW | After Competition Groups | 0 | 0 | 0 | 782.0743 | 0 | 47 | Residential_2023_Economic_MW_After Competition Groups_47 | DHW Recirculation Systems | 0% | 0 | 0 | Residential_2023_Economic_MW_After Competition Groups_DHW Recirculation Systems
Residential | Res ¦ Drain Water Heat Recovery | 2023 | Achievable | MW | After Competition Groups | 0 | 0 | 0 | 34.934 | 0 | 51 | Residential_2023_Achievable_MW_After Competition Groups_51 | Drain Water Heat Recovery | 0% | 0 | 0 | Residential_2023_Achievable_MW_After Competition Groups_Drain Water Heat Recovery
Residential | Res ¦ Drain Water Heat Recovery | 2023 | Economic | MW | After Competition Groups | 0 | 0 | 0 | 782.0743 | 0 | 48 | Residential_2023_Economic_MW_After Competition Groups_48 | Drain Water Heat Recovery | 0% | 0 | 0 | Residential_2023_Economic_MW_After Competition Groups_Drain Water Heat Recovery
Residential | Res ¦ Early Hot Water Heater Replacement | 2023 | Achievable | MW | After Competition Groups | 0 | 0 | 0 | 34.934 | 0 | 52 | Residential_2023_Achievable_MW_After Competition Groups_52 | Early Hot Water Heater Replacement | 0% | 0 | 0 | Residential_2023_Achievable_MW_After Competition Groups_Early Hot Water Heater Replacement
Residential | Res ¦ Early Hot Water Heater Replacement | 2023 | Economic | MW | After Competition Groups | 0 | 0 | 0 | 782.0743 | 0 | 49 | Residential_2023_Economic_MW_After Competition Groups_49 | Early Hot Water Heater Replacement | 0% | 0 | 0 | Residential_2023_Economic_MW_After Competition Groups_Early Hot Water Heater Replacement
Residential | Res ¦ Energy Star Clothes Dryer | 2023 | Achievable | MW | After Competition Groups | 0 | 0 | 0 | 34.934 | 0 | 53 | Residential_2023_Achievable_MW_After Competition Groups_53 | Energy Star Clothes Dryer | 0% | 0 | 0 | Residential_2023_Achievable_MW_After Competition Groups_Energy Star Clothes Dryer
Residential | Res ¦ Energy Star Clothes Dryer | 2023 | Economic | MW | After Competition Groups | 0 | 0 | 0 | 782.0743 | 0 | 50 | Residential_2023_Economic_MW_After Competition Groups_50 | Energy Star Clothes Dryer | 0% | 0 | 0 | Residential_2023_Economic_MW_After Competition Groups_Energy Star Clothes Dryer
Residential | Res ¦ Energy Star Dehumidifier | 2023 | Achievable | MW | After Competition Groups | 0 | 0 | 0 | 34.934 | 0 | 54 | Residential_2023_Achievable_MW_After Competition Groups_54 | Energy Star Dehumidifier | 0% | 0 | 0 | Residential_2023_Achievable_MW_After Competition Groups_Energy Star Dehumidifier
Residential | Res ¦ Energy Star Dehumidifier | 2023 | Economic | MW | After Competition Groups | 0 | 0 | 0 | 782.0743 | 0 | 51 | Residential_2023_Economic_MW_After Competition Groups_51 | Energy Star Dehumidifier | 0% | 0 | 0 | Residential_2023_Economic_MW_After Competition Groups_Energy Star Dehumidifier
Residential | Res ¦ Energy Star Freezer | 2023 | Achievable | MW | After Competition Groups | 0 | 0 | 0 | 34.934 | 0 | 55 | Residential_2023_Achievable_MW_After Competition Groups_55 | Energy Star Freezer | 0% | 0 | 0 | Residential_2023_Achievable_MW_After Competition Groups_Energy Star Freezer
Residential | Res ¦ Energy Star Freezer | 2023 | Economic | MW | After Competition Groups | 0 | 0 | 0 | 782.0743 | 0 | 52 | Residential_2023_Economic_MW_After Competition Groups_52 | Energy Star Freezer | 0% | 0 | 0 | Residential_2023_Economic_MW_After Competition Groups_Energy Star Freezer
Residential | Res ¦ Furnace with ECM | 2023 | Achievable | MW | After Competition Groups | 0 | 0 | 0 | 34.934 | 0 | 56 | Residential_2023_Achievable_MW_After Competition Groups_56 | Furnace with ECM | 0% | 0 | 0 | Residential_2023_Achievable_MW_After Competition Groups_Furnace with ECM
Residential | Res ¦ Furnace with ECM | 2023 | Economic | MW | After Competition Groups | 0 | 0 | 0 | 782.0743 | 0 | 53 | Residential_2023_Economic_MW_After Competition Groups_53 | Furnace with ECM | 0% | 0 | 0 | Residential_2023_Economic_MW_After Competition Groups_Furnace with ECM
Residential | Res ¦ Heat Pump Water Heater | 2023 | Achievable | MW | After Competition Groups | 0 | 0 | 0 | 34.934 | 0 | 57 | Residential_2023_Achievable_MW_After Competition Groups_57 | Heat Pump Water Heater | 0% | 0 | 0 | Residential_2023_Achievable_MW_After Competition Groups_Heat Pump Water Heater
Residential | Res ¦ Heat Pump Water Heater | 2023 | Economic | MW | After Competition Groups | 0 | 0 | 0 | 782.0743 | 0 | 54 | Residential_2023_Economic_MW_After Competition Groups_54 | Heat Pump Water Heater | 0% | 0 | 0 | Residential_2023_Economic_MW_After Competition Groups_Heat Pump Water Heater
Residential | Res ¦ LED Downlight | 2023 | Achievable | MW | After Competition Groups | 0 | 0 | 0 | 34.934 | 0 | 58 | Residential_2023_Achievable_MW_After Competition Groups_58 | LED Downlight | 0% | 0 | 0 | Residential_2023_Achievable_MW_After Competition Groups_LED Downlight
Residential | Res ¦ LED Downlight | 2023 | Economic | MW | After Competition Groups | 0 | 0 | 0 | 782.0743 | 0 | 55 | Residential_2023_Economic_MW_After Competition Groups_55 | LED Downlight | 0% | 0 | 0 | Residential_2023_Economic_MW_After Competition Groups_LED Downlight
Residential | Res ¦ LED High Bay Fixture | 2023 | Achievable | MW | After Competition Groups | 0 | 0 | 0 | 34.934 | 0 | 59 | Residential_2023_Achievable_MW_After Competition Groups_59 | LED High Bay Fixture | 0% | 0 | 0 | Residential_2023_Achievable_MW_After Competition Groups_LED High Bay Fixture
Residential | Res ¦ LED High Bay Fixture | 2023 | Economic | MW | After Competition Groups | 0 | 0 | 0 | 782.0743 | 0 | 56 | Residential_2023_Economic_MW_After Competition Groups_56 | LED High Bay Fixture | 0% | 0 | 0 | Residential_2023_Economic_MW_After Competition Groups_LED High Bay Fixture
Residential | Res ¦ LED Tube Re-Lamp | 2023 | Achievable | MW | After Competition Groups | 0 | 0 | 0 | 34.934 | 0 | 60 | Residential_2023_Achievable_MW_After Competition Groups_60 | LED Tube Re-Lamp | 0% | 0 | 0 | Residential_2023_Achievable_MW_After Competition Groups_LED Tube Re-Lamp
Residential | Res ¦ LED Tube Re-Lamp | 2023 | Economic | MW | After Competition Groups | 0 | 0 | 0 | 782.0743 | 0 | 57 | Residential_2023_Economic_MW_After Competition Groups_57 | LED Tube Re-Lamp | 0% | 0 | 0 | Residential_2023_Economic_MW_After Competition Groups_LED Tube Re-Lamp
Residential | Res ¦ Lighting Motion Sensors, Timers, Dimmers | 2023 | Achievable | MW | After Competition Groups | 0 | 0 | 0 | 34.934 | 0 | 61 | Residential_2023_Achievable_MW_After Competition Groups_61 | Lighting Motion Sensors, Timers, Dimmers | 0% | 0 | 0 | Residential_2023_Achievable_MW_After Competition Groups_Lighting Motion Sensors, Timers, Dimmers
Residential | Res ¦ Lighting Motion Sensors, Timers, Dimmers | 2023 | Economic | MW | After Competition Groups | 0 | 0 | 0 | 782.0743 | 0 | 58 | Residential_2023_Economic_MW_After Competition Groups_58 | Lighting Motion Sensors, Timers, Dimmers | 0% | 0 | 0 | Residential_2023_Economic_MW_After Competition Groups_Lighting Motion Sensors, Timers, Dimmers
Residential | Res ¦ Networked/ Connected - Indoor LED Luminaire | 2023 | Achievable | MW | After Competition Groups | 0 | 0 | 0 | 34.934 | 0 | 62 | Residential_2023_Achievable_MW_After Competition Groups_62 | Networked/ Connected - Indoor LED Luminaire | 0% | 0 | 0 | Residential_2023_Achievable_MW_After Competition Groups_Networked/ Connected - Indoor LED Luminaire
Residential | Res ¦ Radiant Barrier | 2023 | Achievable | MW | After Competition Groups | 0 | 0 | 0 | 34.934 | 0 | 63 | Residential_2023_Achievable_MW_After Competition Groups_63 | Radiant Barrier | 0% | 0 | 0 | Residential_2023_Achievable_MW_After Competition Groups_Radiant Barrier
Residential | Res ¦ Radiant Barrier | 2023 | Economic | MW | After Competition Groups | 0 | 0 | 0 | 782.0743 | 0 | 59 | Residential_2023_Economic_MW_After Competition Groups_59 | Radiant Barrier | 0% | 0 | 0 | Residential_2023_Economic_MW_After Competition Groups_Radiant Barrier
Residential | Res ¦ Smart Burners | 2023 | Achievable | MW | After Competition Groups | 0 | 0 | 0 | 34.934 | 0 | 64 | Residential_2023_Achievable_MW_After Competition Groups_64 | Smart Burners | 0% | 0 | 0 | Residential_2023_Achievable_MW_After Competition Groups_Smart Burners
Residential | Res ¦ Smart Burners | 2023 | Economic | MW | After Competition Groups | 0 | 0 | 0 | 782.0743 | 0 | 60 | Residential_2023_Economic_MW_After Competition Groups_60 | Smart Burners | 0% | 0 | 0 | Residential_2023_Economic_MW_After Competition Groups_Smart Burners
Residential | Res ¦ Smart Power Bar | 2023 | Achievable | MW | After Competition Groups | 0 | 0 | 0 | 34.934 | 0 | 65 | Residential_2023_Achievable_MW_After Competition Groups_65 | Smart Power Bar | 0% | 0 | 0 | Residential_2023_Achievable_MW_After Competition Groups_Smart Power Bar
Residential | Res ¦ Smart Power Bar | 2023 | Economic | MW | After Competition Groups | 0 | 0 | 0 | 782.0743 | 0 | 61 | Residential_2023_Economic_MW_After Competition Groups_61 | Smart Power Bar | 0% | 0 | 0 | Residential_2023_Economic_MW_After Competition Groups_Smart Power Bar
Residential | Res ¦ Tankless Water Heater | 2023 | Achievable | MW | After Competition Groups | 0 | 0 | 0 | 34.934 | 0 | 66 | Residential_2023_Achievable_MW_After Competition Groups_66 | Tankless Water Heater | 0% | 0 | 0 | Residential_2023_Achievable_MW_After Competition Groups_Tankless Water Heater
Residential | Res ¦ Tankless Water Heater | 2023 | Economic | MW | After Competition Groups | 0 | 0 | 0 | 782.0743 | 0 | 62 | Residential_2023_Economic_MW_After Competition Groups_62 | Tankless Water Heater | 0% | 0 | 0 | Residential_2023_Economic_MW_After Competition Groups_Tankless Water Heater
Residential | Res ¦ Variable Refrigerant Flow Heat Pump | 2023 | Achievable | MW | After Competition Groups | 0 | 0 | 0 | 34.934 | 0 | 67 | Residential_2023_Achievable_MW_After Competition Groups_67 | Variable Refrigerant Flow Heat Pump | 0% | 0 | 0 | Residential_2023_Achievable_MW_After Competition Groups_Variable Refrigerant Flow Heat Pump
Residential | Res ¦ Variable Refrigerant Flow Heat Pump | 2023 | Economic | MW | After Competition Groups | 0 | 0 | 0 | 782.0743 | 0 | 63 | Residential_2023_Economic_MW_After Competition Groups_63 | Variable Refrigerant Flow Heat Pump | 0% | 0 | 0 | Residential_2023_Economic_MW_After Competition Groups_Variable Refrigerant Flow Heat Pump
Residential | Res ¦ Adaptive Thermostat | 2024 | Economic | MW | After Competition Groups | 194.9661 | 0 | 0 | 838.8926 | 0.23241 | 1 | Residential_2024_Economic_MW_After Competition Groups_1 | Adaptive Thermostat | 23.24% | 0 | 194.9661 | Residential_2024_Economic_MW_After Competition Groups_Adaptive Thermostat
Residential | Res ¦ Building Recommissioning, Operations and Maintenance (O&M) Improvements | 2024 | Achievable | MW | After Competition Groups | 12.332 | 0 | 0 | 74.7376 | 0.165 | 1 | Residential_2024_Achievable_MW_After Competition Groups_1 | Building Recommissioning, Operations and Maintenance (O&M) Improvements | 16.5% | 0 | 12.332 | Residential_2024_Achievable_MW_After Competition Groups_Building Recommissioning, Operations and Maintenance (O&M) Improvements
Residential | Res ¦ Energy Star Central Air Conditioner | 2024 | Technical | MW | After Competition Groups | 233.0088 | 0 | 0 | 1540.6755 | 0.15124 | 1 | Residential_2024_Technical_MW_After Competition Groups_1 | Energy Star Central Air Conditioner | 15.12% | 0 | 233.0088 | Residential_2024_Technical_MW_After Competition Groups_Energy Star Central Air Conditioner
Residential | Res ¦ Adaptive Thermostat | 2024 | Technical | MW | After Competition Groups | 194.9661 | 0 | 0 | 1540.6755 | 0.12655 | 2 | Residential_2024_Technical_MW_After Competition Groups_2 | Adaptive Thermostat | 12.65% | 0 | 194.9661 | Residential_2024_Technical_MW_After Competition Groups_Adaptive Thermostat
Residential | Res ¦ Building Recommissioning, Operations and Maintenance (O&M) Improvements | 2024 | Economic | MW | After Competition Groups | 103.2817 | 0 | 0 | 838.8926 | 0.12312 | 2 | Residential_2024_Economic_MW_After Competition Groups_2 | Building Recommissioning, Operations and Maintenance (O&M) Improvements | 12.31% | 0 | 103.2817 | Residential_2024_Economic_MW_After Competition Groups_Building Recommissioning, Operations and Maintenance (O&M) Improvements
Residential | Res ¦ Variable Speed Pool Pump Motor | 2024 | Achievable | MW | After Competition Groups | 8.692 | 0 | 0 | 74.7376 | 0.1163 | 2 | Residential_2024_Achievable_MW_After Competition Groups_2 | Variable Speed Pool Pump Motor | 11.63% | 0 | 8.692 | Residential_2024_Achievable_MW_After Competition Groups_Variable Speed Pool Pump Motor
Residential | Res ¦ Energy Star Clothes Washer | 2024 | Achievable | MW | After Competition Groups | 8.5497 | 0 | 0 | 74.7376 | 0.1144 | 3 | Residential_2024_Achievable_MW_After Competition Groups_3 | Energy Star Clothes Washer | 11.44% | 0 | 8.5497 | Residential_2024_Achievable_MW_After Competition Groups_Energy Star Clothes Washer
Residential | Res ¦ Basement Wall Insulation | 2024 | Economic | MW | After Competition Groups | 91.8052 | 0 | 0 | 838.8926 | 0.10944 | 3 | Residential_2024_Economic_MW_After Competition Groups_3 | Basement Wall Insulation | 10.94% | 0 | 91.8052 | Residential_2024_Economic_MW_After Competition Groups_Basement Wall Insulation
Residential | Res ¦ Ductless Mini-Split Heat Pump | 2024 | Achievable | MW | After Competition Groups | 7.3692 | 0 | 0 | 74.7376 | 0.098601 | 4 | Residential_2024_Achievable_MW_After Competition Groups_4 | Ductless Mini-Split Heat Pump | 9.86% | 0 | 7.3692 | Residential_2024_Achievable_MW_After Competition Groups_Ductless Mini-Split Heat Pump
Residential | Res ¦ Adaptive Thermostat | 2024 | Achievable | MW | After Competition Groups | 7.3111 | 0 | 0 | 74.7376 | 0.097823 | 5 | Residential_2024_Achievable_MW_After Competition Groups_5 | Adaptive Thermostat | 9.782% | 0 | 7.3111 | Residential_2024_Achievable_MW_After Competition Groups_Adaptive Thermostat
Residential | Res ¦ Variable Speed Pool Pump Motor | 2024 | Economic | MW | After Competition Groups | 72.8026 | 0 | 0 | 838.8926 | 0.086784 | 4 | Residential_2024_Economic_MW_After Competition Groups_4 | Variable Speed Pool Pump Motor | 8.678% | 0 | 72.8026 | Residential_2024_Economic_MW_After Competition Groups_Variable Speed Pool Pump Motor
Residential | Res ¦ Attic Insulation | 2024 | Economic | MW | After Competition Groups | 70.8625 | 0 | 0 | 838.8926 | 0.084472 | 5 | Residential_2024_Economic_MW_After Competition Groups_5 | Attic Insulation | 8.447% | 0 | 70.8625 | Residential_2024_Economic_MW_After Competition Groups_Attic Insulation
Residential | Res ¦ Building Recommissioning, Operations and Maintenance (O&M) Improvements | 2024 | Technical | MW | After Competition Groups | 103.2817 | 0 | 0 | 1540.6755 | 0.067037 | 3 | Residential_2024_Technical_MW_After Competition Groups_3 | Building Recommissioning, Operations and Maintenance (O&M) Improvements | 6.704% | 0 | 103.2817 | Residential_2024_Technical_MW_After Competition Groups_Building Recommissioning, Operations and Maintenance (O&M) Improvements
Residential | Res ¦ Basement Wall Insulation | 2024 | Technical | MW | After Competition Groups | 91.8052 | 0 | 0 | 1540.6755 | 0.059588 | 4 | Residential_2024_Technical_MW_After Competition Groups_4 | Basement Wall Insulation | 5.959% | 0 | 91.8052 | Residential_2024_Technical_MW_After Competition Groups_Basement Wall Insulation
Residential | Res ¦ Basement or Crawlspace Insulation | 2024 | Technical | MW | After Competition Groups | 76.3935 | 0 | 0 | 1540.6755 | 0.049584 | 5 | Residential_2024_Technical_MW_After Competition Groups_5 | Basement or Crawlspace Insulation | 4.958% | 0 | 76.3935 | Residential_2024_Technical_MW_After Competition Groups_Basement or Crawlspace Insulation
Residential | Res ¦ Smart Power Bar | 2024 | Technical | MW | After Competition Groups | 75.0833 | 0 | 0 | 1540.6755 | 0.048734 | 6 | Residential_2024_Technical_MW_After Competition Groups_6 | Smart Power Bar | 4.873% | 0 | 75.0833 | Residential_2024_Technical_MW_After Competition Groups_Smart Power Bar
Residential | Res ¦ Variable Speed Pool Pump Motor | 2024 | Technical | MW | After Competition Groups | 72.8026 | 0 | 0 | 1540.6755 | 0.047254 | 7 | Residential_2024_Technical_MW_After Competition Groups_7 | Variable Speed Pool Pump Motor | 4.725% | 0 | 72.8026 | Residential_2024_Technical_MW_After Competition Groups_Variable Speed Pool Pump Motor
Residential | Res ¦ Attic Insulation | 2024 | Technical | MW | After Competition Groups | 70.8625 | 0 | 0 | 1540.6755 | 0.045994 | 8 | Residential_2024_Technical_MW_After Competition Groups_8 | Attic Insulation | 4.599% | 0 | 70.8625 | Residential_2024_Technical_MW_After Competition Groups_Attic Insulation
Residential | Res ¦ Energy Star LED Bulbs General Purpose LEDs | 2024 | Achievable | MW | After Competition Groups | 3.2677 | 0 | 0 | 74.7376 | 0.043722 | 6 | Residential_2024_Achievable_MW_After Competition Groups_6 | Energy Star LED Bulbs General Purpose LEDs | 4.372% | 0 | 3.2677 | Residential_2024_Achievable_MW_After Competition Groups_Energy Star LED Bulbs General Purpose LEDs
Residential | Res ¦ Ductless Mini-Split Heat Pump | 2024 | Economic | MW | After Competition Groups | 35.1134 | 0 | 0 | 838.8926 | 0.041857 | 6 | Residential_2024_Economic_MW_After Competition Groups_6 | Ductless Mini-Split Heat Pump | 4.186% | 0 | 35.1134 | Residential_2024_Economic_MW_After Competition Groups_Ductless Mini-Split Heat Pump
Residential | Res ¦ Energy Star A Line, PAR, MR Lamps | 2024 | Economic | MW | After Competition Groups | 31.8204 | 0 | 0 | 838.8926 | 0.037931 | 7 | Residential_2024_Economic_MW_After Competition Groups_7 | Energy Star A Line, PAR, MR Lamps | 3.793% | 0 | 31.8204 | Residential_2024_Economic_MW_After Competition Groups_Energy Star A Line, PAR, MR Lamps
Residential | Res ¦ Energy Star LED Specialty Bulbs | 2024 | Achievable | MW | After Competition Groups | 2.8076 | 0 | 0 | 74.7376 | 0.037565 | 7 | Residential_2024_Achievable_MW_After Competition Groups_7 | Energy Star LED Specialty Bulbs | 3.757% | 0 | 2.8076 | Residential_2024_Achievable_MW_After Competition Groups_Energy Star LED Specialty Bulbs
Residential | Res ¦ Wall Insulation | 2024 | Technical | MW | After Competition Groups | 55.5342 | 0 | 0 | 1540.6755 | 0.036045 | 9 | Residential_2024_Technical_MW_After Competition Groups_9 | Wall Insulation | 3.605% | 0 | 55.5342 | Residential_2024_Technical_MW_After Competition Groups_Wall Insulation
Residential | Res ¦ Ductless Mini-Split Air Conditioner | 2024 | Technical | MW | After Competition Groups | 40.8502 | 0 | 0 | 1540.6755 | 0.026514 | 10 | Residential_2024_Technical_MW_After Competition Groups_10 | Ductless Mini-Split Air Conditioner | 2.651% | 0 | 40.8502 | Residential_2024_Technical_MW_After Competition Groups_Ductless Mini-Split Air Conditioner
Residential | Res ¦ Duct Insulation | 2024 | Economic | MW | After Competition Groups | 21.9686 | 0 | 0 | 838.8926 | 0.026188 | 8 | Residential_2024_Economic_MW_After Competition Groups_8 | Duct Insulation | 2.619% | 0 | 21.9686 | Residential_2024_Economic_MW_After Competition Groups_Duct Insulation
Residential | Res ¦ Basement Wall Insulation | 2024 | Achievable | MW | After Competition Groups | 1.926 | 0 | 0 | 74.7376 | 0.02577 | 8 | Residential_2024_Achievable_MW_After Competition Groups_8 | Basement Wall Insulation | 2.577% | 0 | 1.926 | Residential_2024_Achievable_MW_After Competition Groups_Basement Wall Insulation
Residential | Res ¦ Energy Star Room Air Conditioner | 2024 | Achievable | MW | After Competition Groups | 1.8842 | 0 | 0 | 74.7376 | 0.025211 | 9 | Residential_2024_Achievable_MW_After Competition Groups_9 | Energy Star Room Air Conditioner | 2.521% | 0 | 1.8842 | Residential_2024_Achievable_MW_After Competition Groups_Energy Star Room Air Conditioner
Residential | Res ¦ Occupancy Sensors MF | 2024 | Achievable | MW | After Competition Groups | 1.8532 | 0 | 0 | 74.7376 | 0.024796 | 10 | Residential_2024_Achievable_MW_After Competition Groups_10 | Occupancy Sensors MF | 2.48% | 0 | 1.8532 | Residential_2024_Achievable_MW_After Competition Groups_Occupancy Sensors MF
Residential | Res ¦ Advanced BAS/Controllers | 2024 | Achievable | MW | After Competition Groups | 1.8012 | 0 | 0 | 74.7376 | 0.0241 | 11 | Residential_2024_Achievable_MW_After Competition Groups_11 | Advanced BAS/Controllers | 2.41% | 0 | 1.8012 | Residential_2024_Achievable_MW_After Competition Groups_Advanced BAS/Controllers
Residential | Res ¦ Energy Star A Line, PAR, MR Lamps | 2024 | Achievable | MW | After Competition Groups | 1.7913 | 0 | 0 | 74.7376 | 0.023967 | 12 | Residential_2024_Achievable_MW_After Competition Groups_12 | Energy Star A Line, PAR, MR Lamps | 2.397% | 0 | 1.7913 | Residential_2024_Achievable_MW_After Competition Groups_Energy Star A Line, PAR, MR Lamps
Residential | Res ¦ Energy Star Air Source Heat Pump | 2024 | Economic | MW | After Competition Groups | 19.7008 | 0 | 0 | 838.8926 | 0.023484 | 9 | Residential_2024_Economic_MW_After Competition Groups_9 | Energy Star Air Source Heat Pump | 2.348% | 0 | 19.7008 | Residential_2024_Economic_MW_After Competition Groups_Energy Star Air Source Heat Pump
Residential | Res ¦ Air Sealing | 2024 | Economic | MW | After Competition Groups | 19.5716 | 0 | 0 | 838.8926 | 0.02333 | 10 | Residential_2024_Economic_MW_After Competition Groups_10 | Air Sealing | 2.333% | 0 | 19.5716 | Residential_2024_Economic_MW_After Competition Groups_Air Sealing
Residential | Res ¦ Ductless Mini-Split Heat Pump | 2024 | Technical | MW | After Competition Groups | 35.1134 | 0 | 0 | 1540.6755 | 0.022791 | 11 | Residential_2024_Technical_MW_After Competition Groups_11 | Ductless Mini-Split Heat Pump | 2.279% | 0 | 35.1134 | Residential_2024_Technical_MW_After Competition Groups_Ductless Mini-Split Heat Pump
Residential | Res ¦ Energy Star Ground Source Heat Pump | 2024 | Technical | MW | After Competition Groups | 34.8376 | 0 | 0 | 1540.6755 | 0.022612 | 12 | Residential_2024_Technical_MW_After Competition Groups_12 | Energy Star Ground Source Heat Pump | 2.261% | 0 | 34.8376 | Residential_2024_Technical_MW_After Competition Groups_Energy Star Ground Source Heat Pump
Residential | Res ¦ Energy Star Clothes Washer | 2024 | Economic | MW | After Competition Groups | 18.8261 | 0 | 0 | 838.8926 | 0.022442 | 11 | Residential_2024_Economic_MW_After Competition Groups_11 | Energy Star Clothes Washer | 2.244% | 0 | 18.8261 | Residential_2024_Economic_MW_After Competition Groups_Energy Star Clothes Washer
Residential | Res ¦ Floor Insulation | 2024 | Economic | MW | After Competition Groups | 18.6053 | 0 | 0 | 838.8926 | 0.022178 | 12 | Residential_2024_Economic_MW_After Competition Groups_12 | Floor Insulation | 2.218% | 0 | 18.6053 | Residential_2024_Economic_MW_After Competition Groups_Floor Insulation
Residential | Res ¦ Clothes Drying Racks | 2024 | Achievable | MW | After Competition Groups | 1.6369 | 0 | 0 | 74.7376 | 0.021902 | 13 | Residential_2024_Achievable_MW_After Competition Groups_13 | Clothes Drying Racks | 2.19% | 0 | 1.6369 | Residential_2024_Achievable_MW_After Competition Groups_Clothes Drying Racks
Residential | Res ¦ Energy Star A Line, PAR, MR Lamps | 2024 | Technical | MW | After Competition Groups | 31.8204 | 0 | 0 | 1540.6755 | 0.020654 | 13 | Residential_2024_Technical_MW_After Competition Groups_13 | Energy Star A Line, PAR, MR Lamps | 2.065% | 0 | 31.8204 | Residential_2024_Technical_MW_After Competition Groups_Energy Star A Line, PAR, MR Lamps
Residential | Res ¦ High Efficiency Chiller (avg of water and air cooled) | 2024 | Achievable | MW | After Competition Groups | 1.4886 | 0 | 0 | 74.7376 | 0.019917 | 14 | Residential_2024_Achievable_MW_After Competition Groups_14 | High Efficiency Chiller (avg of water and air cooled) | 1.992% | 0 | 1.4886 | Residential_2024_Achievable_MW_After Competition Groups_High Efficiency Chiller (avg of water and air cooled)
Residential | Res ¦ Attic Insulation | 2024 | Achievable | MW | After Competition Groups | 1.4864 | 0 | 0 | 74.7376 | 0.019889 | 15 | Residential_2024_Achievable_MW_After Competition Groups_15 | Attic Insulation | 1.989% | 0 | 1.4864 | Residential_2024_Achievable_MW_After Competition Groups_Attic Insulation
Residential | Res ¦ Energy Star Room Air Conditioner | 2024 | Economic | MW | After Competition Groups | 15.582 | 0 | 0 | 838.8926 | 0.018575 | 13 | Residential_2024_Economic_MW_After Competition Groups_13 | Energy Star Room Air Conditioner | 1.857% | 0 | 15.582 | Residential_2024_Economic_MW_After Competition Groups_Energy Star Room Air Conditioner
Residential | Res ¦ Refrigerator Recycling | 2024 | Achievable | MW | After Competition Groups | 1.3878 | 0 | 0 | 74.7376 | 0.01857 | 16 | Residential_2024_Achievable_MW_After Competition Groups_16 | Refrigerator Recycling | 1.857% | 0 | 1.3878 | Residential_2024_Achievable_MW_After Competition Groups_Refrigerator Recycling
Residential | Res ¦ Occupancy Sensors MF | 2024 | Economic | MW | After Competition Groups | 15.3729 | 0 | 0 | 838.8926 | 0.018325 | 14 | Residential_2024_Economic_MW_After Competition Groups_14 | Occupancy Sensors MF | 1.833% | 0 | 15.3729 | Residential_2024_Economic_MW_After Competition Groups_Occupancy Sensors MF
Residential | Res ¦ Advanced BAS/Controllers | 2024 | Economic | MW | After Competition Groups | 15.087 | 0 | 0 | 838.8926 | 0.017984 | 15 | Residential_2024_Economic_MW_After Competition Groups_15 | Advanced BAS/Controllers | 1.798% | 0 | 15.087 | Residential_2024_Economic_MW_After Competition Groups_Advanced BAS/Controllers
Residential | Res ¦ Ceiling Insulation | 2024 | Technical | MW | After Competition Groups | 27.6622 | 0 | 0 | 1540.6755 | 0.017955 | 14 | Residential_2024_Technical_MW_After Competition Groups_14 | Ceiling Insulation | 1.795% | 0 | 27.6622 | Residential_2024_Technical_MW_After Competition Groups_Ceiling Insulation
Residential | Res ¦ Freezer Recycling | 2024 | Achievable | MW | After Competition Groups | 1.2896 | 0 | 0 | 74.7376 | 0.017256 | 17 | Residential_2024_Achievable_MW_After Competition Groups_17 | Freezer Recycling | 1.726% | 0 | 1.2896 | Residential_2024_Achievable_MW_After Competition Groups_Freezer Recycling
Residential | Res ¦ Clothes Drying Racks | 2024 | Economic | MW | After Competition Groups | 13.7157 | 0 | 0 | 838.8926 | 0.01635 | 16 | Residential_2024_Economic_MW_After Competition Groups_16 | Clothes Drying Racks | 1.635% | 0 | 13.7157 | Residential_2024_Economic_MW_After Competition Groups_Clothes Drying Racks
Residential | Res ¦ Duct Insulation | 2024 | Technical | MW | After Competition Groups | 23.0648 | 0 | 0 | 1540.6755 | 0.014971 | 15 | Residential_2024_Technical_MW_After Competition Groups_15 | Duct Insulation | 1.497% | 0 | 23.0648 | Residential_2024_Technical_MW_After Competition Groups_Duct Insulation
Residential | Res ¦ Smart Burners | 2024 | Technical | MW | After Competition Groups | 23.0569 | 0 | 0 | 1540.6755 | 0.014965 | 16 | Residential_2024_Technical_MW_After Competition Groups_16 | Smart Burners | 1.497% | 0 | 23.0569 | Residential_2024_Technical_MW_After Competition Groups_Smart Burners
Residential | Res ¦ Wall Insulation | 2024 | Economic | MW | After Competition Groups | 12.1362 | 0 | 0 | 838.8926 | 0.014467 | 17 | Residential_2024_Economic_MW_After Competition Groups_17 | Wall Insulation | 1.447% | 0 | 12.1362 | Residential_2024_Economic_MW_After Competition Groups_Wall Insulation
Residential | Res ¦ Variable Refrigerant Flow Heat Pump | 2024 | Technical | MW | After Competition Groups | 21.6898 | 0 | 0 | 1540.6755 | 0.014078 | 17 | Residential_2024_Technical_MW_After Competition Groups_17 | Variable Refrigerant Flow Heat Pump | 1.408% | 0 | 21.6898 | Residential_2024_Technical_MW_After Competition Groups_Variable Refrigerant Flow Heat Pump
Residential | Res ¦ Refrigerator Recycling | 2024 | Economic | MW | After Competition Groups | 11.6244 | 0 | 0 | 838.8926 | 0.013857 | 18 | Residential_2024_Economic_MW_After Competition Groups_18 | Refrigerator Recycling | 1.386% | 0 | 11.6244 | Residential_2024_Economic_MW_After Competition Groups_Refrigerator Recycling
Residential | Res ¦ Energy Star Refrigerator | 2024 | Technical | MW | After Competition Groups | 20.9378 | 0 | 0 | 1540.6755 | 0.01359 | 18 | Residential_2024_Technical_MW_After Competition Groups_18 | Energy Star Refrigerator | 1.359% | 0 | 20.9378 | Residential_2024_Technical_MW_After Competition Groups_Energy Star Refrigerator
Residential | Res ¦ Energy Star Air Source Heat Pump | 2024 | Achievable | MW | After Competition Groups | 1.0056 | 0 | 0 | 74.7376 | 0.013455 | 18 | Residential_2024_Achievable_MW_After Competition Groups_18 | Energy Star Air Source Heat Pump | 1.346% | 0 | 1.0056 | Residential_2024_Achievable_MW_After Competition Groups_Energy Star Air Source Heat Pump
Residential | Res ¦ Freezer Recycling | 2024 | Economic | MW | After Competition Groups | 10.8281 | 0 | 0 | 838.8926 | 0.012908 | 19 | Residential_2024_Economic_MW_After Competition Groups_19 | Freezer Recycling | 1.291% | 0 | 10.8281 | Residential_2024_Economic_MW_After Competition Groups_Freezer Recycling
Residential | Res ¦ Heat Pump Clothes Dryer | 2024 | Technical | MW | After Competition Groups | 19.6266 | 0 | 0 | 1540.6755 | 0.012739 | 19 | Residential_2024_Technical_MW_After Competition Groups_19 | Heat Pump Clothes Dryer | 1.274% | 0 | 19.6266 | Residential_2024_Technical_MW_After Competition Groups_Heat Pump Clothes Dryer
Residential | Res ¦ Air Sealing | 2024 | Technical | MW | After Competition Groups | 19.5716 | 0 | 0 | 1540.6755 | 0.012703 | 20 | Residential_2024_Technical_MW_After Competition Groups_20 | Air Sealing | 1.27% | 0 | 19.5716 | Residential_2024_Technical_MW_After Competition Groups_Air Sealing
Residential | Res ¦ Central Air Conditioner Maintenance | 2024 | Technical | MW | After Competition Groups | 18.8974 | 0 | 0 | 1540.6755 | 0.012266 | 21 | Residential_2024_Technical_MW_After Competition Groups_21 | Central Air Conditioner Maintenance | 1.227% | 0 | 18.8974 | Residential_2024_Technical_MW_After Competition Groups_Central Air Conditioner Maintenance
Residential | Res ¦ Energy Star Clothes Washer | 2024 | Technical | MW | After Competition Groups | 18.8261 | 0 | 0 | 1540.6755 | 0.012219 | 22 | Residential_2024_Technical_MW_After Competition Groups_22 | Energy Star Clothes Washer | 1.222% | 0 | 18.8261 | Residential_2024_Technical_MW_After Competition Groups_Energy Star Clothes Washer
Residential | Res ¦ Floor Insulation | 2024 | Technical | MW | After Competition Groups | 18.6053 | 0 | 0 | 1540.6755 | 0.012076 | 23 | Residential_2024_Technical_MW_After Competition Groups_23 | Floor Insulation | 1.208% | 0 | 18.6053 | Residential_2024_Technical_MW_After Competition Groups_Floor Insulation
Residential | Res ¦ Dehumidifier Recycling | 2024 | Technical | MW | After Competition Groups | 17.2534 | 0 | 0 | 1540.6755 | 0.011199 | 24 | Residential_2024_Technical_MW_After Competition Groups_24 | Dehumidifier Recycling | 1.12% | 0 | 17.2534 | Residential_2024_Technical_MW_After Competition Groups_Dehumidifier Recycling
Residential | Res ¦ ENERGY STAR LED LAMPS (REFLECTOR LAMPs/MR16/PAR 16) | 2024 | Achievable | MW | After Competition Groups | 0.80699 | 0 | 0 | 74.7376 | 0.010798 | 19 | Residential_2024_Achievable_MW_After Competition Groups_19 | ENERGY STAR LED LAMPS (REFLECTOR LAMPs/MR16/PAR 16) | 1.08% | 0 | 0.80699 | Residential_2024_Achievable_MW_After Competition Groups_ENERGY STAR LED LAMPS (REFLECTOR LAMPs/MR16/PAR 16)
Residential | Res ¦ Occupancy Sensors MF | 2024 | Technical | MW | After Competition Groups | 15.3729 | 0 | 0 | 1540.6755 | 0.009978 | 25 | Residential_2024_Technical_MW_After Competition Groups_25 | Occupancy Sensors MF | 0.9978% | 0 | 15.3729 | Residential_2024_Technical_MW_After Competition Groups_Occupancy Sensors MF
Residential | Res ¦ Advanced BAS/Controllers | 2024 | Technical | MW | After Competition Groups | 15.087 | 0 | 0 | 1540.6755 | 0.0097924 | 26 | Residential_2024_Technical_MW_After Competition Groups_26 | Advanced BAS/Controllers | 0.9792% | 0 | 15.087 | Residential_2024_Technical_MW_After Competition Groups_Advanced BAS/Controllers
Residential | Res ¦ Duct Insulation MF | 2024 | Economic | MW | After Competition Groups | 8.1543 | 0 | 0 | 838.8926 | 0.0097203 | 20 | Residential_2024_Economic_MW_After Competition Groups_20 | Duct Insulation MF | 0.972% | 0 | 8.1543 | Residential_2024_Economic_MW_After Competition Groups_Duct Insulation MF
Residential | Res ¦ Clothes Drying Racks | 2024 | Technical | MW | After Competition Groups | 13.7157 | 0 | 0 | 1540.6755 | 0.0089024 | 27 | Residential_2024_Technical_MW_After Competition Groups_27 | Clothes Drying Racks | 0.8902% | 0 | 13.7157 | Residential_2024_Technical_MW_After Competition Groups_Clothes Drying Racks
Residential | Res ¦ Energy Star Torchiere | 2024 | Achievable | MW | After Competition Groups | 0.62953 | 0 | 0 | 74.7376 | 0.0084232 | 20 | Residential_2024_Achievable_MW_After Competition Groups_20 | Energy Star Torchiere | 0.8423% | 0 | 0.62953 | Residential_2024_Achievable_MW_After Competition Groups_Energy Star Torchiere
Residential | Res ¦ Refrigerator Recycling | 2024 | Technical | MW | After Competition Groups | 11.6244 | 0 | 0 | 1540.6755 | 0.007545 | 28 | Residential_2024_Technical_MW_After Competition Groups_28 | Refrigerator Recycling | 0.7545% | 0 | 11.6244 | Residential_2024_Technical_MW_After Competition Groups_Refrigerator Recycling
Residential | Res ¦ Freezer Recycling | 2024 | Technical | MW | After Competition Groups | 10.8281 | 0 | 0 | 1540.6755 | 0.0070281 | 29 | Residential_2024_Technical_MW_After Competition Groups_29 | Freezer Recycling | 0.7028% | 0 | 10.8281 | Residential_2024_Technical_MW_After Competition Groups_Freezer Recycling
Residential | Res ¦ Outside Air Economizer | 2024 | Achievable | MW | After Competition Groups | 0.51024 | 0 | 0 | 74.7376 | 0.006827 | 21 | Residential_2024_Achievable_MW_After Competition Groups_21 | Outside Air Economizer | 0.6827% | 0 | 0.51024 | Residential_2024_Achievable_MW_After Competition Groups_Outside Air Economizer
Residential | Res ¦ Minimize Hot and Warm Clothes Wash | 2024 | Economic | MW | After Competition Groups | 5.7247 | 0 | 0 | 838.8926 | 0.0068241 | 21 | Residential_2024_Economic_MW_After Competition Groups_21 | Minimize Hot and Warm Clothes Wash | 0.6824% | 0 | 5.7247 | Residential_2024_Economic_MW_After Competition Groups_Minimize Hot and Warm Clothes Wash
Residential | Res ¦ Duct Insulation MF | 2024 | Technical | MW | After Competition Groups | 10.3928 | 0 | 0 | 1540.6755 | 0.0067456 | 30 | Residential_2024_Technical_MW_After Competition Groups_30 | Duct Insulation MF | 0.6746% | 0 | 10.3928 | Residential_2024_Technical_MW_After Competition Groups_Duct Insulation MF
Residential | Res ¦ Energy Star Dehumidifier | 2024 | Technical | MW | After Competition Groups | 10.1431 | 0 | 0 | 1540.6755 | 0.0065835 | 31 | Residential_2024_Technical_MW_After Competition Groups_31 | Energy Star Dehumidifier | 0.6584% | 0 | 10.1431 | Residential_2024_Technical_MW_After Competition Groups_Energy Star Dehumidifier
Residential | Res ¦ Energy Star Light Fixture | 2024 | Achievable | MW | After Competition Groups | 0.48901 | 0 | 0 | 74.7376 | 0.006543 | 22 | Residential_2024_Achievable_MW_After Competition Groups_22 | Energy Star Light Fixture | 0.6543% | 0 | 0.48901 | Residential_2024_Achievable_MW_After Competition Groups_Energy Star Light Fixture
Residential | Res ¦ Lighting Motion Sensors, Timers, Dimmers | 2024 | Technical | MW | After Competition Groups | 9.546 | 0 | 0 | 1540.6755 | 0.006196 | 32 | Residential_2024_Technical_MW_After Competition Groups_32 | Lighting Motion Sensors, Timers, Dimmers | 0.6196% | 0 | 9.546 | Residential_2024_Technical_MW_After Competition Groups_Lighting Motion Sensors, Timers, Dimmers
Residential | Res ¦ Duct Insulation | 2024 | Achievable | MW | After Competition Groups | 0.45534 | 0 | 0 | 74.7376 | 0.0060925 | 23 | Residential_2024_Achievable_MW_After Competition Groups_23 | Duct Insulation | 0.6093% | 0 | 0.45534 | Residential_2024_Achievable_MW_After Competition Groups_Duct Insulation
Residential | Res ¦ Minimize Hot and Warm Clothes Wash | 2024 | Achievable | MW | After Competition Groups | 0.42978 | 0 | 0 | 74.7376 | 0.0057506 | 24 | Residential_2024_Achievable_MW_After Competition Groups_24 | Minimize Hot and Warm Clothes Wash | 0.5751% | 0 | 0.42978 | Residential_2024_Achievable_MW_After Competition Groups_Minimize Hot and Warm Clothes Wash
Residential | Res ¦ Air Sealing | 2024 | Achievable | MW | After Competition Groups | 0.41057 | 0 | 0 | 74.7376 | 0.0054935 | 25 | Residential_2024_Achievable_MW_After Competition Groups_25 | Air Sealing | 0.5494% | 0 | 0.41057 | Residential_2024_Achievable_MW_After Competition Groups_Air Sealing
Residential | Res ¦ INTEGRAL LED TROFFERS | 2024 | Technical | MW | After Competition Groups | 8.4205 | 0 | 0 | 1540.6755 | 0.0054655 | 33 | Residential_2024_Technical_MW_After Competition Groups_33 | INTEGRAL LED TROFFERS | 0.5465% | 0 | 8.4205 | Residential_2024_Technical_MW_After Competition Groups_INTEGRAL LED TROFFERS
Residential | Res ¦ Energy Star Torchiere | 2024 | Economic | MW | After Competition Groups | 4.4313 | 0 | 0 | 838.8926 | 0.0052824 | 22 | Residential_2024_Economic_MW_After Competition Groups_22 | Energy Star Torchiere | 0.5282% | 0 | 4.4313 | Residential_2024_Economic_MW_After Competition Groups_Energy Star Torchiere
Residential | Res ¦ Floor Insulation | 2024 | Achievable | MW | After Competition Groups | 0.39016 | 0 | 0 | 74.7376 | 0.0052204 | 26 | Residential_2024_Achievable_MW_After Competition Groups_26 | Floor Insulation | 0.522% | 0 | 0.39016 | Residential_2024_Achievable_MW_After Competition Groups_Floor Insulation
Residential | Res ¦ Energy Star Windows | 2024 | Technical | MW | After Competition Groups | 7.9236 | 0 | 0 | 1540.6755 | 0.005143 | 34 | Residential_2024_Technical_MW_After Competition Groups_34 | Energy Star Windows | 0.5143% | 0 | 7.9236 | Residential_2024_Technical_MW_After Competition Groups_Energy Star Windows
Residential | Res ¦ Energy Star Light Fixture | 2024 | Technical | MW | After Competition Groups | 7.5902 | 0 | 0 | 1540.6755 | 0.0049266 | 35 | Residential_2024_Technical_MW_After Competition Groups_35 | Energy Star Light Fixture | 0.4927% | 0 | 7.5902 | Residential_2024_Technical_MW_After Competition Groups_Energy Star Light Fixture
Residential | Res ¦ Furnace with ECM | 2024 | Technical | MW | After Competition Groups | 7.54 | 0 | 0 | 1540.6755 | 0.004894 | 36 | Residential_2024_Technical_MW_After Competition Groups_36 | Furnace with ECM | 0.4894% | 0 | 7.54 | Residential_2024_Technical_MW_After Competition Groups_Furnace with ECM
Residential | Res ¦ Furnace Whistle | 2024 | Achievable | MW | After Competition Groups | 0.29606 | 0 | 0 | 74.7376 | 0.0039614 | 27 | Residential_2024_Achievable_MW_After Competition Groups_27 | Furnace Whistle | 0.3961% | 0 | 0.29606 | Residential_2024_Achievable_MW_After Competition Groups_Furnace Whistle
Residential | Res ¦ Minimize Hot and Warm Clothes Wash | 2024 | Technical | MW | After Competition Groups | 5.7247 | 0 | 0 | 1540.6755 | 0.0037157 | 37 | Residential_2024_Technical_MW_After Competition Groups_37 | Minimize Hot and Warm Clothes Wash | 0.3716% | 0 | 5.7247 | Residential_2024_Technical_MW_After Competition Groups_Minimize Hot and Warm Clothes Wash
Residential | Res ¦ Outside Air Economizer | 2024 | Economic | MW | After Competition Groups | 2.9733 | 0 | 0 | 838.8926 | 0.0035444 | 23 | Residential_2024_Economic_MW_After Competition Groups_23 | Outside Air Economizer | 0.3544% | 0 | 2.9733 | Residential_2024_Economic_MW_After Competition Groups_Outside Air Economizer
Residential | Res ¦ LED Parking Lot Fixture | 2024 | Achievable | MW | After Competition Groups | 0.25962 | 0 | 0 | 74.7376 | 0.0034738 | 28 | Residential_2024_Achievable_MW_After Competition Groups_28 | LED Parking Lot Fixture | 0.3474% | 0 | 0.25962 | Residential_2024_Achievable_MW_After Competition Groups_LED Parking Lot Fixture
Residential | Res ¦ Comprehensive Draft Proofing | 2024 | Achievable | MW | After Competition Groups | 0.25576 | 0 | 0 | 74.7376 | 0.0034221 | 29 | Residential_2024_Achievable_MW_After Competition Groups_29 | Comprehensive Draft Proofing | 0.3422% | 0 | 0.25576 | Residential_2024_Achievable_MW_After Competition Groups_Comprehensive Draft Proofing
Residential | Res ¦ Wall Insulation | 2024 | Achievable | MW | After Competition Groups | 0.25441 | 0 | 0 | 74.7376 | 0.003404 | 30 | Residential_2024_Achievable_MW_After Competition Groups_30 | Wall Insulation | 0.3404% | 0 | 0.25441 | Residential_2024_Achievable_MW_After Competition Groups_Wall Insulation
Residential | Res ¦ Variable Frequency Drive (VFD) | 2024 | Achievable | MW | After Competition Groups | 0.24802 | 0 | 0 | 74.7376 | 0.0033186 | 31 | Residential_2024_Achievable_MW_After Competition Groups_31 | Variable Frequency Drive (VFD) | 0.3319% | 0 | 0.24802 | Residential_2024_Achievable_MW_After Competition Groups_Variable Frequency Drive (VFD)
Residential | Res ¦ Energy Star Light Fixture | 2024 | Economic | MW | After Competition Groups | 2.7111 | 0 | 0 | 838.8926 | 0.0032318 | 24 | Residential_2024_Economic_MW_After Competition Groups_24 | Energy Star Light Fixture | 0.3232% | 0 | 2.7111 | Residential_2024_Economic_MW_After Competition Groups_Energy Star Light Fixture
Residential | Res ¦ Passive Attic Ventilation | 2024 | Technical | MW | After Competition Groups | 4.9015 | 0 | 0 | 1540.6755 | 0.0031814 | 38 | Residential_2024_Technical_MW_After Competition Groups_38 | Passive Attic Ventilation | 0.3181% | 0 | 4.9015 | Residential_2024_Technical_MW_After Competition Groups_Passive Attic Ventilation
Residential | Res ¦ Demand Control Ventilation | 2024 | Economic | MW | After Competition Groups | 2.644 | 0 | 0 | 838.8926 | 0.0031517 | 25 | Residential_2024_Economic_MW_After Competition Groups_25 | Demand Control Ventilation | 0.3152% | 0 | 2.644 | Residential_2024_Economic_MW_After Competition Groups_Demand Control Ventilation
Residential | Res ¦ CO Sensors for parking garage exhaust fans | 2024 | Achievable | MW | After Competition Groups | 0.22207 | 0 | 0 | 74.7376 | 0.0029714 | 32 | Residential_2024_Achievable_MW_After Competition Groups_32 | CO Sensors for parking garage exhaust fans | 0.2971% | 0 | 0.22207 | Residential_2024_Achievable_MW_After Competition Groups_CO Sensors for parking garage exhaust fans
Residential | Res ¦ Furnace Whistle | 2024 | Economic | MW | After Competition Groups | 2.4795 | 0 | 0 | 838.8926 | 0.0029557 | 26 | Residential_2024_Economic_MW_After Competition Groups_26 | Furnace Whistle | 0.2956% | 0 | 2.4795 | Residential_2024_Economic_MW_After Competition Groups_Furnace Whistle
Residential | Res ¦ Energy Star Torchiere | 2024 | Technical | MW | After Competition Groups | 4.4313 | 0 | 0 | 1540.6755 | 0.0028762 | 39 | Residential_2024_Technical_MW_After Competition Groups_39 | Energy Star Torchiere | 0.2876% | 0 | 4.4313 | Residential_2024_Technical_MW_After Competition Groups_Energy Star Torchiere
Residential | Res ¦ Home Energy Reports | 2024 | Technical | MW | After Competition Groups | 3.9898 | 0 | 0 | 1540.6755 | 0.0025896 | 40 | Residential_2024_Technical_MW_After Competition Groups_40 | Home Energy Reports | 0.259% | 0 | 3.9898 | Residential_2024_Technical_MW_After Competition Groups_Home Energy Reports
Residential | Res ¦ Comprehensive Draft Proofing | 2024 | Economic | MW | After Competition Groups | 2.142 | 0 | 0 | 838.8926 | 0.0025534 | 27 | Residential_2024_Economic_MW_After Competition Groups_27 | Comprehensive Draft Proofing | 0.2553% | 0 | 2.142 | Residential_2024_Economic_MW_After Competition Groups_Comprehensive Draft Proofing
Residential | Res ¦ Variable Frequency Drive (VFD) | 2024 | Economic | MW | After Competition Groups | 2.0773 | 0 | 0 | 838.8926 | 0.0024763 | 28 | Residential_2024_Economic_MW_After Competition Groups_28 | Variable Frequency Drive (VFD) | 0.2476% | 0 | 2.0773 | Residential_2024_Economic_MW_After Competition Groups_Variable Frequency Drive (VFD)
Residential | Res ¦ Early Hot Water Heater Replacement | 2024 | Technical | MW | After Competition Groups | 3.7024 | 0 | 0 | 1540.6755 | 0.0024031 | 41 | Residential_2024_Technical_MW_After Competition Groups_41 | Early Hot Water Heater Replacement | 0.2403% | 0 | 3.7024 | Residential_2024_Technical_MW_After Competition Groups_Early Hot Water Heater Replacement
Residential | Res ¦ Demand Control Ventilation | 2024 | Achievable | MW | After Competition Groups | 0.17654 | 0 | 0 | 74.7376 | 0.0023621 | 33 | Residential_2024_Achievable_MW_After Competition Groups_33 | Demand Control Ventilation | 0.2362% | 0 | 0.17654 | Residential_2024_Achievable_MW_After Competition Groups_Demand Control Ventilation
Residential | Res ¦ Duct Insulation MF | 2024 | Achievable | MW | After Competition Groups | 0.171 | 0 | 0 | 74.7376 | 0.002288 | 34 | Residential_2024_Achievable_MW_After Competition Groups_34 | Duct Insulation MF | 0.2288% | 0 | 0.171 | Residential_2024_Achievable_MW_After Competition Groups_Duct Insulation MF
Residential | Res ¦ ENERGY STAR LED LAMPS (REFLECTOR LAMPs/MR16/PAR 16) | 2024 | Economic | MW | After Competition Groups | 1.9119 | 0 | 0 | 838.8926 | 0.0022791 | 29 | Residential_2024_Economic_MW_After Competition Groups_29 | ENERGY STAR LED LAMPS (REFLECTOR LAMPs/MR16/PAR 16) | 0.2279% | 0 | 1.9119 | Residential_2024_Economic_MW_After Competition Groups_ENERGY STAR LED LAMPS (REFLECTOR LAMPs/MR16/PAR 16)
Residential | Res ¦ High Efficiency Chiller (avg of water and air cooled) | 2024 | Economic | MW | After Competition Groups | 1.883 | 0 | 0 | 838.8926 | 0.0022446 | 30 | Residential_2024_Economic_MW_After Competition Groups_30 | High Efficiency Chiller (avg of water and air cooled) | 0.2245% | 0 | 1.883 | Residential_2024_Economic_MW_After Competition Groups_High Efficiency Chiller (avg of water and air cooled)
Residential | Res ¦ CO Sensors for parking garage exhaust fans | 2024 | Economic | MW | After Competition Groups | 1.8759 | 0 | 0 | 838.8926 | 0.0022362 | 31 | Residential_2024_Economic_MW_After Competition Groups_31 | CO Sensors for parking garage exhaust fans | 0.2236% | 0 | 1.8759 | Residential_2024_Economic_MW_After Competition Groups_CO Sensors for parking garage exhaust fans
Residential | Res ¦ LED Tube Re-Lamp | 2024 | Achievable | MW | After Competition Groups | 0.16101 | 0 | 0 | 74.7376 | 0.0021543 | 35 | Residential_2024_Achievable_MW_After Competition Groups_35 | LED Tube Re-Lamp | 0.2154% | 0 | 0.16101 | Residential_2024_Achievable_MW_After Competition Groups_LED Tube Re-Lamp
Residential | Res ¦ Air Source Heat Pump Maintenance | 2024 | Technical | MW | After Competition Groups | 3.275 | 0 | 0 | 1540.6755 | 0.0021257 | 42 | Residential_2024_Technical_MW_After Competition Groups_42 | Air Source Heat Pump Maintenance | 0.2126% | 0 | 3.275 | Residential_2024_Technical_MW_After Competition Groups_Air Source Heat Pump Maintenance
Residential | Res ¦ Water Heater Temperature Setback | 2024 | Achievable | MW | After Competition Groups | 0.15513 | 0 | 0 | 74.7376 | 0.0020756 | 36 | Residential_2024_Achievable_MW_After Competition Groups_36 | Water Heater Temperature Setback | 0.2076% | 0 | 0.15513 | Residential_2024_Achievable_MW_After Competition Groups_Water Heater Temperature Setback
Residential | Res ¦ Outside Air Economizer | 2024 | Technical | MW | After Competition Groups | 2.9733 | 0 | 0 | 1540.6755 | 0.0019299 | 43 | Residential_2024_Technical_MW_After Competition Groups_43 | Outside Air Economizer | 0.193% | 0 | 2.9733 | Residential_2024_Technical_MW_After Competition Groups_Outside Air Economizer
Residential | Res ¦ LED Downlight | 2024 | Technical | MW | After Competition Groups | 2.9469 | 0 | 0 | 1540.6755 | 0.0019127 | 44 | Residential_2024_Technical_MW_After Competition Groups_44 | LED Downlight | 0.1913% | 0 | 2.9469 | Residential_2024_Technical_MW_After Competition Groups_LED Downlight
Residential | Res ¦ ENERGY STAR LED Lamps (General Service Lamps) | 2024 | Achievable | MW | After Competition Groups | 0.13254 | 0 | 0 | 74.7376 | 0.0017734 | 37 | Residential_2024_Achievable_MW_After Competition Groups_37 | ENERGY STAR LED Lamps (General Service Lamps) | 0.1773% | 0 | 0.13254 | Residential_2024_Achievable_MW_After Competition Groups_ENERGY STAR LED Lamps (General Service Lamps)
Residential | Res ¦ Demand Control Ventilation | 2024 | Technical | MW | After Competition Groups | 2.644 | 0 | 0 | 1540.6755 | 0.0017161 | 45 | Residential_2024_Technical_MW_After Competition Groups_45 | Demand Control Ventilation | 0.1716% | 0 | 2.644 | Residential_2024_Technical_MW_After Competition Groups_Demand Control Ventilation
Residential | Res ¦ Drain Water Heat Recovery | 2024 | Technical | MW | After Competition Groups | 2.4853 | 0 | 0 | 1540.6755 | 0.0016131 | 46 | Residential_2024_Technical_MW_After Competition Groups_46 | Drain Water Heat Recovery | 0.1613% | 0 | 2.4853 | Residential_2024_Technical_MW_After Competition Groups_Drain Water Heat Recovery
Residential | Res ¦ Furnace Whistle | 2024 | Technical | MW | After Competition Groups | 2.4795 | 0 | 0 | 1540.6755 | 0.0016094 | 47 | Residential_2024_Technical_MW_After Competition Groups_47 | Furnace Whistle | 0.1609% | 0 | 2.4795 | Residential_2024_Technical_MW_After Competition Groups_Furnace Whistle
Residential | Res ¦ Water Heater Temperature Setback | 2024 | Economic | MW | After Competition Groups | 1.2992 | 0 | 0 | 838.8926 | 0.0015487 | 32 | Residential_2024_Economic_MW_After Competition Groups_32 | Water Heater Temperature Setback | 0.1549% | 0 | 1.2992 | Residential_2024_Economic_MW_After Competition Groups_Water Heater Temperature Setback
Residential | Res ¦ Window Film | 2024 | Technical | MW | After Competition Groups | 2.2969 | 0 | 0 | 1540.6755 | 0.0014908 | 48 | Residential_2024_Technical_MW_After Competition Groups_48 | Window Film | 0.1491% | 0 | 2.2969 | Residential_2024_Technical_MW_After Competition Groups_Window Film
Residential | Res ¦ LED Exterior Area Lights - LED Fixture (200W) | 2024 | Achievable | MW | After Competition Groups | 0.11078 | 0 | 0 | 74.7376 | 0.0014823 | 38 | Residential_2024_Achievable_MW_After Competition Groups_38 | LED Exterior Area Lights - LED Fixture (200W) | 0.1482% | 0 | 0.11078 | Residential_2024_Achievable_MW_After Competition Groups_LED Exterior Area Lights - LED Fixture (200W)
Residential | Res ¦ Energy Star Freezer | 2024 | Technical | MW | After Competition Groups | 2.2411 | 0 | 0 | 1540.6755 | 0.0014546 | 49 | Residential_2024_Technical_MW_After Competition Groups_49 | Energy Star Freezer | 0.1455% | 0 | 2.2411 | Residential_2024_Technical_MW_After Competition Groups_Energy Star Freezer
Residential | Res ¦ Comprehensive Draft Proofing | 2024 | Technical | MW | After Competition Groups | 2.142 | 0 | 0 | 1540.6755 | 0.0013903 | 50 | Residential_2024_Technical_MW_After Competition Groups_50 | Comprehensive Draft Proofing | 0.139% | 0 | 2.142 | Residential_2024_Technical_MW_After Competition Groups_Comprehensive Draft Proofing
Residential | Res ¦ Variable Frequency Drive (VFD) | 2024 | Technical | MW | After Competition Groups | 2.0773 | 0 | 0 | 1540.6755 | 0.0013483 | 51 | Residential_2024_Technical_MW_After Competition Groups_51 | Variable Frequency Drive (VFD) | 0.1348% | 0 | 2.0773 | Residential_2024_Technical_MW_After Competition Groups_Variable Frequency Drive (VFD)
Residential | Res ¦ ENERGY STAR LED LAMPS (REFLECTOR LAMPs/MR16/PAR 16) | 2024 | Technical | MW | After Competition Groups | 1.9119 | 0 | 0 | 1540.6755 | 0.001241 | 52 | Residential_2024_Technical_MW_After Competition Groups_52 | ENERGY STAR LED LAMPS (REFLECTOR LAMPs/MR16/PAR 16) | 0.1241% | 0 | 1.9119 | Residential_2024_Technical_MW_After Competition Groups_ENERGY STAR LED LAMPS (REFLECTOR LAMPs/MR16/PAR 16)
Residential | Res ¦ High Efficiency Chiller (avg of water and air cooled) | 2024 | Technical | MW | After Competition Groups | 1.883 | 0 | 0 | 1540.6755 | 0.0012222 | 53 | Residential_2024_Technical_MW_After Competition Groups_53 | High Efficiency Chiller (avg of water and air cooled) | 0.1222% | 0 | 1.883 | Residential_2024_Technical_MW_After Competition Groups_High Efficiency Chiller (avg of water and air cooled)
Residential | Res ¦ CO Sensors for parking garage exhaust fans | 2024 | Technical | MW | After Competition Groups | 1.8759 | 0 | 0 | 1540.6755 | 0.0012176 | 54 | Residential_2024_Technical_MW_After Competition Groups_54 | CO Sensors for parking garage exhaust fans | 0.1218% | 0 | 1.8759 | Residential_2024_Technical_MW_After Competition Groups_CO Sensors for parking garage exhaust fans
Residential | Res ¦ DHW Recirculation Systems | 2024 | Technical | MW | After Competition Groups | 1.6093 | 0 | 0 | 1540.6755 | 0.0010446 | 55 | Residential_2024_Technical_MW_After Competition Groups_55 | DHW Recirculation Systems | 0.1045% | 0 | 1.6093 | Residential_2024_Technical_MW_After Competition Groups_DHW Recirculation Systems
Residential | Res ¦ Home Energy Reports | 2024 | Achievable | MW | After Competition Groups | 0.077841 | 0 | 0 | 74.7376 | 0.0010415 | 39 | Residential_2024_Achievable_MW_After Competition Groups_39 | Home Energy Reports | 0.1042% | 0 | 0.077841 | Residential_2024_Achievable_MW_After Competition Groups_Home Energy Reports
Residential | Res ¦ VFD on Pumps | 2024 | Achievable | MW | After Competition Groups | 0.076269 | 0 | 0 | 74.7376 | 0.0010205 | 40 | Residential_2024_Achievable_MW_After Competition Groups_40 | VFD on Pumps | 0.102% | 0 | 0.076269 | Residential_2024_Achievable_MW_After Competition Groups_VFD on Pumps
Residential | Res ¦ Central Lighting Control System | 2024 | Technical | MW | After Competition Groups | 1.4428 | 0 | 0 | 1540.6755 | 0.00093645 | 56 | Residential_2024_Technical_MW_After Competition Groups_56 | Central Lighting Control System | 0.09364% | 0 | 1.4428 | Residential_2024_Technical_MW_After Competition Groups_Central Lighting Control System
Residential | Res ¦ Home Energy Reports | 2024 | Economic | MW | After Competition Groups | 0.77841 | 0 | 0 | 838.8926 | 0.0009279 | 33 | Residential_2024_Economic_MW_After Competition Groups_33 | Home Energy Reports | 0.09279% | 0 | 0.77841 | Residential_2024_Economic_MW_After Competition Groups_Home Energy Reports
Residential | Res ¦ LED Parking Lot Fixture | 2024 | Economic | MW | After Competition Groups | 0.75376 | 0 | 0 | 838.8926 | 0.00089852 | 34 | Residential_2024_Economic_MW_After Competition Groups_34 | LED Parking Lot Fixture | 0.08985% | 0 | 0.75376 | Residential_2024_Economic_MW_After Competition Groups_LED Parking Lot Fixture
Residential | Res ¦ Heat Recovery Ventilator | 2024 | Economic | MW | After Competition Groups | 0.73499 | 0 | 0 | 838.8926 | 0.00087614 | 35 | Residential_2024_Economic_MW_After Competition Groups_35 | Heat Recovery Ventilator | 0.08761% | 0 | 0.73499 | Residential_2024_Economic_MW_After Competition Groups_Heat Recovery Ventilator
Residential | Res ¦ Water Heater Temperature Setback | 2024 | Technical | MW | After Competition Groups | 1.2992 | 0 | 0 | 1540.6755 | 0.00084327 | 57 | Residential_2024_Technical_MW_After Competition Groups_57 | Water Heater Temperature Setback | 0.08433% | 0 | 1.2992 | Residential_2024_Technical_MW_After Competition Groups_Water Heater Temperature Setback
Residential | Res ¦ Condensing Make Up Air Unit | 2024 | Achievable | MW | After Competition Groups | 0.060005 | 0 | 0 | 74.7376 | 0.00080287 | 41 | Residential_2024_Achievable_MW_After Competition Groups_41 | Condensing Make Up Air Unit | 0.08029% | 0 | 0.060005 | Residential_2024_Achievable_MW_After Competition Groups_Condensing Make Up Air Unit
Residential | Res ¦ LED Tube Re-Lamp | 2024 | Technical | MW | After Competition Groups | 1.1822 | 0 | 0 | 1540.6755 | 0.00076731 | 58 | Residential_2024_Technical_MW_After Competition Groups_58 | LED Tube Re-Lamp | 0.07673% | 0 | 1.1822 | Residential_2024_Technical_MW_After Competition Groups_LED Tube Re-Lamp
Residential | Res ¦ VFD on Pumps | 2024 | Economic | MW | After Competition Groups | 0.6388 | 0 | 0 | 838.8926 | 0.00076148 | 36 | Residential_2024_Economic_MW_After Competition Groups_36 | VFD on Pumps | 0.07615% | 0 | 0.6388 | Residential_2024_Economic_MW_After Competition Groups_VFD on Pumps
Residential | Res ¦ Heat Pump Water Heater | 2024 | Technical | MW | After Competition Groups | 1.125 | 0 | 0 | 1540.6755 | 0.00073019 | 59 | Residential_2024_Technical_MW_After Competition Groups_59 | Heat Pump Water Heater | 0.07302% | 0 | 1.125 | Residential_2024_Technical_MW_After Competition Groups_Heat Pump Water Heater
Residential | Res ¦ Energy Star Ceiling Fan/Lighting | 2024 | Technical | MW | After Competition Groups | 0.99727 | 0 | 0 | 1540.6755 | 0.00064729 | 60 | Residential_2024_Technical_MW_After Competition Groups_60 | Energy Star Ceiling Fan/Lighting | 0.06473% | 0 | 0.99727 | Residential_2024_Technical_MW_After Competition Groups_Energy Star Ceiling Fan/Lighting
Residential | Res ¦ Heat Recovery Ventilator | 2024 | Technical | MW | After Competition Groups | 0.75976 | 0 | 0 | 1540.6755 | 0.00049314 | 61 | Residential_2024_Technical_MW_After Competition Groups_61 | Heat Recovery Ventilator | 0.04931% | 0 | 0.75976 | Residential_2024_Technical_MW_After Competition Groups_Heat Recovery Ventilator
Residential | Res ¦ LED Parking Lot Fixture | 2024 | Technical | MW | After Competition Groups | 0.75376 | 0 | 0 | 1540.6755 | 0.00048924 | 62 | Residential_2024_Technical_MW_After Competition Groups_62 | LED Parking Lot Fixture | 0.04892% | 0 | 0.75376 | Residential_2024_Technical_MW_After Competition Groups_LED Parking Lot Fixture
Residential | Res ¦ ECM MOTORS FOR HVAC APPLICATION (FAN-POWERED VAV BOX) | 2024 | Achievable | MW | After Competition Groups | 0.036025 | 0 | 0 | 74.7376 | 0.00048202 | 42 | Residential_2024_Achievable_MW_After Competition Groups_42 | ECM MOTORS FOR HVAC APPLICATION (FAN-POWERED VAV BOX) | 0.0482% | 0 | 0.036025 | Residential_2024_Achievable_MW_After Competition Groups_ECM MOTORS FOR HVAC APPLICATION (FAN-POWERED VAV BOX)
Residential | Res ¦ Condensing Make Up Air Unit | 2024 | Economic | MW | After Competition Groups | 0.34847 | 0 | 0 | 838.8926 | 0.0004154 | 37 | Residential_2024_Economic_MW_After Competition Groups_37 | Condensing Make Up Air Unit | 0.04154% | 0 | 0.34847 | Residential_2024_Economic_MW_After Competition Groups_Condensing Make Up Air Unit
Residential | Res ¦ VFD on Pumps | 2024 | Technical | MW | After Competition Groups | 0.6388 | 0 | 0 | 1540.6755 | 0.00041462 | 63 | Residential_2024_Technical_MW_After Competition Groups_63 | VFD on Pumps | 0.04146% | 0 | 0.6388 | Residential_2024_Technical_MW_After Competition Groups_VFD on Pumps
Residential | Res ¦ LED Exterior Area Lights - LED Fixture (200W) | 2024 | Economic | MW | After Competition Groups | 0.34324 | 0 | 0 | 838.8926 | 0.00040916 | 38 | Residential_2024_Economic_MW_After Competition Groups_38 | LED Exterior Area Lights - LED Fixture (200W) | 0.04092% | 0 | 0.34324 | Residential_2024_Economic_MW_After Competition Groups_LED Exterior Area Lights - LED Fixture (200W)
Residential | Res ¦ ENERGY STAR LED Lamps (General Service Lamps) | 2024 | Economic | MW | After Competition Groups | 0.31615 | 0 | 0 | 838.8926 | 0.00037687 | 39 | Residential_2024_Economic_MW_After Competition Groups_39 | ENERGY STAR LED Lamps (General Service Lamps) | 0.03769% | 0 | 0.31615 | Residential_2024_Economic_MW_After Competition Groups_ENERGY STAR LED Lamps (General Service Lamps)
Residential | Res ¦ ECM MOTORS FOR HVAC APPLICATION (FAN-POWERED VAV BOX) | 2024 | Economic | MW | After Competition Groups | 0.31252 | 0 | 0 | 838.8926 | 0.00037254 | 40 | Residential_2024_Economic_MW_After Competition Groups_40 | ECM MOTORS FOR HVAC APPLICATION (FAN-POWERED VAV BOX) | 0.03725% | 0 | 0.31252 | Residential_2024_Economic_MW_After Competition Groups_ECM MOTORS FOR HVAC APPLICATION (FAN-POWERED VAV BOX)
Residential | Res ¦ Energy Star Dishwasher | 2024 | Technical | MW | After Competition Groups | 0.57018 | 0 | 0 | 1540.6755 | 0.00037009 | 64 | Residential_2024_Technical_MW_After Competition Groups_64 | Energy Star Dishwasher | 0.03701% | 0 | 0.57018 | Residential_2024_Technical_MW_After Competition Groups_Energy Star Dishwasher
Residential | Res ¦ HVAC Optimization | 2024 | Technical | MW | After Competition Groups | 0.40363 | 0 | 0 | 1540.6755 | 0.00026198 | 65 | Residential_2024_Technical_MW_After Competition Groups_65 | HVAC Optimization | 0.0262% | 0 | 0.40363 | Residential_2024_Technical_MW_After Competition Groups_HVAC Optimization
Residential | Res ¦ Basement or Crawlspace Insulation | 2024 | Economic | MW | After Competition Groups | 0.21078 | 0 | 0 | 838.8926 | 0.00025126 | 41 | Residential_2024_Economic_MW_After Competition Groups_41 | Basement or Crawlspace Insulation | 0.02513% | 0 | 0.21078 | Residential_2024_Economic_MW_After Competition Groups_Basement or Crawlspace Insulation
Residential | Res ¦ LED Tube Re-Lamp | 2024 | Economic | MW | After Competition Groups | 0.19755 | 0 | 0 | 838.8926 | 0.00023549 | 42 | Residential_2024_Economic_MW_After Competition Groups_42 | LED Tube Re-Lamp | 0.02355% | 0 | 0.19755 | Residential_2024_Economic_MW_After Competition Groups_LED Tube Re-Lamp
Residential | Res ¦ Condensing Make Up Air Unit | 2024 | Technical | MW | After Competition Groups | 0.34847 | 0 | 0 | 1540.6755 | 0.00022618 | 66 | Residential_2024_Technical_MW_After Competition Groups_66 | Condensing Make Up Air Unit | 0.02262% | 0 | 0.34847 | Residential_2024_Technical_MW_After Competition Groups_Condensing Make Up Air Unit
Residential | Res ¦ LED Exterior Area Lights - LED Fixture (200W) | 2024 | Technical | MW | After Competition Groups | 0.34324 | 0 | 0 | 1540.6755 | 0.00022279 | 67 | Residential_2024_Technical_MW_After Competition Groups_67 | LED Exterior Area Lights - LED Fixture (200W) | 0.02228% | 0 | 0.34324 | Residential_2024_Technical_MW_After Competition Groups_LED Exterior Area Lights - LED Fixture (200W)
Residential | Res ¦ Beverage Vending Machine Controls | 2024 | Achievable | MW | After Competition Groups | 0.016169 | 0 | 0 | 74.7376 | 0.00021634 | 43 | Residential_2024_Achievable_MW_After Competition Groups_43 | Beverage Vending Machine Controls | 0.02163% | 0 | 0.016169 | Residential_2024_Achievable_MW_After Competition Groups_Beverage Vending Machine Controls
Residential | Res ¦ ENERGY STAR LED Lamps (General Service Lamps) | 2024 | Technical | MW | After Competition Groups | 0.31615 | 0 | 0 | 1540.6755 | 0.00020521 | 68 | Residential_2024_Technical_MW_After Competition Groups_68 | ENERGY STAR LED Lamps (General Service Lamps) | 0.02052% | 0 | 0.31615 | Residential_2024_Technical_MW_After Competition Groups_ENERGY STAR LED Lamps (General Service Lamps)
Residential | Res ¦ Beverage Vending Machine Controls | 2024 | Economic | MW | After Competition Groups | 0.17063 | 0 | 0 | 838.8926 | 0.0002034 | 43 | Residential_2024_Economic_MW_After Competition Groups_43 | Beverage Vending Machine Controls | 0.02034% | 0 | 0.17063 | Residential_2024_Economic_MW_After Competition Groups_Beverage Vending Machine Controls
Residential | Res ¦ ECM MOTORS FOR HVAC APPLICATION (FAN-POWERED VAV BOX) | 2024 | Technical | MW | After Competition Groups | 0.31252 | 0 | 0 | 1540.6755 | 0.00020284 | 69 | Residential_2024_Technical_MW_After Competition Groups_69 | ECM MOTORS FOR HVAC APPLICATION (FAN-POWERED VAV BOX) | 0.02028% | 0 | 0.31252 | Residential_2024_Technical_MW_After Competition Groups_ECM MOTORS FOR HVAC APPLICATION (FAN-POWERED VAV BOX)
Residential | Res ¦ Solar Powered Attic Fan | 2024 | Technical | MW | After Competition Groups | 0.26019 | 0 | 0 | 1540.6755 | 0.00016888 | 70 | Residential_2024_Technical_MW_After Competition Groups_70 | Solar Powered Attic Fan | 0.01689% | 0 | 0.26019 | Residential_2024_Technical_MW_After Competition Groups_Solar Powered Attic Fan
Residential | Res ¦ Wall Insulation MF | 2024 | Technical | MW | After Competition Groups | 0.20395 | 0 | 0 | 1540.6755 | 0.00013238 | 71 | Residential_2024_Technical_MW_After Competition Groups_71 | Wall Insulation MF | 0.01324% | 0 | 0.20395 | Residential_2024_Technical_MW_After Competition Groups_Wall Insulation MF
Residential | Res ¦ Chilled Water Optimization | 2024 | Achievable | MW | After Competition Groups | 0.009148 | 0 | 0 | 74.7376 | 0.0001224 | 44 | Residential_2024_Achievable_MW_After Competition Groups_44 | Chilled Water Optimization | 0.01224% | 0 | 0.009148 | Residential_2024_Achievable_MW_After Competition Groups_Chilled Water Optimization
Residential | Res ¦ Beverage Vending Machine Controls | 2024 | Technical | MW | After Competition Groups | 0.17063 | 0 | 0 | 1540.6755 | 0.00011075 | 72 | Residential_2024_Technical_MW_After Competition Groups_72 | Beverage Vending Machine Controls | 0.01108% | 0 | 0.17063 | Residential_2024_Technical_MW_After Competition Groups_Beverage Vending Machine Controls
Residential | Res ¦ Heat Recovery Ventilator | 2024 | Achievable | MW | After Competition Groups | 0.0076654 | 0 | 0 | 74.7376 | 0.00010256 | 45 | Residential_2024_Achievable_MW_After Competition Groups_45 | Heat Recovery Ventilator | 0.01026% | 0 | 0.0076654 | Residential_2024_Achievable_MW_After Competition Groups_Heat Recovery Ventilator
Residential | Res ¦ Energy Star Windows | 2024 | Achievable | MW | After Competition Groups | 0.0050772 | 0 | 0 | 74.7376 | 6.7934e-05 | 46 | Residential_2024_Achievable_MW_After Competition Groups_46 | Energy Star Windows | 0.006793% | 0 | 0.0050772 | Residential_2024_Achievable_MW_After Competition Groups_Energy Star Windows
Residential | Res ¦ Chilled Water Optimization | 2024 | Economic | MW | After Competition Groups | 0.049756 | 0 | 0 | 838.8926 | 5.9312e-05 | 44 | Residential_2024_Economic_MW_After Competition Groups_44 | Chilled Water Optimization | 0.005931% | 0 | 0.049756 | Residential_2024_Economic_MW_After Competition Groups_Chilled Water Optimization
Residential | Res ¦ Basement or Crawlspace Insulation | 2024 | Achievable | MW | After Competition Groups | 0.0044189 | 0 | 0 | 74.7376 | 5.9125e-05 | 47 | Residential_2024_Achievable_MW_After Competition Groups_47 | Basement or Crawlspace Insulation | 0.005912% | 0 | 0.0044189 | Residential_2024_Achievable_MW_After Competition Groups_Basement or Crawlspace Insulation
Residential | Res ¦ Energy Star Windows | 2024 | Economic | MW | After Competition Groups | 0.042554 | 0 | 0 | 838.8926 | 5.0726e-05 | 45 | Residential_2024_Economic_MW_After Competition Groups_45 | Energy Star Windows | 0.005073% | 0 | 0.042554 | Residential_2024_Economic_MW_After Competition Groups_Energy Star Windows
Residential | Res ¦ Tankless Water Heater | 2024 | Technical | MW | After Competition Groups | 0.070039 | 0 | 0 | 1540.6755 | 4.546e-05 | 73 | Residential_2024_Technical_MW_After Competition Groups_73 | Tankless Water Heater | 0.004546% | 0 | 0.070039 | Residential_2024_Technical_MW_After Competition Groups_Tankless Water Heater
Residential | Res ¦ Chilled Water Optimization | 2024 | Technical | MW | After Competition Groups | 0.049756 | 0 | 0 | 1540.6755 | 3.2295e-05 | 74 | Residential_2024_Technical_MW_After Competition Groups_74 | Chilled Water Optimization | 0.00323% | 0 | 0.049756 | Residential_2024_Technical_MW_After Competition Groups_Chilled Water Optimization
Residential | Res ¦ LED Recessed Downlights | 2024 | Technical | MW | After Competition Groups | 0.045082 | 0 | 0 | 1540.6755 | 2.9261e-05 | 75 | Residential_2024_Technical_MW_After Competition Groups_75 | LED Recessed Downlights | 0.002926% | 0 | 0.045082 | Residential_2024_Technical_MW_After Competition Groups_LED Recessed Downlights
Residential | Res ¦ LED High Bay Fixture | 2024 | Technical | MW | After Competition Groups | 0.038806 | 0 | 0 | 1540.6755 | 2.5188e-05 | 76 | Residential_2024_Technical_MW_After Competition Groups_76 | LED High Bay Fixture | 0.002519% | 0 | 0.038806 | Residential_2024_Technical_MW_After Competition Groups_LED High Bay Fixture
Residential | Res ¦ Wall Insulation MF | 2024 | Economic | MW | After Competition Groups | 0.016741 | 0 | 0 | 838.8926 | 1.9956e-05 | 46 | Residential_2024_Economic_MW_After Competition Groups_46 | Wall Insulation MF | 0.001996% | 0 | 0.016741 | Residential_2024_Economic_MW_After Competition Groups_Wall Insulation MF
Residential | Res ¦ Radiant Barrier | 2024 | Technical | MW | After Competition Groups | 0.015593 | 0 | 0 | 1540.6755 | 1.0121e-05 | 77 | Residential_2024_Technical_MW_After Competition Groups_77 | Radiant Barrier | 0.001012% | 0 | 0.015593 | Residential_2024_Technical_MW_After Competition Groups_Radiant Barrier
Residential | Res ¦ Wall Insulation MF | 2024 | Achievable | MW | After Competition Groups | 0.00035122 | 0 | 0 | 74.7376 | 4.6994e-06 | 48 | Residential_2024_Achievable_MW_After Competition Groups_48 | Wall Insulation MF | 0.0004699% | 0 | 0.00035122 | Residential_2024_Achievable_MW_After Competition Groups_Wall Insulation MF
Residential | Res ¦ Solar Water Preheat (Pools/DHW) | 2024 | Technical | MW | After Competition Groups | 0.0016234 | 0 | 0 | 1540.6755 | 1.0537e-06 | 78 | Residential_2024_Technical_MW_After Competition Groups_78 | Solar Water Preheat (Pools/DHW) | 0.0001054% | 0 | 0.0016234 | Residential_2024_Technical_MW_After Competition Groups_Solar Water Preheat (Pools/DHW)
Residential | Res ¦ Photocell Controls (Outdoor) | 2024 | Technical | MW | After Competition Groups | 9.097e-05 | 0 | 0 | 1540.6755 | 5.9046e-08 | 79 | Residential_2024_Technical_MW_After Competition Groups_79 | Photocell Controls (Outdoor) | 5.905e-06% | 0 | 9.097e-05 | Residential_2024_Technical_MW_After Competition Groups_Photocell Controls (Outdoor)
Residential | Res ¦ Air Source Heat Pump | 2024 | Achievable | MW | After Competition Groups | 0 | 0 | 0 | 74.7376 | 0 | 49 | Residential_2024_Achievable_MW_After Competition Groups_49 | Air Source Heat Pump | 0% | 0 | 0 | Residential_2024_Achievable_MW_After Competition Groups_Air Source Heat Pump
Residential | Res ¦ Ceiling Insulation | 2024 | Achievable | MW | After Competition Groups | 0 | 0 | 0 | 74.7376 | 0 | 50 | Residential_2024_Achievable_MW_After Competition Groups_50 | Ceiling Insulation | 0% | 0 | 0 | Residential_2024_Achievable_MW_After Competition Groups_Ceiling Insulation
Residential | Res ¦ Ceiling Insulation | 2024 | Economic | MW | After Competition Groups | 0 | 0 | 0 | 838.8926 | 0 | 47 | Residential_2024_Economic_MW_After Competition Groups_47 | Ceiling Insulation | 0% | 0 | 0 | Residential_2024_Economic_MW_After Competition Groups_Ceiling Insulation
Residential | Res ¦ DHW Recirculation Systems | 2024 | Achievable | MW | After Competition Groups | 0 | 0 | 0 | 74.7376 | 0 | 51 | Residential_2024_Achievable_MW_After Competition Groups_51 | DHW Recirculation Systems | 0% | 0 | 0 | Residential_2024_Achievable_MW_After Competition Groups_DHW Recirculation Systems
Residential | Res ¦ DHW Recirculation Systems | 2024 | Economic | MW | After Competition Groups | 0 | 0 | 0 | 838.8926 | 0 | 48 | Residential_2024_Economic_MW_After Competition Groups_48 | DHW Recirculation Systems | 0% | 0 | 0 | Residential_2024_Economic_MW_After Competition Groups_DHW Recirculation Systems
Residential | Res ¦ Drain Water Heat Recovery | 2024 | Achievable | MW | After Competition Groups | 0 | 0 | 0 | 74.7376 | 0 | 52 | Residential_2024_Achievable_MW_After Competition Groups_52 | Drain Water Heat Recovery | 0% | 0 | 0 | Residential_2024_Achievable_MW_After Competition Groups_Drain Water Heat Recovery
Residential | Res ¦ Drain Water Heat Recovery | 2024 | Economic | MW | After Competition Groups | 0 | 0 | 0 | 838.8926 | 0 | 49 | Residential_2024_Economic_MW_After Competition Groups_49 | Drain Water Heat Recovery | 0% | 0 | 0 | Residential_2024_Economic_MW_After Competition Groups_Drain Water Heat Recovery
Residential | Res ¦ Early Hot Water Heater Replacement | 2024 | Achievable | MW | After Competition Groups | 0 | 0 | 0 | 74.7376 | 0 | 53 | Residential_2024_Achievable_MW_After Competition Groups_53 | Early Hot Water Heater Replacement | 0% | 0 | 0 | Residential_2024_Achievable_MW_After Competition Groups_Early Hot Water Heater Replacement
Residential | Res ¦ Early Hot Water Heater Replacement | 2024 | Economic | MW | After Competition Groups | 0 | 0 | 0 | 838.8926 | 0 | 50 | Residential_2024_Economic_MW_After Competition Groups_50 | Early Hot Water Heater Replacement | 0% | 0 | 0 | Residential_2024_Economic_MW_After Competition Groups_Early Hot Water Heater Replacement
Residential | Res ¦ Energy Star Clothes Dryer | 2024 | Achievable | MW | After Competition Groups | 0 | 0 | 0 | 74.7376 | 0 | 54 | Residential_2024_Achievable_MW_After Competition Groups_54 | Energy Star Clothes Dryer | 0% | 0 | 0 | Residential_2024_Achievable_MW_After Competition Groups_Energy Star Clothes Dryer
Residential | Res ¦ Energy Star Clothes Dryer | 2024 | Economic | MW | After Competition Groups | 0 | 0 | 0 | 838.8926 | 0 | 51 | Residential_2024_Economic_MW_After Competition Groups_51 | Energy Star Clothes Dryer | 0% | 0 | 0 | Residential_2024_Economic_MW_After Competition Groups_Energy Star Clothes Dryer
Residential | Res ¦ Energy Star Dehumidifier | 2024 | Achievable | MW | After Competition Groups | 0 | 0 | 0 | 74.7376 | 0 | 55 | Residential_2024_Achievable_MW_After Competition Groups_55 | Energy Star Dehumidifier | 0% | 0 | 0 | Residential_2024_Achievable_MW_After Competition Groups_Energy Star Dehumidifier
Residential | Res ¦ Energy Star Dehumidifier | 2024 | Economic | MW | After Competition Groups | 0 | 0 | 0 | 838.8926 | 0 | 52 | Residential_2024_Economic_MW_After Competition Groups_52 | Energy Star Dehumidifier | 0% | 0 | 0 | Residential_2024_Economic_MW_After Competition Groups_Energy Star Dehumidifier
Residential | Res ¦ Energy Star Freezer | 2024 | Achievable | MW | After Competition Groups | 0 | 0 | 0 | 74.7376 | 0 | 56 | Residential_2024_Achievable_MW_After Competition Groups_56 | Energy Star Freezer | 0% | 0 | 0 | Residential_2024_Achievable_MW_After Competition Groups_Energy Star Freezer
Residential | Res ¦ Energy Star Freezer | 2024 | Economic | MW | After Competition Groups | 0 | 0 | 0 | 838.8926 | 0 | 53 | Residential_2024_Economic_MW_After Competition Groups_53 | Energy Star Freezer | 0% | 0 | 0 | Residential_2024_Economic_MW_After Competition Groups_Energy Star Freezer
Residential | Res ¦ Furnace with ECM | 2024 | Achievable | MW | After Competition Groups | 0 | 0 | 0 | 74.7376 | 0 | 57 | Residential_2024_Achievable_MW_After Competition Groups_57 | Furnace with ECM | 0% | 0 | 0 | Residential_2024_Achievable_MW_After Competition Groups_Furnace with ECM
Residential | Res ¦ Furnace with ECM | 2024 | Economic | MW | After Competition Groups | 0 | 0 | 0 | 838.8926 | 0 | 54 | Residential_2024_Economic_MW_After Competition Groups_54 | Furnace with ECM | 0% | 0 | 0 | Residential_2024_Economic_MW_After Competition Groups_Furnace with ECM
Residential | Res ¦ Heat Pump Water Heater | 2024 | Achievable | MW | After Competition Groups | 0 | 0 | 0 | 74.7376 | 0 | 58 | Residential_2024_Achievable_MW_After Competition Groups_58 | Heat Pump Water Heater | 0% | 0 | 0 | Residential_2024_Achievable_MW_After Competition Groups_Heat Pump Water Heater
Residential | Res ¦ Heat Pump Water Heater | 2024 | Economic | MW | After Competition Groups | 0 | 0 | 0 | 838.8926 | 0 | 55 | Residential_2024_Economic_MW_After Competition Groups_55 | Heat Pump Water Heater | 0% | 0 | 0 | Residential_2024_Economic_MW_After Competition Groups_Heat Pump Water Heater
Residential | Res ¦ LED Downlight | 2024 | Achievable | MW | After Competition Groups | 0 | 0 | 0 | 74.7376 | 0 | 59 | Residential_2024_Achievable_MW_After Competition Groups_59 | LED Downlight | 0% | 0 | 0 | Residential_2024_Achievable_MW_After Competition Groups_LED Downlight
Residential | Res ¦ LED Downlight | 2024 | Economic | MW | After Competition Groups | 0 | 0 | 0 | 838.8926 | 0 | 56 | Residential_2024_Economic_MW_After Competition Groups_56 | LED Downlight | 0% | 0 | 0 | Residential_2024_Economic_MW_After Competition Groups_LED Downlight
Residential | Res ¦ LED High Bay Fixture | 2024 | Achievable | MW | After Competition Groups | 0 | 0 | 0 | 74.7376 | 0 | 60 | Residential_2024_Achievable_MW_After Competition Groups_60 | LED High Bay Fixture | 0% | 0 | 0 | Residential_2024_Achievable_MW_After Competition Groups_LED High Bay Fixture
Residential | Res ¦ LED High Bay Fixture | 2024 | Economic | MW | After Competition Groups | 0 | 0 | 0 | 838.8926 | 0 | 57 | Residential_2024_Economic_MW_After Competition Groups_57 | LED High Bay Fixture | 0% | 0 | 0 | Residential_2024_Economic_MW_After Competition Groups_LED High Bay Fixture
Residential | Res ¦ Lighting Motion Sensors, Timers, Dimmers | 2024 | Achievable | MW | After Competition Groups | 0 | 0 | 0 | 74.7376 | 0 | 61 | Residential_2024_Achievable_MW_After Competition Groups_61 | Lighting Motion Sensors, Timers, Dimmers | 0% | 0 | 0 | Residential_2024_Achievable_MW_After Competition Groups_Lighting Motion Sensors, Timers, Dimmers
Residential | Res ¦ Lighting Motion Sensors, Timers, Dimmers | 2024 | Economic | MW | After Competition Groups | 0 | 0 | 0 | 838.8926 | 0 | 58 | Residential_2024_Economic_MW_After Competition Groups_58 | Lighting Motion Sensors, Timers, Dimmers | 0% | 0 | 0 | Residential_2024_Economic_MW_After Competition Groups_Lighting Motion Sensors, Timers, Dimmers
Residential | Res ¦ Networked/ Connected - Indoor LED Luminaire | 2024 | Achievable | MW | After Competition Groups | 0 | 0 | 0 | 74.7376 | 0 | 62 | Residential_2024_Achievable_MW_After Competition Groups_62 | Networked/ Connected - Indoor LED Luminaire | 0% | 0 | 0 | Residential_2024_Achievable_MW_After Competition Groups_Networked/ Connected - Indoor LED Luminaire
Residential | Res ¦ Radiant Barrier | 2024 | Achievable | MW | After Competition Groups | 0 | 0 | 0 | 74.7376 | 0 | 63 | Residential_2024_Achievable_MW_After Competition Groups_63 | Radiant Barrier | 0% | 0 | 0 | Residential_2024_Achievable_MW_After Competition Groups_Radiant Barrier
Residential | Res ¦ Radiant Barrier | 2024 | Economic | MW | After Competition Groups | 0 | 0 | 0 | 838.8926 | 0 | 59 | Residential_2024_Economic_MW_After Competition Groups_59 | Radiant Barrier | 0% | 0 | 0 | Residential_2024_Economic_MW_After Competition Groups_Radiant Barrier
Residential | Res ¦ Smart Burners | 2024 | Achievable | MW | After Competition Groups | 0 | 0 | 0 | 74.7376 | 0 | 64 | Residential_2024_Achievable_MW_After Competition Groups_64 | Smart Burners | 0% | 0 | 0 | Residential_2024_Achievable_MW_After Competition Groups_Smart Burners
Residential | Res ¦ Smart Burners | 2024 | Economic | MW | After Competition Groups | 0 | 0 | 0 | 838.8926 | 0 | 60 | Residential_2024_Economic_MW_After Competition Groups_60 | Smart Burners | 0% | 0 | 0 | Residential_2024_Economic_MW_After Competition Groups_Smart Burners
Residential | Res ¦ Smart Power Bar | 2024 | Achievable | MW | After Competition Groups | 0 | 0 | 0 | 74.7376 | 0 | 65 | Residential_2024_Achievable_MW_After Competition Groups_65 | Smart Power Bar | 0% | 0 | 0 | Residential_2024_Achievable_MW_After Competition Groups_Smart Power Bar
Residential | Res ¦ Smart Power Bar | 2024 | Economic | MW | After Competition Groups | 0 | 0 | 0 | 838.8926 | 0 | 61 | Residential_2024_Economic_MW_After Competition Groups_61 | Smart Power Bar | 0% | 0 | 0 | Residential_2024_Economic_MW_After Competition Groups_Smart Power Bar
Residential | Res ¦ Tankless Water Heater | 2024 | Achievable | MW | After Competition Groups | 0 | 0 | 0 | 74.7376 | 0 | 66 | Residential_2024_Achievable_MW_After Competition Groups_66 | Tankless Water Heater | 0% | 0 | 0 | Residential_2024_Achievable_MW_After Competition Groups_Tankless Water Heater
Residential | Res ¦ Tankless Water Heater | 2024 | Economic | MW | After Competition Groups | 0 | 0 | 0 | 838.8926 | 0 | 62 | Residential_2024_Economic_MW_After Competition Groups_62 | Tankless Water Heater | 0% | 0 | 0 | Residential_2024_Economic_MW_After Competition Groups_Tankless Water Heater
Residential | Res ¦ Variable Refrigerant Flow Heat Pump | 2024 | Achievable | MW | After Competition Groups | 0 | 0 | 0 | 74.7376 | 0 | 67 | Residential_2024_Achievable_MW_After Competition Groups_67 | Variable Refrigerant Flow Heat Pump | 0% | 0 | 0 | Residential_2024_Achievable_MW_After Competition Groups_Variable Refrigerant Flow Heat Pump
Residential | Res ¦ Variable Refrigerant Flow Heat Pump | 2024 | Economic | MW | After Competition Groups | 0 | 0 | 0 | 838.8926 | 0 | 63 | Residential_2024_Economic_MW_After Competition Groups_63 | Variable Refrigerant Flow Heat Pump | 0% | 0 | 0 | Residential_2024_Economic_MW_After Competition Groups_Variable Refrigerant Flow Heat Pump
Residential | Res ¦ Adaptive Thermostat | 2025 | Economic | MW | After Competition Groups | 196.1811 | 0 | 0 | 892.0931 | 0.21991 | 1 | Residential_2025_Economic_MW_After Competition Groups_1 | Adaptive Thermostat | 21.99% | 0 | 196.1811 | Residential_2025_Economic_MW_After Competition Groups_Adaptive Thermostat
Residential | Res ¦ Building Recommissioning, Operations and Maintenance (O&M) Improvements | 2025 | Achievable | MW | After Competition Groups | 19.9164 | 0 | 0 | 120.2664 | 0.1656 | 1 | Residential_2025_Achievable_MW_After Competition Groups_1 | Building Recommissioning, Operations and Maintenance (O&M) Improvements | 16.56% | 0 | 19.9164 | Residential_2025_Achievable_MW_After Competition Groups_Building Recommissioning, Operations and Maintenance (O&M) Improvements
Residential | Res ¦ Energy Star Central Air Conditioner | 2025 | Technical | MW | After Competition Groups | 236.8838 | 0 | 0 | 1651.0431 | 0.14348 | 1 | Residential_2025_Technical_MW_After Competition Groups_1 | Energy Star Central Air Conditioner | 14.35% | 0 | 236.8838 | Residential_2025_Technical_MW_After Competition Groups_Energy Star Central Air Conditioner
Residential | Res ¦ Adaptive Thermostat | 2025 | Technical | MW | After Competition Groups | 196.1811 | 0 | 0 | 1651.0431 | 0.11882 | 2 | Residential_2025_Technical_MW_After Competition Groups_2 | Adaptive Thermostat | 11.88% | 0 | 196.1811 | Residential_2025_Technical_MW_After Competition Groups_Adaptive Thermostat
Residential | Res ¦ Variable Speed Pool Pump Motor | 2025 | Achievable | MW | After Competition Groups | 14.0378 | 0 | 0 | 120.2664 | 0.11672 | 2 | Residential_2025_Achievable_MW_After Competition Groups_2 | Variable Speed Pool Pump Motor | 11.67% | 0 | 14.0378 | Residential_2025_Achievable_MW_After Competition Groups_Variable Speed Pool Pump Motor
Residential | Res ¦ Building Recommissioning, Operations and Maintenance (O&M) Improvements | 2025 | Economic | MW | After Competition Groups | 101.6498 | 0 | 0 | 892.0931 | 0.11395 | 2 | Residential_2025_Economic_MW_After Competition Groups_2 | Building Recommissioning, Operations and Maintenance (O&M) Improvements | 11.39% | 0 | 101.6498 | Residential_2025_Economic_MW_After Competition Groups_Building Recommissioning, Operations and Maintenance (O&M) Improvements
Residential | Res ¦ Energy Star Clothes Washer | 2025 | Achievable | MW | After Competition Groups | 13.6191 | 0 | 0 | 120.2664 | 0.11324 | 3 | Residential_2025_Achievable_MW_After Competition Groups_3 | Energy Star Clothes Washer | 11.32% | 0 | 13.6191 | Residential_2025_Achievable_MW_After Competition Groups_Energy Star Clothes Washer
Residential | Res ¦ Ductless Mini-Split Heat Pump | 2025 | Achievable | MW | After Competition Groups | 12.628 | 0 | 0 | 120.2664 | 0.105 | 4 | Residential_2025_Achievable_MW_After Competition Groups_4 | Ductless Mini-Split Heat Pump | 10.5% | 0 | 12.628 | Residential_2025_Achievable_MW_After Competition Groups_Ductless Mini-Split Heat Pump
Residential | Res ¦ Basement Wall Insulation | 2025 | Economic | MW | After Competition Groups | 90.3547 | 0 | 0 | 892.0931 | 0.10128 | 3 | Residential_2025_Economic_MW_After Competition Groups_3 | Basement Wall Insulation | 10.13% | 0 | 90.3547 | Residential_2025_Economic_MW_After Competition Groups_Basement Wall Insulation
Residential | Res ¦ Adaptive Thermostat | 2025 | Achievable | MW | After Competition Groups | 11.3926 | 0 | 0 | 120.2664 | 0.094728 | 5 | Residential_2025_Achievable_MW_After Competition Groups_5 | Adaptive Thermostat | 9.473% | 0 | 11.3926 | Residential_2025_Achievable_MW_After Competition Groups_Adaptive Thermostat
Residential | Res ¦ Variable Speed Pool Pump Motor | 2025 | Economic | MW | After Competition Groups | 71.6523 | 0 | 0 | 892.0931 | 0.080319 | 4 | Residential_2025_Economic_MW_After Competition Groups_4 | Variable Speed Pool Pump Motor | 8.032% | 0 | 71.6523 | Residential_2025_Economic_MW_After Competition Groups_Variable Speed Pool Pump Motor
Residential | Res ¦ Attic Insulation | 2025 | Economic | MW | After Competition Groups | 69.7429 | 0 | 0 | 892.0931 | 0.078179 | 5 | Residential_2025_Economic_MW_After Competition Groups_5 | Attic Insulation | 7.818% | 0 | 69.7429 | Residential_2025_Economic_MW_After Competition Groups_Attic Insulation
Residential | Res ¦ Building Recommissioning, Operations and Maintenance (O&M) Improvements | 2025 | Technical | MW | After Competition Groups | 101.6498 | 0 | 0 | 1651.0431 | 0.061567 | 3 | Residential_2025_Technical_MW_After Competition Groups_3 | Building Recommissioning, Operations and Maintenance (O&M) Improvements | 6.157% | 0 | 101.6498 | Residential_2025_Technical_MW_After Competition Groups_Building Recommissioning, Operations and Maintenance (O&M) Improvements
Residential | Res ¦ Ductless Mini-Split Heat Pump | 2025 | Economic | MW | After Competition Groups | 51.7224 | 0 | 0 | 892.0931 | 0.057979 | 6 | Residential_2025_Economic_MW_After Competition Groups_6 | Ductless Mini-Split Heat Pump | 5.798% | 0 | 51.7224 | Residential_2025_Economic_MW_After Competition Groups_Ductless Mini-Split Heat Pump
Residential | Res ¦ Basement Wall Insulation | 2025 | Technical | MW | After Competition Groups | 90.3547 | 0 | 0 | 1651.0431 | 0.054726 | 4 | Residential_2025_Technical_MW_After Competition Groups_4 | Basement Wall Insulation | 5.473% | 0 | 90.3547 | Residential_2025_Technical_MW_After Competition Groups_Basement Wall Insulation
Residential | Res ¦ Energy Star A Line, PAR, MR Lamps | 2025 | Economic | MW | After Competition Groups | 43.0026 | 0 | 0 | 892.0931 | 0.048204 | 7 | Residential_2025_Economic_MW_After Competition Groups_7 | Energy Star A Line, PAR, MR Lamps | 4.82% | 0 | 43.0026 | Residential_2025_Economic_MW_After Competition Groups_Energy Star A Line, PAR, MR Lamps
Residential | Res ¦ Basement or Crawlspace Insulation | 2025 | Technical | MW | After Competition Groups | 75.1865 | 0 | 0 | 1651.0431 | 0.045539 | 5 | Residential_2025_Technical_MW_After Competition Groups_5 | Basement or Crawlspace Insulation | 4.554% | 0 | 75.1865 | Residential_2025_Technical_MW_After Competition Groups_Basement or Crawlspace Insulation
Residential | Res ¦ Smart Power Bar | 2025 | Technical | MW | After Competition Groups | 73.897 | 0 | 0 | 1651.0431 | 0.044758 | 6 | Residential_2025_Technical_MW_After Competition Groups_6 | Smart Power Bar | 4.476% | 0 | 73.897 | Residential_2025_Technical_MW_After Competition Groups_Smart Power Bar
Residential | Res ¦ Variable Speed Pool Pump Motor | 2025 | Technical | MW | After Competition Groups | 71.6523 | 0 | 0 | 1651.0431 | 0.043398 | 7 | Residential_2025_Technical_MW_After Competition Groups_7 | Variable Speed Pool Pump Motor | 4.34% | 0 | 71.6523 | Residential_2025_Technical_MW_After Competition Groups_Variable Speed Pool Pump Motor
Residential | Res ¦ Energy Star LED Bulbs General Purpose LEDs | 2025 | Achievable | MW | After Competition Groups | 5.0914 | 0 | 0 | 120.2664 | 0.042334 | 6 | Residential_2025_Achievable_MW_After Competition Groups_6 | Energy Star LED Bulbs General Purpose LEDs | 4.233% | 0 | 5.0914 | Residential_2025_Achievable_MW_After Competition Groups_Energy Star LED Bulbs General Purpose LEDs
Residential | Res ¦ Attic Insulation | 2025 | Technical | MW | After Competition Groups | 69.7429 | 0 | 0 | 1651.0431 | 0.042242 | 8 | Residential_2025_Technical_MW_After Competition Groups_8 | Attic Insulation | 4.224% | 0 | 69.7429 | Residential_2025_Technical_MW_After Competition Groups_Attic Insulation
Residential | Res ¦ Energy Star LED Specialty Bulbs | 2025 | Achievable | MW | After Competition Groups | 4.4179 | 0 | 0 | 120.2664 | 0.036734 | 7 | Residential_2025_Achievable_MW_After Competition Groups_7 | Energy Star LED Specialty Bulbs | 3.673% | 0 | 4.4179 | Residential_2025_Achievable_MW_After Competition Groups_Energy Star LED Specialty Bulbs
Residential | Res ¦ Ductless Mini-Split Air Conditioner | 2025 | Technical | MW | After Competition Groups | 58.9802 | 0 | 0 | 1651.0431 | 0.035723 | 9 | Residential_2025_Technical_MW_After Competition Groups_9 | Ductless Mini-Split Air Conditioner | 3.572% | 0 | 58.9802 | Residential_2025_Technical_MW_After Competition Groups_Ductless Mini-Split Air Conditioner
Residential | Res ¦ Wall Insulation | 2025 | Technical | MW | After Competition Groups | 54.6567 | 0 | 0 | 1651.0431 | 0.033104 | 10 | Residential_2025_Technical_MW_After Competition Groups_10 | Wall Insulation | 3.31% | 0 | 54.6567 | Residential_2025_Technical_MW_After Competition Groups_Wall Insulation
Residential | Res ¦ Energy Star Air Source Heat Pump | 2025 | Economic | MW | After Competition Groups | 28.9869 | 0 | 0 | 892.0931 | 0.032493 | 8 | Residential_2025_Economic_MW_After Competition Groups_8 | Energy Star Air Source Heat Pump | 3.249% | 0 | 28.9869 | Residential_2025_Economic_MW_After Competition Groups_Energy Star Air Source Heat Pump
Residential | Res ¦ Ductless Mini-Split Heat Pump | 2025 | Technical | MW | After Competition Groups | 51.7224 | 0 | 0 | 1651.0431 | 0.031327 | 11 | Residential_2025_Technical_MW_After Competition Groups_11 | Ductless Mini-Split Heat Pump | 3.133% | 0 | 51.7224 | Residential_2025_Technical_MW_After Competition Groups_Ductless Mini-Split Heat Pump
Residential | Res ¦ Energy Star Ground Source Heat Pump | 2025 | Technical | MW | After Competition Groups | 51.2616 | 0 | 0 | 1651.0431 | 0.031048 | 12 | Residential_2025_Technical_MW_After Competition Groups_12 | Energy Star Ground Source Heat Pump | 3.105% | 0 | 51.2616 | Residential_2025_Technical_MW_After Competition Groups_Energy Star Ground Source Heat Pump
Residential | Res ¦ Energy Star Clothes Washer | 2025 | Economic | MW | After Competition Groups | 27.2735 | 0 | 0 | 892.0931 | 0.030573 | 9 | Residential_2025_Economic_MW_After Competition Groups_9 | Energy Star Clothes Washer | 3.057% | 0 | 27.2735 | Residential_2025_Economic_MW_After Competition Groups_Energy Star Clothes Washer
Residential | Res ¦ Energy Star Room Air Conditioner | 2025 | Achievable | MW | After Competition Groups | 3.2008 | 0 | 0 | 120.2664 | 0.026614 | 8 | Residential_2025_Achievable_MW_After Competition Groups_8 | Energy Star Room Air Conditioner | 2.661% | 0 | 3.2008 | Residential_2025_Achievable_MW_After Competition Groups_Energy Star Room Air Conditioner
Residential | Res ¦ Energy Star A Line, PAR, MR Lamps | 2025 | Technical | MW | After Competition Groups | 43.0026 | 0 | 0 | 1651.0431 | 0.026046 | 13 | Residential_2025_Technical_MW_After Competition Groups_13 | Energy Star A Line, PAR, MR Lamps | 2.605% | 0 | 43.0026 | Residential_2025_Technical_MW_After Competition Groups_Energy Star A Line, PAR, MR Lamps
Residential | Res ¦ Energy Star Room Air Conditioner | 2025 | Economic | MW | After Competition Groups | 22.4973 | 0 | 0 | 892.0931 | 0.025219 | 10 | Residential_2025_Economic_MW_After Competition Groups_10 | Energy Star Room Air Conditioner | 2.522% | 0 | 22.4973 | Residential_2025_Economic_MW_After Competition Groups_Energy Star Room Air Conditioner
Residential | Res ¦ Basement Wall Insulation | 2025 | Achievable | MW | After Competition Groups | 3.0302 | 0 | 0 | 120.2664 | 0.025196 | 9 | Residential_2025_Achievable_MW_After Competition Groups_9 | Basement Wall Insulation | 2.52% | 0 | 3.0302 | Residential_2025_Achievable_MW_After Competition Groups_Basement Wall Insulation
Residential | Res ¦ Occupancy Sensors MF | 2025 | Achievable | MW | After Competition Groups | 2.9792 | 0 | 0 | 120.2664 | 0.024772 | 10 | Residential_2025_Achievable_MW_After Competition Groups_10 | Occupancy Sensors MF | 2.477% | 0 | 2.9792 | Residential_2025_Achievable_MW_After Competition Groups_Occupancy Sensors MF
Residential | Res ¦ Duct Insulation | 2025 | Economic | MW | After Competition Groups | 21.6215 | 0 | 0 | 892.0931 | 0.024237 | 11 | Residential_2025_Economic_MW_After Competition Groups_11 | Duct Insulation | 2.424% | 0 | 21.6215 | Residential_2025_Economic_MW_After Competition Groups_Duct Insulation
Residential | Res ¦ Advanced BAS/Controllers | 2025 | Achievable | MW | After Competition Groups | 2.9089 | 0 | 0 | 120.2664 | 0.024187 | 11 | Residential_2025_Achievable_MW_After Competition Groups_11 | Advanced BAS/Controllers | 2.419% | 0 | 2.9089 | Residential_2025_Achievable_MW_After Competition Groups_Advanced BAS/Controllers
Residential | Res ¦ Clothes Drying Racks | 2025 | Achievable | MW | After Competition Groups | 2.6436 | 0 | 0 | 120.2664 | 0.021981 | 12 | Residential_2025_Achievable_MW_After Competition Groups_12 | Clothes Drying Racks | 2.198% | 0 | 2.6436 | Residential_2025_Achievable_MW_After Competition Groups_Clothes Drying Racks
Residential | Res ¦ Energy Star A Line, PAR, MR Lamps | 2025 | Achievable | MW | After Competition Groups | 2.6253 | 0 | 0 | 120.2664 | 0.021829 | 13 | Residential_2025_Achievable_MW_After Competition Groups_13 | Energy Star A Line, PAR, MR Lamps | 2.183% | 0 | 2.6253 | Residential_2025_Achievable_MW_After Competition Groups_Energy Star A Line, PAR, MR Lamps
Residential | Res ¦ Air Sealing | 2025 | Economic | MW | After Competition Groups | 19.2623 | 0 | 0 | 892.0931 | 0.021592 | 12 | Residential_2025_Economic_MW_After Competition Groups_12 | Air Sealing | 2.159% | 0 | 19.2623 | Residential_2025_Economic_MW_After Competition Groups_Air Sealing
Residential | Res ¦ Smart Burners | 2025 | Technical | MW | After Competition Groups | 34.0144 | 0 | 0 | 1651.0431 | 0.020602 | 14 | Residential_2025_Technical_MW_After Competition Groups_14 | Smart Burners | 2.06% | 0 | 34.0144 | Residential_2025_Technical_MW_After Competition Groups_Smart Burners
Residential | Res ¦ Floor Insulation | 2025 | Economic | MW | After Competition Groups | 18.3114 | 0 | 0 | 892.0931 | 0.020526 | 13 | Residential_2025_Economic_MW_After Competition Groups_13 | Floor Insulation | 2.053% | 0 | 18.3114 | Residential_2025_Economic_MW_After Competition Groups_Floor Insulation
Residential | Res ¦ Attic Insulation | 2025 | Achievable | MW | After Competition Groups | 2.3386 | 0 | 0 | 120.2664 | 0.019445 | 14 | Residential_2025_Achievable_MW_After Competition Groups_14 | Attic Insulation | 1.945% | 0 | 2.3386 | Residential_2025_Achievable_MW_After Competition Groups_Attic Insulation
Residential | Res ¦ High Efficiency Chiller (avg of water and air cooled) | 2025 | Achievable | MW | After Competition Groups | 2.2599 | 0 | 0 | 120.2664 | 0.018791 | 15 | Residential_2025_Achievable_MW_After Competition Groups_15 | High Efficiency Chiller (avg of water and air cooled) | 1.879% | 0 | 2.2599 | Residential_2025_Achievable_MW_After Competition Groups_High Efficiency Chiller (avg of water and air cooled)
Residential | Res ¦ Refrigerator Recycling | 2025 | Achievable | MW | After Competition Groups | 2.2414 | 0 | 0 | 120.2664 | 0.018637 | 16 | Residential_2025_Achievable_MW_After Competition Groups_16 | Refrigerator Recycling | 1.864% | 0 | 2.2414 | Residential_2025_Achievable_MW_After Competition Groups_Refrigerator Recycling
Residential | Res ¦ Energy Star Refrigerator | 2025 | Technical | MW | After Competition Groups | 30.6134 | 0 | 0 | 1651.0431 | 0.018542 | 15 | Residential_2025_Technical_MW_After Competition Groups_15 | Energy Star Refrigerator | 1.854% | 0 | 30.6134 | Residential_2025_Technical_MW_After Competition Groups_Energy Star Refrigerator
Residential | Res ¦ Freezer Recycling | 2025 | Achievable | MW | After Competition Groups | 2.0825 | 0 | 0 | 120.2664 | 0.017315 | 17 | Residential_2025_Achievable_MW_After Competition Groups_17 | Freezer Recycling | 1.732% | 0 | 2.0825 | Residential_2025_Achievable_MW_After Competition Groups_Freezer Recycling
Residential | Res ¦ Heat Pump Clothes Dryer | 2025 | Technical | MW | After Competition Groups | 28.5383 | 0 | 0 | 1651.0431 | 0.017285 | 16 | Residential_2025_Technical_MW_After Competition Groups_16 | Heat Pump Clothes Dryer | 1.729% | 0 | 28.5383 | Residential_2025_Technical_MW_After Competition Groups_Heat Pump Clothes Dryer
Residential | Res ¦ Occupancy Sensors MF | 2025 | Economic | MW | After Competition Groups | 15.0916 | 0 | 0 | 892.0931 | 0.016917 | 14 | Residential_2025_Economic_MW_After Competition Groups_14 | Occupancy Sensors MF | 1.692% | 0 | 15.0916 | Residential_2025_Economic_MW_After Competition Groups_Occupancy Sensors MF
Residential | Res ¦ Advanced BAS/Controllers | 2025 | Economic | MW | After Competition Groups | 14.8486 | 0 | 0 | 892.0931 | 0.016645 | 15 | Residential_2025_Economic_MW_After Competition Groups_15 | Advanced BAS/Controllers | 1.664% | 0 | 14.8486 | Residential_2025_Economic_MW_After Competition Groups_Advanced BAS/Controllers
Residential | Res ¦ Energy Star Clothes Washer | 2025 | Technical | MW | After Competition Groups | 27.2735 | 0 | 0 | 1651.0431 | 0.016519 | 17 | Residential_2025_Technical_MW_After Competition Groups_17 | Energy Star Clothes Washer | 1.652% | 0 | 27.2735 | Residential_2025_Technical_MW_After Competition Groups_Energy Star Clothes Washer
Residential | Res ¦ Ceiling Insulation | 2025 | Technical | MW | After Competition Groups | 27.2251 | 0 | 0 | 1651.0431 | 0.01649 | 18 | Residential_2025_Technical_MW_After Competition Groups_18 | Ceiling Insulation | 1.649% | 0 | 27.2251 | Residential_2025_Technical_MW_After Competition Groups_Ceiling Insulation
Residential | Res ¦ Energy Star Air Source Heat Pump | 2025 | Achievable | MW | After Competition Groups | 1.9466 | 0 | 0 | 120.2664 | 0.016186 | 18 | Residential_2025_Achievable_MW_After Competition Groups_18 | Energy Star Air Source Heat Pump | 1.619% | 0 | 1.9466 | Residential_2025_Achievable_MW_After Competition Groups_Energy Star Air Source Heat Pump
Residential | Res ¦ Wall Insulation | 2025 | Economic | MW | After Competition Groups | 13.8983 | 0 | 0 | 892.0931 | 0.015579 | 16 | Residential_2025_Economic_MW_After Competition Groups_16 | Wall Insulation | 1.558% | 0 | 13.8983 | Residential_2025_Economic_MW_After Competition Groups_Wall Insulation
Residential | Res ¦ Clothes Drying Racks | 2025 | Economic | MW | After Competition Groups | 13.499 | 0 | 0 | 892.0931 | 0.015132 | 17 | Residential_2025_Economic_MW_After Competition Groups_17 | Clothes Drying Racks | 1.513% | 0 | 13.499 | Residential_2025_Economic_MW_After Competition Groups_Clothes Drying Racks
Residential | Res ¦ Variable Refrigerant Flow Heat Pump | 2025 | Technical | MW | After Competition Groups | 22.8958 | 0 | 0 | 1651.0431 | 0.013867 | 19 | Residential_2025_Technical_MW_After Competition Groups_19 | Variable Refrigerant Flow Heat Pump | 1.387% | 0 | 22.8958 | Residential_2025_Technical_MW_After Competition Groups_Variable Refrigerant Flow Heat Pump
Residential | Res ¦ Duct Insulation | 2025 | Technical | MW | After Competition Groups | 22.7004 | 0 | 0 | 1651.0431 | 0.013749 | 20 | Residential_2025_Technical_MW_After Competition Groups_20 | Duct Insulation | 1.375% | 0 | 22.7004 | Residential_2025_Technical_MW_After Competition Groups_Duct Insulation
Residential | Res ¦ Refrigerator Recycling | 2025 | Economic | MW | After Competition Groups | 11.4407 | 0 | 0 | 892.0931 | 0.012825 | 18 | Residential_2025_Economic_MW_After Competition Groups_18 | Refrigerator Recycling | 1.282% | 0 | 11.4407 | Residential_2025_Economic_MW_After Competition Groups_Refrigerator Recycling
Residential | Res ¦ Freezer Recycling | 2025 | Economic | MW | After Competition Groups | 10.657 | 0 | 0 | 892.0931 | 0.011946 | 19 | Residential_2025_Economic_MW_After Competition Groups_19 | Freezer Recycling | 1.195% | 0 | 10.657 | Residential_2025_Economic_MW_After Competition Groups_Freezer Recycling
Residential | Res ¦ Air Sealing | 2025 | Technical | MW | After Competition Groups | 19.2623 | 0 | 0 | 1651.0431 | 0.011667 | 21 | Residential_2025_Technical_MW_After Competition Groups_21 | Air Sealing | 1.167% | 0 | 19.2623 | Residential_2025_Technical_MW_After Competition Groups_Air Sealing
Residential | Res ¦ Central Air Conditioner Maintenance | 2025 | Technical | MW | After Competition Groups | 18.5988 | 0 | 0 | 1651.0431 | 0.011265 | 22 | Residential_2025_Technical_MW_After Competition Groups_22 | Central Air Conditioner Maintenance | 1.126% | 0 | 18.5988 | Residential_2025_Technical_MW_After Competition Groups_Central Air Conditioner Maintenance
Residential | Res ¦ Floor Insulation | 2025 | Technical | MW | After Competition Groups | 18.3114 | 0 | 0 | 1651.0431 | 0.011091 | 23 | Residential_2025_Technical_MW_After Competition Groups_23 | Floor Insulation | 1.109% | 0 | 18.3114 | Residential_2025_Technical_MW_After Competition Groups_Floor Insulation
Residential | Res ¦ Dehumidifier Recycling | 2025 | Technical | MW | After Competition Groups | 16.9808 | 0 | 0 | 1651.0431 | 0.010285 | 24 | Residential_2025_Technical_MW_After Competition Groups_24 | Dehumidifier Recycling | 1.028% | 0 | 16.9808 | Residential_2025_Technical_MW_After Competition Groups_Dehumidifier Recycling
Residential | Res ¦ Energy Star Torchiere | 2025 | Achievable | MW | After Competition Groups | 1.155 | 0 | 0 | 120.2664 | 0.0096038 | 19 | Residential_2025_Achievable_MW_After Competition Groups_19 | Energy Star Torchiere | 0.9604% | 0 | 1.155 | Residential_2025_Achievable_MW_After Competition Groups_Energy Star Torchiere
Residential | Res ¦ Occupancy Sensors MF | 2025 | Technical | MW | After Competition Groups | 15.0916 | 0 | 0 | 1651.0431 | 0.0091407 | 25 | Residential_2025_Technical_MW_After Competition Groups_25 | Occupancy Sensors MF | 0.9141% | 0 | 15.0916 | Residential_2025_Technical_MW_After Competition Groups_Occupancy Sensors MF
Residential | Res ¦ Duct Insulation MF | 2025 | Economic | MW | After Competition Groups | 8.0255 | 0 | 0 | 892.0931 | 0.0089962 | 20 | Residential_2025_Economic_MW_After Competition Groups_20 | Duct Insulation MF | 0.8996% | 0 | 8.0255 | Residential_2025_Economic_MW_After Competition Groups_Duct Insulation MF
Residential | Res ¦ Advanced BAS/Controllers | 2025 | Technical | MW | After Competition Groups | 14.8486 | 0 | 0 | 1651.0431 | 0.0089935 | 26 | Residential_2025_Technical_MW_After Competition Groups_26 | Advanced BAS/Controllers | 0.8993% | 0 | 14.8486 | Residential_2025_Technical_MW_After Competition Groups_Advanced BAS/Controllers
Residential | Res ¦ ENERGY STAR LED LAMPS (REFLECTOR LAMPs/MR16/PAR 16) | 2025 | Achievable | MW | After Competition Groups | 1.0547 | 0 | 0 | 120.2664 | 0.0087697 | 20 | Residential_2025_Achievable_MW_After Competition Groups_20 | ENERGY STAR LED LAMPS (REFLECTOR LAMPs/MR16/PAR 16) | 0.877% | 0 | 1.0547 | Residential_2025_Achievable_MW_After Competition Groups_ENERGY STAR LED LAMPS (REFLECTOR LAMPs/MR16/PAR 16)
Residential | Res ¦ Lighting Motion Sensors, Timers, Dimmers | 2025 | Technical | MW | After Competition Groups | 13.7142 | 0 | 0 | 1651.0431 | 0.0083064 | 27 | Residential_2025_Technical_MW_After Competition Groups_27 | Lighting Motion Sensors, Timers, Dimmers | 0.8306% | 0 | 13.7142 | Residential_2025_Technical_MW_After Competition Groups_Lighting Motion Sensors, Timers, Dimmers
Residential | Res ¦ Clothes Drying Racks | 2025 | Technical | MW | After Competition Groups | 13.499 | 0 | 0 | 1651.0431 | 0.0081761 | 28 | Residential_2025_Technical_MW_After Competition Groups_28 | Clothes Drying Racks | 0.8176% | 0 | 13.499 | Residential_2025_Technical_MW_After Competition Groups_Clothes Drying Racks
Residential | Res ¦ Energy Star Torchiere | 2025 | Economic | MW | After Competition Groups | 6.2919 | 0 | 0 | 892.0931 | 0.007053 | 21 | Residential_2025_Economic_MW_After Competition Groups_21 | Energy Star Torchiere | 0.7053% | 0 | 6.2919 | Residential_2025_Economic_MW_After Competition Groups_Energy Star Torchiere
Residential | Res ¦ Refrigerator Recycling | 2025 | Technical | MW | After Competition Groups | 11.4407 | 0 | 0 | 1651.0431 | 0.0069294 | 29 | Residential_2025_Technical_MW_After Competition Groups_29 | Refrigerator Recycling | 0.6929% | 0 | 11.4407 | Residential_2025_Technical_MW_After Competition Groups_Refrigerator Recycling
Residential | Res ¦ Energy Star Light Fixture | 2025 | Achievable | MW | After Competition Groups | 0.82483 | 0 | 0 | 120.2664 | 0.0068584 | 21 | Residential_2025_Achievable_MW_After Competition Groups_21 | Energy Star Light Fixture | 0.6858% | 0 | 0.82483 | Residential_2025_Achievable_MW_After Competition Groups_Energy Star Light Fixture
Residential | Res ¦ Outside Air Economizer | 2025 | Achievable | MW | After Competition Groups | 0.80548 | 0 | 0 | 120.2664 | 0.0066974 | 22 | Residential_2025_Achievable_MW_After Competition Groups_22 | Outside Air Economizer | 0.6697% | 0 | 0.80548 | Residential_2025_Achievable_MW_After Competition Groups_Outside Air Economizer
Residential | Res ¦ Freezer Recycling | 2025 | Technical | MW | After Competition Groups | 10.657 | 0 | 0 | 1651.0431 | 0.0064547 | 30 | Residential_2025_Technical_MW_After Competition Groups_30 | Freezer Recycling | 0.6455% | 0 | 10.657 | Residential_2025_Technical_MW_After Competition Groups_Freezer Recycling
Residential | Res ¦ Minimize Hot and Warm Clothes Wash | 2025 | Economic | MW | After Competition Groups | 5.6342 | 0 | 0 | 892.0931 | 0.0063157 | 22 | Residential_2025_Economic_MW_After Competition Groups_22 | Minimize Hot and Warm Clothes Wash | 0.6316% | 0 | 5.6342 | Residential_2025_Economic_MW_After Competition Groups_Minimize Hot and Warm Clothes Wash
Residential | Res ¦ Energy Star Light Fixture | 2025 | Technical | MW | After Competition Groups | 10.3119 | 0 | 0 | 1651.0431 | 0.0062457 | 31 | Residential_2025_Technical_MW_After Competition Groups_31 | Energy Star Light Fixture | 0.6246% | 0 | 10.3119 | Residential_2025_Technical_MW_After Competition Groups_Energy Star Light Fixture
Residential | Res ¦ Duct Insulation MF | 2025 | Technical | MW | After Competition Groups | 10.2286 | 0 | 0 | 1651.0431 | 0.0061952 | 32 | Residential_2025_Technical_MW_After Competition Groups_32 | Duct Insulation MF | 0.6195% | 0 | 10.2286 | Residential_2025_Technical_MW_After Competition Groups_Duct Insulation MF
Residential | Res ¦ Energy Star Dehumidifier | 2025 | Technical | MW | After Competition Groups | 9.9828 | 0 | 0 | 1651.0431 | 0.0060464 | 33 | Residential_2025_Technical_MW_After Competition Groups_33 | Energy Star Dehumidifier | 0.6046% | 0 | 9.9828 | Residential_2025_Technical_MW_After Competition Groups_Energy Star Dehumidifier
Residential | Res ¦ Duct Insulation | 2025 | Achievable | MW | After Competition Groups | 0.71889 | 0 | 0 | 120.2664 | 0.0059775 | 23 | Residential_2025_Achievable_MW_After Competition Groups_23 | Duct Insulation | 0.5977% | 0 | 0.71889 | Residential_2025_Achievable_MW_After Competition Groups_Duct Insulation
Residential | Res ¦ Air Sealing | 2025 | Achievable | MW | After Competition Groups | 0.64596 | 0 | 0 | 120.2664 | 0.0053711 | 24 | Residential_2025_Achievable_MW_After Competition Groups_24 | Air Sealing | 0.5371% | 0 | 0.64596 | Residential_2025_Achievable_MW_After Competition Groups_Air Sealing
Residential | Res ¦ Minimize Hot and Warm Clothes Wash | 2025 | Achievable | MW | After Competition Groups | 0.64468 | 0 | 0 | 120.2664 | 0.0053604 | 25 | Residential_2025_Achievable_MW_After Competition Groups_25 | Minimize Hot and Warm Clothes Wash | 0.536% | 0 | 0.64468 | Residential_2025_Achievable_MW_After Competition Groups_Minimize Hot and Warm Clothes Wash
Residential | Res ¦ Floor Insulation | 2025 | Achievable | MW | After Competition Groups | 0.61384 | 0 | 0 | 120.2664 | 0.005104 | 26 | Residential_2025_Achievable_MW_After Competition Groups_26 | Floor Insulation | 0.5104% | 0 | 0.61384 | Residential_2025_Achievable_MW_After Competition Groups_Floor Insulation
Residential | Res ¦ INTEGRAL LED TROFFERS | 2025 | Technical | MW | After Competition Groups | 8.2665 | 0 | 0 | 1651.0431 | 0.0050068 | 34 | Residential_2025_Technical_MW_After Competition Groups_34 | INTEGRAL LED TROFFERS | 0.5007% | 0 | 8.2665 | Residential_2025_Technical_MW_After Competition Groups_INTEGRAL LED TROFFERS
Residential | Res ¦ Energy Star Windows | 2025 | Technical | MW | After Competition Groups | 7.7984 | 0 | 0 | 1651.0431 | 0.0047233 | 35 | Residential_2025_Technical_MW_After Competition Groups_35 | Energy Star Windows | 0.4723% | 0 | 7.7984 | Residential_2025_Technical_MW_After Competition Groups_Energy Star Windows
Residential | Res ¦ Furnace with ECM | 2025 | Technical | MW | After Competition Groups | 7.4209 | 0 | 0 | 1651.0431 | 0.0044947 | 36 | Residential_2025_Technical_MW_After Competition Groups_36 | Furnace with ECM | 0.4495% | 0 | 7.4209 | Residential_2025_Technical_MW_After Competition Groups_Furnace with ECM
Residential | Res ¦ Energy Star Light Fixture | 2025 | Economic | MW | After Competition Groups | 3.9347 | 0 | 0 | 892.0931 | 0.0044106 | 23 | Residential_2025_Economic_MW_After Competition Groups_23 | Energy Star Light Fixture | 0.4411% | 0 | 3.9347 | Residential_2025_Economic_MW_After Competition Groups_Energy Star Light Fixture
Residential | Res ¦ Furnace Whistle | 2025 | Achievable | MW | After Competition Groups | 0.47815 | 0 | 0 | 120.2664 | 0.0039757 | 27 | Residential_2025_Achievable_MW_After Competition Groups_27 | Furnace Whistle | 0.3976% | 0 | 0.47815 | Residential_2025_Achievable_MW_After Competition Groups_Furnace Whistle
Residential | Res ¦ Energy Star Torchiere | 2025 | Technical | MW | After Competition Groups | 6.2919 | 0 | 0 | 1651.0431 | 0.0038109 | 37 | Residential_2025_Technical_MW_After Competition Groups_37 | Energy Star Torchiere | 0.3811% | 0 | 6.2919 | Residential_2025_Technical_MW_After Competition Groups_Energy Star Torchiere
Residential | Res ¦ Home Energy Reports | 2025 | Technical | MW | After Competition Groups | 5.9383 | 0 | 0 | 1651.0431 | 0.0035967 | 38 | Residential_2025_Technical_MW_After Competition Groups_38 | Home Energy Reports | 0.3597% | 0 | 5.9383 | Residential_2025_Technical_MW_After Competition Groups_Home Energy Reports
Residential | Res ¦ Wall Insulation | 2025 | Achievable | MW | After Competition Groups | 0.41996 | 0 | 0 | 120.2664 | 0.0034919 | 28 | Residential_2025_Achievable_MW_After Competition Groups_28 | Wall Insulation | 0.3492% | 0 | 0.41996 | Residential_2025_Achievable_MW_After Competition Groups_Wall Insulation
Residential | Res ¦ Comprehensive Draft Proofing | 2025 | Achievable | MW | After Competition Groups | 0.41306 | 0 | 0 | 120.2664 | 0.0034345 | 29 | Residential_2025_Achievable_MW_After Competition Groups_29 | Comprehensive Draft Proofing | 0.3435% | 0 | 0.41306 | Residential_2025_Achievable_MW_After Competition Groups_Comprehensive Draft Proofing
Residential | Res ¦ Minimize Hot and Warm Clothes Wash | 2025 | Technical | MW | After Competition Groups | 5.6342 | 0 | 0 | 1651.0431 | 0.0034125 | 39 | Residential_2025_Technical_MW_After Competition Groups_39 | Minimize Hot and Warm Clothes Wash | 0.3413% | 0 | 5.6342 | Residential_2025_Technical_MW_After Competition Groups_Minimize Hot and Warm Clothes Wash
Residential | Res ¦ Outside Air Economizer | 2025 | Economic | MW | After Competition Groups | 3.0265 | 0 | 0 | 892.0931 | 0.0033926 | 24 | Residential_2025_Economic_MW_After Competition Groups_24 | Outside Air Economizer | 0.3393% | 0 | 3.0265 | Residential_2025_Economic_MW_After Competition Groups_Outside Air Economizer
Residential | Res ¦ Variable Frequency Drive (VFD) | 2025 | Achievable | MW | After Competition Groups | 0.40056 | 0 | 0 | 120.2664 | 0.0033306 | 30 | Residential_2025_Achievable_MW_After Competition Groups_30 | Variable Frequency Drive (VFD) | 0.3331% | 0 | 0.40056 | Residential_2025_Achievable_MW_After Competition Groups_Variable Frequency Drive (VFD)
Residential | Res ¦ High Efficiency Chiller (avg of water and air cooled) | 2025 | Economic | MW | After Competition Groups | 2.7883 | 0 | 0 | 892.0931 | 0.0031256 | 25 | Residential_2025_Economic_MW_After Competition Groups_25 | High Efficiency Chiller (avg of water and air cooled) | 0.3126% | 0 | 2.7883 | Residential_2025_Economic_MW_After Competition Groups_High Efficiency Chiller (avg of water and air cooled)
Residential | Res ¦ LED Parking Lot Fixture | 2025 | Achievable | MW | After Competition Groups | 0.37403 | 0 | 0 | 120.2664 | 0.00311 | 31 | Residential_2025_Achievable_MW_After Competition Groups_31 | LED Parking Lot Fixture | 0.311% | 0 | 0.37403 | Residential_2025_Achievable_MW_After Competition Groups_LED Parking Lot Fixture
Residential | Res ¦ CO Sensors for parking garage exhaust fans | 2025 | Achievable | MW | After Competition Groups | 0.3629 | 0 | 0 | 120.2664 | 0.0030175 | 32 | Residential_2025_Achievable_MW_After Competition Groups_32 | CO Sensors for parking garage exhaust fans | 0.3018% | 0 | 0.3629 | Residential_2025_Achievable_MW_After Competition Groups_CO Sensors for parking garage exhaust fans
Residential | Res ¦ Passive Attic Ventilation | 2025 | Technical | MW | After Competition Groups | 4.8241 | 0 | 0 | 1651.0431 | 0.0029218 | 40 | Residential_2025_Technical_MW_After Competition Groups_40 | Passive Attic Ventilation | 0.2922% | 0 | 4.8241 | Residential_2025_Technical_MW_After Competition Groups_Passive Attic Ventilation
Residential | Res ¦ Demand Control Ventilation | 2025 | Economic | MW | After Competition Groups | 2.6022 | 0 | 0 | 892.0931 | 0.002917 | 26 | Residential_2025_Economic_MW_After Competition Groups_26 | Demand Control Ventilation | 0.2917% | 0 | 2.6022 | Residential_2025_Economic_MW_After Competition Groups_Demand Control Ventilation
Residential | Res ¦ Furnace Whistle | 2025 | Economic | MW | After Competition Groups | 2.4404 | 0 | 0 | 892.0931 | 0.0027356 | 27 | Residential_2025_Economic_MW_After Competition Groups_27 | Furnace Whistle | 0.2736% | 0 | 2.4404 | Residential_2025_Economic_MW_After Competition Groups_Furnace Whistle
Residential | Res ¦ LED Tube Re-Lamp | 2025 | Achievable | MW | After Competition Groups | 0.314 | 0 | 0 | 120.2664 | 0.0026109 | 33 | Residential_2025_Achievable_MW_After Competition Groups_33 | LED Tube Re-Lamp | 0.2611% | 0 | 0.314 | Residential_2025_Achievable_MW_After Competition Groups_LED Tube Re-Lamp
Residential | Res ¦ Comprehensive Draft Proofing | 2025 | Economic | MW | After Competition Groups | 2.1082 | 0 | 0 | 892.0931 | 0.0023632 | 28 | Residential_2025_Economic_MW_After Competition Groups_28 | Comprehensive Draft Proofing | 0.2363% | 0 | 2.1082 | Residential_2025_Economic_MW_After Competition Groups_Comprehensive Draft Proofing
Residential | Res ¦ Demand Control Ventilation | 2025 | Achievable | MW | After Competition Groups | 0.27819 | 0 | 0 | 120.2664 | 0.0023131 | 34 | Residential_2025_Achievable_MW_After Competition Groups_34 | Demand Control Ventilation | 0.2313% | 0 | 0.27819 | Residential_2025_Achievable_MW_After Competition Groups_Demand Control Ventilation
Residential | Res ¦ ENERGY STAR LED LAMPS (REFLECTOR LAMPs/MR16/PAR 16) | 2025 | Economic | MW | After Competition Groups | 2.0626 | 0 | 0 | 892.0931 | 0.0023121 | 29 | Residential_2025_Economic_MW_After Competition Groups_29 | ENERGY STAR LED LAMPS (REFLECTOR LAMPs/MR16/PAR 16) | 0.2312% | 0 | 2.0626 | Residential_2025_Economic_MW_After Competition Groups_ENERGY STAR LED LAMPS (REFLECTOR LAMPs/MR16/PAR 16)
Residential | Res ¦ Variable Frequency Drive (VFD) | 2025 | Economic | MW | After Competition Groups | 2.0445 | 0 | 0 | 892.0931 | 0.0022918 | 30 | Residential_2025_Economic_MW_After Competition Groups_30 | Variable Frequency Drive (VFD) | 0.2292% | 0 | 2.0445 | Residential_2025_Economic_MW_After Competition Groups_Variable Frequency Drive (VFD)
Residential | Res ¦ Duct Insulation MF | 2025 | Achievable | MW | After Competition Groups | 0.26903 | 0 | 0 | 120.2664 | 0.0022369 | 35 | Residential_2025_Achievable_MW_After Competition Groups_35 | Duct Insulation MF | 0.2237% | 0 | 0.26903 | Residential_2025_Achievable_MW_After Competition Groups_Duct Insulation MF
Residential | Res ¦ Early Hot Water Heater Replacement | 2025 | Technical | MW | After Competition Groups | 3.6439 | 0 | 0 | 1651.0431 | 0.002207 | 41 | Residential_2025_Technical_MW_After Competition Groups_41 | Early Hot Water Heater Replacement | 0.2207% | 0 | 3.6439 | Residential_2025_Technical_MW_After Competition Groups_Early Hot Water Heater Replacement
Residential | Res ¦ CO Sensors for parking garage exhaust fans | 2025 | Economic | MW | After Competition Groups | 1.9095 | 0 | 0 | 892.0931 | 0.0021405 | 31 | Residential_2025_Economic_MW_After Competition Groups_31 | CO Sensors for parking garage exhaust fans | 0.214% | 0 | 1.9095 | Residential_2025_Economic_MW_After Competition Groups_CO Sensors for parking garage exhaust fans
Residential | Res ¦ LED Downlight | 2025 | Technical | MW | After Competition Groups | 3.4792 | 0 | 0 | 1651.0431 | 0.0021073 | 42 | Residential_2025_Technical_MW_After Competition Groups_42 | LED Downlight | 0.2107% | 0 | 3.4792 | Residential_2025_Technical_MW_After Competition Groups_LED Downlight
Residential | Res ¦ Water Heater Temperature Setback | 2025 | Achievable | MW | After Competition Groups | 0.25053 | 0 | 0 | 120.2664 | 0.0020832 | 36 | Residential_2025_Achievable_MW_After Competition Groups_36 | Water Heater Temperature Setback | 0.2083% | 0 | 0.25053 | Residential_2025_Achievable_MW_After Competition Groups_Water Heater Temperature Setback
Residential | Res ¦ Energy Star Freezer | 2025 | Technical | MW | After Competition Groups | 3.2466 | 0 | 0 | 1651.0431 | 0.0019664 | 43 | Residential_2025_Technical_MW_After Competition Groups_43 | Energy Star Freezer | 0.1966% | 0 | 3.2466 | Residential_2025_Technical_MW_After Competition Groups_Energy Star Freezer
Residential | Res ¦ Air Source Heat Pump Maintenance | 2025 | Technical | MW | After Competition Groups | 3.2233 | 0 | 0 | 1651.0431 | 0.0019523 | 44 | Residential_2025_Technical_MW_After Competition Groups_44 | Air Source Heat Pump Maintenance | 0.1952% | 0 | 3.2233 | Residential_2025_Technical_MW_After Competition Groups_Air Source Heat Pump Maintenance
Residential | Res ¦ Outside Air Economizer | 2025 | Technical | MW | After Competition Groups | 3.0265 | 0 | 0 | 1651.0431 | 0.0018331 | 45 | Residential_2025_Technical_MW_After Competition Groups_45 | Outside Air Economizer | 0.1833% | 0 | 3.0265 | Residential_2025_Technical_MW_After Competition Groups_Outside Air Economizer
Residential | Res ¦ High Efficiency Chiller (avg of water and air cooled) | 2025 | Technical | MW | After Competition Groups | 2.7883 | 0 | 0 | 1651.0431 | 0.0016888 | 46 | Residential_2025_Technical_MW_After Competition Groups_46 | High Efficiency Chiller (avg of water and air cooled) | 0.1689% | 0 | 2.7883 | Residential_2025_Technical_MW_After Competition Groups_High Efficiency Chiller (avg of water and air cooled)
Residential | Res ¦ Demand Control Ventilation | 2025 | Technical | MW | After Competition Groups | 2.6022 | 0 | 0 | 1651.0431 | 0.0015761 | 47 | Residential_2025_Technical_MW_After Competition Groups_47 | Demand Control Ventilation | 0.1576% | 0 | 2.6022 | Residential_2025_Technical_MW_After Competition Groups_Demand Control Ventilation
Residential | Res ¦ Drain Water Heat Recovery | 2025 | Technical | MW | After Competition Groups | 2.446 | 0 | 0 | 1651.0431 | 0.0014815 | 48 | Residential_2025_Technical_MW_After Competition Groups_48 | Drain Water Heat Recovery | 0.1481% | 0 | 2.446 | Residential_2025_Technical_MW_After Competition Groups_Drain Water Heat Recovery
Residential | Res ¦ Furnace Whistle | 2025 | Technical | MW | After Competition Groups | 2.4404 | 0 | 0 | 1651.0431 | 0.0014781 | 49 | Residential_2025_Technical_MW_After Competition Groups_49 | Furnace Whistle | 0.1478% | 0 | 2.4404 | Residential_2025_Technical_MW_After Competition Groups_Furnace Whistle
Residential | Res ¦ ENERGY STAR LED Lamps (General Service Lamps) | 2025 | Achievable | MW | After Competition Groups | 0.17465 | 0 | 0 | 120.2664 | 0.0014522 | 37 | Residential_2025_Achievable_MW_After Competition Groups_37 | ENERGY STAR LED Lamps (General Service Lamps) | 0.1452% | 0 | 0.17465 | Residential_2025_Achievable_MW_After Competition Groups_ENERGY STAR LED Lamps (General Service Lamps)
Residential | Res ¦ Home Energy Reports | 2025 | Achievable | MW | After Competition Groups | 0.17391 | 0 | 0 | 120.2664 | 0.001446 | 38 | Residential_2025_Achievable_MW_After Competition Groups_38 | Home Energy Reports | 0.1446% | 0 | 0.17391 | Residential_2025_Achievable_MW_After Competition Groups_Home Energy Reports
Residential | Res ¦ Water Heater Temperature Setback | 2025 | Economic | MW | After Competition Groups | 1.2787 | 0 | 0 | 892.0931 | 0.0014333 | 32 | Residential_2025_Economic_MW_After Competition Groups_32 | Water Heater Temperature Setback | 0.1433% | 0 | 1.2787 | Residential_2025_Economic_MW_After Competition Groups_Water Heater Temperature Setback
Residential | Res ¦ Home Energy Reports | 2025 | Economic | MW | After Competition Groups | 1.2386 | 0 | 0 | 892.0931 | 0.0013884 | 33 | Residential_2025_Economic_MW_After Competition Groups_33 | Home Energy Reports | 0.1388% | 0 | 1.2386 | Residential_2025_Economic_MW_After Competition Groups_Home Energy Reports
Residential | Res ¦ Window Film | 2025 | Technical | MW | After Competition Groups | 2.2606 | 0 | 0 | 1651.0431 | 0.0013692 | 50 | Residential_2025_Technical_MW_After Competition Groups_50 | Window Film | 0.1369% | 0 | 2.2606 | Residential_2025_Technical_MW_After Competition Groups_Window Film
Residential | Res ¦ LED Exterior Area Lights - LED Fixture (200W) | 2025 | Achievable | MW | After Competition Groups | 0.16255 | 0 | 0 | 120.2664 | 0.0013516 | 39 | Residential_2025_Achievable_MW_After Competition Groups_39 | LED Exterior Area Lights - LED Fixture (200W) | 0.1352% | 0 | 0.16255 | Residential_2025_Achievable_MW_After Competition Groups_LED Exterior Area Lights - LED Fixture (200W)
Residential | Res ¦ Comprehensive Draft Proofing | 2025 | Technical | MW | After Competition Groups | 2.1082 | 0 | 0 | 1651.0431 | 0.0012769 | 51 | Residential_2025_Technical_MW_After Competition Groups_51 | Comprehensive Draft Proofing | 0.1277% | 0 | 2.1082 | Residential_2025_Technical_MW_After Competition Groups_Comprehensive Draft Proofing
Residential | Res ¦ ENERGY STAR LED LAMPS (REFLECTOR LAMPs/MR16/PAR 16) | 2025 | Technical | MW | After Competition Groups | 2.0626 | 0 | 0 | 1651.0431 | 0.0012493 | 52 | Residential_2025_Technical_MW_After Competition Groups_52 | ENERGY STAR LED LAMPS (REFLECTOR LAMPs/MR16/PAR 16) | 0.1249% | 0 | 2.0626 | Residential_2025_Technical_MW_After Competition Groups_ENERGY STAR LED LAMPS (REFLECTOR LAMPs/MR16/PAR 16)
Residential | Res ¦ Central Lighting Control System | 2025 | Technical | MW | After Competition Groups | 2.0536 | 0 | 0 | 1651.0431 | 0.0012438 | 53 | Residential_2025_Technical_MW_After Competition Groups_53 | Central Lighting Control System | 0.1244% | 0 | 2.0536 | Residential_2025_Technical_MW_After Competition Groups_Central Lighting Control System
Residential | Res ¦ Variable Frequency Drive (VFD) | 2025 | Technical | MW | After Competition Groups | 2.0445 | 0 | 0 | 1651.0431 | 0.0012383 | 54 | Residential_2025_Technical_MW_After Competition Groups_54 | Variable Frequency Drive (VFD) | 0.1238% | 0 | 2.0445 | Residential_2025_Technical_MW_After Competition Groups_Variable Frequency Drive (VFD)
Residential | Res ¦ Heat Recovery Ventilator | 2025 | Economic | MW | After Competition Groups | 1.094 | 0 | 0 | 892.0931 | 0.0012263 | 34 | Residential_2025_Economic_MW_After Competition Groups_34 | Heat Recovery Ventilator | 0.1226% | 0 | 1.094 | Residential_2025_Economic_MW_After Competition Groups_Heat Recovery Ventilator
Residential | Res ¦ CO Sensors for parking garage exhaust fans | 2025 | Technical | MW | After Competition Groups | 1.9095 | 0 | 0 | 1651.0431 | 0.0011565 | 55 | Residential_2025_Technical_MW_After Competition Groups_55 | CO Sensors for parking garage exhaust fans | 0.1157% | 0 | 1.9095 | Residential_2025_Technical_MW_After Competition Groups_CO Sensors for parking garage exhaust fans
Residential | Res ¦ VFD on Pumps | 2025 | Achievable | MW | After Competition Groups | 0.12318 | 0 | 0 | 120.2664 | 0.0010242 | 40 | Residential_2025_Achievable_MW_After Competition Groups_40 | VFD on Pumps | 0.1024% | 0 | 0.12318 | Residential_2025_Achievable_MW_After Competition Groups_VFD on Pumps
Residential | Res ¦ LED Tube Re-Lamp | 2025 | Technical | MW | After Competition Groups | 1.6795 | 0 | 0 | 1651.0431 | 0.0010172 | 56 | Residential_2025_Technical_MW_After Competition Groups_56 | LED Tube Re-Lamp | 0.1017% | 0 | 1.6795 | Residential_2025_Technical_MW_After Competition Groups_LED Tube Re-Lamp
Residential | Res ¦ Heat Pump Water Heater | 2025 | Technical | MW | After Competition Groups | 1.6393 | 0 | 0 | 1651.0431 | 0.0009929 | 57 | Residential_2025_Technical_MW_After Competition Groups_57 | Heat Pump Water Heater | 0.09929% | 0 | 1.6393 | Residential_2025_Technical_MW_After Competition Groups_Heat Pump Water Heater
Residential | Res ¦ DHW Recirculation Systems | 2025 | Technical | MW | After Competition Groups | 1.5839 | 0 | 0 | 1651.0431 | 0.00095935 | 58 | Residential_2025_Technical_MW_After Competition Groups_58 | DHW Recirculation Systems | 0.09593% | 0 | 1.5839 | Residential_2025_Technical_MW_After Competition Groups_DHW Recirculation Systems
Residential | Res ¦ LED Parking Lot Fixture | 2025 | Economic | MW | After Competition Groups | 0.83267 | 0 | 0 | 892.0931 | 0.00093339 | 35 | Residential_2025_Economic_MW_After Competition Groups_35 | LED Parking Lot Fixture | 0.09334% | 0 | 0.83267 | Residential_2025_Economic_MW_After Competition Groups_LED Parking Lot Fixture
Residential | Res ¦ Condensing Make Up Air Unit | 2025 | Achievable | MW | After Competition Groups | 0.10805 | 0 | 0 | 120.2664 | 0.00089843 | 41 | Residential_2025_Achievable_MW_After Competition Groups_41 | Condensing Make Up Air Unit | 0.08984% | 0 | 0.10805 | Residential_2025_Achievable_MW_After Competition Groups_Condensing Make Up Air Unit
Residential | Res ¦ Energy Star Ceiling Fan/Lighting | 2025 | Technical | MW | After Competition Groups | 1.4392 | 0 | 0 | 1651.0431 | 0.00087167 | 59 | Residential_2025_Technical_MW_After Competition Groups_59 | Energy Star Ceiling Fan/Lighting | 0.08717% | 0 | 1.4392 | Residential_2025_Technical_MW_After Competition Groups_Energy Star Ceiling Fan/Lighting
Residential | Res ¦ Water Heater Temperature Setback | 2025 | Technical | MW | After Competition Groups | 1.2787 | 0 | 0 | 1651.0431 | 0.00077447 | 60 | Residential_2025_Technical_MW_After Competition Groups_60 | Water Heater Temperature Setback | 0.07745% | 0 | 1.2787 | Residential_2025_Technical_MW_After Competition Groups_Water Heater Temperature Setback
Residential | Res ¦ VFD on Pumps | 2025 | Economic | MW | After Competition Groups | 0.62871 | 0 | 0 | 892.0931 | 0.00070476 | 36 | Residential_2025_Economic_MW_After Competition Groups_36 | VFD on Pumps | 0.07048% | 0 | 0.62871 | Residential_2025_Economic_MW_After Competition Groups_VFD on Pumps
Residential | Res ¦ Heat Recovery Ventilator | 2025 | Technical | MW | After Competition Groups | 1.131 | 0 | 0 | 1651.0431 | 0.000685 | 61 | Residential_2025_Technical_MW_After Competition Groups_61 | Heat Recovery Ventilator | 0.0685% | 0 | 1.131 | Residential_2025_Technical_MW_After Competition Groups_Heat Recovery Ventilator
Residential | Res ¦ Condensing Make Up Air Unit | 2025 | Economic | MW | After Competition Groups | 0.51351 | 0 | 0 | 892.0931 | 0.00057562 | 37 | Residential_2025_Economic_MW_After Competition Groups_37 | Condensing Make Up Air Unit | 0.05756% | 0 | 0.51351 | Residential_2025_Economic_MW_After Competition Groups_Condensing Make Up Air Unit
Residential | Res ¦ LED Parking Lot Fixture | 2025 | Technical | MW | After Competition Groups | 0.83267 | 0 | 0 | 1651.0431 | 0.00050433 | 62 | Residential_2025_Technical_MW_After Competition Groups_62 | LED Parking Lot Fixture | 0.05043% | 0 | 0.83267 | Residential_2025_Technical_MW_After Competition Groups_LED Parking Lot Fixture
Residential | Res ¦ Energy Star Dishwasher | 2025 | Technical | MW | After Competition Groups | 0.83146 | 0 | 0 | 1651.0431 | 0.0005036 | 63 | Residential_2025_Technical_MW_After Competition Groups_63 | Energy Star Dishwasher | 0.05036% | 0 | 0.83146 | Residential_2025_Technical_MW_After Competition Groups_Energy Star Dishwasher
Residential | Res ¦ ECM MOTORS FOR HVAC APPLICATION (FAN-POWERED VAV BOX) | 2025 | Achievable | MW | After Competition Groups | 0.058841 | 0 | 0 | 120.2664 | 0.00048925 | 42 | Residential_2025_Achievable_MW_After Competition Groups_42 | ECM MOTORS FOR HVAC APPLICATION (FAN-POWERED VAV BOX) | 0.04893% | 0 | 0.058841 | Residential_2025_Achievable_MW_After Competition Groups_ECM MOTORS FOR HVAC APPLICATION (FAN-POWERED VAV BOX)
Residential | Res ¦ LED Exterior Area Lights - LED Fixture (200W) | 2025 | Economic | MW | After Competition Groups | 0.37827 | 0 | 0 | 892.0931 | 0.00042403 | 38 | Residential_2025_Economic_MW_After Competition Groups_38 | LED Exterior Area Lights - LED Fixture (200W) | 0.0424% | 0 | 0.37827 | Residential_2025_Economic_MW_After Competition Groups_LED Exterior Area Lights - LED Fixture (200W)
Residential | Res ¦ LED Tube Re-Lamp | 2025 | Economic | MW | After Competition Groups | 0.37528 | 0 | 0 | 892.0931 | 0.00042067 | 39 | Residential_2025_Economic_MW_After Competition Groups_39 | LED Tube Re-Lamp | 0.04207% | 0 | 0.37528 | Residential_2025_Economic_MW_After Competition Groups_LED Tube Re-Lamp
Residential | Res ¦ ENERGY STAR LED Lamps (General Service Lamps) | 2025 | Economic | MW | After Competition Groups | 0.34544 | 0 | 0 | 892.0931 | 0.00038722 | 40 | Residential_2025_Economic_MW_After Competition Groups_40 | ENERGY STAR LED Lamps (General Service Lamps) | 0.03872% | 0 | 0.34544 | Residential_2025_Economic_MW_After Competition Groups_ENERGY STAR LED Lamps (General Service Lamps)
Residential | Res ¦ VFD on Pumps | 2025 | Technical | MW | After Competition Groups | 0.62871 | 0 | 0 | 1651.0431 | 0.00038079 | 64 | Residential_2025_Technical_MW_After Competition Groups_64 | VFD on Pumps | 0.03808% | 0 | 0.62871 | Residential_2025_Technical_MW_After Competition Groups_VFD on Pumps
Residential | Res ¦ ECM MOTORS FOR HVAC APPLICATION (FAN-POWERED VAV BOX) | 2025 | Economic | MW | After Competition Groups | 0.3181 | 0 | 0 | 892.0931 | 0.00035658 | 41 | Residential_2025_Economic_MW_After Competition Groups_41 | ECM MOTORS FOR HVAC APPLICATION (FAN-POWERED VAV BOX) | 0.03566% | 0 | 0.3181 | Residential_2025_Economic_MW_After Competition Groups_ECM MOTORS FOR HVAC APPLICATION (FAN-POWERED VAV BOX)
Residential | Res ¦ HVAC Optimization | 2025 | Technical | MW | After Competition Groups | 0.52066 | 0 | 0 | 1651.0431 | 0.00031535 | 65 | Residential_2025_Technical_MW_After Competition Groups_65 | HVAC Optimization | 0.03154% | 0 | 0.52066 | Residential_2025_Technical_MW_After Competition Groups_HVAC Optimization
Residential | Res ¦ Condensing Make Up Air Unit | 2025 | Technical | MW | After Competition Groups | 0.51351 | 0 | 0 | 1651.0431 | 0.00031102 | 66 | Residential_2025_Technical_MW_After Competition Groups_66 | Condensing Make Up Air Unit | 0.0311% | 0 | 0.51351 | Residential_2025_Technical_MW_After Competition Groups_Condensing Make Up Air Unit
Residential | Res ¦ Solar Powered Attic Fan | 2025 | Technical | MW | After Competition Groups | 0.38813 | 0 | 0 | 1651.0431 | 0.00023508 | 67 | Residential_2025_Technical_MW_After Competition Groups_67 | Solar Powered Attic Fan | 0.02351% | 0 | 0.38813 | Residential_2025_Technical_MW_After Competition Groups_Solar Powered Attic Fan
Residential | Res ¦ Beverage Vending Machine Controls | 2025 | Achievable | MW | After Competition Groups | 0.028238 | 0 | 0 | 120.2664 | 0.0002348 | 43 | Residential_2025_Achievable_MW_After Competition Groups_43 | Beverage Vending Machine Controls | 0.02348% | 0 | 0.028238 | Residential_2025_Achievable_MW_After Competition Groups_Beverage Vending Machine Controls
Residential | Res ¦ Basement or Crawlspace Insulation | 2025 | Economic | MW | After Competition Groups | 0.20745 | 0 | 0 | 892.0931 | 0.00023254 | 42 | Residential_2025_Economic_MW_After Competition Groups_42 | Basement or Crawlspace Insulation | 0.02325% | 0 | 0.20745 | Residential_2025_Economic_MW_After Competition Groups_Basement or Crawlspace Insulation
Residential | Res ¦ LED Exterior Area Lights - LED Fixture (200W) | 2025 | Technical | MW | After Competition Groups | 0.37827 | 0 | 0 | 1651.0431 | 0.00022911 | 68 | Residential_2025_Technical_MW_After Competition Groups_68 | LED Exterior Area Lights - LED Fixture (200W) | 0.02291% | 0 | 0.37827 | Residential_2025_Technical_MW_After Competition Groups_LED Exterior Area Lights - LED Fixture (200W)
Residential | Res ¦ Beverage Vending Machine Controls | 2025 | Economic | MW | After Competition Groups | 0.18836 | 0 | 0 | 892.0931 | 0.00021114 | 43 | Residential_2025_Economic_MW_After Competition Groups_43 | Beverage Vending Machine Controls | 0.02111% | 0 | 0.18836 | Residential_2025_Economic_MW_After Competition Groups_Beverage Vending Machine Controls
Residential | Res ¦ ENERGY STAR LED Lamps (General Service Lamps) | 2025 | Technical | MW | After Competition Groups | 0.34544 | 0 | 0 | 1651.0431 | 0.00020923 | 69 | Residential_2025_Technical_MW_After Competition Groups_69 | ENERGY STAR LED Lamps (General Service Lamps) | 0.02092% | 0 | 0.34544 | Residential_2025_Technical_MW_After Competition Groups_ENERGY STAR LED Lamps (General Service Lamps)
Residential | Res ¦ ECM MOTORS FOR HVAC APPLICATION (FAN-POWERED VAV BOX) | 2025 | Technical | MW | After Competition Groups | 0.3181 | 0 | 0 | 1651.0431 | 0.00019267 | 70 | Residential_2025_Technical_MW_After Competition Groups_70 | ECM MOTORS FOR HVAC APPLICATION (FAN-POWERED VAV BOX) | 0.01927% | 0 | 0.3181 | Residential_2025_Technical_MW_After Competition Groups_ECM MOTORS FOR HVAC APPLICATION (FAN-POWERED VAV BOX)
Residential | Res ¦ Heat Recovery Ventilator | 2025 | Achievable | MW | After Competition Groups | 0.020924 | 0 | 0 | 120.2664 | 0.00017398 | 44 | Residential_2025_Achievable_MW_After Competition Groups_44 | Heat Recovery Ventilator | 0.0174% | 0 | 0.020924 | Residential_2025_Achievable_MW_After Competition Groups_Heat Recovery Ventilator
Residential | Res ¦ Chilled Water Optimization | 2025 | Achievable | MW | After Competition Groups | 0.016365 | 0 | 0 | 120.2664 | 0.00013607 | 45 | Residential_2025_Achievable_MW_After Competition Groups_45 | Chilled Water Optimization | 0.01361% | 0 | 0.016365 | Residential_2025_Achievable_MW_After Competition Groups_Chilled Water Optimization
Residential | Res ¦ Wall Insulation MF | 2025 | Technical | MW | After Competition Groups | 0.20073 | 0 | 0 | 1651.0431 | 0.00012158 | 71 | Residential_2025_Technical_MW_After Competition Groups_71 | Wall Insulation MF | 0.01216% | 0 | 0.20073 | Residential_2025_Technical_MW_After Competition Groups_Wall Insulation MF
Residential | Res ¦ Beverage Vending Machine Controls | 2025 | Technical | MW | After Competition Groups | 0.18836 | 0 | 0 | 1651.0431 | 0.00011409 | 72 | Residential_2025_Technical_MW_After Competition Groups_72 | Beverage Vending Machine Controls | 0.01141% | 0 | 0.18836 | Residential_2025_Technical_MW_After Competition Groups_Beverage Vending Machine Controls
Residential | Res ¦ Chilled Water Optimization | 2025 | Economic | MW | After Competition Groups | 0.073333 | 0 | 0 | 892.0931 | 8.2203e-05 | 44 | Residential_2025_Economic_MW_After Competition Groups_44 | Chilled Water Optimization | 0.00822% | 0 | 0.073333 | Residential_2025_Economic_MW_After Competition Groups_Chilled Water Optimization
Residential | Res ¦ Energy Star Windows | 2025 | Achievable | MW | After Competition Groups | 0.0081995 | 0 | 0 | 120.2664 | 6.8178e-05 | 46 | Residential_2025_Achievable_MW_After Competition Groups_46 | Energy Star Windows | 0.006818% | 0 | 0.0081995 | Residential_2025_Achievable_MW_After Competition Groups_Energy Star Windows
Residential | Res ¦ Tankless Water Heater | 2025 | Technical | MW | After Competition Groups | 0.10206 | 0 | 0 | 1651.0431 | 6.1813e-05 | 73 | Residential_2025_Technical_MW_After Competition Groups_73 | Tankless Water Heater | 0.006181% | 0 | 0.10206 | Residential_2025_Technical_MW_After Competition Groups_Tankless Water Heater
Residential | Res ¦ Basement or Crawlspace Insulation | 2025 | Achievable | MW | After Competition Groups | 0.0069521 | 0 | 0 | 120.2664 | 5.7806e-05 | 47 | Residential_2025_Achievable_MW_After Competition Groups_47 | Basement or Crawlspace Insulation | 0.005781% | 0 | 0.0069521 | Residential_2025_Achievable_MW_After Competition Groups_Basement or Crawlspace Insulation
Residential | Res ¦ Energy Star Windows | 2025 | Economic | MW | After Competition Groups | 0.041881 | 0 | 0 | 892.0931 | 4.6947e-05 | 45 | Residential_2025_Economic_MW_After Competition Groups_45 | Energy Star Windows | 0.004695% | 0 | 0.041881 | Residential_2025_Economic_MW_After Competition Groups_Energy Star Windows
Residential | Res ¦ Chilled Water Optimization | 2025 | Technical | MW | After Competition Groups | 0.073333 | 0 | 0 | 1651.0431 | 4.4416e-05 | 74 | Residential_2025_Technical_MW_After Competition Groups_74 | Chilled Water Optimization | 0.004442% | 0 | 0.073333 | Residential_2025_Technical_MW_After Competition Groups_Chilled Water Optimization
Residential | Res ¦ LED Recessed Downlights | 2025 | Technical | MW | After Competition Groups | 0.044205 | 0 | 0 | 1651.0431 | 2.6774e-05 | 75 | Residential_2025_Technical_MW_After Competition Groups_75 | LED Recessed Downlights | 0.002677% | 0 | 0.044205 | Residential_2025_Technical_MW_After Competition Groups_LED Recessed Downlights
Residential | Res ¦ LED High Bay Fixture | 2025 | Technical | MW | After Competition Groups | 0.038098 | 0 | 0 | 1651.0431 | 2.3075e-05 | 76 | Residential_2025_Technical_MW_After Competition Groups_76 | LED High Bay Fixture | 0.002307% | 0 | 0.038098 | Residential_2025_Technical_MW_After Competition Groups_LED High Bay Fixture
Residential | Res ¦ Wall Insulation MF | 2025 | Economic | MW | After Competition Groups | 0.016476 | 0 | 0 | 892.0931 | 1.8469e-05 | 46 | Residential_2025_Economic_MW_After Competition Groups_46 | Wall Insulation MF | 0.001847% | 0 | 0.016476 | Residential_2025_Economic_MW_After Competition Groups_Wall Insulation MF
Residential | Res ¦ Radiant Barrier | 2025 | Technical | MW | After Competition Groups | 0.015347 | 0 | 0 | 1651.0431 | 9.2954e-06 | 77 | Residential_2025_Technical_MW_After Competition Groups_77 | Radiant Barrier | 0.0009295% | 0 | 0.015347 | Residential_2025_Technical_MW_After Competition Groups_Radiant Barrier
Residential | Res ¦ Wall Insulation MF | 2025 | Achievable | MW | After Competition Groups | 0.00055259 | 0 | 0 | 120.2664 | 4.5947e-06 | 48 | Residential_2025_Achievable_MW_After Competition Groups_48 | Wall Insulation MF | 0.0004595% | 0 | 0.00055259 | Residential_2025_Achievable_MW_After Competition Groups_Wall Insulation MF
Residential | Res ¦ Solar Water Preheat (Pools/DHW) | 2025 | Technical | MW | After Competition Groups | 0.0024336 | 0 | 0 | 1651.0431 | 1.474e-06 | 78 | Residential_2025_Technical_MW_After Competition Groups_78 | Solar Water Preheat (Pools/DHW) | 0.0001474% | 0 | 0.0024336 | Residential_2025_Technical_MW_After Competition Groups_Solar Water Preheat (Pools/DHW)
Residential | Res ¦ Photocell Controls (Outdoor) | 2025 | Technical | MW | After Competition Groups | 8.931e-05 | 0 | 0 | 1651.0431 | 5.4093e-08 | 79 | Residential_2025_Technical_MW_After Competition Groups_79 | Photocell Controls (Outdoor) | 5.409e-06% | 0 | 8.931e-05 | Residential_2025_Technical_MW_After Competition Groups_Photocell Controls (Outdoor)
Residential | Res ¦ Air Source Heat Pump | 2025 | Achievable | MW | After Competition Groups | 0 | 0 | 0 | 120.2664 | 0 | 49 | Residential_2025_Achievable_MW_After Competition Groups_49 | Air Source Heat Pump | 0% | 0 | 0 | Residential_2025_Achievable_MW_After Competition Groups_Air Source Heat Pump
Residential | Res ¦ Ceiling Insulation | 2025 | Achievable | MW | After Competition Groups | 0 | 0 | 0 | 120.2664 | 0 | 50 | Residential_2025_Achievable_MW_After Competition Groups_50 | Ceiling Insulation | 0% | 0 | 0 | Residential_2025_Achievable_MW_After Competition Groups_Ceiling Insulation
Residential | Res ¦ Ceiling Insulation | 2025 | Economic | MW | After Competition Groups | 0 | 0 | 0 | 892.0931 | 0 | 47 | Residential_2025_Economic_MW_After Competition Groups_47 | Ceiling Insulation | 0% | 0 | 0 | Residential_2025_Economic_MW_After Competition Groups_Ceiling Insulation
Residential | Res ¦ DHW Recirculation Systems | 2025 | Achievable | MW | After Competition Groups | 0 | 0 | 0 | 120.2664 | 0 | 51 | Residential_2025_Achievable_MW_After Competition Groups_51 | DHW Recirculation Systems | 0% | 0 | 0 | Residential_2025_Achievable_MW_After Competition Groups_DHW Recirculation Systems
Residential | Res ¦ DHW Recirculation Systems | 2025 | Economic | MW | After Competition Groups | 0 | 0 | 0 | 892.0931 | 0 | 48 | Residential_2025_Economic_MW_After Competition Groups_48 | DHW Recirculation Systems | 0% | 0 | 0 | Residential_2025_Economic_MW_After Competition Groups_DHW Recirculation Systems
Residential | Res ¦ Drain Water Heat Recovery | 2025 | Achievable | MW | After Competition Groups | 0 | 0 | 0 | 120.2664 | 0 | 52 | Residential_2025_Achievable_MW_After Competition Groups_52 | Drain Water Heat Recovery | 0% | 0 | 0 | Residential_2025_Achievable_MW_After Competition Groups_Drain Water Heat Recovery
Residential | Res ¦ Drain Water Heat Recovery | 2025 | Economic | MW | After Competition Groups | 0 | 0 | 0 | 892.0931 | 0 | 49 | Residential_2025_Economic_MW_After Competition Groups_49 | Drain Water Heat Recovery | 0% | 0 | 0 | Residential_2025_Economic_MW_After Competition Groups_Drain Water Heat Recovery
Residential | Res ¦ Early Hot Water Heater Replacement | 2025 | Achievable | MW | After Competition Groups | 0 | 0 | 0 | 120.2664 | 0 | 53 | Residential_2025_Achievable_MW_After Competition Groups_53 | Early Hot Water Heater Replacement | 0% | 0 | 0 | Residential_2025_Achievable_MW_After Competition Groups_Early Hot Water Heater Replacement
Residential | Res ¦ Early Hot Water Heater Replacement | 2025 | Economic | MW | After Competition Groups | 0 | 0 | 0 | 892.0931 | 0 | 50 | Residential_2025_Economic_MW_After Competition Groups_50 | Early Hot Water Heater Replacement | 0% | 0 | 0 | Residential_2025_Economic_MW_After Competition Groups_Early Hot Water Heater Replacement
Residential | Res ¦ Energy Star Clothes Dryer | 2025 | Achievable | MW | After Competition Groups | 0 | 0 | 0 | 120.2664 | 0 | 54 | Residential_2025_Achievable_MW_After Competition Groups_54 | Energy Star Clothes Dryer | 0% | 0 | 0 | Residential_2025_Achievable_MW_After Competition Groups_Energy Star Clothes Dryer
Residential | Res ¦ Energy Star Clothes Dryer | 2025 | Economic | MW | After Competition Groups | 0 | 0 | 0 | 892.0931 | 0 | 51 | Residential_2025_Economic_MW_After Competition Groups_51 | Energy Star Clothes Dryer | 0% | 0 | 0 | Residential_2025_Economic_MW_After Competition Groups_Energy Star Clothes Dryer
Residential | Res ¦ Energy Star Dehumidifier | 2025 | Achievable | MW | After Competition Groups | 0 | 0 | 0 | 120.2664 | 0 | 55 | Residential_2025_Achievable_MW_After Competition Groups_55 | Energy Star Dehumidifier | 0% | 0 | 0 | Residential_2025_Achievable_MW_After Competition Groups_Energy Star Dehumidifier
Residential | Res ¦ Energy Star Dehumidifier | 2025 | Economic | MW | After Competition Groups | 0 | 0 | 0 | 892.0931 | 0 | 52 | Residential_2025_Economic_MW_After Competition Groups_52 | Energy Star Dehumidifier | 0% | 0 | 0 | Residential_2025_Economic_MW_After Competition Groups_Energy Star Dehumidifier
Residential | Res ¦ Energy Star Freezer | 2025 | Achievable | MW | After Competition Groups | 0 | 0 | 0 | 120.2664 | 0 | 56 | Residential_2025_Achievable_MW_After Competition Groups_56 | Energy Star Freezer | 0% | 0 | 0 | Residential_2025_Achievable_MW_After Competition Groups_Energy Star Freezer
Residential | Res ¦ Energy Star Freezer | 2025 | Economic | MW | After Competition Groups | 0 | 0 | 0 | 892.0931 | 0 | 53 | Residential_2025_Economic_MW_After Competition Groups_53 | Energy Star Freezer | 0% | 0 | 0 | Residential_2025_Economic_MW_After Competition Groups_Energy Star Freezer
Residential | Res ¦ Furnace with ECM | 2025 | Achievable | MW | After Competition Groups | 0 | 0 | 0 | 120.2664 | 0 | 57 | Residential_2025_Achievable_MW_After Competition Groups_57 | Furnace with ECM | 0% | 0 | 0 | Residential_2025_Achievable_MW_After Competition Groups_Furnace with ECM
Residential | Res ¦ Furnace with ECM | 2025 | Economic | MW | After Competition Groups | 0 | 0 | 0 | 892.0931 | 0 | 54 | Residential_2025_Economic_MW_After Competition Groups_54 | Furnace with ECM | 0% | 0 | 0 | Residential_2025_Economic_MW_After Competition Groups_Furnace with ECM
Residential | Res ¦ Heat Pump Water Heater | 2025 | Achievable | MW | After Competition Groups | 0 | 0 | 0 | 120.2664 | 0 | 58 | Residential_2025_Achievable_MW_After Competition Groups_58 | Heat Pump Water Heater | 0% | 0 | 0 | Residential_2025_Achievable_MW_After Competition Groups_Heat Pump Water Heater
Residential | Res ¦ Heat Pump Water Heater | 2025 | Economic | MW | After Competition Groups | 0 | 0 | 0 | 892.0931 | 0 | 55 | Residential_2025_Economic_MW_After Competition Groups_55 | Heat Pump Water Heater | 0% | 0 | 0 | Residential_2025_Economic_MW_After Competition Groups_Heat Pump Water Heater
Residential | Res ¦ LED Downlight | 2025 | Achievable | MW | After Competition Groups | 0 | 0 | 0 | 120.2664 | 0 | 59 | Residential_2025_Achievable_MW_After Competition Groups_59 | LED Downlight | 0% | 0 | 0 | Residential_2025_Achievable_MW_After Competition Groups_LED Downlight
Residential | Res ¦ LED Downlight | 2025 | Economic | MW | After Competition Groups | 0 | 0 | 0 | 892.0931 | 0 | 56 | Residential_2025_Economic_MW_After Competition Groups_56 | LED Downlight | 0% | 0 | 0 | Residential_2025_Economic_MW_After Competition Groups_LED Downlight
Residential | Res ¦ LED High Bay Fixture | 2025 | Achievable | MW | After Competition Groups | 0 | 0 | 0 | 120.2664 | 0 | 60 | Residential_2025_Achievable_MW_After Competition Groups_60 | LED High Bay Fixture | 0% | 0 | 0 | Residential_2025_Achievable_MW_After Competition Groups_LED High Bay Fixture
Residential | Res ¦ LED High Bay Fixture | 2025 | Economic | MW | After Competition Groups | 0 | 0 | 0 | 892.0931 | 0 | 57 | Residential_2025_Economic_MW_After Competition Groups_57 | LED High Bay Fixture | 0% | 0 | 0 | Residential_2025_Economic_MW_After Competition Groups_LED High Bay Fixture
Residential | Res ¦ Lighting Motion Sensors, Timers, Dimmers | 2025 | Achievable | MW | After Competition Groups | 0 | 0 | 0 | 120.2664 | 0 | 61 | Residential_2025_Achievable_MW_After Competition Groups_61 | Lighting Motion Sensors, Timers, Dimmers | 0% | 0 | 0 | Residential_2025_Achievable_MW_After Competition Groups_Lighting Motion Sensors, Timers, Dimmers
Residential | Res ¦ Lighting Motion Sensors, Timers, Dimmers | 2025 | Economic | MW | After Competition Groups | 0 | 0 | 0 | 892.0931 | 0 | 58 | Residential_2025_Economic_MW_After Competition Groups_58 | Lighting Motion Sensors, Timers, Dimmers | 0% | 0 | 0 | Residential_2025_Economic_MW_After Competition Groups_Lighting Motion Sensors, Timers, Dimmers
Residential | Res ¦ Networked/ Connected - Indoor LED Luminaire | 2025 | Achievable | MW | After Competition Groups | 0 | 0 | 0 | 120.2664 | 0 | 62 | Residential_2025_Achievable_MW_After Competition Groups_62 | Networked/ Connected - Indoor LED Luminaire | 0% | 0 | 0 | Residential_2025_Achievable_MW_After Competition Groups_Networked/ Connected - Indoor LED Luminaire
Residential | Res ¦ Radiant Barrier | 2025 | Achievable | MW | After Competition Groups | 0 | 0 | 0 | 120.2664 | 0 | 63 | Residential_2025_Achievable_MW_After Competition Groups_63 | Radiant Barrier | 0% | 0 | 0 | Residential_2025_Achievable_MW_After Competition Groups_Radiant Barrier
Residential | Res ¦ Radiant Barrier | 2025 | Economic | MW | After Competition Groups | 0 | 0 | 0 | 892.0931 | 0 | 59 | Residential_2025_Economic_MW_After Competition Groups_59 | Radiant Barrier | 0% | 0 | 0 | Residential_2025_Economic_MW_After Competition Groups_Radiant Barrier
Residential | Res ¦ Smart Burners | 2025 | Achievable | MW | After Competition Groups | 0 | 0 | 0 | 120.2664 | 0 | 64 | Residential_2025_Achievable_MW_After Competition Groups_64 | Smart Burners | 0% | 0 | 0 | Residential_2025_Achievable_MW_After Competition Groups_Smart Burners
Residential | Res ¦ Smart Burners | 2025 | Economic | MW | After Competition Groups | 0 | 0 | 0 | 892.0931 | 0 | 60 | Residential_2025_Economic_MW_After Competition Groups_60 | Smart Burners | 0% | 0 | 0 | Residential_2025_Economic_MW_After Competition Groups_Smart Burners
Residential | Res ¦ Smart Power Bar | 2025 | Achievable | MW | After Competition Groups | 0 | 0 | 0 | 120.2664 | 0 | 65 | Residential_2025_Achievable_MW_After Competition Groups_65 | Smart Power Bar | 0% | 0 | 0 | Residential_2025_Achievable_MW_After Competition Groups_Smart Power Bar
Residential | Res ¦ Smart Power Bar | 2025 | Economic | MW | After Competition Groups | 0 | 0 | 0 | 892.0931 | 0 | 61 | Residential_2025_Economic_MW_After Competition Groups_61 | Smart Power Bar | 0% | 0 | 0 | Residential_2025_Economic_MW_After Competition Groups_Smart Power Bar
Residential | Res ¦ Tankless Water Heater | 2025 | Achievable | MW | After Competition Groups | 0 | 0 | 0 | 120.2664 | 0 | 66 | Residential_2025_Achievable_MW_After Competition Groups_66 | Tankless Water Heater | 0% | 0 | 0 | Residential_2025_Achievable_MW_After Competition Groups_Tankless Water Heater
Residential | Res ¦ Tankless Water Heater | 2025 | Economic | MW | After Competition Groups | 0 | 0 | 0 | 892.0931 | 0 | 62 | Residential_2025_Economic_MW_After Competition Groups_62 | Tankless Water Heater | 0% | 0 | 0 | Residential_2025_Economic_MW_After Competition Groups_Tankless Water Heater
Residential | Res ¦ Variable Refrigerant Flow Heat Pump | 2025 | Achievable | MW | After Competition Groups | 0 | 0 | 0 | 120.2664 | 0 | 67 | Residential_2025_Achievable_MW_After Competition Groups_67 | Variable Refrigerant Flow Heat Pump | 0% | 0 | 0 | Residential_2025_Achievable_MW_After Competition Groups_Variable Refrigerant Flow Heat Pump
Residential | Res ¦ Variable Refrigerant Flow Heat Pump | 2025 | Economic | MW | After Competition Groups | 0 | 0 | 0 | 892.0931 | 0 | 63 | Residential_2025_Economic_MW_After Competition Groups_63 | Variable Refrigerant Flow Heat Pump | 0% | 0 | 0 | Residential_2025_Economic_MW_After Competition Groups_Variable Refrigerant Flow Heat Pump
Residential | Res ¦ Adaptive Thermostat | 2026 | Economic | MW | After Competition Groups | 197.3447 | 0 | 0 | 957.5831 | 0.20609 | 1 | Residential_2026_Economic_MW_After Competition Groups_1 | Adaptive Thermostat | 20.61% | 0 | 197.3447 | Residential_2026_Economic_MW_After Competition Groups_Adaptive Thermostat
Residential | Res ¦ Building Recommissioning, Operations and Maintenance (O&M) Improvements | 2026 | Achievable | MW | After Competition Groups | 28.2915 | 0 | 0 | 171.4283 | 0.16503 | 1 | Residential_2026_Achievable_MW_After Competition Groups_1 | Building Recommissioning, Operations and Maintenance (O&M) Improvements | 16.5% | 0 | 28.2915 | Residential_2026_Achievable_MW_After Competition Groups_Building Recommissioning, Operations and Maintenance (O&M) Improvements
Residential | Res ¦ Energy Star Central Air Conditioner | 2026 | Technical | MW | After Competition Groups | 240.4173 | 0 | 0 | 1751.6336 | 0.13725 | 1 | Residential_2026_Technical_MW_After Competition Groups_1 | Energy Star Central Air Conditioner | 13.73% | 0 | 240.4173 | Residential_2026_Technical_MW_After Competition Groups_Energy Star Central Air Conditioner
Residential | Res ¦ Variable Speed Pool Pump Motor | 2026 | Achievable | MW | After Competition Groups | 19.9408 | 0 | 0 | 171.4283 | 0.11632 | 2 | Residential_2026_Achievable_MW_After Competition Groups_2 | Variable Speed Pool Pump Motor | 11.63% | 0 | 19.9408 | Residential_2026_Achievable_MW_After Competition Groups_Variable Speed Pool Pump Motor
Residential | Res ¦ Adaptive Thermostat | 2026 | Technical | MW | After Competition Groups | 197.3447 | 0 | 0 | 1751.6336 | 0.11266 | 2 | Residential_2026_Technical_MW_After Competition Groups_2 | Adaptive Thermostat | 11.27% | 0 | 197.3447 | Residential_2026_Technical_MW_After Competition Groups_Adaptive Thermostat
Residential | Res ¦ Energy Star Clothes Washer | 2026 | Achievable | MW | After Competition Groups | 19.1165 | 0 | 0 | 171.4283 | 0.11151 | 3 | Residential_2026_Achievable_MW_After Competition Groups_3 | Energy Star Clothes Washer | 11.15% | 0 | 19.1165 | Residential_2026_Achievable_MW_After Competition Groups_Energy Star Clothes Washer
Residential | Res ¦ Ductless Mini-Split Heat Pump | 2026 | Achievable | MW | After Competition Groups | 19.0837 | 0 | 0 | 171.4283 | 0.11132 | 4 | Residential_2026_Achievable_MW_After Competition Groups_4 | Ductless Mini-Split Heat Pump | 11.13% | 0 | 19.0837 | Residential_2026_Achievable_MW_After Competition Groups_Ductless Mini-Split Heat Pump
Residential | Res ¦ Building Recommissioning, Operations and Maintenance (O&M) Improvements | 2026 | Economic | MW | After Competition Groups | 100.0437 | 0 | 0 | 957.5831 | 0.10448 | 2 | Residential_2026_Economic_MW_After Competition Groups_2 | Building Recommissioning, Operations and Maintenance (O&M) Improvements | 10.45% | 0 | 100.0437 | Residential_2026_Economic_MW_After Competition Groups_Building Recommissioning, Operations and Maintenance (O&M) Improvements
Residential | Res ¦ Basement Wall Insulation | 2026 | Economic | MW | After Competition Groups | 88.9271 | 0 | 0 | 957.5831 | 0.092866 | 3 | Residential_2026_Economic_MW_After Competition Groups_3 | Basement Wall Insulation | 9.287% | 0 | 88.9271 | Residential_2026_Economic_MW_After Competition Groups_Basement Wall Insulation
Residential | Res ¦ Adaptive Thermostat | 2026 | Achievable | MW | After Competition Groups | 15.7991 | 0 | 0 | 171.4283 | 0.092161 | 5 | Residential_2026_Achievable_MW_After Competition Groups_5 | Adaptive Thermostat | 9.216% | 0 | 15.7991 | Residential_2026_Achievable_MW_After Competition Groups_Adaptive Thermostat
Residential | Res ¦ Variable Speed Pool Pump Motor | 2026 | Economic | MW | After Competition Groups | 70.5202 | 0 | 0 | 957.5831 | 0.073644 | 4 | Residential_2026_Economic_MW_After Competition Groups_4 | Variable Speed Pool Pump Motor | 7.364% | 0 | 70.5202 | Residential_2026_Economic_MW_After Competition Groups_Variable Speed Pool Pump Motor
Residential | Res ¦ Attic Insulation | 2026 | Economic | MW | After Competition Groups | 68.641 | 0 | 0 | 957.5831 | 0.071681 | 5 | Residential_2026_Economic_MW_After Competition Groups_5 | Attic Insulation | 7.168% | 0 | 68.641 | Residential_2026_Economic_MW_After Competition Groups_Attic Insulation
Residential | Res ¦ Ductless Mini-Split Heat Pump | 2026 | Economic | MW | After Competition Groups | 67.5645 | 0 | 0 | 957.5831 | 0.070557 | 6 | Residential_2026_Economic_MW_After Competition Groups_6 | Ductless Mini-Split Heat Pump | 7.056% | 0 | 67.5645 | Residential_2026_Economic_MW_After Competition Groups_Ductless Mini-Split Heat Pump
Residential | Res ¦ Building Recommissioning, Operations and Maintenance (O&M) Improvements | 2026 | Technical | MW | After Competition Groups | 100.0437 | 0 | 0 | 1751.6336 | 0.057115 | 3 | Residential_2026_Technical_MW_After Competition Groups_3 | Building Recommissioning, Operations and Maintenance (O&M) Improvements | 5.711% | 0 | 100.0437 | Residential_2026_Technical_MW_After Competition Groups_Building Recommissioning, Operations and Maintenance (O&M) Improvements
Residential | Res ¦ Energy Star A Line, PAR, MR Lamps | 2026 | Economic | MW | After Competition Groups | 51.9226 | 0 | 0 | 957.5831 | 0.054223 | 7 | Residential_2026_Economic_MW_After Competition Groups_7 | Energy Star A Line, PAR, MR Lamps | 5.422% | 0 | 51.9226 | Residential_2026_Economic_MW_After Competition Groups_Energy Star A Line, PAR, MR Lamps
Residential | Res ¦ Basement Wall Insulation | 2026 | Technical | MW | After Competition Groups | 88.9271 | 0 | 0 | 1751.6336 | 0.050768 | 4 | Residential_2026_Technical_MW_After Competition Groups_4 | Basement Wall Insulation | 5.077% | 0 | 88.9271 | Residential_2026_Technical_MW_After Competition Groups_Basement Wall Insulation
Residential | Res ¦ Ductless Mini-Split Air Conditioner | 2026 | Technical | MW | After Competition Groups | 75.6303 | 0 | 0 | 1751.6336 | 0.043177 | 5 | Residential_2026_Technical_MW_After Competition Groups_5 | Ductless Mini-Split Air Conditioner | 4.318% | 0 | 75.6303 | Residential_2026_Technical_MW_After Competition Groups_Ductless Mini-Split Air Conditioner
Residential | Res ¦ Basement or Crawlspace Insulation | 2026 | Technical | MW | After Competition Groups | 73.9986 | 0 | 0 | 1751.6336 | 0.042245 | 6 | Residential_2026_Technical_MW_After Competition Groups_6 | Basement or Crawlspace Insulation | 4.225% | 0 | 73.9986 | Residential_2026_Technical_MW_After Competition Groups_Basement or Crawlspace Insulation
Residential | Res ¦ Smart Power Bar | 2026 | Technical | MW | After Competition Groups | 72.7294 | 0 | 0 | 1751.6336 | 0.041521 | 7 | Residential_2026_Technical_MW_After Competition Groups_7 | Smart Power Bar | 4.152% | 0 | 72.7294 | Residential_2026_Technical_MW_After Competition Groups_Smart Power Bar
Residential | Res ¦ Energy Star LED Bulbs General Purpose LEDs | 2026 | Achievable | MW | After Competition Groups | 6.9706 | 0 | 0 | 171.4283 | 0.040662 | 6 | Residential_2026_Achievable_MW_After Competition Groups_6 | Energy Star LED Bulbs General Purpose LEDs | 4.066% | 0 | 6.9706 | Residential_2026_Achievable_MW_After Competition Groups_Energy Star LED Bulbs General Purpose LEDs
Residential | Res ¦ Variable Speed Pool Pump Motor | 2026 | Technical | MW | After Competition Groups | 70.5202 | 0 | 0 | 1751.6336 | 0.04026 | 8 | Residential_2026_Technical_MW_After Competition Groups_8 | Variable Speed Pool Pump Motor | 4.026% | 0 | 70.5202 | Residential_2026_Technical_MW_After Competition Groups_Variable Speed Pool Pump Motor
Residential | Res ¦ Energy Star Air Source Heat Pump | 2026 | Economic | MW | After Competition Groups | 37.8053 | 0 | 0 | 957.5831 | 0.03948 | 8 | Residential_2026_Economic_MW_After Competition Groups_8 | Energy Star Air Source Heat Pump | 3.948% | 0 | 37.8053 | Residential_2026_Economic_MW_After Competition Groups_Energy Star Air Source Heat Pump
Residential | Res ¦ Attic Insulation | 2026 | Technical | MW | After Competition Groups | 68.641 | 0 | 0 | 1751.6336 | 0.039187 | 9 | Residential_2026_Technical_MW_After Competition Groups_9 | Attic Insulation | 3.919% | 0 | 68.641 | Residential_2026_Technical_MW_After Competition Groups_Attic Insulation
Residential | Res ¦ Ductless Mini-Split Heat Pump | 2026 | Technical | MW | After Competition Groups | 67.5645 | 0 | 0 | 1751.6336 | 0.038572 | 10 | Residential_2026_Technical_MW_After Competition Groups_10 | Ductless Mini-Split Heat Pump | 3.857% | 0 | 67.5645 | Residential_2026_Technical_MW_After Competition Groups_Ductless Mini-Split Heat Pump
Residential | Res ¦ Energy Star Ground Source Heat Pump | 2026 | Technical | MW | After Competition Groups | 66.8596 | 0 | 0 | 1751.6336 | 0.03817 | 11 | Residential_2026_Technical_MW_After Competition Groups_11 | Energy Star Ground Source Heat Pump | 3.817% | 0 | 66.8596 | Residential_2026_Technical_MW_After Competition Groups_Energy Star Ground Source Heat Pump
Residential | Res ¦ Energy Star Clothes Washer | 2026 | Economic | MW | After Competition Groups | 35.0777 | 0 | 0 | 957.5831 | 0.036631 | 9 | Residential_2026_Economic_MW_After Competition Groups_9 | Energy Star Clothes Washer | 3.663% | 0 | 35.0777 | Residential_2026_Economic_MW_After Competition Groups_Energy Star Clothes Washer
Residential | Res ¦ Energy Star LED Specialty Bulbs | 2026 | Achievable | MW | After Competition Groups | 6.0851 | 0 | 0 | 171.4283 | 0.035496 | 7 | Residential_2026_Achievable_MW_After Competition Groups_7 | Energy Star LED Specialty Bulbs | 3.55% | 0 | 6.0851 | Residential_2026_Achievable_MW_After Competition Groups_Energy Star LED Specialty Bulbs
Residential | Res ¦ Wall Insulation | 2026 | Technical | MW | After Competition Groups | 53.7932 | 0 | 0 | 1751.6336 | 0.03071 | 12 | Residential_2026_Technical_MW_After Competition Groups_12 | Wall Insulation | 3.071% | 0 | 53.7932 | Residential_2026_Technical_MW_After Competition Groups_Wall Insulation
Residential | Res ¦ Energy Star Room Air Conditioner | 2026 | Economic | MW | After Competition Groups | 28.8478 | 0 | 0 | 957.5831 | 0.030126 | 10 | Residential_2026_Economic_MW_After Competition Groups_10 | Energy Star Room Air Conditioner | 3.013% | 0 | 28.8478 | Residential_2026_Economic_MW_After Competition Groups_Energy Star Room Air Conditioner
Residential | Res ¦ Energy Star A Line, PAR, MR Lamps | 2026 | Technical | MW | After Competition Groups | 51.9226 | 0 | 0 | 1751.6336 | 0.029642 | 13 | Residential_2026_Technical_MW_After Competition Groups_13 | Energy Star A Line, PAR, MR Lamps | 2.964% | 0 | 51.9226 | Residential_2026_Technical_MW_After Competition Groups_Energy Star A Line, PAR, MR Lamps
Residential | Res ¦ Energy Star Room Air Conditioner | 2026 | Achievable | MW | After Competition Groups | 4.8068 | 0 | 0 | 171.4283 | 0.02804 | 8 | Residential_2026_Achievable_MW_After Competition Groups_8 | Energy Star Room Air Conditioner | 2.804% | 0 | 4.8068 | Residential_2026_Achievable_MW_After Competition Groups_Energy Star Room Air Conditioner
Residential | Res ¦ Smart Burners | 2026 | Technical | MW | After Competition Groups | 44.4851 | 0 | 0 | 1751.6336 | 0.025396 | 14 | Residential_2026_Technical_MW_After Competition Groups_14 | Smart Burners | 2.54% | 0 | 44.4851 | Residential_2026_Technical_MW_After Competition Groups_Smart Burners
Residential | Res ¦ Basement Wall Insulation | 2026 | Achievable | MW | After Competition Groups | 4.2366 | 0 | 0 | 171.4283 | 0.024713 | 9 | Residential_2026_Achievable_MW_After Competition Groups_9 | Basement Wall Insulation | 2.471% | 0 | 4.2366 | Residential_2026_Achievable_MW_After Competition Groups_Basement Wall Insulation
Residential | Res ¦ Occupancy Sensors MF | 2026 | Achievable | MW | After Competition Groups | 4.2183 | 0 | 0 | 171.4283 | 0.024607 | 10 | Residential_2026_Achievable_MW_After Competition Groups_10 | Occupancy Sensors MF | 2.461% | 0 | 4.2183 | Residential_2026_Achievable_MW_After Competition Groups_Occupancy Sensors MF
Residential | Res ¦ Advanced BAS/Controllers | 2026 | Achievable | MW | After Competition Groups | 4.1322 | 0 | 0 | 171.4283 | 0.024104 | 11 | Residential_2026_Achievable_MW_After Competition Groups_11 | Advanced BAS/Controllers | 2.41% | 0 | 4.1322 | Residential_2026_Achievable_MW_After Competition Groups_Advanced BAS/Controllers
Residential | Res ¦ Energy Star Refrigerator | 2026 | Technical | MW | After Competition Groups | 39.7133 | 0 | 0 | 1751.6336 | 0.022672 | 15 | Residential_2026_Technical_MW_After Competition Groups_15 | Energy Star Refrigerator | 2.267% | 0 | 39.7133 | Residential_2026_Technical_MW_After Competition Groups_Energy Star Refrigerator
Residential | Res ¦ Duct Insulation | 2026 | Economic | MW | After Competition Groups | 21.2799 | 0 | 0 | 957.5831 | 0.022222 | 11 | Residential_2026_Economic_MW_After Competition Groups_11 | Duct Insulation | 2.222% | 0 | 21.2799 | Residential_2026_Economic_MW_After Competition Groups_Duct Insulation
Residential | Res ¦ Clothes Drying Racks | 2026 | Achievable | MW | After Competition Groups | 3.7551 | 0 | 0 | 171.4283 | 0.021905 | 12 | Residential_2026_Achievable_MW_After Competition Groups_12 | Clothes Drying Racks | 2.19% | 0 | 3.7551 | Residential_2026_Achievable_MW_After Competition Groups_Clothes Drying Racks
Residential | Res ¦ Heat Pump Clothes Dryer | 2026 | Technical | MW | After Competition Groups | 36.8313 | 0 | 0 | 1751.6336 | 0.021027 | 16 | Residential_2026_Technical_MW_After Competition Groups_16 | Heat Pump Clothes Dryer | 2.103% | 0 | 36.8313 | Residential_2026_Technical_MW_After Competition Groups_Heat Pump Clothes Dryer
Residential | Res ¦ Energy Star Clothes Washer | 2026 | Technical | MW | After Competition Groups | 35.0777 | 0 | 0 | 1751.6336 | 0.020026 | 17 | Residential_2026_Technical_MW_After Competition Groups_17 | Energy Star Clothes Washer | 2.003% | 0 | 35.0777 | Residential_2026_Technical_MW_After Competition Groups_Energy Star Clothes Washer
Residential | Res ¦ Air Sealing | 2026 | Economic | MW | After Competition Groups | 18.958 | 0 | 0 | 957.5831 | 0.019798 | 12 | Residential_2026_Economic_MW_After Competition Groups_12 | Air Sealing | 1.98% | 0 | 18.958 | Residential_2026_Economic_MW_After Competition Groups_Air Sealing
Residential | Res ¦ Energy Star A Line, PAR, MR Lamps | 2026 | Achievable | MW | After Competition Groups | 3.3236 | 0 | 0 | 171.4283 | 0.019388 | 13 | Residential_2026_Achievable_MW_After Competition Groups_13 | Energy Star A Line, PAR, MR Lamps | 1.939% | 0 | 3.3236 | Residential_2026_Achievable_MW_After Competition Groups_Energy Star A Line, PAR, MR Lamps
Residential | Res ¦ Energy Star Air Source Heat Pump | 2026 | Achievable | MW | After Competition Groups | 3.2865 | 0 | 0 | 171.4283 | 0.019172 | 14 | Residential_2026_Achievable_MW_After Competition Groups_14 | Energy Star Air Source Heat Pump | 1.917% | 0 | 3.2865 | Residential_2026_Achievable_MW_After Competition Groups_Energy Star Air Source Heat Pump
Residential | Res ¦ Attic Insulation | 2026 | Achievable | MW | After Competition Groups | 3.2696 | 0 | 0 | 171.4283 | 0.019073 | 15 | Residential_2026_Achievable_MW_After Competition Groups_15 | Attic Insulation | 1.907% | 0 | 3.2696 | Residential_2026_Achievable_MW_After Competition Groups_Attic Insulation
Residential | Res ¦ Floor Insulation | 2026 | Economic | MW | After Competition Groups | 18.022 | 0 | 0 | 957.5831 | 0.01882 | 13 | Residential_2026_Economic_MW_After Competition Groups_13 | Floor Insulation | 1.882% | 0 | 18.022 | Residential_2026_Economic_MW_After Competition Groups_Floor Insulation
Residential | Res ¦ Refrigerator Recycling | 2026 | Achievable | MW | After Competition Groups | 3.1839 | 0 | 0 | 171.4283 | 0.018573 | 16 | Residential_2026_Achievable_MW_After Competition Groups_16 | Refrigerator Recycling | 1.857% | 0 | 3.1839 | Residential_2026_Achievable_MW_After Competition Groups_Refrigerator Recycling
Residential | Res ¦ High Efficiency Chiller (avg of water and air cooled) | 2026 | Achievable | MW | After Competition Groups | 3.0335 | 0 | 0 | 171.4283 | 0.017695 | 17 | Residential_2026_Achievable_MW_After Competition Groups_17 | High Efficiency Chiller (avg of water and air cooled) | 1.77% | 0 | 3.0335 | Residential_2026_Achievable_MW_After Competition Groups_High Efficiency Chiller (avg of water and air cooled)
Residential | Res ¦ Freezer Recycling | 2026 | Achievable | MW | After Competition Groups | 2.9578 | 0 | 0 | 171.4283 | 0.017254 | 18 | Residential_2026_Achievable_MW_After Competition Groups_18 | Freezer Recycling | 1.725% | 0 | 2.9578 | Residential_2026_Achievable_MW_After Competition Groups_Freezer Recycling
Residential | Res ¦ Occupancy Sensors MF | 2026 | Economic | MW | After Competition Groups | 14.8014 | 0 | 0 | 957.5831 | 0.015457 | 14 | Residential_2026_Economic_MW_After Competition Groups_14 | Occupancy Sensors MF | 1.546% | 0 | 14.8014 | Residential_2026_Economic_MW_After Competition Groups_Occupancy Sensors MF
Residential | Res ¦ Ceiling Insulation | 2026 | Technical | MW | After Competition Groups | 26.7949 | 0 | 0 | 1751.6336 | 0.015297 | 18 | Residential_2026_Technical_MW_After Competition Groups_18 | Ceiling Insulation | 1.53% | 0 | 26.7949 | Residential_2026_Technical_MW_After Competition Groups_Ceiling Insulation
Residential | Res ¦ Advanced BAS/Controllers | 2026 | Economic | MW | After Competition Groups | 14.614 | 0 | 0 | 957.5831 | 0.015261 | 15 | Residential_2026_Economic_MW_After Competition Groups_15 | Advanced BAS/Controllers | 1.526% | 0 | 14.614 | Residential_2026_Economic_MW_After Competition Groups_Advanced BAS/Controllers
Residential | Res ¦ Wall Insulation | 2026 | Economic | MW | After Competition Groups | 13.6787 | 0 | 0 | 957.5831 | 0.014285 | 16 | Residential_2026_Economic_MW_After Competition Groups_16 | Wall Insulation | 1.428% | 0 | 13.6787 | Residential_2026_Economic_MW_After Competition Groups_Wall Insulation
Residential | Res ¦ Clothes Drying Racks | 2026 | Economic | MW | After Competition Groups | 13.2857 | 0 | 0 | 957.5831 | 0.013874 | 17 | Residential_2026_Economic_MW_After Competition Groups_17 | Clothes Drying Racks | 1.387% | 0 | 13.2857 | Residential_2026_Economic_MW_After Competition Groups_Clothes Drying Racks
Residential | Res ¦ Variable Refrigerant Flow Heat Pump | 2026 | Technical | MW | After Competition Groups | 24.0445 | 0 | 0 | 1751.6336 | 0.013727 | 19 | Residential_2026_Technical_MW_After Competition Groups_19 | Variable Refrigerant Flow Heat Pump | 1.373% | 0 | 24.0445 | Residential_2026_Technical_MW_After Competition Groups_Variable Refrigerant Flow Heat Pump
Residential | Res ¦ Duct Insulation | 2026 | Technical | MW | After Competition Groups | 22.3417 | 0 | 0 | 1751.6336 | 0.012755 | 20 | Residential_2026_Technical_MW_After Competition Groups_20 | Duct Insulation | 1.275% | 0 | 22.3417 | Residential_2026_Technical_MW_After Competition Groups_Duct Insulation
Residential | Res ¦ Refrigerator Recycling | 2026 | Economic | MW | After Competition Groups | 11.2599 | 0 | 0 | 957.5831 | 0.011759 | 18 | Residential_2026_Economic_MW_After Competition Groups_18 | Refrigerator Recycling | 1.176% | 0 | 11.2599 | Residential_2026_Economic_MW_After Competition Groups_Refrigerator Recycling
Residential | Res ¦ Freezer Recycling | 2026 | Economic | MW | After Competition Groups | 10.4886 | 0 | 0 | 957.5831 | 0.010953 | 19 | Residential_2026_Economic_MW_After Competition Groups_19 | Freezer Recycling | 1.095% | 0 | 10.4886 | Residential_2026_Economic_MW_After Competition Groups_Freezer Recycling
Residential | Res ¦ Smart Burners | 2026 | Economic | MW | After Competition Groups | 10.4707 | 0 | 0 | 957.5831 | 0.010934 | 20 | Residential_2026_Economic_MW_After Competition Groups_20 | Smart Burners | 1.093% | 0 | 10.4707 | Residential_2026_Economic_MW_After Competition Groups_Smart Burners
Residential | Res ¦ Air Sealing | 2026 | Technical | MW | After Competition Groups | 18.958 | 0 | 0 | 1751.6336 | 0.010823 | 21 | Residential_2026_Technical_MW_After Competition Groups_21 | Air Sealing | 1.082% | 0 | 18.958 | Residential_2026_Technical_MW_After Competition Groups_Air Sealing
Residential | Res ¦ Energy Star Torchiere | 2026 | Achievable | MW | After Competition Groups | 1.8346 | 0 | 0 | 171.4283 | 0.010702 | 19 | Residential_2026_Achievable_MW_After Competition Groups_19 | Energy Star Torchiere | 1.07% | 0 | 1.8346 | Residential_2026_Achievable_MW_After Competition Groups_Energy Star Torchiere
Residential | Res ¦ Central Air Conditioner Maintenance | 2026 | Technical | MW | After Competition Groups | 18.305 | 0 | 0 | 1751.6336 | 0.01045 | 22 | Residential_2026_Technical_MW_After Competition Groups_22 | Central Air Conditioner Maintenance | 1.045% | 0 | 18.305 | Residential_2026_Technical_MW_After Competition Groups_Central Air Conditioner Maintenance
Residential | Res ¦ Floor Insulation | 2026 | Technical | MW | After Competition Groups | 18.022 | 0 | 0 | 1751.6336 | 0.010289 | 23 | Residential_2026_Technical_MW_After Competition Groups_23 | Floor Insulation | 1.029% | 0 | 18.022 | Residential_2026_Technical_MW_After Competition Groups_Floor Insulation
Residential | Res ¦ Lighting Motion Sensors, Timers, Dimmers | 2026 | Technical | MW | After Competition Groups | 17.5209 | 0 | 0 | 1751.6336 | 0.010003 | 24 | Residential_2026_Technical_MW_After Competition Groups_24 | Lighting Motion Sensors, Timers, Dimmers | 1% | 0 | 17.5209 | Residential_2026_Technical_MW_After Competition Groups_Lighting Motion Sensors, Timers, Dimmers
Residential | Res ¦ Dehumidifier Recycling | 2026 | Technical | MW | After Competition Groups | 16.7125 | 0 | 0 | 1751.6336 | 0.0095411 | 25 | Residential_2026_Technical_MW_After Competition Groups_25 | Dehumidifier Recycling | 0.9541% | 0 | 16.7125 | Residential_2026_Technical_MW_After Competition Groups_Dehumidifier Recycling
Residential | Res ¦ Basement or Crawlspace Insulation | 2026 | Economic | MW | After Competition Groups | 8.747 | 0 | 0 | 957.5831 | 0.0091345 | 21 | Residential_2026_Economic_MW_After Competition Groups_21 | Basement or Crawlspace Insulation | 0.9134% | 0 | 8.747 | Residential_2026_Economic_MW_After Competition Groups_Basement or Crawlspace Insulation
Residential | Res ¦ Occupancy Sensors MF | 2026 | Technical | MW | After Competition Groups | 14.8014 | 0 | 0 | 1751.6336 | 0.00845 | 26 | Residential_2026_Technical_MW_After Competition Groups_26 | Occupancy Sensors MF | 0.845% | 0 | 14.8014 | Residential_2026_Technical_MW_After Competition Groups_Occupancy Sensors MF
Residential | Res ¦ Advanced BAS/Controllers | 2026 | Technical | MW | After Competition Groups | 14.614 | 0 | 0 | 1751.6336 | 0.0083431 | 27 | Residential_2026_Technical_MW_After Competition Groups_27 | Advanced BAS/Controllers | 0.8343% | 0 | 14.614 | Residential_2026_Technical_MW_After Competition Groups_Advanced BAS/Controllers
Residential | Res ¦ Energy Star Torchiere | 2026 | Economic | MW | After Competition Groups | 7.952 | 0 | 0 | 957.5831 | 0.0083042 | 22 | Residential_2026_Economic_MW_After Competition Groups_22 | Energy Star Torchiere | 0.8304% | 0 | 7.952 | Residential_2026_Economic_MW_After Competition Groups_Energy Star Torchiere
Residential | Res ¦ Duct Insulation MF | 2026 | Economic | MW | After Competition Groups | 7.8987 | 0 | 0 | 957.5831 | 0.0082485 | 23 | Residential_2026_Economic_MW_After Competition Groups_23 | Duct Insulation MF | 0.8249% | 0 | 7.8987 | Residential_2026_Economic_MW_After Competition Groups_Duct Insulation MF
Residential | Res ¦ Clothes Drying Racks | 2026 | Technical | MW | After Competition Groups | 13.2857 | 0 | 0 | 1751.6336 | 0.0075848 | 28 | Residential_2026_Technical_MW_After Competition Groups_28 | Clothes Drying Racks | 0.7585% | 0 | 13.2857 | Residential_2026_Technical_MW_After Competition Groups_Clothes Drying Racks
Residential | Res ¦ ENERGY STAR LED LAMPS (REFLECTOR LAMPs/MR16/PAR 16) | 2026 | Achievable | MW | After Competition Groups | 1.2607 | 0 | 0 | 171.4283 | 0.0073543 | 20 | Residential_2026_Achievable_MW_After Competition Groups_20 | ENERGY STAR LED LAMPS (REFLECTOR LAMPs/MR16/PAR 16) | 0.7354% | 0 | 1.2607 | Residential_2026_Achievable_MW_After Competition Groups_ENERGY STAR LED LAMPS (REFLECTOR LAMPs/MR16/PAR 16)
Residential | Res ¦ Energy Star Light Fixture | 2026 | Technical | MW | After Competition Groups | 12.5233 | 0 | 0 | 1751.6336 | 0.0071495 | 29 | Residential_2026_Technical_MW_After Competition Groups_29 | Energy Star Light Fixture | 0.7149% | 0 | 12.5233 | Residential_2026_Technical_MW_After Competition Groups_Energy Star Light Fixture
Residential | Res ¦ Energy Star Light Fixture | 2026 | Achievable | MW | After Competition Groups | 1.2149 | 0 | 0 | 171.4283 | 0.007087 | 21 | Residential_2026_Achievable_MW_After Competition Groups_21 | Energy Star Light Fixture | 0.7087% | 0 | 1.2149 | Residential_2026_Achievable_MW_After Competition Groups_Energy Star Light Fixture
Residential | Res ¦ Outside Air Economizer | 2026 | Achievable | MW | After Competition Groups | 1.121 | 0 | 0 | 171.4283 | 0.006539 | 22 | Residential_2026_Achievable_MW_After Competition Groups_22 | Outside Air Economizer | 0.6539% | 0 | 1.121 | Residential_2026_Achievable_MW_After Competition Groups_Outside Air Economizer
Residential | Res ¦ Refrigerator Recycling | 2026 | Technical | MW | After Competition Groups | 11.2599 | 0 | 0 | 1751.6336 | 0.0064283 | 30 | Residential_2026_Technical_MW_After Competition Groups_30 | Refrigerator Recycling | 0.6428% | 0 | 11.2599 | Residential_2026_Technical_MW_After Competition Groups_Refrigerator Recycling
Residential | Res ¦ Freezer Recycling | 2026 | Technical | MW | After Competition Groups | 10.4886 | 0 | 0 | 1751.6336 | 0.0059879 | 31 | Residential_2026_Technical_MW_After Competition Groups_31 | Freezer Recycling | 0.5988% | 0 | 10.4886 | Residential_2026_Technical_MW_After Competition Groups_Freezer Recycling
Residential | Res ¦ Duct Insulation | 2026 | Achievable | MW | After Competition Groups | 1.0068 | 0 | 0 | 171.4283 | 0.0058731 | 23 | Residential_2026_Achievable_MW_After Competition Groups_23 | Duct Insulation | 0.5873% | 0 | 1.0068 | Residential_2026_Achievable_MW_After Competition Groups_Duct Insulation
Residential | Res ¦ Minimize Hot and Warm Clothes Wash | 2026 | Economic | MW | After Competition Groups | 5.5452 | 0 | 0 | 957.5831 | 0.0057908 | 24 | Residential_2026_Economic_MW_After Competition Groups_24 | Minimize Hot and Warm Clothes Wash | 0.5791% | 0 | 5.5452 | Residential_2026_Economic_MW_After Competition Groups_Minimize Hot and Warm Clothes Wash
Residential | Res ¦ Duct Insulation MF | 2026 | Technical | MW | After Competition Groups | 10.067 | 0 | 0 | 1751.6336 | 0.0057472 | 32 | Residential_2026_Technical_MW_After Competition Groups_32 | Duct Insulation MF | 0.5747% | 0 | 10.067 | Residential_2026_Technical_MW_After Competition Groups_Duct Insulation MF
Residential | Res ¦ Energy Star Dehumidifier | 2026 | Technical | MW | After Competition Groups | 9.8251 | 0 | 0 | 1751.6336 | 0.0056091 | 33 | Residential_2026_Technical_MW_After Competition Groups_33 | Energy Star Dehumidifier | 0.5609% | 0 | 9.8251 | Residential_2026_Technical_MW_After Competition Groups_Energy Star Dehumidifier
Residential | Res ¦ Air Sealing | 2026 | Achievable | MW | After Competition Groups | 0.90313 | 0 | 0 | 171.4283 | 0.0052683 | 24 | Residential_2026_Achievable_MW_After Competition Groups_24 | Air Sealing | 0.5268% | 0 | 0.90313 | Residential_2026_Achievable_MW_After Competition Groups_Air Sealing
Residential | Res ¦ Energy Star Light Fixture | 2026 | Economic | MW | After Competition Groups | 4.9305 | 0 | 0 | 957.5831 | 0.0051489 | 25 | Residential_2026_Economic_MW_After Competition Groups_25 | Energy Star Light Fixture | 0.5149% | 0 | 4.9305 | Residential_2026_Economic_MW_After Competition Groups_Energy Star Light Fixture
Residential | Res ¦ Minimize Hot and Warm Clothes Wash | 2026 | Achievable | MW | After Competition Groups | 0.85957 | 0 | 0 | 171.4283 | 0.0050142 | 25 | Residential_2026_Achievable_MW_After Competition Groups_25 | Minimize Hot and Warm Clothes Wash | 0.5014% | 0 | 0.85957 | Residential_2026_Achievable_MW_After Competition Groups_Minimize Hot and Warm Clothes Wash
Residential | Res ¦ Floor Insulation | 2026 | Achievable | MW | After Competition Groups | 0.8582 | 0 | 0 | 171.4283 | 0.0050062 | 26 | Residential_2026_Achievable_MW_After Competition Groups_26 | Floor Insulation | 0.5006% | 0 | 0.8582 | Residential_2026_Achievable_MW_After Competition Groups_Floor Insulation
Residential | Res ¦ INTEGRAL LED TROFFERS | 2026 | Technical | MW | After Competition Groups | 8.1076 | 0 | 0 | 1751.6336 | 0.0046286 | 34 | Residential_2026_Technical_MW_After Competition Groups_34 | INTEGRAL LED TROFFERS | 0.4629% | 0 | 8.1076 | Residential_2026_Technical_MW_After Competition Groups_INTEGRAL LED TROFFERS
Residential | Res ¦ Energy Star Torchiere | 2026 | Technical | MW | After Competition Groups | 7.952 | 0 | 0 | 1751.6336 | 0.0045397 | 35 | Residential_2026_Technical_MW_After Competition Groups_35 | Energy Star Torchiere | 0.454% | 0 | 7.952 | Residential_2026_Technical_MW_After Competition Groups_Energy Star Torchiere
Residential | Res ¦ Home Energy Reports | 2026 | Technical | MW | After Competition Groups | 7.8109 | 0 | 0 | 1751.6336 | 0.0044592 | 36 | Residential_2026_Technical_MW_After Competition Groups_36 | Home Energy Reports | 0.4459% | 0 | 7.8109 | Residential_2026_Technical_MW_After Competition Groups_Home Energy Reports
Residential | Res ¦ Energy Star Windows | 2026 | Technical | MW | After Competition Groups | 7.6752 | 0 | 0 | 1751.6336 | 0.0043818 | 37 | Residential_2026_Technical_MW_After Competition Groups_37 | Energy Star Windows | 0.4382% | 0 | 7.6752 | Residential_2026_Technical_MW_After Competition Groups_Energy Star Windows
Residential | Res ¦ Furnace with ECM | 2026 | Technical | MW | After Competition Groups | 7.3036 | 0 | 0 | 1751.6336 | 0.0041696 | 38 | Residential_2026_Technical_MW_After Competition Groups_38 | Furnace with ECM | 0.417% | 0 | 7.3036 | Residential_2026_Technical_MW_After Competition Groups_Furnace with ECM
Residential | Res ¦ Furnace Whistle | 2026 | Achievable | MW | After Competition Groups | 0.67922 | 0 | 0 | 171.4283 | 0.0039621 | 27 | Residential_2026_Achievable_MW_After Competition Groups_27 | Furnace Whistle | 0.3962% | 0 | 0.67922 | Residential_2026_Achievable_MW_After Competition Groups_Furnace Whistle
Residential | Res ¦ High Efficiency Chiller (avg of water and air cooled) | 2026 | Economic | MW | After Competition Groups | 3.66 | 0 | 0 | 957.5831 | 0.0038221 | 26 | Residential_2026_Economic_MW_After Competition Groups_26 | High Efficiency Chiller (avg of water and air cooled) | 0.3822% | 0 | 3.66 | Residential_2026_Economic_MW_After Competition Groups_High Efficiency Chiller (avg of water and air cooled)
Residential | Res ¦ Wall Insulation | 2026 | Achievable | MW | After Competition Groups | 0.6009 | 0 | 0 | 171.4283 | 0.0035053 | 28 | Residential_2026_Achievable_MW_After Competition Groups_28 | Wall Insulation | 0.3505% | 0 | 0.6009 | Residential_2026_Achievable_MW_After Competition Groups_Wall Insulation
Residential | Res ¦ Comprehensive Draft Proofing | 2026 | Achievable | MW | After Competition Groups | 0.58676 | 0 | 0 | 171.4283 | 0.0034228 | 29 | Residential_2026_Achievable_MW_After Competition Groups_29 | Comprehensive Draft Proofing | 0.3423% | 0 | 0.58676 | Residential_2026_Achievable_MW_After Competition Groups_Comprehensive Draft Proofing
Residential | Res ¦ Variable Frequency Drive (VFD) | 2026 | Achievable | MW | After Competition Groups | 0.569 | 0 | 0 | 171.4283 | 0.0033192 | 30 | Residential_2026_Achievable_MW_After Competition Groups_30 | Variable Frequency Drive (VFD) | 0.3319% | 0 | 0.569 | Residential_2026_Achievable_MW_After Competition Groups_Variable Frequency Drive (VFD)
Residential | Res ¦ Outside Air Economizer | 2026 | Economic | MW | After Competition Groups | 3.0775 | 0 | 0 | 957.5831 | 0.0032138 | 27 | Residential_2026_Economic_MW_After Competition Groups_27 | Outside Air Economizer | 0.3214% | 0 | 3.0775 | Residential_2026_Economic_MW_After Competition Groups_Outside Air Economizer
Residential | Res ¦ Minimize Hot and Warm Clothes Wash | 2026 | Technical | MW | After Competition Groups | 5.5452 | 0 | 0 | 1751.6336 | 0.0031657 | 39 | Residential_2026_Technical_MW_After Competition Groups_39 | Minimize Hot and Warm Clothes Wash | 0.3166% | 0 | 5.5452 | Residential_2026_Technical_MW_After Competition Groups_Minimize Hot and Warm Clothes Wash
Residential | Res ¦ CO Sensors for parking garage exhaust fans | 2026 | Achievable | MW | After Competition Groups | 0.52185 | 0 | 0 | 171.4283 | 0.0030441 | 31 | Residential_2026_Achievable_MW_After Competition Groups_31 | CO Sensors for parking garage exhaust fans | 0.3044% | 0 | 0.52185 | Residential_2026_Achievable_MW_After Competition Groups_CO Sensors for parking garage exhaust fans
Residential | Res ¦ LED Parking Lot Fixture | 2026 | Achievable | MW | After Competition Groups | 0.4807 | 0 | 0 | 171.4283 | 0.0028041 | 32 | Residential_2026_Achievable_MW_After Competition Groups_32 | LED Parking Lot Fixture | 0.2804% | 0 | 0.4807 | Residential_2026_Achievable_MW_After Competition Groups_LED Parking Lot Fixture
Residential | Res ¦ Passive Attic Ventilation | 2026 | Technical | MW | After Competition Groups | 4.7478 | 0 | 0 | 1751.6336 | 0.0027105 | 40 | Residential_2026_Technical_MW_After Competition Groups_40 | Passive Attic Ventilation | 0.2711% | 0 | 4.7478 | Residential_2026_Technical_MW_After Competition Groups_Passive Attic Ventilation
Residential | Res ¦ Smart Burners | 2026 | Achievable | MW | After Competition Groups | 0.46121 | 0 | 0 | 171.4283 | 0.0026904 | 33 | Residential_2026_Achievable_MW_After Competition Groups_33 | Smart Burners | 0.269% | 0 | 0.46121 | Residential_2026_Achievable_MW_After Competition Groups_Smart Burners
Residential | Res ¦ Demand Control Ventilation | 2026 | Economic | MW | After Competition Groups | 2.5611 | 0 | 0 | 957.5831 | 0.0026745 | 28 | Residential_2026_Economic_MW_After Competition Groups_28 | Demand Control Ventilation | 0.2675% | 0 | 2.5611 | Residential_2026_Economic_MW_After Competition Groups_Demand Control Ventilation
Residential | Res ¦ LED Tube Re-Lamp | 2026 | Achievable | MW | After Competition Groups | 0.45721 | 0 | 0 | 171.4283 | 0.0026671 | 34 | Residential_2026_Achievable_MW_After Competition Groups_34 | LED Tube Re-Lamp | 0.2667% | 0 | 0.45721 | Residential_2026_Achievable_MW_After Competition Groups_LED Tube Re-Lamp
Residential | Res ¦ Furnace Whistle | 2026 | Economic | MW | After Competition Groups | 2.4018 | 0 | 0 | 957.5831 | 0.0025082 | 29 | Residential_2026_Economic_MW_After Competition Groups_29 | Furnace Whistle | 0.2508% | 0 | 2.4018 | Residential_2026_Economic_MW_After Competition Groups_Furnace Whistle
Residential | Res ¦ Energy Star Freezer | 2026 | Technical | MW | After Competition Groups | 4.1758 | 0 | 0 | 1751.6336 | 0.0023839 | 41 | Residential_2026_Technical_MW_After Competition Groups_41 | Energy Star Freezer | 0.2384% | 0 | 4.1758 | Residential_2026_Technical_MW_After Competition Groups_Energy Star Freezer
Residential | Res ¦ Demand Control Ventilation | 2026 | Achievable | MW | After Competition Groups | 0.38593 | 0 | 0 | 171.4283 | 0.0022513 | 35 | Residential_2026_Achievable_MW_After Competition Groups_35 | Demand Control Ventilation | 0.2251% | 0 | 0.38593 | Residential_2026_Achievable_MW_After Competition Groups_Demand Control Ventilation
Residential | Res ¦ ENERGY STAR LED LAMPS (REFLECTOR LAMPs/MR16/PAR 16) | 2026 | Economic | MW | After Competition Groups | 2.1454 | 0 | 0 | 957.5831 | 0.0022404 | 30 | Residential_2026_Economic_MW_After Competition Groups_30 | ENERGY STAR LED LAMPS (REFLECTOR LAMPs/MR16/PAR 16) | 0.224% | 0 | 2.1454 | Residential_2026_Economic_MW_After Competition Groups_ENERGY STAR LED LAMPS (REFLECTOR LAMPs/MR16/PAR 16)
Residential | Res ¦ Home Energy Reports | 2026 | Economic | MW | After Competition Groups | 2.1277 | 0 | 0 | 957.5831 | 0.002222 | 31 | Residential_2026_Economic_MW_After Competition Groups_31 | Home Energy Reports | 0.2222% | 0 | 2.1277 | Residential_2026_Economic_MW_After Competition Groups_Home Energy Reports
Residential | Res ¦ Duct Insulation MF | 2026 | Achievable | MW | After Competition Groups | 0.37612 | 0 | 0 | 171.4283 | 0.0021941 | 36 | Residential_2026_Achievable_MW_After Competition Groups_36 | Duct Insulation MF | 0.2194% | 0 | 0.37612 | Residential_2026_Achievable_MW_After Competition Groups_Duct Insulation MF
Residential | Res ¦ Comprehensive Draft Proofing | 2026 | Economic | MW | After Competition Groups | 2.0749 | 0 | 0 | 957.5831 | 0.0021668 | 32 | Residential_2026_Economic_MW_After Competition Groups_32 | Comprehensive Draft Proofing | 0.2167% | 0 | 2.0749 | Residential_2026_Economic_MW_After Competition Groups_Comprehensive Draft Proofing
Residential | Res ¦ LED Downlight | 2026 | Technical | MW | After Competition Groups | 3.788 | 0 | 0 | 1751.6336 | 0.0021626 | 42 | Residential_2026_Technical_MW_After Competition Groups_42 | LED Downlight | 0.2163% | 0 | 3.788 | Residential_2026_Technical_MW_After Competition Groups_LED Downlight
Residential | Res ¦ Variable Frequency Drive (VFD) | 2026 | Economic | MW | After Competition Groups | 2.0122 | 0 | 0 | 957.5831 | 0.0021013 | 33 | Residential_2026_Economic_MW_After Competition Groups_33 | Variable Frequency Drive (VFD) | 0.2101% | 0 | 2.0122 | Residential_2026_Economic_MW_After Competition Groups_Variable Frequency Drive (VFD)
Residential | Res ¦ High Efficiency Chiller (avg of water and air cooled) | 2026 | Technical | MW | After Competition Groups | 3.66 | 0 | 0 | 1751.6336 | 0.0020895 | 43 | Residential_2026_Technical_MW_After Competition Groups_43 | High Efficiency Chiller (avg of water and air cooled) | 0.2089% | 0 | 3.66 | Residential_2026_Technical_MW_After Competition Groups_High Efficiency Chiller (avg of water and air cooled)
Residential | Res ¦ Water Heater Temperature Setback | 2026 | Achievable | MW | After Competition Groups | 0.35589 | 0 | 0 | 171.4283 | 0.002076 | 37 | Residential_2026_Achievable_MW_After Competition Groups_37 | Water Heater Temperature Setback | 0.2076% | 0 | 0.35589 | Residential_2026_Achievable_MW_After Competition Groups_Water Heater Temperature Setback
Residential | Res ¦ Early Hot Water Heater Replacement | 2026 | Technical | MW | After Competition Groups | 3.5863 | 0 | 0 | 1751.6336 | 0.0020474 | 44 | Residential_2026_Technical_MW_After Competition Groups_44 | Early Hot Water Heater Replacement | 0.2047% | 0 | 3.5863 | Residential_2026_Technical_MW_After Competition Groups_Early Hot Water Heater Replacement
Residential | Res ¦ CO Sensors for parking garage exhaust fans | 2026 | Economic | MW | After Competition Groups | 1.9416 | 0 | 0 | 957.5831 | 0.0020277 | 34 | Residential_2026_Economic_MW_After Competition Groups_34 | CO Sensors for parking garage exhaust fans | 0.2028% | 0 | 1.9416 | Residential_2026_Economic_MW_After Competition Groups_CO Sensors for parking garage exhaust fans
Residential | Res ¦ Home Energy Reports | 2026 | Achievable | MW | After Competition Groups | 0.3258 | 0 | 0 | 171.4283 | 0.0019005 | 38 | Residential_2026_Achievable_MW_After Competition Groups_38 | Home Energy Reports | 0.19% | 0 | 0.3258 | Residential_2026_Achievable_MW_After Competition Groups_Home Energy Reports
Residential | Res ¦ Air Source Heat Pump Maintenance | 2026 | Technical | MW | After Competition Groups | 3.1723 | 0 | 0 | 1751.6336 | 0.0018111 | 45 | Residential_2026_Technical_MW_After Competition Groups_45 | Air Source Heat Pump Maintenance | 0.1811% | 0 | 3.1723 | Residential_2026_Technical_MW_After Competition Groups_Air Source Heat Pump Maintenance
Residential | Res ¦ Outside Air Economizer | 2026 | Technical | MW | After Competition Groups | 3.0775 | 0 | 0 | 1751.6336 | 0.0017569 | 46 | Residential_2026_Technical_MW_After Competition Groups_46 | Outside Air Economizer | 0.1757% | 0 | 3.0775 | Residential_2026_Technical_MW_After Competition Groups_Outside Air Economizer
Residential | Res ¦ Heat Recovery Ventilator | 2026 | Economic | MW | After Competition Groups | 1.4464 | 0 | 0 | 957.5831 | 0.0015105 | 35 | Residential_2026_Economic_MW_After Competition Groups_35 | Heat Recovery Ventilator | 0.1511% | 0 | 1.4464 | Residential_2026_Economic_MW_After Competition Groups_Heat Recovery Ventilator
Residential | Res ¦ Central Lighting Control System | 2026 | Technical | MW | After Competition Groups | 2.6021 | 0 | 0 | 1751.6336 | 0.0014855 | 47 | Residential_2026_Technical_MW_After Competition Groups_47 | Central Lighting Control System | 0.1486% | 0 | 2.6021 | Residential_2026_Technical_MW_After Competition Groups_Central Lighting Control System
Residential | Res ¦ Demand Control Ventilation | 2026 | Technical | MW | After Competition Groups | 2.5611 | 0 | 0 | 1751.6336 | 0.0014621 | 48 | Residential_2026_Technical_MW_After Competition Groups_48 | Demand Control Ventilation | 0.1462% | 0 | 2.5611 | Residential_2026_Technical_MW_After Competition Groups_Demand Control Ventilation
Residential | Res ¦ Drain Water Heat Recovery | 2026 | Technical | MW | After Competition Groups | 2.4073 | 0 | 0 | 1751.6336 | 0.0013743 | 49 | Residential_2026_Technical_MW_After Competition Groups_49 | Drain Water Heat Recovery | 0.1374% | 0 | 2.4073 | Residential_2026_Technical_MW_After Competition Groups_Drain Water Heat Recovery
Residential | Res ¦ Furnace Whistle | 2026 | Technical | MW | After Competition Groups | 2.4018 | 0 | 0 | 1751.6336 | 0.0013712 | 50 | Residential_2026_Technical_MW_After Competition Groups_50 | Furnace Whistle | 0.1371% | 0 | 2.4018 | Residential_2026_Technical_MW_After Competition Groups_Furnace Whistle
Residential | Res ¦ Water Heater Temperature Setback | 2026 | Economic | MW | After Competition Groups | 1.2585 | 0 | 0 | 957.5831 | 0.0013142 | 36 | Residential_2026_Economic_MW_After Competition Groups_36 | Water Heater Temperature Setback | 0.1314% | 0 | 1.2585 | Residential_2026_Economic_MW_After Competition Groups_Water Heater Temperature Setback
Residential | Res ¦ Window Film | 2026 | Technical | MW | After Competition Groups | 2.2249 | 0 | 0 | 1751.6336 | 0.0012702 | 51 | Residential_2026_Technical_MW_After Competition Groups_51 | Window Film | 0.127% | 0 | 2.2249 | Residential_2026_Technical_MW_After Competition Groups_Window Film
Residential | Res ¦ LED Exterior Area Lights - LED Fixture (200W) | 2026 | Achievable | MW | After Competition Groups | 0.21216 | 0 | 0 | 171.4283 | 0.0012376 | 39 | Residential_2026_Achievable_MW_After Competition Groups_39 | LED Exterior Area Lights - LED Fixture (200W) | 0.1238% | 0 | 0.21216 | Residential_2026_Achievable_MW_After Competition Groups_LED Exterior Area Lights - LED Fixture (200W)
Residential | Res ¦ ENERGY STAR LED Lamps (General Service Lamps) | 2026 | Achievable | MW | After Competition Groups | 0.21027 | 0 | 0 | 171.4283 | 0.0012266 | 40 | Residential_2026_Achievable_MW_After Competition Groups_40 | ENERGY STAR LED Lamps (General Service Lamps) | 0.1227% | 0 | 0.21027 | Residential_2026_Achievable_MW_After Competition Groups_ENERGY STAR LED Lamps (General Service Lamps)
Residential | Res ¦ ENERGY STAR LED LAMPS (REFLECTOR LAMPs/MR16/PAR 16) | 2026 | Technical | MW | After Competition Groups | 2.1454 | 0 | 0 | 1751.6336 | 0.0012248 | 52 | Residential_2026_Technical_MW_After Competition Groups_52 | ENERGY STAR LED LAMPS (REFLECTOR LAMPs/MR16/PAR 16) | 0.1225% | 0 | 2.1454 | Residential_2026_Technical_MW_After Competition Groups_ENERGY STAR LED LAMPS (REFLECTOR LAMPs/MR16/PAR 16)
Residential | Res ¦ LED Tube Re-Lamp | 2026 | Technical | MW | After Competition Groups | 2.1255 | 0 | 0 | 1751.6336 | 0.0012134 | 53 | Residential_2026_Technical_MW_After Competition Groups_53 | LED Tube Re-Lamp | 0.1213% | 0 | 2.1255 | Residential_2026_Technical_MW_After Competition Groups_LED Tube Re-Lamp
Residential | Res ¦ Heat Pump Water Heater | 2026 | Technical | MW | After Competition Groups | 2.1196 | 0 | 0 | 1751.6336 | 0.0012101 | 54 | Residential_2026_Technical_MW_After Competition Groups_54 | Heat Pump Water Heater | 0.121% | 0 | 2.1196 | Residential_2026_Technical_MW_After Competition Groups_Heat Pump Water Heater
Residential | Res ¦ Comprehensive Draft Proofing | 2026 | Technical | MW | After Competition Groups | 2.0749 | 0 | 0 | 1751.6336 | 0.0011845 | 55 | Residential_2026_Technical_MW_After Competition Groups_55 | Comprehensive Draft Proofing | 0.1185% | 0 | 2.0749 | Residential_2026_Technical_MW_After Competition Groups_Comprehensive Draft Proofing
Residential | Res ¦ Variable Frequency Drive (VFD) | 2026 | Technical | MW | After Competition Groups | 2.0122 | 0 | 0 | 1751.6336 | 0.0011488 | 56 | Residential_2026_Technical_MW_After Competition Groups_56 | Variable Frequency Drive (VFD) | 0.1149% | 0 | 2.0122 | Residential_2026_Technical_MW_After Competition Groups_Variable Frequency Drive (VFD)
Residential | Res ¦ CO Sensors for parking garage exhaust fans | 2026 | Technical | MW | After Competition Groups | 1.9416 | 0 | 0 | 1751.6336 | 0.0011085 | 57 | Residential_2026_Technical_MW_After Competition Groups_57 | CO Sensors for parking garage exhaust fans | 0.1108% | 0 | 1.9416 | Residential_2026_Technical_MW_After Competition Groups_CO Sensors for parking garage exhaust fans
Residential | Res ¦ Energy Star Ceiling Fan/Lighting | 2026 | Technical | MW | After Competition Groups | 1.8445 | 0 | 0 | 1751.6336 | 0.001053 | 58 | Residential_2026_Technical_MW_After Competition Groups_58 | Energy Star Ceiling Fan/Lighting | 0.1053% | 0 | 1.8445 | Residential_2026_Technical_MW_After Competition Groups_Energy Star Ceiling Fan/Lighting
Residential | Res ¦ VFD on Pumps | 2026 | Achievable | MW | After Competition Groups | 0.17497 | 0 | 0 | 171.4283 | 0.0010207 | 41 | Residential_2026_Achievable_MW_After Competition Groups_41 | VFD on Pumps | 0.1021% | 0 | 0.17497 | Residential_2026_Achievable_MW_After Competition Groups_VFD on Pumps
Residential | Res ¦ Condensing Make Up Air Unit | 2026 | Achievable | MW | After Competition Groups | 0.17023 | 0 | 0 | 171.4283 | 0.00099301 | 42 | Residential_2026_Achievable_MW_After Competition Groups_42 | Condensing Make Up Air Unit | 0.0993% | 0 | 0.17023 | Residential_2026_Achievable_MW_After Competition Groups_Condensing Make Up Air Unit
Residential | Res ¦ LED Parking Lot Fixture | 2026 | Economic | MW | After Competition Groups | 0.89288 | 0 | 0 | 957.5831 | 0.00093243 | 37 | Residential_2026_Economic_MW_After Competition Groups_37 | LED Parking Lot Fixture | 0.09324% | 0 | 0.89288 | Residential_2026_Economic_MW_After Competition Groups_LED Parking Lot Fixture
Residential | Res ¦ DHW Recirculation Systems | 2026 | Technical | MW | After Competition Groups | 1.5589 | 0 | 0 | 1751.6336 | 0.00088997 | 59 | Residential_2026_Technical_MW_After Competition Groups_59 | DHW Recirculation Systems | 0.089% | 0 | 1.5589 | Residential_2026_Technical_MW_After Competition Groups_DHW Recirculation Systems
Residential | Res ¦ Heat Recovery Ventilator | 2026 | Technical | MW | After Competition Groups | 1.4951 | 0 | 0 | 1751.6336 | 0.00085357 | 60 | Residential_2026_Technical_MW_After Competition Groups_60 | Heat Recovery Ventilator | 0.08536% | 0 | 1.4951 | Residential_2026_Technical_MW_After Competition Groups_Heat Recovery Ventilator
Residential | Res ¦ Water Heater Temperature Setback | 2026 | Technical | MW | After Competition Groups | 1.2585 | 0 | 0 | 1751.6336 | 0.00071846 | 61 | Residential_2026_Technical_MW_After Competition Groups_61 | Water Heater Temperature Setback | 0.07185% | 0 | 1.2585 | Residential_2026_Technical_MW_After Competition Groups_Water Heater Temperature Setback
Residential | Res ¦ Condensing Make Up Air Unit | 2026 | Economic | MW | After Competition Groups | 0.67088 | 0 | 0 | 957.5831 | 0.0007006 | 38 | Residential_2026_Economic_MW_After Competition Groups_38 | Condensing Make Up Air Unit | 0.07006% | 0 | 0.67088 | Residential_2026_Economic_MW_After Competition Groups_Condensing Make Up Air Unit
Residential | Res ¦ VFD on Pumps | 2026 | Economic | MW | After Competition Groups | 0.61877 | 0 | 0 | 957.5831 | 0.00064618 | 39 | Residential_2026_Economic_MW_After Competition Groups_39 | VFD on Pumps | 0.06462% | 0 | 0.61877 | Residential_2026_Economic_MW_After Competition Groups_VFD on Pumps
Residential | Res ¦ Energy Star Dishwasher | 2026 | Technical | MW | After Competition Groups | 1.0759 | 0 | 0 | 1751.6336 | 0.00061424 | 62 | Residential_2026_Technical_MW_After Competition Groups_62 | Energy Star Dishwasher | 0.06142% | 0 | 1.0759 | Residential_2026_Technical_MW_After Competition Groups_Energy Star Dishwasher
Residential | Res ¦ LED Tube Re-Lamp | 2026 | Economic | MW | After Competition Groups | 0.53502 | 0 | 0 | 957.5831 | 0.00055871 | 40 | Residential_2026_Economic_MW_After Competition Groups_40 | LED Tube Re-Lamp | 0.05587% | 0 | 0.53502 | Residential_2026_Economic_MW_After Competition Groups_LED Tube Re-Lamp
Residential | Res ¦ Basement or Crawlspace Insulation | 2026 | Achievable | MW | After Competition Groups | 0.094262 | 0 | 0 | 171.4283 | 0.00054986 | 43 | Residential_2026_Achievable_MW_After Competition Groups_43 | Basement or Crawlspace Insulation | 0.05499% | 0 | 0.094262 | Residential_2026_Achievable_MW_After Competition Groups_Basement or Crawlspace Insulation
Residential | Res ¦ LED Parking Lot Fixture | 2026 | Technical | MW | After Competition Groups | 0.89288 | 0 | 0 | 1751.6336 | 0.00050974 | 63 | Residential_2026_Technical_MW_After Competition Groups_63 | LED Parking Lot Fixture | 0.05097% | 0 | 0.89288 | Residential_2026_Technical_MW_After Competition Groups_LED Parking Lot Fixture
Residential | Res ¦ ECM MOTORS FOR HVAC APPLICATION (FAN-POWERED VAV BOX) | 2026 | Achievable | MW | After Competition Groups | 0.084619 | 0 | 0 | 171.4283 | 0.00049361 | 44 | Residential_2026_Achievable_MW_After Competition Groups_44 | ECM MOTORS FOR HVAC APPLICATION (FAN-POWERED VAV BOX) | 0.04936% | 0 | 0.084619 | Residential_2026_Achievable_MW_After Competition Groups_ECM MOTORS FOR HVAC APPLICATION (FAN-POWERED VAV BOX)
Residential | Res ¦ LED Exterior Area Lights - LED Fixture (200W) | 2026 | Economic | MW | After Competition Groups | 0.40643 | 0 | 0 | 957.5831 | 0.00042444 | 41 | Residential_2026_Economic_MW_After Competition Groups_41 | LED Exterior Area Lights - LED Fixture (200W) | 0.04244% | 0 | 0.40643 | Residential_2026_Economic_MW_After Competition Groups_LED Exterior Area Lights - LED Fixture (200W)
Residential | Res ¦ Condensing Make Up Air Unit | 2026 | Technical | MW | After Competition Groups | 0.67088 | 0 | 0 | 1751.6336 | 0.000383 | 64 | Residential_2026_Technical_MW_After Competition Groups_64 | Condensing Make Up Air Unit | 0.0383% | 0 | 0.67088 | Residential_2026_Technical_MW_After Competition Groups_Condensing Make Up Air Unit
Residential | Res ¦ ENERGY STAR LED Lamps (General Service Lamps) | 2026 | Economic | MW | After Competition Groups | 0.3627 | 0 | 0 | 957.5831 | 0.00037876 | 42 | Residential_2026_Economic_MW_After Competition Groups_42 | ENERGY STAR LED Lamps (General Service Lamps) | 0.03788% | 0 | 0.3627 | Residential_2026_Economic_MW_After Competition Groups_ENERGY STAR LED Lamps (General Service Lamps)
Residential | Res ¦ VFD on Pumps | 2026 | Technical | MW | After Competition Groups | 0.61877 | 0 | 0 | 1751.6336 | 0.00035326 | 65 | Residential_2026_Technical_MW_After Competition Groups_65 | VFD on Pumps | 0.03533% | 0 | 0.61877 | Residential_2026_Technical_MW_After Competition Groups_VFD on Pumps
Residential | Res ¦ HVAC Optimization | 2026 | Technical | MW | After Competition Groups | 0.6047 | 0 | 0 | 1751.6336 | 0.00034522 | 66 | Residential_2026_Technical_MW_After Competition Groups_66 | HVAC Optimization | 0.03452% | 0 | 0.6047 | Residential_2026_Technical_MW_After Competition Groups_HVAC Optimization
Residential | Res ¦ ECM MOTORS FOR HVAC APPLICATION (FAN-POWERED VAV BOX) | 2026 | Economic | MW | After Competition Groups | 0.32345 | 0 | 0 | 957.5831 | 0.00033777 | 43 | Residential_2026_Economic_MW_After Competition Groups_43 | ECM MOTORS FOR HVAC APPLICATION (FAN-POWERED VAV BOX) | 0.03378% | 0 | 0.32345 | Residential_2026_Economic_MW_After Competition Groups_ECM MOTORS FOR HVAC APPLICATION (FAN-POWERED VAV BOX)
Residential | Res ¦ Solar Powered Attic Fan | 2026 | Technical | MW | After Competition Groups | 0.51079 | 0 | 0 | 1751.6336 | 0.00029161 | 67 | Residential_2026_Technical_MW_After Competition Groups_67 | Solar Powered Attic Fan | 0.02916% | 0 | 0.51079 | Residential_2026_Technical_MW_After Competition Groups_Solar Powered Attic Fan
Residential | Res ¦ Heat Recovery Ventilator | 2026 | Achievable | MW | After Competition Groups | 0.04425 | 0 | 0 | 171.4283 | 0.00025812 | 45 | Residential_2026_Achievable_MW_After Competition Groups_45 | Heat Recovery Ventilator | 0.02581% | 0 | 0.04425 | Residential_2026_Achievable_MW_After Competition Groups_Heat Recovery Ventilator
Residential | Res ¦ Beverage Vending Machine Controls | 2026 | Achievable | MW | After Competition Groups | 0.042933 | 0 | 0 | 171.4283 | 0.00025044 | 46 | Residential_2026_Achievable_MW_After Competition Groups_46 | Beverage Vending Machine Controls | 0.02504% | 0 | 0.042933 | Residential_2026_Achievable_MW_After Competition Groups_Beverage Vending Machine Controls
Residential | Res ¦ LED Exterior Area Lights - LED Fixture (200W) | 2026 | Technical | MW | After Competition Groups | 0.40643 | 0 | 0 | 1751.6336 | 0.00023203 | 68 | Residential_2026_Technical_MW_After Competition Groups_68 | LED Exterior Area Lights - LED Fixture (200W) | 0.0232% | 0 | 0.40643 | Residential_2026_Technical_MW_After Competition Groups_LED Exterior Area Lights - LED Fixture (200W)
Residential | Res ¦ Beverage Vending Machine Controls | 2026 | Economic | MW | After Competition Groups | 0.2029 | 0 | 0 | 957.5831 | 0.00021189 | 44 | Residential_2026_Economic_MW_After Competition Groups_44 | Beverage Vending Machine Controls | 0.02119% | 0 | 0.2029 | Residential_2026_Economic_MW_After Competition Groups_Beverage Vending Machine Controls
Residential | Res ¦ ENERGY STAR LED Lamps (General Service Lamps) | 2026 | Technical | MW | After Competition Groups | 0.3627 | 0 | 0 | 1751.6336 | 0.00020706 | 69 | Residential_2026_Technical_MW_After Competition Groups_69 | ENERGY STAR LED Lamps (General Service Lamps) | 0.02071% | 0 | 0.3627 | Residential_2026_Technical_MW_After Competition Groups_ENERGY STAR LED Lamps (General Service Lamps)
Residential | Res ¦ ECM MOTORS FOR HVAC APPLICATION (FAN-POWERED VAV BOX) | 2026 | Technical | MW | After Competition Groups | 0.32345 | 0 | 0 | 1751.6336 | 0.00018465 | 70 | Residential_2026_Technical_MW_After Competition Groups_70 | ECM MOTORS FOR HVAC APPLICATION (FAN-POWERED VAV BOX) | 0.01847% | 0 | 0.32345 | Residential_2026_Technical_MW_After Competition Groups_ECM MOTORS FOR HVAC APPLICATION (FAN-POWERED VAV BOX)
Residential | Res ¦ Chilled Water Optimization | 2026 | Achievable | MW | After Competition Groups | 0.025654 | 0 | 0 | 171.4283 | 0.00014965 | 47 | Residential_2026_Achievable_MW_After Competition Groups_47 | Chilled Water Optimization | 0.01496% | 0 | 0.025654 | Residential_2026_Achievable_MW_After Competition Groups_Chilled Water Optimization
Residential | Res ¦ Beverage Vending Machine Controls | 2026 | Technical | MW | After Competition Groups | 0.2029 | 0 | 0 | 1751.6336 | 0.00011584 | 71 | Residential_2026_Technical_MW_After Competition Groups_71 | Beverage Vending Machine Controls | 0.01158% | 0 | 0.2029 | Residential_2026_Technical_MW_After Competition Groups_Beverage Vending Machine Controls
Residential | Res ¦ Wall Insulation MF | 2026 | Technical | MW | After Competition Groups | 0.19756 | 0 | 0 | 1751.6336 | 0.00011278 | 72 | Residential_2026_Technical_MW_After Competition Groups_72 | Wall Insulation MF | 0.01128% | 0 | 0.19756 | Residential_2026_Technical_MW_After Competition Groups_Wall Insulation MF
Residential | Res ¦ Chilled Water Optimization | 2026 | Economic | MW | After Competition Groups | 0.095855 | 0 | 0 | 957.5831 | 0.0001001 | 45 | Residential_2026_Economic_MW_After Competition Groups_45 | Chilled Water Optimization | 0.01001% | 0 | 0.095855 | Residential_2026_Economic_MW_After Competition Groups_Chilled Water Optimization
Residential | Res ¦ Tankless Water Heater | 2026 | Economic | MW | After Competition Groups | 0.082829 | 0 | 0 | 957.5831 | 8.6498e-05 | 46 | Residential_2026_Economic_MW_After Competition Groups_46 | Tankless Water Heater | 0.00865% | 0 | 0.082829 | Residential_2026_Economic_MW_After Competition Groups_Tankless Water Heater
Residential | Res ¦ Tankless Water Heater | 2026 | Technical | MW | After Competition Groups | 0.13193 | 0 | 0 | 1751.6336 | 7.5318e-05 | 73 | Residential_2026_Technical_MW_After Competition Groups_73 | Tankless Water Heater | 0.007532% | 0 | 0.13193 | Residential_2026_Technical_MW_After Competition Groups_Tankless Water Heater
Residential | Res ¦ Energy Star Windows | 2026 | Achievable | MW | After Competition Groups | 0.011647 | 0 | 0 | 171.4283 | 6.7942e-05 | 48 | Residential_2026_Achievable_MW_After Competition Groups_48 | Energy Star Windows | 0.006794% | 0 | 0.011647 | Residential_2026_Achievable_MW_After Competition Groups_Energy Star Windows
Residential | Res ¦ Chilled Water Optimization | 2026 | Technical | MW | After Competition Groups | 0.095855 | 0 | 0 | 1751.6336 | 5.4723e-05 | 74 | Residential_2026_Technical_MW_After Competition Groups_74 | Chilled Water Optimization | 0.005472% | 0 | 0.095855 | Residential_2026_Technical_MW_After Competition Groups_Chilled Water Optimization
Residential | Res ¦ Energy Star Windows | 2026 | Economic | MW | After Competition Groups | 0.04122 | 0 | 0 | 957.5831 | 4.3046e-05 | 47 | Residential_2026_Economic_MW_After Competition Groups_47 | Energy Star Windows | 0.004305% | 0 | 0.04122 | Residential_2026_Economic_MW_After Competition Groups_Energy Star Windows
Residential | Res ¦ Tankless Water Heater | 2026 | Achievable | MW | After Competition Groups | 0.0058729 | 0 | 0 | 171.4283 | 3.4259e-05 | 49 | Residential_2026_Achievable_MW_After Competition Groups_49 | Tankless Water Heater | 0.003426% | 0 | 0.0058729 | Residential_2026_Achievable_MW_After Competition Groups_Tankless Water Heater
Residential | Res ¦ LED Recessed Downlights | 2026 | Technical | MW | After Competition Groups | 0.043306 | 0 | 0 | 1751.6336 | 2.4723e-05 | 75 | Residential_2026_Technical_MW_After Competition Groups_75 | LED Recessed Downlights | 0.002472% | 0 | 0.043306 | Residential_2026_Technical_MW_After Competition Groups_LED Recessed Downlights
Residential | Res ¦ LED High Bay Fixture | 2026 | Technical | MW | After Competition Groups | 0.037366 | 0 | 0 | 1751.6336 | 2.1332e-05 | 76 | Residential_2026_Technical_MW_After Competition Groups_76 | LED High Bay Fixture | 0.002133% | 0 | 0.037366 | Residential_2026_Technical_MW_After Competition Groups_LED High Bay Fixture
Residential | Res ¦ Wall Insulation MF | 2026 | Economic | MW | After Competition Groups | 0.016216 | 0 | 0 | 957.5831 | 1.6934e-05 | 48 | Residential_2026_Economic_MW_After Competition Groups_48 | Wall Insulation MF | 0.001693% | 0 | 0.016216 | Residential_2026_Economic_MW_After Competition Groups_Wall Insulation MF
Residential | Res ¦ Radiant Barrier | 2026 | Technical | MW | After Competition Groups | 0.015105 | 0 | 0 | 1751.6336 | 8.6231e-06 | 77 | Residential_2026_Technical_MW_After Competition Groups_77 | Radiant Barrier | 0.0008623% | 0 | 0.015105 | Residential_2026_Technical_MW_After Competition Groups_Radiant Barrier
Residential | Res ¦ Wall Insulation MF | 2026 | Achievable | MW | After Competition Groups | 0.00077259 | 0 | 0 | 171.4283 | 4.5068e-06 | 50 | Residential_2026_Achievable_MW_After Competition Groups_50 | Wall Insulation MF | 0.0004507% | 0 | 0.00077259 | Residential_2026_Achievable_MW_After Competition Groups_Wall Insulation MF
Residential | Res ¦ Solar Water Preheat (Pools/DHW) | 2026 | Technical | MW | After Competition Groups | 0.0032215 | 0 | 0 | 1751.6336 | 1.8392e-06 | 78 | Residential_2026_Technical_MW_After Competition Groups_78 | Solar Water Preheat (Pools/DHW) | 0.0001839% | 0 | 0.0032215 | Residential_2026_Technical_MW_After Competition Groups_Solar Water Preheat (Pools/DHW)
Residential | Res ¦ Photocell Controls (Outdoor) | 2026 | Technical | MW | After Competition Groups | 8.7597e-05 | 0 | 0 | 1751.6336 | 5.0009e-08 | 79 | Residential_2026_Technical_MW_After Competition Groups_79 | Photocell Controls (Outdoor) | 5.001e-06% | 0 | 8.7597e-05 | Residential_2026_Technical_MW_After Competition Groups_Photocell Controls (Outdoor)
Residential | Res ¦ Air Source Heat Pump | 2026 | Achievable | MW | After Competition Groups | 0 | 0 | 0 | 171.4283 | 0 | 51 | Residential_2026_Achievable_MW_After Competition Groups_51 | Air Source Heat Pump | 0% | 0 | 0 | Residential_2026_Achievable_MW_After Competition Groups_Air Source Heat Pump
Residential | Res ¦ Ceiling Insulation | 2026 | Achievable | MW | After Competition Groups | 0 | 0 | 0 | 171.4283 | 0 | 52 | Residential_2026_Achievable_MW_After Competition Groups_52 | Ceiling Insulation | 0% | 0 | 0 | Residential_2026_Achievable_MW_After Competition Groups_Ceiling Insulation
Residential | Res ¦ Ceiling Insulation | 2026 | Economic | MW | After Competition Groups | 0 | 0 | 0 | 957.5831 | 0 | 49 | Residential_2026_Economic_MW_After Competition Groups_49 | Ceiling Insulation | 0% | 0 | 0 | Residential_2026_Economic_MW_After Competition Groups_Ceiling Insulation
Residential | Res ¦ DHW Recirculation Systems | 2026 | Achievable | MW | After Competition Groups | 0 | 0 | 0 | 171.4283 | 0 | 53 | Residential_2026_Achievable_MW_After Competition Groups_53 | DHW Recirculation Systems | 0% | 0 | 0 | Residential_2026_Achievable_MW_After Competition Groups_DHW Recirculation Systems
Residential | Res ¦ DHW Recirculation Systems | 2026 | Economic | MW | After Competition Groups | 0 | 0 | 0 | 957.5831 | 0 | 50 | Residential_2026_Economic_MW_After Competition Groups_50 | DHW Recirculation Systems | 0% | 0 | 0 | Residential_2026_Economic_MW_After Competition Groups_DHW Recirculation Systems
Residential | Res ¦ Drain Water Heat Recovery | 2026 | Achievable | MW | After Competition Groups | 0 | 0 | 0 | 171.4283 | 0 | 54 | Residential_2026_Achievable_MW_After Competition Groups_54 | Drain Water Heat Recovery | 0% | 0 | 0 | Residential_2026_Achievable_MW_After Competition Groups_Drain Water Heat Recovery
Residential | Res ¦ Drain Water Heat Recovery | 2026 | Economic | MW | After Competition Groups | 0 | 0 | 0 | 957.5831 | 0 | 51 | Residential_2026_Economic_MW_After Competition Groups_51 | Drain Water Heat Recovery | 0% | 0 | 0 | Residential_2026_Economic_MW_After Competition Groups_Drain Water Heat Recovery
Residential | Res ¦ Early Hot Water Heater Replacement | 2026 | Achievable | MW | After Competition Groups | 0 | 0 | 0 | 171.4283 | 0 | 55 | Residential_2026_Achievable_MW_After Competition Groups_55 | Early Hot Water Heater Replacement | 0% | 0 | 0 | Residential_2026_Achievable_MW_After Competition Groups_Early Hot Water Heater Replacement
Residential | Res ¦ Early Hot Water Heater Replacement | 2026 | Economic | MW | After Competition Groups | 0 | 0 | 0 | 957.5831 | 0 | 52 | Residential_2026_Economic_MW_After Competition Groups_52 | Early Hot Water Heater Replacement | 0% | 0 | 0 | Residential_2026_Economic_MW_After Competition Groups_Early Hot Water Heater Replacement
Residential | Res ¦ Energy Star Clothes Dryer | 2026 | Achievable | MW | After Competition Groups | 0 | 0 | 0 | 171.4283 | 0 | 56 | Residential_2026_Achievable_MW_After Competition Groups_56 | Energy Star Clothes Dryer | 0% | 0 | 0 | Residential_2026_Achievable_MW_After Competition Groups_Energy Star Clothes Dryer
Residential | Res ¦ Energy Star Clothes Dryer | 2026 | Economic | MW | After Competition Groups | 0 | 0 | 0 | 957.5831 | 0 | 53 | Residential_2026_Economic_MW_After Competition Groups_53 | Energy Star Clothes Dryer | 0% | 0 | 0 | Residential_2026_Economic_MW_After Competition Groups_Energy Star Clothes Dryer
Residential | Res ¦ Energy Star Dehumidifier | 2026 | Achievable | MW | After Competition Groups | 0 | 0 | 0 | 171.4283 | 0 | 57 | Residential_2026_Achievable_MW_After Competition Groups_57 | Energy Star Dehumidifier | 0% | 0 | 0 | Residential_2026_Achievable_MW_After Competition Groups_Energy Star Dehumidifier
Residential | Res ¦ Energy Star Dehumidifier | 2026 | Economic | MW | After Competition Groups | 0 | 0 | 0 | 957.5831 | 0 | 54 | Residential_2026_Economic_MW_After Competition Groups_54 | Energy Star Dehumidifier | 0% | 0 | 0 | Residential_2026_Economic_MW_After Competition Groups_Energy Star Dehumidifier
Residential | Res ¦ Energy Star Freezer | 2026 | Achievable | MW | After Competition Groups | 0 | 0 | 0 | 171.4283 | 0 | 58 | Residential_2026_Achievable_MW_After Competition Groups_58 | Energy Star Freezer | 0% | 0 | 0 | Residential_2026_Achievable_MW_After Competition Groups_Energy Star Freezer
Residential | Res ¦ Energy Star Freezer | 2026 | Economic | MW | After Competition Groups | 0 | 0 | 0 | 957.5831 | 0 | 55 | Residential_2026_Economic_MW_After Competition Groups_55 | Energy Star Freezer | 0% | 0 | 0 | Residential_2026_Economic_MW_After Competition Groups_Energy Star Freezer
Residential | Res ¦ Furnace with ECM | 2026 | Achievable | MW | After Competition Groups | 0 | 0 | 0 | 171.4283 | 0 | 59 | Residential_2026_Achievable_MW_After Competition Groups_59 | Furnace with ECM | 0% | 0 | 0 | Residential_2026_Achievable_MW_After Competition Groups_Furnace with ECM
Residential | Res ¦ Furnace with ECM | 2026 | Economic | MW | After Competition Groups | 0 | 0 | 0 | 957.5831 | 0 | 56 | Residential_2026_Economic_MW_After Competition Groups_56 | Furnace with ECM | 0% | 0 | 0 | Residential_2026_Economic_MW_After Competition Groups_Furnace with ECM
Residential | Res ¦ Heat Pump Water Heater | 2026 | Achievable | MW | After Competition Groups | 0 | 0 | 0 | 171.4283 | 0 | 60 | Residential_2026_Achievable_MW_After Competition Groups_60 | Heat Pump Water Heater | 0% | 0 | 0 | Residential_2026_Achievable_MW_After Competition Groups_Heat Pump Water Heater
Residential | Res ¦ Heat Pump Water Heater | 2026 | Economic | MW | After Competition Groups | 0 | 0 | 0 | 957.5831 | 0 | 57 | Residential_2026_Economic_MW_After Competition Groups_57 | Heat Pump Water Heater | 0% | 0 | 0 | Residential_2026_Economic_MW_After Competition Groups_Heat Pump Water Heater
Residential | Res ¦ LED Downlight | 2026 | Achievable | MW | After Competition Groups | 0 | 0 | 0 | 171.4283 | 0 | 61 | Residential_2026_Achievable_MW_After Competition Groups_61 | LED Downlight | 0% | 0 | 0 | Residential_2026_Achievable_MW_After Competition Groups_LED Downlight
Residential | Res ¦ LED Downlight | 2026 | Economic | MW | After Competition Groups | 0 | 0 | 0 | 957.5831 | 0 | 58 | Residential_2026_Economic_MW_After Competition Groups_58 | LED Downlight | 0% | 0 | 0 | Residential_2026_Economic_MW_After Competition Groups_LED Downlight
Residential | Res ¦ LED High Bay Fixture | 2026 | Achievable | MW | After Competition Groups | 0 | 0 | 0 | 171.4283 | 0 | 62 | Residential_2026_Achievable_MW_After Competition Groups_62 | LED High Bay Fixture | 0% | 0 | 0 | Residential_2026_Achievable_MW_After Competition Groups_LED High Bay Fixture
Residential | Res ¦ LED High Bay Fixture | 2026 | Economic | MW | After Competition Groups | 0 | 0 | 0 | 957.5831 | 0 | 59 | Residential_2026_Economic_MW_After Competition Groups_59 | LED High Bay Fixture | 0% | 0 | 0 | Residential_2026_Economic_MW_After Competition Groups_LED High Bay Fixture
Residential | Res ¦ Lighting Motion Sensors, Timers, Dimmers | 2026 | Achievable | MW | After Competition Groups | 0 | 0 | 0 | 171.4283 | 0 | 63 | Residential_2026_Achievable_MW_After Competition Groups_63 | Lighting Motion Sensors, Timers, Dimmers | 0% | 0 | 0 | Residential_2026_Achievable_MW_After Competition Groups_Lighting Motion Sensors, Timers, Dimmers
Residential | Res ¦ Lighting Motion Sensors, Timers, Dimmers | 2026 | Economic | MW | After Competition Groups | 0 | 0 | 0 | 957.5831 | 0 | 60 | Residential_2026_Economic_MW_After Competition Groups_60 | Lighting Motion Sensors, Timers, Dimmers | 0% | 0 | 0 | Residential_2026_Economic_MW_After Competition Groups_Lighting Motion Sensors, Timers, Dimmers
Residential | Res ¦ Networked/ Connected - Indoor LED Luminaire | 2026 | Achievable | MW | After Competition Groups | 0 | 0 | 0 | 171.4283 | 0 | 64 | Residential_2026_Achievable_MW_After Competition Groups_64 | Networked/ Connected - Indoor LED Luminaire | 0% | 0 | 0 | Residential_2026_Achievable_MW_After Competition Groups_Networked/ Connected - Indoor LED Luminaire
Residential | Res ¦ Radiant Barrier | 2026 | Achievable | MW | After Competition Groups | 0 | 0 | 0 | 171.4283 | 0 | 65 | Residential_2026_Achievable_MW_After Competition Groups_65 | Radiant Barrier | 0% | 0 | 0 | Residential_2026_Achievable_MW_After Competition Groups_Radiant Barrier
Residential | Res ¦ Radiant Barrier | 2026 | Economic | MW | After Competition Groups | 0 | 0 | 0 | 957.5831 | 0 | 61 | Residential_2026_Economic_MW_After Competition Groups_61 | Radiant Barrier | 0% | 0 | 0 | Residential_2026_Economic_MW_After Competition Groups_Radiant Barrier
Residential | Res ¦ Smart Power Bar | 2026 | Achievable | MW | After Competition Groups | 0 | 0 | 0 | 171.4283 | 0 | 66 | Residential_2026_Achievable_MW_After Competition Groups_66 | Smart Power Bar | 0% | 0 | 0 | Residential_2026_Achievable_MW_After Competition Groups_Smart Power Bar
Residential | Res ¦ Smart Power Bar | 2026 | Economic | MW | After Competition Groups | 0 | 0 | 0 | 957.5831 | 0 | 62 | Residential_2026_Economic_MW_After Competition Groups_62 | Smart Power Bar | 0% | 0 | 0 | Residential_2026_Economic_MW_After Competition Groups_Smart Power Bar
Residential | Res ¦ Variable Refrigerant Flow Heat Pump | 2026 | Achievable | MW | After Competition Groups | 0 | 0 | 0 | 171.4283 | 0 | 67 | Residential_2026_Achievable_MW_After Competition Groups_67 | Variable Refrigerant Flow Heat Pump | 0% | 0 | 0 | Residential_2026_Achievable_MW_After Competition Groups_Variable Refrigerant Flow Heat Pump
Residential | Res ¦ Variable Refrigerant Flow Heat Pump | 2026 | Economic | MW | After Competition Groups | 0 | 0 | 0 | 957.5831 | 0 | 63 | Residential_2026_Economic_MW_After Competition Groups_63 | Variable Refrigerant Flow Heat Pump | 0% | 0 | 0 | Residential_2026_Economic_MW_After Competition Groups_Variable Refrigerant Flow Heat Pump
Residential | Res ¦ Adaptive Thermostat | 2027 | Economic | MW | After Competition Groups | 198.4756 | 0 | 0 | 1010.7578 | 0.19636 | 1 | Residential_2027_Economic_MW_After Competition Groups_1 | Adaptive Thermostat | 19.64% | 0 | 198.4756 | Residential_2027_Economic_MW_After Competition Groups_Adaptive Thermostat
Residential | Res ¦ Building Recommissioning, Operations and Maintenance (O&M) Improvements | 2027 | Achievable | MW | After Competition Groups | 37.1963 | 0 | 0 | 228.6379 | 0.16269 | 1 | Residential_2027_Achievable_MW_After Competition Groups_1 | Building Recommissioning, Operations and Maintenance (O&M) Improvements | 16.27% | 0 | 37.1963 | Residential_2027_Achievable_MW_After Competition Groups_Building Recommissioning, Operations and Maintenance (O&M) Improvements
Residential | Res ¦ Energy Star Central Air Conditioner | 2027 | Technical | MW | After Competition Groups | 243.6316 | 0 | 0 | 1843.8901 | 0.13213 | 1 | Residential_2027_Technical_MW_After Competition Groups_1 | Energy Star Central Air Conditioner | 13.21% | 0 | 243.6316 | Residential_2027_Technical_MW_After Competition Groups_Energy Star Central Air Conditioner
Residential | Res ¦ Ductless Mini-Split Heat Pump | 2027 | Achievable | MW | After Competition Groups | 26.6584 | 0 | 0 | 228.6379 | 0.1166 | 2 | Residential_2027_Achievable_MW_After Competition Groups_2 | Ductless Mini-Split Heat Pump | 11.66% | 0 | 26.6584 | Residential_2027_Achievable_MW_After Competition Groups_Ductless Mini-Split Heat Pump
Residential | Res ¦ Variable Speed Pool Pump Motor | 2027 | Achievable | MW | After Competition Groups | 26.2172 | 0 | 0 | 228.6379 | 0.11467 | 3 | Residential_2027_Achievable_MW_After Competition Groups_3 | Variable Speed Pool Pump Motor | 11.47% | 0 | 26.2172 | Residential_2027_Achievable_MW_After Competition Groups_Variable Speed Pool Pump Motor
Residential | Res ¦ Energy Star Clothes Washer | 2027 | Achievable | MW | After Competition Groups | 24.8943 | 0 | 0 | 228.6379 | 0.10888 | 4 | Residential_2027_Achievable_MW_After Competition Groups_4 | Energy Star Clothes Washer | 10.89% | 0 | 24.8943 | Residential_2027_Achievable_MW_After Competition Groups_Energy Star Clothes Washer
Residential | Res ¦ Adaptive Thermostat | 2027 | Technical | MW | After Competition Groups | 198.4756 | 0 | 0 | 1843.8901 | 0.10764 | 2 | Residential_2027_Technical_MW_After Competition Groups_2 | Adaptive Thermostat | 10.76% | 0 | 198.4756 | Residential_2027_Technical_MW_After Competition Groups_Adaptive Thermostat
Residential | Res ¦ Building Recommissioning, Operations and Maintenance (O&M) Improvements | 2027 | Economic | MW | After Competition Groups | 98.4631 | 0 | 0 | 1010.7578 | 0.097415 | 2 | Residential_2027_Economic_MW_After Competition Groups_2 | Building Recommissioning, Operations and Maintenance (O&M) Improvements | 9.742% | 0 | 98.4631 | Residential_2027_Economic_MW_After Competition Groups_Building Recommissioning, Operations and Maintenance (O&M) Improvements
Residential | Res ¦ Adaptive Thermostat | 2027 | Achievable | MW | After Competition Groups | 20.5376 | 0 | 0 | 228.6379 | 0.089826 | 5 | Residential_2027_Achievable_MW_After Competition Groups_5 | Adaptive Thermostat | 8.983% | 0 | 20.5376 | Residential_2027_Achievable_MW_After Competition Groups_Adaptive Thermostat
Residential | Res ¦ Basement Wall Insulation | 2027 | Economic | MW | After Competition Groups | 87.522 | 0 | 0 | 1010.7578 | 0.08659 | 3 | Residential_2027_Economic_MW_After Competition Groups_3 | Basement Wall Insulation | 8.659% | 0 | 87.522 | Residential_2027_Economic_MW_After Competition Groups_Basement Wall Insulation
Residential | Res ¦ Ductless Mini-Split Heat Pump | 2027 | Economic | MW | After Competition Groups | 82.6688 | 0 | 0 | 1010.7578 | 0.081789 | 4 | Residential_2027_Economic_MW_After Competition Groups_4 | Ductless Mini-Split Heat Pump | 8.179% | 0 | 82.6688 | Residential_2027_Economic_MW_After Competition Groups_Ductless Mini-Split Heat Pump
Residential | Res ¦ Variable Speed Pool Pump Motor | 2027 | Economic | MW | After Competition Groups | 69.406 | 0 | 0 | 1010.7578 | 0.068667 | 5 | Residential_2027_Economic_MW_After Competition Groups_5 | Variable Speed Pool Pump Motor | 6.867% | 0 | 69.406 | Residential_2027_Economic_MW_After Competition Groups_Variable Speed Pool Pump Motor
Residential | Res ¦ Attic Insulation | 2027 | Economic | MW | After Competition Groups | 67.5564 | 0 | 0 | 1010.7578 | 0.066837 | 6 | Residential_2027_Economic_MW_After Competition Groups_6 | Attic Insulation | 6.684% | 0 | 67.5564 | Residential_2027_Economic_MW_After Competition Groups_Attic Insulation
Residential | Res ¦ Energy Star A Line, PAR, MR Lamps | 2027 | Economic | MW | After Competition Groups | 59.1281 | 0 | 0 | 1010.7578 | 0.058499 | 7 | Residential_2027_Economic_MW_After Competition Groups_7 | Energy Star A Line, PAR, MR Lamps | 5.85% | 0 | 59.1281 | Residential_2027_Economic_MW_After Competition Groups_Energy Star A Line, PAR, MR Lamps
Residential | Res ¦ Building Recommissioning, Operations and Maintenance (O&M) Improvements | 2027 | Technical | MW | After Competition Groups | 98.4631 | 0 | 0 | 1843.8901 | 0.0534 | 3 | Residential_2027_Technical_MW_After Competition Groups_3 | Building Recommissioning, Operations and Maintenance (O&M) Improvements | 5.34% | 0 | 98.4631 | Residential_2027_Technical_MW_After Competition Groups_Building Recommissioning, Operations and Maintenance (O&M) Improvements
Residential | Res ¦ Ductless Mini-Split Air Conditioner | 2027 | Technical | MW | After Competition Groups | 90.9365 | 0 | 0 | 1843.8901 | 0.049318 | 4 | Residential_2027_Technical_MW_After Competition Groups_4 | Ductless Mini-Split Air Conditioner | 4.932% | 0 | 90.9365 | Residential_2027_Technical_MW_After Competition Groups_Ductless Mini-Split Air Conditioner
Residential | Res ¦ Basement Wall Insulation | 2027 | Technical | MW | After Competition Groups | 87.522 | 0 | 0 | 1843.8901 | 0.047466 | 5 | Residential_2027_Technical_MW_After Competition Groups_5 | Basement Wall Insulation | 4.747% | 0 | 87.522 | Residential_2027_Technical_MW_After Competition Groups_Basement Wall Insulation
Residential | Res ¦ Energy Star Air Source Heat Pump | 2027 | Economic | MW | After Competition Groups | 46.1832 | 0 | 0 | 1010.7578 | 0.045692 | 8 | Residential_2027_Economic_MW_After Competition Groups_8 | Energy Star Air Source Heat Pump | 4.569% | 0 | 46.1832 | Residential_2027_Economic_MW_After Competition Groups_Energy Star Air Source Heat Pump
Residential | Res ¦ Ductless Mini-Split Heat Pump | 2027 | Technical | MW | After Competition Groups | 82.6688 | 0 | 0 | 1843.8901 | 0.044834 | 6 | Residential_2027_Technical_MW_After Competition Groups_6 | Ductless Mini-Split Heat Pump | 4.483% | 0 | 82.6688 | Residential_2027_Technical_MW_After Competition Groups_Ductless Mini-Split Heat Pump
Residential | Res ¦ Energy Star Ground Source Heat Pump | 2027 | Technical | MW | After Competition Groups | 81.6796 | 0 | 0 | 1843.8901 | 0.044297 | 7 | Residential_2027_Technical_MW_After Competition Groups_7 | Energy Star Ground Source Heat Pump | 4.43% | 0 | 81.6796 | Residential_2027_Technical_MW_After Competition Groups_Energy Star Ground Source Heat Pump
Residential | Res ¦ Energy Star Clothes Washer | 2027 | Economic | MW | After Competition Groups | 42.2935 | 0 | 0 | 1010.7578 | 0.041843 | 9 | Residential_2027_Economic_MW_After Competition Groups_9 | Energy Star Clothes Washer | 4.184% | 0 | 42.2935 | Residential_2027_Economic_MW_After Competition Groups_Energy Star Clothes Washer
Residential | Res ¦ Basement or Crawlspace Insulation | 2027 | Technical | MW | After Competition Groups | 72.8294 | 0 | 0 | 1843.8901 | 0.039498 | 8 | Residential_2027_Technical_MW_After Competition Groups_8 | Basement or Crawlspace Insulation | 3.95% | 0 | 72.8294 | Residential_2027_Technical_MW_After Competition Groups_Basement or Crawlspace Insulation
Residential | Res ¦ Smart Power Bar | 2027 | Technical | MW | After Competition Groups | 71.5803 | 0 | 0 | 1843.8901 | 0.03882 | 9 | Residential_2027_Technical_MW_After Competition Groups_9 | Smart Power Bar | 3.882% | 0 | 71.5803 | Residential_2027_Technical_MW_After Competition Groups_Smart Power Bar
Residential | Res ¦ Energy Star LED Bulbs General Purpose LEDs | 2027 | Achievable | MW | After Competition Groups | 8.7763 | 0 | 0 | 228.6379 | 0.038385 | 6 | Residential_2027_Achievable_MW_After Competition Groups_6 | Energy Star LED Bulbs General Purpose LEDs | 3.839% | 0 | 8.7763 | Residential_2027_Achievable_MW_After Competition Groups_Energy Star LED Bulbs General Purpose LEDs
Residential | Res ¦ Variable Speed Pool Pump Motor | 2027 | Technical | MW | After Competition Groups | 69.406 | 0 | 0 | 1843.8901 | 0.037641 | 10 | Residential_2027_Technical_MW_After Competition Groups_10 | Variable Speed Pool Pump Motor | 3.764% | 0 | 69.406 | Residential_2027_Technical_MW_After Competition Groups_Variable Speed Pool Pump Motor
Residential | Res ¦ Attic Insulation | 2027 | Technical | MW | After Competition Groups | 67.5564 | 0 | 0 | 1843.8901 | 0.036638 | 11 | Residential_2027_Technical_MW_After Competition Groups_11 | Attic Insulation | 3.664% | 0 | 67.5564 | Residential_2027_Technical_MW_After Competition Groups_Attic Insulation
Residential | Res ¦ Energy Star Room Air Conditioner | 2027 | Economic | MW | After Competition Groups | 34.686 | 0 | 0 | 1010.7578 | 0.034317 | 10 | Residential_2027_Economic_MW_After Competition Groups_10 | Energy Star Room Air Conditioner | 3.432% | 0 | 34.686 | Residential_2027_Economic_MW_After Competition Groups_Energy Star Room Air Conditioner
Residential | Res ¦ Energy Star LED Specialty Bulbs | 2027 | Achievable | MW | After Competition Groups | 7.694 | 0 | 0 | 228.6379 | 0.033651 | 7 | Residential_2027_Achievable_MW_After Competition Groups_7 | Energy Star LED Specialty Bulbs | 3.365% | 0 | 7.694 | Residential_2027_Achievable_MW_After Competition Groups_Energy Star LED Specialty Bulbs
Residential | Res ¦ Energy Star A Line, PAR, MR Lamps | 2027 | Technical | MW | After Competition Groups | 59.1281 | 0 | 0 | 1843.8901 | 0.032067 | 12 | Residential_2027_Technical_MW_After Competition Groups_12 | Energy Star A Line, PAR, MR Lamps | 3.207% | 0 | 59.1281 | Residential_2027_Technical_MW_After Competition Groups_Energy Star A Line, PAR, MR Lamps
Residential | Res ¦ Smart Burners | 2027 | Technical | MW | After Competition Groups | 54.4888 | 0 | 0 | 1843.8901 | 0.029551 | 13 | Residential_2027_Technical_MW_After Competition Groups_13 | Smart Burners | 2.955% | 0 | 54.4888 | Residential_2027_Technical_MW_After Competition Groups_Smart Burners
Residential | Res ¦ Energy Star Room Air Conditioner | 2027 | Achievable | MW | After Competition Groups | 6.6797 | 0 | 0 | 228.6379 | 0.029215 | 8 | Residential_2027_Achievable_MW_After Competition Groups_8 | Energy Star Room Air Conditioner | 2.922% | 0 | 6.6797 | Residential_2027_Achievable_MW_After Competition Groups_Energy Star Room Air Conditioner
Residential | Res ¦ Wall Insulation | 2027 | Technical | MW | After Competition Groups | 52.9432 | 0 | 0 | 1843.8901 | 0.028713 | 14 | Residential_2027_Technical_MW_After Competition Groups_14 | Wall Insulation | 2.871% | 0 | 52.9432 | Residential_2027_Technical_MW_After Competition Groups_Wall Insulation
Residential | Res ¦ Energy Star Refrigerator | 2027 | Technical | MW | After Competition Groups | 48.2729 | 0 | 0 | 1843.8901 | 0.02618 | 15 | Residential_2027_Technical_MW_After Competition Groups_15 | Energy Star Refrigerator | 2.618% | 0 | 48.2729 | Residential_2027_Technical_MW_After Competition Groups_Energy Star Refrigerator
Residential | Res ¦ Basement Wall Insulation | 2027 | Achievable | MW | After Competition Groups | 5.5506 | 0 | 0 | 228.6379 | 0.024277 | 9 | Residential_2027_Achievable_MW_After Competition Groups_9 | Basement Wall Insulation | 2.428% | 0 | 5.5506 | Residential_2027_Achievable_MW_After Competition Groups_Basement Wall Insulation
Residential | Res ¦ Occupancy Sensors MF | 2027 | Achievable | MW | After Competition Groups | 5.5348 | 0 | 0 | 228.6379 | 0.024207 | 10 | Residential_2027_Achievable_MW_After Competition Groups_10 | Occupancy Sensors MF | 2.421% | 0 | 5.5348 | Residential_2027_Achievable_MW_After Competition Groups_Occupancy Sensors MF
Residential | Res ¦ Heat Pump Clothes Dryer | 2027 | Technical | MW | After Competition Groups | 44.5527 | 0 | 0 | 1843.8901 | 0.024162 | 16 | Residential_2027_Technical_MW_After Competition Groups_16 | Heat Pump Clothes Dryer | 2.416% | 0 | 44.5527 | Residential_2027_Technical_MW_After Competition Groups_Heat Pump Clothes Dryer
Residential | Res ¦ Advanced BAS/Controllers | 2027 | Achievable | MW | After Competition Groups | 5.4328 | 0 | 0 | 228.6379 | 0.023761 | 11 | Residential_2027_Achievable_MW_After Competition Groups_11 | Advanced BAS/Controllers | 2.376% | 0 | 5.4328 | Residential_2027_Achievable_MW_After Competition Groups_Advanced BAS/Controllers
Residential | Res ¦ Energy Star Clothes Washer | 2027 | Technical | MW | After Competition Groups | 42.2935 | 0 | 0 | 1843.8901 | 0.022937 | 17 | Residential_2027_Technical_MW_After Competition Groups_17 | Energy Star Clothes Washer | 2.294% | 0 | 42.2935 | Residential_2027_Technical_MW_After Competition Groups_Energy Star Clothes Washer
Residential | Res ¦ Energy Star Air Source Heat Pump | 2027 | Achievable | MW | After Competition Groups | 5.0374 | 0 | 0 | 228.6379 | 0.022032 | 12 | Residential_2027_Achievable_MW_After Competition Groups_12 | Energy Star Air Source Heat Pump | 2.203% | 0 | 5.0374 | Residential_2027_Achievable_MW_After Competition Groups_Energy Star Air Source Heat Pump
Residential | Res ¦ Clothes Drying Racks | 2027 | Achievable | MW | After Competition Groups | 4.937 | 0 | 0 | 228.6379 | 0.021593 | 13 | Residential_2027_Achievable_MW_After Competition Groups_13 | Clothes Drying Racks | 2.159% | 0 | 4.937 | Residential_2027_Achievable_MW_After Competition Groups_Clothes Drying Racks
Residential | Res ¦ Duct Insulation | 2027 | Economic | MW | After Competition Groups | 20.9436 | 0 | 0 | 1010.7578 | 0.020721 | 11 | Residential_2027_Economic_MW_After Competition Groups_11 | Duct Insulation | 2.072% | 0 | 20.9436 | Residential_2027_Economic_MW_After Competition Groups_Duct Insulation
Residential | Res ¦ Smart Burners | 2027 | Economic | MW | After Competition Groups | 20.4743 | 0 | 0 | 1010.7578 | 0.020256 | 12 | Residential_2027_Economic_MW_After Competition Groups_12 | Smart Burners | 2.026% | 0 | 20.4743 | Residential_2027_Economic_MW_After Competition Groups_Smart Burners
Residential | Res ¦ Attic Insulation | 2027 | Achievable | MW | After Competition Groups | 4.2837 | 0 | 0 | 228.6379 | 0.018736 | 14 | Residential_2027_Achievable_MW_After Competition Groups_14 | Attic Insulation | 1.874% | 0 | 4.2837 | Residential_2027_Achievable_MW_After Competition Groups_Attic Insulation
Residential | Res ¦ Air Sealing | 2027 | Economic | MW | After Competition Groups | 18.6585 | 0 | 0 | 1010.7578 | 0.01846 | 13 | Residential_2027_Economic_MW_After Competition Groups_13 | Air Sealing | 1.846% | 0 | 18.6585 | Residential_2027_Economic_MW_After Competition Groups_Air Sealing
Residential | Res ¦ Energy Star A Line, PAR, MR Lamps | 2027 | Achievable | MW | After Competition Groups | 4.1888 | 0 | 0 | 228.6379 | 0.018321 | 15 | Residential_2027_Achievable_MW_After Competition Groups_15 | Energy Star A Line, PAR, MR Lamps | 1.832% | 0 | 4.1888 | Residential_2027_Achievable_MW_After Competition Groups_Energy Star A Line, PAR, MR Lamps
Residential | Res ¦ Refrigerator Recycling | 2027 | Achievable | MW | After Competition Groups | 4.186 | 0 | 0 | 228.6379 | 0.018309 | 16 | Residential_2027_Achievable_MW_After Competition Groups_16 | Refrigerator Recycling | 1.831% | 0 | 4.186 | Residential_2027_Achievable_MW_After Competition Groups_Refrigerator Recycling
Residential | Res ¦ Floor Insulation | 2027 | Economic | MW | After Competition Groups | 17.7373 | 0 | 0 | 1010.7578 | 0.017549 | 14 | Residential_2027_Economic_MW_After Competition Groups_14 | Floor Insulation | 1.755% | 0 | 17.7373 | Residential_2027_Economic_MW_After Competition Groups_Floor Insulation
Residential | Res ¦ Freezer Recycling | 2027 | Achievable | MW | After Competition Groups | 3.8887 | 0 | 0 | 228.6379 | 0.017008 | 17 | Residential_2027_Achievable_MW_After Competition Groups_17 | Freezer Recycling | 1.701% | 0 | 3.8887 | Residential_2027_Achievable_MW_After Competition Groups_Freezer Recycling
Residential | Res ¦ High Efficiency Chiller (avg of water and air cooled) | 2027 | Achievable | MW | After Competition Groups | 3.7986 | 0 | 0 | 228.6379 | 0.016614 | 18 | Residential_2027_Achievable_MW_After Competition Groups_18 | High Efficiency Chiller (avg of water and air cooled) | 1.661% | 0 | 3.7986 | Residential_2027_Achievable_MW_After Competition Groups_High Efficiency Chiller (avg of water and air cooled)
Residential | Res ¦ Occupancy Sensors MF | 2027 | Economic | MW | After Competition Groups | 14.5558 | 0 | 0 | 1010.7578 | 0.014401 | 15 | Residential_2027_Economic_MW_After Competition Groups_15 | Occupancy Sensors MF | 1.44% | 0 | 14.5558 | Residential_2027_Economic_MW_After Competition Groups_Occupancy Sensors MF
Residential | Res ¦ Ceiling Insulation | 2027 | Technical | MW | After Competition Groups | 26.3716 | 0 | 0 | 1843.8901 | 0.014302 | 18 | Residential_2027_Technical_MW_After Competition Groups_18 | Ceiling Insulation | 1.43% | 0 | 26.3716 | Residential_2027_Technical_MW_After Competition Groups_Ceiling Insulation
Residential | Res ¦ Advanced BAS/Controllers | 2027 | Economic | MW | After Competition Groups | 14.3831 | 0 | 0 | 1010.7578 | 0.01423 | 16 | Residential_2027_Economic_MW_After Competition Groups_16 | Advanced BAS/Controllers | 1.423% | 0 | 14.3831 | Residential_2027_Economic_MW_After Competition Groups_Advanced BAS/Controllers
Residential | Res ¦ Variable Refrigerant Flow Heat Pump | 2027 | Technical | MW | After Competition Groups | 25.137 | 0 | 0 | 1843.8901 | 0.013633 | 19 | Residential_2027_Technical_MW_After Competition Groups_19 | Variable Refrigerant Flow Heat Pump | 1.363% | 0 | 25.137 | Residential_2027_Technical_MW_After Competition Groups_Variable Refrigerant Flow Heat Pump
Residential | Res ¦ Wall Insulation | 2027 | Economic | MW | After Competition Groups | 13.4626 | 0 | 0 | 1010.7578 | 0.013319 | 17 | Residential_2027_Economic_MW_After Competition Groups_17 | Wall Insulation | 1.332% | 0 | 13.4626 | Residential_2027_Economic_MW_After Competition Groups_Wall Insulation
Residential | Res ¦ Clothes Drying Racks | 2027 | Economic | MW | After Competition Groups | 13.0758 | 0 | 0 | 1010.7578 | 0.012937 | 18 | Residential_2027_Economic_MW_After Competition Groups_18 | Clothes Drying Racks | 1.294% | 0 | 13.0758 | Residential_2027_Economic_MW_After Competition Groups_Clothes Drying Racks
Residential | Res ¦ Duct Insulation | 2027 | Technical | MW | After Competition Groups | 21.9887 | 0 | 0 | 1843.8901 | 0.011925 | 20 | Residential_2027_Technical_MW_After Competition Groups_20 | Duct Insulation | 1.193% | 0 | 21.9887 | Residential_2027_Technical_MW_After Competition Groups_Duct Insulation
Residential | Res ¦ Energy Star Torchiere | 2027 | Achievable | MW | After Competition Groups | 2.6623 | 0 | 0 | 228.6379 | 0.011644 | 19 | Residential_2027_Achievable_MW_After Competition Groups_19 | Energy Star Torchiere | 1.164% | 0 | 2.6623 | Residential_2027_Achievable_MW_After Competition Groups_Energy Star Torchiere
Residential | Res ¦ Lighting Motion Sensors, Timers, Dimmers | 2027 | Technical | MW | After Competition Groups | 21.0107 | 0 | 0 | 1843.8901 | 0.011395 | 21 | Residential_2027_Technical_MW_After Competition Groups_21 | Lighting Motion Sensors, Timers, Dimmers | 1.139% | 0 | 21.0107 | Residential_2027_Technical_MW_After Competition Groups_Lighting Motion Sensors, Timers, Dimmers
Residential | Res ¦ Refrigerator Recycling | 2027 | Economic | MW | After Competition Groups | 11.082 | 0 | 0 | 1010.7578 | 0.010964 | 19 | Residential_2027_Economic_MW_After Competition Groups_19 | Refrigerator Recycling | 1.096% | 0 | 11.082 | Residential_2027_Economic_MW_After Competition Groups_Refrigerator Recycling
Residential | Res ¦ Freezer Recycling | 2027 | Economic | MW | After Competition Groups | 10.3229 | 0 | 0 | 1010.7578 | 0.010213 | 20 | Residential_2027_Economic_MW_After Competition Groups_20 | Freezer Recycling | 1.021% | 0 | 10.3229 | Residential_2027_Economic_MW_After Competition Groups_Freezer Recycling
Residential | Res ¦ Air Sealing | 2027 | Technical | MW | After Competition Groups | 18.6585 | 0 | 0 | 1843.8901 | 0.010119 | 22 | Residential_2027_Technical_MW_After Competition Groups_22 | Air Sealing | 1.012% | 0 | 18.6585 | Residential_2027_Technical_MW_After Competition Groups_Air Sealing
Residential | Res ¦ Central Air Conditioner Maintenance | 2027 | Technical | MW | After Competition Groups | 18.0158 | 0 | 0 | 1843.8901 | 0.0097705 | 23 | Residential_2027_Technical_MW_After Competition Groups_23 | Central Air Conditioner Maintenance | 0.9771% | 0 | 18.0158 | Residential_2027_Technical_MW_After Competition Groups_Central Air Conditioner Maintenance
Residential | Res ¦ Floor Insulation | 2027 | Technical | MW | After Competition Groups | 17.7373 | 0 | 0 | 1843.8901 | 0.0096195 | 24 | Residential_2027_Technical_MW_After Competition Groups_24 | Floor Insulation | 0.9619% | 0 | 17.7373 | Residential_2027_Technical_MW_After Competition Groups_Floor Insulation
Residential | Res ¦ Energy Star Torchiere | 2027 | Economic | MW | After Competition Groups | 9.44 | 0 | 0 | 1010.7578 | 0.0093395 | 21 | Residential_2027_Economic_MW_After Competition Groups_21 | Energy Star Torchiere | 0.934% | 0 | 9.44 | Residential_2027_Economic_MW_After Competition Groups_Energy Star Torchiere
Residential | Res ¦ Smart Burners | 2027 | Achievable | MW | After Competition Groups | 2.1287 | 0 | 0 | 228.6379 | 0.0093102 | 20 | Residential_2027_Achievable_MW_After Competition Groups_20 | Smart Burners | 0.931% | 0 | 2.1287 | Residential_2027_Achievable_MW_After Competition Groups_Smart Burners
Residential | Res ¦ Dehumidifier Recycling | 2027 | Technical | MW | After Competition Groups | 16.4485 | 0 | 0 | 1843.8901 | 0.0089205 | 25 | Residential_2027_Technical_MW_After Competition Groups_25 | Dehumidifier Recycling | 0.8921% | 0 | 16.4485 | Residential_2027_Technical_MW_After Competition Groups_Dehumidifier Recycling
Residential | Res ¦ Basement or Crawlspace Insulation | 2027 | Economic | MW | After Competition Groups | 8.6088 | 0 | 0 | 1010.7578 | 0.0085172 | 22 | Residential_2027_Economic_MW_After Competition Groups_22 | Basement or Crawlspace Insulation | 0.8517% | 0 | 8.6088 | Residential_2027_Economic_MW_After Competition Groups_Basement or Crawlspace Insulation
Residential | Res ¦ Energy Star Light Fixture | 2027 | Achievable | MW | After Competition Groups | 1.9062 | 0 | 0 | 228.6379 | 0.0083374 | 21 | Residential_2027_Achievable_MW_After Competition Groups_21 | Energy Star Light Fixture | 0.8337% | 0 | 1.9062 | Residential_2027_Achievable_MW_After Competition Groups_Energy Star Light Fixture
Residential | Res ¦ Occupancy Sensors MF | 2027 | Technical | MW | After Competition Groups | 14.5558 | 0 | 0 | 1843.8901 | 0.0078941 | 26 | Residential_2027_Technical_MW_After Competition Groups_26 | Occupancy Sensors MF | 0.7894% | 0 | 14.5558 | Residential_2027_Technical_MW_After Competition Groups_Occupancy Sensors MF
Residential | Res ¦ Advanced BAS/Controllers | 2027 | Technical | MW | After Competition Groups | 14.3831 | 0 | 0 | 1843.8901 | 0.0078004 | 27 | Residential_2027_Technical_MW_After Competition Groups_27 | Advanced BAS/Controllers | 0.78% | 0 | 14.3831 | Residential_2027_Technical_MW_After Competition Groups_Advanced BAS/Controllers
Residential | Res ¦ Energy Star Light Fixture | 2027 | Technical | MW | After Competition Groups | 14.339 | 0 | 0 | 1843.8901 | 0.0077765 | 28 | Residential_2027_Technical_MW_After Competition Groups_28 | Energy Star Light Fixture | 0.7776% | 0 | 14.339 | Residential_2027_Technical_MW_After Competition Groups_Energy Star Light Fixture
Residential | Res ¦ Duct Insulation MF | 2027 | Economic | MW | After Competition Groups | 7.7739 | 0 | 0 | 1010.7578 | 0.0076911 | 23 | Residential_2027_Economic_MW_After Competition Groups_23 | Duct Insulation MF | 0.7691% | 0 | 7.7739 | Residential_2027_Economic_MW_After Competition Groups_Duct Insulation MF
Residential | Res ¦ Clothes Drying Racks | 2027 | Technical | MW | After Competition Groups | 13.0758 | 0 | 0 | 1843.8901 | 0.0070914 | 29 | Residential_2027_Technical_MW_After Competition Groups_29 | Clothes Drying Racks | 0.7091% | 0 | 13.0758 | Residential_2027_Technical_MW_After Competition Groups_Clothes Drying Racks
Residential | Res ¦ Energy Star Light Fixture | 2027 | Economic | MW | After Competition Groups | 6.7462 | 0 | 0 | 1010.7578 | 0.0066744 | 24 | Residential_2027_Economic_MW_After Competition Groups_24 | Energy Star Light Fixture | 0.6674% | 0 | 6.7462 | Residential_2027_Economic_MW_After Competition Groups_Energy Star Light Fixture
Residential | Res ¦ Outside Air Economizer | 2027 | Achievable | MW | After Competition Groups | 1.4489 | 0 | 0 | 228.6379 | 0.0063372 | 22 | Residential_2027_Achievable_MW_After Competition Groups_22 | Outside Air Economizer | 0.6337% | 0 | 1.4489 | Residential_2027_Achievable_MW_After Competition Groups_Outside Air Economizer
Residential | Res ¦ ENERGY STAR LED LAMPS (REFLECTOR LAMPs/MR16/PAR 16) | 2027 | Achievable | MW | After Competition Groups | 1.442 | 0 | 0 | 228.6379 | 0.0063067 | 23 | Residential_2027_Achievable_MW_After Competition Groups_23 | ENERGY STAR LED LAMPS (REFLECTOR LAMPs/MR16/PAR 16) | 0.6307% | 0 | 1.442 | Residential_2027_Achievable_MW_After Competition Groups_ENERGY STAR LED LAMPS (REFLECTOR LAMPs/MR16/PAR 16)
Residential | Res ¦ Refrigerator Recycling | 2027 | Technical | MW | After Competition Groups | 11.082 | 0 | 0 | 1843.8901 | 0.0060101 | 30 | Residential_2027_Technical_MW_After Competition Groups_30 | Refrigerator Recycling | 0.601% | 0 | 11.082 | Residential_2027_Technical_MW_After Competition Groups_Refrigerator Recycling
Residential | Res ¦ Duct Insulation | 2027 | Achievable | MW | After Competition Groups | 1.3204 | 0 | 0 | 228.6379 | 0.0057752 | 24 | Residential_2027_Achievable_MW_After Competition Groups_24 | Duct Insulation | 0.5775% | 0 | 1.3204 | Residential_2027_Achievable_MW_After Competition Groups_Duct Insulation
Residential | Res ¦ Freezer Recycling | 2027 | Technical | MW | After Competition Groups | 10.3229 | 0 | 0 | 1843.8901 | 0.0055984 | 31 | Residential_2027_Technical_MW_After Competition Groups_31 | Freezer Recycling | 0.5598% | 0 | 10.3229 | Residential_2027_Technical_MW_After Competition Groups_Freezer Recycling
Residential | Res ¦ Minimize Hot and Warm Clothes Wash | 2027 | Economic | MW | After Competition Groups | 5.4576 | 0 | 0 | 1010.7578 | 0.0053995 | 25 | Residential_2027_Economic_MW_After Competition Groups_25 | Minimize Hot and Warm Clothes Wash | 0.5399% | 0 | 5.4576 | Residential_2027_Economic_MW_After Competition Groups_Minimize Hot and Warm Clothes Wash
Residential | Res ¦ Duct Insulation MF | 2027 | Technical | MW | After Competition Groups | 9.9079 | 0 | 0 | 1843.8901 | 0.0053734 | 32 | Residential_2027_Technical_MW_After Competition Groups_32 | Duct Insulation MF | 0.5373% | 0 | 9.9079 | Residential_2027_Technical_MW_After Competition Groups_Duct Insulation MF
Residential | Res ¦ Energy Star Dehumidifier | 2027 | Technical | MW | After Competition Groups | 9.6699 | 0 | 0 | 1843.8901 | 0.0052443 | 33 | Residential_2027_Technical_MW_After Competition Groups_33 | Energy Star Dehumidifier | 0.5244% | 0 | 9.6699 | Residential_2027_Technical_MW_After Competition Groups_Energy Star Dehumidifier
Residential | Res ¦ Home Energy Reports | 2027 | Technical | MW | After Competition Groups | 9.6157 | 0 | 0 | 1843.8901 | 0.0052149 | 34 | Residential_2027_Technical_MW_After Competition Groups_34 | Home Energy Reports | 0.5215% | 0 | 9.6157 | Residential_2027_Technical_MW_After Competition Groups_Home Energy Reports
Residential | Res ¦ Air Sealing | 2027 | Achievable | MW | After Competition Groups | 1.1832 | 0 | 0 | 228.6379 | 0.0051752 | 25 | Residential_2027_Achievable_MW_After Competition Groups_25 | Air Sealing | 0.5175% | 0 | 1.1832 | Residential_2027_Achievable_MW_After Competition Groups_Air Sealing
Residential | Res ¦ Energy Star Torchiere | 2027 | Technical | MW | After Competition Groups | 9.44 | 0 | 0 | 1843.8901 | 0.0051196 | 35 | Residential_2027_Technical_MW_After Competition Groups_35 | Energy Star Torchiere | 0.512% | 0 | 9.44 | Residential_2027_Technical_MW_After Competition Groups_Energy Star Torchiere
Residential | Res ¦ Floor Insulation | 2027 | Achievable | MW | After Competition Groups | 1.1244 | 0 | 0 | 228.6379 | 0.0049176 | 26 | Residential_2027_Achievable_MW_After Competition Groups_26 | Floor Insulation | 0.4918% | 0 | 1.1244 | Residential_2027_Achievable_MW_After Competition Groups_Floor Insulation
Residential | Res ¦ Minimize Hot and Warm Clothes Wash | 2027 | Achievable | MW | After Competition Groups | 1.0745 | 0 | 0 | 228.6379 | 0.0046994 | 27 | Residential_2027_Achievable_MW_After Competition Groups_27 | Minimize Hot and Warm Clothes Wash | 0.4699% | 0 | 1.0745 | Residential_2027_Achievable_MW_After Competition Groups_Minimize Hot and Warm Clothes Wash
Residential | Res ¦ High Efficiency Chiller (avg of water and air cooled) | 2027 | Economic | MW | After Competition Groups | 4.4984 | 0 | 0 | 1010.7578 | 0.0044505 | 26 | Residential_2027_Economic_MW_After Competition Groups_26 | High Efficiency Chiller (avg of water and air cooled) | 0.4451% | 0 | 4.4984 | Residential_2027_Economic_MW_After Competition Groups_High Efficiency Chiller (avg of water and air cooled)
Residential | Res ¦ INTEGRAL LED TROFFERS | 2027 | Technical | MW | After Competition Groups | 7.9728 | 0 | 0 | 1843.8901 | 0.0043239 | 36 | Residential_2027_Technical_MW_After Competition Groups_36 | INTEGRAL LED TROFFERS | 0.4324% | 0 | 7.9728 | Residential_2027_Technical_MW_After Competition Groups_INTEGRAL LED TROFFERS
Residential | Res ¦ Energy Star Windows | 2027 | Technical | MW | After Competition Groups | 7.554 | 0 | 0 | 1843.8901 | 0.0040967 | 37 | Residential_2027_Technical_MW_After Competition Groups_37 | Energy Star Windows | 0.4097% | 0 | 7.554 | Residential_2027_Technical_MW_After Competition Groups_Energy Star Windows
Residential | Res ¦ Furnace Whistle | 2027 | Achievable | MW | After Competition Groups | 0.893 | 0 | 0 | 228.6379 | 0.0039058 | 28 | Residential_2027_Achievable_MW_After Competition Groups_28 | Furnace Whistle | 0.3906% | 0 | 0.893 | Residential_2027_Achievable_MW_After Competition Groups_Furnace Whistle
Residential | Res ¦ Furnace with ECM | 2027 | Technical | MW | After Competition Groups | 7.1882 | 0 | 0 | 1843.8901 | 0.0038984 | 38 | Residential_2027_Technical_MW_After Competition Groups_38 | Furnace with ECM | 0.3898% | 0 | 7.1882 | Residential_2027_Technical_MW_After Competition Groups_Furnace with ECM
Residential | Res ¦ LED Tube Re-Lamp | 2027 | Achievable | MW | After Competition Groups | 0.83837 | 0 | 0 | 228.6379 | 0.0036668 | 29 | Residential_2027_Achievable_MW_After Competition Groups_29 | LED Tube Re-Lamp | 0.3667% | 0 | 0.83837 | Residential_2027_Achievable_MW_After Competition Groups_LED Tube Re-Lamp
Residential | Res ¦ Wall Insulation | 2027 | Achievable | MW | After Competition Groups | 0.79811 | 0 | 0 | 228.6379 | 0.0034907 | 30 | Residential_2027_Achievable_MW_After Competition Groups_30 | Wall Insulation | 0.3491% | 0 | 0.79811 | Residential_2027_Achievable_MW_After Competition Groups_Wall Insulation
Residential | Res ¦ Comprehensive Draft Proofing | 2027 | Achievable | MW | After Competition Groups | 0.77144 | 0 | 0 | 228.6379 | 0.0033741 | 31 | Residential_2027_Achievable_MW_After Competition Groups_31 | Comprehensive Draft Proofing | 0.3374% | 0 | 0.77144 | Residential_2027_Achievable_MW_After Competition Groups_Comprehensive Draft Proofing
Residential | Res ¦ Variable Frequency Drive (VFD) | 2027 | Achievable | MW | After Competition Groups | 0.7481 | 0 | 0 | 228.6379 | 0.003272 | 32 | Residential_2027_Achievable_MW_After Competition Groups_32 | Variable Frequency Drive (VFD) | 0.3272% | 0 | 0.7481 | Residential_2027_Achievable_MW_After Competition Groups_Variable Frequency Drive (VFD)
Residential | Res ¦ Outside Air Economizer | 2027 | Economic | MW | After Competition Groups | 3.126 | 0 | 0 | 1010.7578 | 0.0030928 | 27 | Residential_2027_Economic_MW_After Competition Groups_27 | Outside Air Economizer | 0.3093% | 0 | 3.126 | Residential_2027_Economic_MW_After Competition Groups_Outside Air Economizer
Residential | Res ¦ CO Sensors for parking garage exhaust fans | 2027 | Achievable | MW | After Competition Groups | 0.69452 | 0 | 0 | 228.6379 | 0.0030377 | 33 | Residential_2027_Achievable_MW_After Competition Groups_33 | CO Sensors for parking garage exhaust fans | 0.3038% | 0 | 0.69452 | Residential_2027_Achievable_MW_After Competition Groups_CO Sensors for parking garage exhaust fans
Residential | Res ¦ Minimize Hot and Warm Clothes Wash | 2027 | Technical | MW | After Competition Groups | 5.4576 | 0 | 0 | 1843.8901 | 0.0029598 | 39 | Residential_2027_Technical_MW_After Competition Groups_39 | Minimize Hot and Warm Clothes Wash | 0.296% | 0 | 5.4576 | Residential_2027_Technical_MW_After Competition Groups_Minimize Hot and Warm Clothes Wash
Residential | Res ¦ Energy Star Freezer | 2027 | Technical | MW | After Competition Groups | 5.035 | 0 | 0 | 1843.8901 | 0.0027306 | 40 | Residential_2027_Technical_MW_After Competition Groups_40 | Energy Star Freezer | 0.2731% | 0 | 5.035 | Residential_2027_Technical_MW_After Competition Groups_Energy Star Freezer
Residential | Res ¦ Home Energy Reports | 2027 | Economic | MW | After Competition Groups | 2.5906 | 0 | 0 | 1010.7578 | 0.002563 | 28 | Residential_2027_Economic_MW_After Competition Groups_28 | Home Energy Reports | 0.2563% | 0 | 2.5906 | Residential_2027_Economic_MW_After Competition Groups_Home Energy Reports
Residential | Res ¦ LED Parking Lot Fixture | 2027 | Achievable | MW | After Competition Groups | 0.58012 | 0 | 0 | 228.6379 | 0.0025373 | 34 | Residential_2027_Achievable_MW_After Competition Groups_34 | LED Parking Lot Fixture | 0.2537% | 0 | 0.58012 | Residential_2027_Achievable_MW_After Competition Groups_LED Parking Lot Fixture
Residential | Res ¦ Passive Attic Ventilation | 2027 | Technical | MW | After Competition Groups | 4.6728 | 0 | 0 | 1843.8901 | 0.0025342 | 41 | Residential_2027_Technical_MW_After Competition Groups_41 | Passive Attic Ventilation | 0.2534% | 0 | 4.6728 | Residential_2027_Technical_MW_After Competition Groups_Passive Attic Ventilation
Residential | Res ¦ Demand Control Ventilation | 2027 | Economic | MW | After Competition Groups | 2.5206 | 0 | 0 | 1010.7578 | 0.0024938 | 29 | Residential_2027_Economic_MW_After Competition Groups_29 | Demand Control Ventilation | 0.2494% | 0 | 2.5206 | Residential_2027_Economic_MW_After Competition Groups_Demand Control Ventilation
Residential | Res ¦ High Efficiency Chiller (avg of water and air cooled) | 2027 | Technical | MW | After Competition Groups | 4.4984 | 0 | 0 | 1843.8901 | 0.0024396 | 42 | Residential_2027_Technical_MW_After Competition Groups_42 | High Efficiency Chiller (avg of water and air cooled) | 0.244% | 0 | 4.4984 | Residential_2027_Technical_MW_After Competition Groups_High Efficiency Chiller (avg of water and air cooled)
Residential | Res ¦ Home Energy Reports | 2027 | Achievable | MW | After Competition Groups | 0.5479 | 0 | 0 | 228.6379 | 0.0023964 | 35 | Residential_2027_Achievable_MW_After Competition Groups_35 | Home Energy Reports | 0.2396% | 0 | 0.5479 | Residential_2027_Achievable_MW_After Competition Groups_Home Energy Reports
Residential | Res ¦ Furnace Whistle | 2027 | Economic | MW | After Competition Groups | 2.3639 | 0 | 0 | 1010.7578 | 0.0023387 | 30 | Residential_2027_Economic_MW_After Competition Groups_30 | Furnace Whistle | 0.2339% | 0 | 2.3639 | Residential_2027_Economic_MW_After Competition Groups_Furnace Whistle
Residential | Res ¦ Demand Control Ventilation | 2027 | Achievable | MW | After Competition Groups | 0.50121 | 0 | 0 | 228.6379 | 0.0021922 | 36 | Residential_2027_Achievable_MW_After Competition Groups_36 | Demand Control Ventilation | 0.2192% | 0 | 0.50121 | Residential_2027_Achievable_MW_After Competition Groups_Demand Control Ventilation
Residential | Res ¦ ENERGY STAR LED LAMPS (REFLECTOR LAMPs/MR16/PAR 16) | 2027 | Economic | MW | After Competition Groups | 2.1968 | 0 | 0 | 1010.7578 | 0.0021734 | 31 | Residential_2027_Economic_MW_After Competition Groups_31 | ENERGY STAR LED LAMPS (REFLECTOR LAMPs/MR16/PAR 16) | 0.2173% | 0 | 2.1968 | Residential_2027_Economic_MW_After Competition Groups_ENERGY STAR LED LAMPS (REFLECTOR LAMPs/MR16/PAR 16)
Residential | Res ¦ LED Downlight | 2027 | Technical | MW | After Competition Groups | 3.9874 | 0 | 0 | 1843.8901 | 0.0021625 | 43 | Residential_2027_Technical_MW_After Competition Groups_43 | LED Downlight | 0.2163% | 0 | 3.9874 | Residential_2027_Technical_MW_After Competition Groups_LED Downlight
Residential | Res ¦ Duct Insulation MF | 2027 | Achievable | MW | After Competition Groups | 0.49277 | 0 | 0 | 228.6379 | 0.0021552 | 37 | Residential_2027_Achievable_MW_After Competition Groups_37 | Duct Insulation MF | 0.2155% | 0 | 0.49277 | Residential_2027_Achievable_MW_After Competition Groups_Duct Insulation MF
Residential | Res ¦ Water Heater Temperature Setback | 2027 | Achievable | MW | After Competition Groups | 0.4679 | 0 | 0 | 228.6379 | 0.0020465 | 38 | Residential_2027_Achievable_MW_After Competition Groups_38 | Water Heater Temperature Setback | 0.2046% | 0 | 0.4679 | Residential_2027_Achievable_MW_After Competition Groups_Water Heater Temperature Setback
Residential | Res ¦ Comprehensive Draft Proofing | 2027 | Economic | MW | After Competition Groups | 2.0421 | 0 | 0 | 1010.7578 | 0.0020203 | 32 | Residential_2027_Economic_MW_After Competition Groups_32 | Comprehensive Draft Proofing | 0.202% | 0 | 2.0421 | Residential_2027_Economic_MW_After Competition Groups_Comprehensive Draft Proofing
Residential | Res ¦ Variable Frequency Drive (VFD) | 2027 | Economic | MW | After Competition Groups | 1.9804 | 0 | 0 | 1010.7578 | 0.0019593 | 33 | Residential_2027_Economic_MW_After Competition Groups_33 | Variable Frequency Drive (VFD) | 0.1959% | 0 | 1.9804 | Residential_2027_Economic_MW_After Competition Groups_Variable Frequency Drive (VFD)
Residential | Res ¦ CO Sensors for parking garage exhaust fans | 2027 | Economic | MW | After Competition Groups | 1.9723 | 0 | 0 | 1010.7578 | 0.0019513 | 34 | Residential_2027_Economic_MW_After Competition Groups_34 | CO Sensors for parking garage exhaust fans | 0.1951% | 0 | 1.9723 | Residential_2027_Economic_MW_After Competition Groups_CO Sensors for parking garage exhaust fans
Residential | Res ¦ Early Hot Water Heater Replacement | 2027 | Technical | MW | After Competition Groups | 3.5296 | 0 | 0 | 1843.8901 | 0.0019142 | 44 | Residential_2027_Technical_MW_After Competition Groups_44 | Early Hot Water Heater Replacement | 0.1914% | 0 | 3.5296 | Residential_2027_Technical_MW_After Competition Groups_Early Hot Water Heater Replacement
Residential | Res ¦ Heat Recovery Ventilator | 2027 | Economic | MW | After Competition Groups | 1.7933 | 0 | 0 | 1010.7578 | 0.0017743 | 35 | Residential_2027_Economic_MW_After Competition Groups_35 | Heat Recovery Ventilator | 0.1774% | 0 | 1.7933 | Residential_2027_Economic_MW_After Competition Groups_Heat Recovery Ventilator
Residential | Res ¦ Outside Air Economizer | 2027 | Technical | MW | After Competition Groups | 3.126 | 0 | 0 | 1843.8901 | 0.0016954 | 45 | Residential_2027_Technical_MW_After Competition Groups_45 | Outside Air Economizer | 0.1695% | 0 | 3.126 | Residential_2027_Technical_MW_After Competition Groups_Outside Air Economizer
Residential | Res ¦ Air Source Heat Pump Maintenance | 2027 | Technical | MW | After Competition Groups | 3.1222 | 0 | 0 | 1843.8901 | 0.0016933 | 46 | Residential_2027_Technical_MW_After Competition Groups_46 | Air Source Heat Pump Maintenance | 0.1693% | 0 | 3.1222 | Residential_2027_Technical_MW_After Competition Groups_Air Source Heat Pump Maintenance
Residential | Res ¦ Central Lighting Control System | 2027 | Technical | MW | After Competition Groups | 3.0966 | 0 | 0 | 1843.8901 | 0.0016794 | 47 | Residential_2027_Technical_MW_After Competition Groups_47 | Central Lighting Control System | 0.1679% | 0 | 3.0966 | Residential_2027_Technical_MW_After Competition Groups_Central Lighting Control System
Residential | Res ¦ Heat Pump Water Heater | 2027 | Technical | MW | After Competition Groups | 2.5683 | 0 | 0 | 1843.8901 | 0.0013929 | 48 | Residential_2027_Technical_MW_After Competition Groups_48 | Heat Pump Water Heater | 0.1393% | 0 | 2.5683 | Residential_2027_Technical_MW_After Competition Groups_Heat Pump Water Heater
Residential | Res ¦ LED Tube Re-Lamp | 2027 | Technical | MW | After Competition Groups | 2.5266 | 0 | 0 | 1843.8901 | 0.0013702 | 49 | Residential_2027_Technical_MW_After Competition Groups_49 | LED Tube Re-Lamp | 0.137% | 0 | 2.5266 | Residential_2027_Technical_MW_After Competition Groups_LED Tube Re-Lamp
Residential | Res ¦ Demand Control Ventilation | 2027 | Technical | MW | After Competition Groups | 2.5206 | 0 | 0 | 1843.8901 | 0.001367 | 50 | Residential_2027_Technical_MW_After Competition Groups_50 | Demand Control Ventilation | 0.1367% | 0 | 2.5206 | Residential_2027_Technical_MW_After Competition Groups_Demand Control Ventilation
Residential | Res ¦ Drain Water Heat Recovery | 2027 | Technical | MW | After Competition Groups | 2.3693 | 0 | 0 | 1843.8901 | 0.001285 | 51 | Residential_2027_Technical_MW_After Competition Groups_51 | Drain Water Heat Recovery | 0.1285% | 0 | 2.3693 | Residential_2027_Technical_MW_After Competition Groups_Drain Water Heat Recovery
Residential | Res ¦ Furnace Whistle | 2027 | Technical | MW | After Competition Groups | 2.3639 | 0 | 0 | 1843.8901 | 0.001282 | 52 | Residential_2027_Technical_MW_After Competition Groups_52 | Furnace Whistle | 0.1282% | 0 | 2.3639 | Residential_2027_Technical_MW_After Competition Groups_Furnace Whistle
Residential | Res ¦ Water Heater Temperature Setback | 2027 | Economic | MW | After Competition Groups | 1.2386 | 0 | 0 | 1010.7578 | 0.0012254 | 36 | Residential_2027_Economic_MW_After Competition Groups_36 | Water Heater Temperature Setback | 0.1225% | 0 | 1.2386 | Residential_2027_Economic_MW_After Competition Groups_Water Heater Temperature Setback
Residential | Res ¦ Energy Star Ceiling Fan/Lighting | 2027 | Technical | MW | After Competition Groups | 2.2166 | 0 | 0 | 1843.8901 | 0.0012021 | 53 | Residential_2027_Technical_MW_After Competition Groups_53 | Energy Star Ceiling Fan/Lighting | 0.1202% | 0 | 2.2166 | Residential_2027_Technical_MW_After Competition Groups_Energy Star Ceiling Fan/Lighting
Residential | Res ¦ ENERGY STAR LED LAMPS (REFLECTOR LAMPs/MR16/PAR 16) | 2027 | Technical | MW | After Competition Groups | 2.1968 | 0 | 0 | 1843.8901 | 0.0011914 | 54 | Residential_2027_Technical_MW_After Competition Groups_54 | ENERGY STAR LED LAMPS (REFLECTOR LAMPs/MR16/PAR 16) | 0.1191% | 0 | 2.1968 | Residential_2027_Technical_MW_After Competition Groups_ENERGY STAR LED LAMPS (REFLECTOR LAMPs/MR16/PAR 16)
Residential | Res ¦ Window Film | 2027 | Technical | MW | After Competition Groups | 2.1897 | 0 | 0 | 1843.8901 | 0.0011876 | 55 | Residential_2027_Technical_MW_After Competition Groups_55 | Window Film | 0.1188% | 0 | 2.1897 | Residential_2027_Technical_MW_After Competition Groups_Window Film
Residential | Res ¦ LED Exterior Area Lights - LED Fixture (200W) | 2027 | Achievable | MW | After Competition Groups | 0.25938 | 0 | 0 | 228.6379 | 0.0011345 | 39 | Residential_2027_Achievable_MW_After Competition Groups_39 | LED Exterior Area Lights - LED Fixture (200W) | 0.1134% | 0 | 0.25938 | Residential_2027_Achievable_MW_After Competition Groups_LED Exterior Area Lights - LED Fixture (200W)
Residential | Res ¦ Comprehensive Draft Proofing | 2027 | Technical | MW | After Competition Groups | 2.0421 | 0 | 0 | 1843.8901 | 0.0011075 | 56 | Residential_2027_Technical_MW_After Competition Groups_56 | Comprehensive Draft Proofing | 0.1107% | 0 | 2.0421 | Residential_2027_Technical_MW_After Competition Groups_Comprehensive Draft Proofing
Residential | Res ¦ Condensing Make Up Air Unit | 2027 | Achievable | MW | After Competition Groups | 0.24618 | 0 | 0 | 228.6379 | 0.0010767 | 40 | Residential_2027_Achievable_MW_After Competition Groups_40 | Condensing Make Up Air Unit | 0.1077% | 0 | 0.24618 | Residential_2027_Achievable_MW_After Competition Groups_Condensing Make Up Air Unit
Residential | Res ¦ Variable Frequency Drive (VFD) | 2027 | Technical | MW | After Competition Groups | 1.9804 | 0 | 0 | 1843.8901 | 0.001074 | 57 | Residential_2027_Technical_MW_After Competition Groups_57 | Variable Frequency Drive (VFD) | 0.1074% | 0 | 1.9804 | Residential_2027_Technical_MW_After Competition Groups_Variable Frequency Drive (VFD)
Residential | Res ¦ CO Sensors for parking garage exhaust fans | 2027 | Technical | MW | After Competition Groups | 1.9723 | 0 | 0 | 1843.8901 | 0.0010696 | 58 | Residential_2027_Technical_MW_After Competition Groups_58 | CO Sensors for parking garage exhaust fans | 0.107% | 0 | 1.9723 | Residential_2027_Technical_MW_After Competition Groups_CO Sensors for parking garage exhaust fans
Residential | Res ¦ ENERGY STAR LED Lamps (General Service Lamps) | 2027 | Achievable | MW | After Competition Groups | 0.2421 | 0 | 0 | 228.6379 | 0.0010589 | 41 | Residential_2027_Achievable_MW_After Competition Groups_41 | ENERGY STAR LED Lamps (General Service Lamps) | 0.1059% | 0 | 0.2421 | Residential_2027_Achievable_MW_After Competition Groups_ENERGY STAR LED Lamps (General Service Lamps)
Residential | Res ¦ VFD on Pumps | 2027 | Achievable | MW | After Competition Groups | 0.23005 | 0 | 0 | 228.6379 | 0.0010062 | 42 | Residential_2027_Achievable_MW_After Competition Groups_42 | VFD on Pumps | 0.1006% | 0 | 0.23005 | Residential_2027_Achievable_MW_After Competition Groups_VFD on Pumps
Residential | Res ¦ Heat Recovery Ventilator | 2027 | Technical | MW | After Competition Groups | 1.8533 | 0 | 0 | 1843.8901 | 0.0010051 | 59 | Residential_2027_Technical_MW_After Competition Groups_59 | Heat Recovery Ventilator | 0.1005% | 0 | 1.8533 | Residential_2027_Technical_MW_After Competition Groups_Heat Recovery Ventilator
Residential | Res ¦ LED Parking Lot Fixture | 2027 | Economic | MW | After Competition Groups | 0.94076 | 0 | 0 | 1010.7578 | 0.00093075 | 37 | Residential_2027_Economic_MW_After Competition Groups_37 | LED Parking Lot Fixture | 0.09308% | 0 | 0.94076 | Residential_2027_Economic_MW_After Competition Groups_LED Parking Lot Fixture
Residential | Res ¦ LED Tube Re-Lamp | 2027 | Economic | MW | After Competition Groups | 0.93612 | 0 | 0 | 1010.7578 | 0.00092616 | 38 | Residential_2027_Economic_MW_After Competition Groups_38 | LED Tube Re-Lamp | 0.09262% | 0 | 0.93612 | Residential_2027_Economic_MW_After Competition Groups_LED Tube Re-Lamp
Residential | Res ¦ DHW Recirculation Systems | 2027 | Technical | MW | After Competition Groups | 1.5343 | 0 | 0 | 1843.8901 | 0.00083208 | 60 | Residential_2027_Technical_MW_After Competition Groups_60 | DHW Recirculation Systems | 0.08321% | 0 | 1.5343 | Residential_2027_Technical_MW_After Competition Groups_DHW Recirculation Systems
Residential | Res ¦ Basement or Crawlspace Insulation | 2027 | Achievable | MW | After Competition Groups | 0.19009 | 0 | 0 | 228.6379 | 0.00083139 | 43 | Residential_2027_Achievable_MW_After Competition Groups_43 | Basement or Crawlspace Insulation | 0.08314% | 0 | 0.19009 | Residential_2027_Achievable_MW_After Competition Groups_Basement or Crawlspace Insulation
Residential | Res ¦ Condensing Make Up Air Unit | 2027 | Economic | MW | After Competition Groups | 0.82103 | 0 | 0 | 1010.7578 | 0.00081229 | 39 | Residential_2027_Economic_MW_After Competition Groups_39 | Condensing Make Up Air Unit | 0.08123% | 0 | 0.82103 | Residential_2027_Economic_MW_After Competition Groups_Condensing Make Up Air Unit
Residential | Res ¦ Energy Star Dishwasher | 2027 | Technical | MW | After Competition Groups | 1.3048 | 0 | 0 | 1843.8901 | 0.00070761 | 61 | Residential_2027_Technical_MW_After Competition Groups_61 | Energy Star Dishwasher | 0.07076% | 0 | 1.3048 | Residential_2027_Technical_MW_After Competition Groups_Energy Star Dishwasher
Residential | Res ¦ Water Heater Temperature Setback | 2027 | Technical | MW | After Competition Groups | 1.2386 | 0 | 0 | 1843.8901 | 0.00067173 | 62 | Residential_2027_Technical_MW_After Competition Groups_62 | Water Heater Temperature Setback | 0.06717% | 0 | 1.2386 | Residential_2027_Technical_MW_After Competition Groups_Water Heater Temperature Setback
Residential | Res ¦ VFD on Pumps | 2027 | Economic | MW | After Competition Groups | 0.609 | 0 | 0 | 1010.7578 | 0.00060252 | 40 | Residential_2027_Economic_MW_After Competition Groups_40 | VFD on Pumps | 0.06025% | 0 | 0.609 | Residential_2027_Economic_MW_After Competition Groups_VFD on Pumps
Residential | Res ¦ LED Parking Lot Fixture | 2027 | Technical | MW | After Competition Groups | 0.94076 | 0 | 0 | 1843.8901 | 0.00051021 | 63 | Residential_2027_Technical_MW_After Competition Groups_63 | LED Parking Lot Fixture | 0.05102% | 0 | 0.94076 | Residential_2027_Technical_MW_After Competition Groups_LED Parking Lot Fixture
Residential | Res ¦ ECM MOTORS FOR HVAC APPLICATION (FAN-POWERED VAV BOX) | 2027 | Achievable | MW | After Competition Groups | 0.11265 | 0 | 0 | 228.6379 | 0.00049271 | 44 | Residential_2027_Achievable_MW_After Competition Groups_44 | ECM MOTORS FOR HVAC APPLICATION (FAN-POWERED VAV BOX) | 0.04927% | 0 | 0.11265 | Residential_2027_Achievable_MW_After Competition Groups_ECM MOTORS FOR HVAC APPLICATION (FAN-POWERED VAV BOX)
Residential | Res ¦ Tankless Water Heater | 2027 | Economic | MW | After Competition Groups | 0.484 | 0 | 0 | 1010.7578 | 0.00047885 | 41 | Residential_2027_Economic_MW_After Competition Groups_41 | Tankless Water Heater | 0.04788% | 0 | 0.484 | Residential_2027_Economic_MW_After Competition Groups_Tankless Water Heater
Residential | Res ¦ Condensing Make Up Air Unit | 2027 | Technical | MW | After Competition Groups | 0.82103 | 0 | 0 | 1843.8901 | 0.00044527 | 64 | Residential_2027_Technical_MW_After Competition Groups_64 | Condensing Make Up Air Unit | 0.04453% | 0 | 0.82103 | Residential_2027_Technical_MW_After Competition Groups_Condensing Make Up Air Unit
Residential | Res ¦ LED Exterior Area Lights - LED Fixture (200W) | 2027 | Economic | MW | After Competition Groups | 0.42995 | 0 | 0 | 1010.7578 | 0.00042538 | 42 | Residential_2027_Economic_MW_After Competition Groups_42 | LED Exterior Area Lights - LED Fixture (200W) | 0.04254% | 0 | 0.42995 | Residential_2027_Economic_MW_After Competition Groups_LED Exterior Area Lights - LED Fixture (200W)
Residential | Res ¦ ENERGY STAR LED Lamps (General Service Lamps) | 2027 | Economic | MW | After Competition Groups | 0.37449 | 0 | 0 | 1010.7578 | 0.00037051 | 43 | Residential_2027_Economic_MW_After Competition Groups_43 | ENERGY STAR LED Lamps (General Service Lamps) | 0.03705% | 0 | 0.37449 | Residential_2027_Economic_MW_After Competition Groups_ENERGY STAR LED Lamps (General Service Lamps)
Residential | Res ¦ HVAC Optimization | 2027 | Technical | MW | After Competition Groups | 0.66654 | 0 | 0 | 1843.8901 | 0.00036148 | 65 | Residential_2027_Technical_MW_After Competition Groups_65 | HVAC Optimization | 0.03615% | 0 | 0.66654 | Residential_2027_Technical_MW_After Competition Groups_HVAC Optimization
Residential | Res ¦ Heat Recovery Ventilator | 2027 | Achievable | MW | After Competition Groups | 0.078501 | 0 | 0 | 228.6379 | 0.00034334 | 45 | Residential_2027_Achievable_MW_After Competition Groups_45 | Heat Recovery Ventilator | 0.03433% | 0 | 0.078501 | Residential_2027_Achievable_MW_After Competition Groups_Heat Recovery Ventilator
Residential | Res ¦ Solar Powered Attic Fan | 2027 | Technical | MW | After Competition Groups | 0.62847 | 0 | 0 | 1843.8901 | 0.00034084 | 66 | Residential_2027_Technical_MW_After Competition Groups_66 | Solar Powered Attic Fan | 0.03408% | 0 | 0.62847 | Residential_2027_Technical_MW_After Competition Groups_Solar Powered Attic Fan
Residential | Res ¦ VFD on Pumps | 2027 | Technical | MW | After Competition Groups | 0.609 | 0 | 0 | 1843.8901 | 0.00033028 | 67 | Residential_2027_Technical_MW_After Competition Groups_67 | VFD on Pumps | 0.03303% | 0 | 0.609 | Residential_2027_Technical_MW_After Competition Groups_VFD on Pumps
Residential | Res ¦ ECM MOTORS FOR HVAC APPLICATION (FAN-POWERED VAV BOX) | 2027 | Economic | MW | After Competition Groups | 0.32854 | 0 | 0 | 1010.7578 | 0.00032504 | 44 | Residential_2027_Economic_MW_After Competition Groups_44 | ECM MOTORS FOR HVAC APPLICATION (FAN-POWERED VAV BOX) | 0.0325% | 0 | 0.32854 | Residential_2027_Economic_MW_After Competition Groups_ECM MOTORS FOR HVAC APPLICATION (FAN-POWERED VAV BOX)
Residential | Res ¦ Beverage Vending Machine Controls | 2027 | Achievable | MW | After Competition Groups | 0.059958 | 0 | 0 | 228.6379 | 0.00026224 | 46 | Residential_2027_Achievable_MW_After Competition Groups_46 | Beverage Vending Machine Controls | 0.02622% | 0 | 0.059958 | Residential_2027_Achievable_MW_After Competition Groups_Beverage Vending Machine Controls
Residential | Res ¦ LED Exterior Area Lights - LED Fixture (200W) | 2027 | Technical | MW | After Competition Groups | 0.42995 | 0 | 0 | 1843.8901 | 0.00023318 | 68 | Residential_2027_Technical_MW_After Competition Groups_68 | LED Exterior Area Lights - LED Fixture (200W) | 0.02332% | 0 | 0.42995 | Residential_2027_Technical_MW_After Competition Groups_LED Exterior Area Lights - LED Fixture (200W)
Residential | Res ¦ Tankless Water Heater | 2027 | Achievable | MW | After Competition Groups | 0.049453 | 0 | 0 | 228.6379 | 0.00021629 | 47 | Residential_2027_Achievable_MW_After Competition Groups_47 | Tankless Water Heater | 0.02163% | 0 | 0.049453 | Residential_2027_Achievable_MW_After Competition Groups_Tankless Water Heater
Residential | Res ¦ Beverage Vending Machine Controls | 2027 | Economic | MW | After Competition Groups | 0.21487 | 0 | 0 | 1010.7578 | 0.00021258 | 45 | Residential_2027_Economic_MW_After Competition Groups_45 | Beverage Vending Machine Controls | 0.02126% | 0 | 0.21487 | Residential_2027_Economic_MW_After Competition Groups_Beverage Vending Machine Controls
Residential | Res ¦ ENERGY STAR LED Lamps (General Service Lamps) | 2027 | Technical | MW | After Competition Groups | 0.37449 | 0 | 0 | 1843.8901 | 0.0002031 | 69 | Residential_2027_Technical_MW_After Competition Groups_69 | ENERGY STAR LED Lamps (General Service Lamps) | 0.02031% | 0 | 0.37449 | Residential_2027_Technical_MW_After Competition Groups_ENERGY STAR LED Lamps (General Service Lamps)
Residential | Res ¦ ECM MOTORS FOR HVAC APPLICATION (FAN-POWERED VAV BOX) | 2027 | Technical | MW | After Competition Groups | 0.32854 | 0 | 0 | 1843.8901 | 0.00017818 | 70 | Residential_2027_Technical_MW_After Competition Groups_70 | ECM MOTORS FOR HVAC APPLICATION (FAN-POWERED VAV BOX) | 0.01782% | 0 | 0.32854 | Residential_2027_Technical_MW_After Competition Groups_ECM MOTORS FOR HVAC APPLICATION (FAN-POWERED VAV BOX)
Residential | Res ¦ Chilled Water Optimization | 2027 | Achievable | MW | After Competition Groups | 0.03695 | 0 | 0 | 228.6379 | 0.00016161 | 48 | Residential_2027_Achievable_MW_After Competition Groups_48 | Chilled Water Optimization | 0.01616% | 0 | 0.03695 | Residential_2027_Achievable_MW_After Competition Groups_Chilled Water Optimization
Residential | Res ¦ Beverage Vending Machine Controls | 2027 | Technical | MW | After Competition Groups | 0.21487 | 0 | 0 | 1843.8901 | 0.00011653 | 71 | Residential_2027_Technical_MW_After Competition Groups_71 | Beverage Vending Machine Controls | 0.01165% | 0 | 0.21487 | Residential_2027_Technical_MW_After Competition Groups_Beverage Vending Machine Controls
Residential | Res ¦ Chilled Water Optimization | 2027 | Economic | MW | After Competition Groups | 0.11735 | 0 | 0 | 1010.7578 | 0.0001161 | 46 | Residential_2027_Economic_MW_After Competition Groups_46 | Chilled Water Optimization | 0.01161% | 0 | 0.11735 | Residential_2027_Economic_MW_After Competition Groups_Chilled Water Optimization
Residential | Res ¦ Wall Insulation MF | 2027 | Technical | MW | After Competition Groups | 0.19443 | 0 | 0 | 1843.8901 | 0.00010545 | 72 | Residential_2027_Technical_MW_After Competition Groups_72 | Wall Insulation MF | 0.01054% | 0 | 0.19443 | Residential_2027_Technical_MW_After Competition Groups_Wall Insulation MF
Residential | Res ¦ Tankless Water Heater | 2027 | Technical | MW | After Competition Groups | 0.1598 | 0 | 0 | 1843.8901 | 8.6667e-05 | 73 | Residential_2027_Technical_MW_After Competition Groups_73 | Tankless Water Heater | 0.008667% | 0 | 0.1598 | Residential_2027_Technical_MW_After Competition Groups_Tankless Water Heater
Residential | Res ¦ Energy Star Windows | 2027 | Achievable | MW | After Competition Groups | 0.015313 | 0 | 0 | 228.6379 | 6.6975e-05 | 49 | Residential_2027_Achievable_MW_After Competition Groups_49 | Energy Star Windows | 0.006698% | 0 | 0.015313 | Residential_2027_Achievable_MW_After Competition Groups_Energy Star Windows
Residential | Res ¦ Chilled Water Optimization | 2027 | Technical | MW | After Competition Groups | 0.11735 | 0 | 0 | 1843.8901 | 6.3643e-05 | 74 | Residential_2027_Technical_MW_After Competition Groups_74 | Chilled Water Optimization | 0.006364% | 0 | 0.11735 | Residential_2027_Technical_MW_After Competition Groups_Chilled Water Optimization
Residential | Res ¦ Energy Star Windows | 2027 | Economic | MW | After Competition Groups | 0.040568 | 0 | 0 | 1010.7578 | 4.0137e-05 | 47 | Residential_2027_Economic_MW_After Competition Groups_47 | Energy Star Windows | 0.004014% | 0 | 0.040568 | Residential_2027_Economic_MW_After Competition Groups_Energy Star Windows
Residential | Res ¦ LED Recessed Downlights | 2027 | Technical | MW | After Competition Groups | 0.042547 | 0 | 0 | 1843.8901 | 2.3075e-05 | 75 | Residential_2027_Technical_MW_After Competition Groups_75 | LED Recessed Downlights | 0.002307% | 0 | 0.042547 | Residential_2027_Technical_MW_After Competition Groups_LED Recessed Downlights
Residential | Res ¦ LED High Bay Fixture | 2027 | Technical | MW | After Competition Groups | 0.036747 | 0 | 0 | 1843.8901 | 1.9929e-05 | 76 | Residential_2027_Technical_MW_After Competition Groups_76 | LED High Bay Fixture | 0.001993% | 0 | 0.036747 | Residential_2027_Technical_MW_After Competition Groups_LED High Bay Fixture
Residential | Res ¦ Ceiling Insulation | 2027 | Economic | MW | After Competition Groups | 0.017133 | 0 | 0 | 1010.7578 | 1.6951e-05 | 48 | Residential_2027_Economic_MW_After Competition Groups_48 | Ceiling Insulation | 0.001695% | 0 | 0.017133 | Residential_2027_Economic_MW_After Competition Groups_Ceiling Insulation
Residential | Res ¦ Wall Insulation MF | 2027 | Economic | MW | After Competition Groups | 0.01596 | 0 | 0 | 1010.7578 | 1.579e-05 | 49 | Residential_2027_Economic_MW_After Competition Groups_49 | Wall Insulation MF | 0.001579% | 0 | 0.01596 | Residential_2027_Economic_MW_After Competition Groups_Wall Insulation MF
Residential | Res ¦ Radiant Barrier | 2027 | Technical | MW | After Competition Groups | 0.014866 | 0 | 0 | 1843.8901 | 8.0623e-06 | 77 | Residential_2027_Technical_MW_After Competition Groups_77 | Radiant Barrier | 0.0008062% | 0 | 0.014866 | Residential_2027_Technical_MW_After Competition Groups_Radiant Barrier
Residential | Res ¦ Wall Insulation MF | 2027 | Achievable | MW | After Competition Groups | 0.0010122 | 0 | 0 | 228.6379 | 4.4272e-06 | 50 | Residential_2027_Achievable_MW_After Competition Groups_50 | Wall Insulation MF | 0.0004427% | 0 | 0.0010122 | Residential_2027_Achievable_MW_After Competition Groups_Wall Insulation MF
Residential | Res ¦ Solar Water Preheat (Pools/DHW) | 2027 | Technical | MW | After Competition Groups | 0.0039858 | 0 | 0 | 1843.8901 | 2.1616e-06 | 78 | Residential_2027_Technical_MW_After Competition Groups_78 | Solar Water Preheat (Pools/DHW) | 0.0002162% | 0 | 0.0039858 | Residential_2027_Technical_MW_After Competition Groups_Solar Water Preheat (Pools/DHW)
Residential | Res ¦ Ceiling Insulation | 2027 | Achievable | MW | After Competition Groups | 0.00016986 | 0 | 0 | 228.6379 | 7.4291e-07 | 51 | Residential_2027_Achievable_MW_After Competition Groups_51 | Ceiling Insulation | 7.429e-05% | 0 | 0.00016986 | Residential_2027_Achievable_MW_After Competition Groups_Ceiling Insulation
Residential | Res ¦ Photocell Controls (Outdoor) | 2027 | Technical | MW | After Competition Groups | 8.6147e-05 | 0 | 0 | 1843.8901 | 4.672e-08 | 79 | Residential_2027_Technical_MW_After Competition Groups_79 | Photocell Controls (Outdoor) | 4.672e-06% | 0 | 8.6147e-05 | Residential_2027_Technical_MW_After Competition Groups_Photocell Controls (Outdoor)
Residential | Res ¦ Air Source Heat Pump | 2027 | Achievable | MW | After Competition Groups | 0 | 0 | 0 | 228.6379 | 0 | 52 | Residential_2027_Achievable_MW_After Competition Groups_52 | Air Source Heat Pump | 0% | 0 | 0 | Residential_2027_Achievable_MW_After Competition Groups_Air Source Heat Pump
Residential | Res ¦ DHW Recirculation Systems | 2027 | Achievable | MW | After Competition Groups | 0 | 0 | 0 | 228.6379 | 0 | 53 | Residential_2027_Achievable_MW_After Competition Groups_53 | DHW Recirculation Systems | 0% | 0 | 0 | Residential_2027_Achievable_MW_After Competition Groups_DHW Recirculation Systems
Residential | Res ¦ DHW Recirculation Systems | 2027 | Economic | MW | After Competition Groups | 0 | 0 | 0 | 1010.7578 | 0 | 50 | Residential_2027_Economic_MW_After Competition Groups_50 | DHW Recirculation Systems | 0% | 0 | 0 | Residential_2027_Economic_MW_After Competition Groups_DHW Recirculation Systems
Residential | Res ¦ Drain Water Heat Recovery | 2027 | Achievable | MW | After Competition Groups | 0 | 0 | 0 | 228.6379 | 0 | 54 | Residential_2027_Achievable_MW_After Competition Groups_54 | Drain Water Heat Recovery | 0% | 0 | 0 | Residential_2027_Achievable_MW_After Competition Groups_Drain Water Heat Recovery
Residential | Res ¦ Drain Water Heat Recovery | 2027 | Economic | MW | After Competition Groups | 0 | 0 | 0 | 1010.7578 | 0 | 51 | Residential_2027_Economic_MW_After Competition Groups_51 | Drain Water Heat Recovery | 0% | 0 | 0 | Residential_2027_Economic_MW_After Competition Groups_Drain Water Heat Recovery
Residential | Res ¦ Early Hot Water Heater Replacement | 2027 | Achievable | MW | After Competition Groups | 0 | 0 | 0 | 228.6379 | 0 | 55 | Residential_2027_Achievable_MW_After Competition Groups_55 | Early Hot Water Heater Replacement | 0% | 0 | 0 | Residential_2027_Achievable_MW_After Competition Groups_Early Hot Water Heater Replacement
Residential | Res ¦ Early Hot Water Heater Replacement | 2027 | Economic | MW | After Competition Groups | 0 | 0 | 0 | 1010.7578 | 0 | 52 | Residential_2027_Economic_MW_After Competition Groups_52 | Early Hot Water Heater Replacement | 0% | 0 | 0 | Residential_2027_Economic_MW_After Competition Groups_Early Hot Water Heater Replacement
Residential | Res ¦ Energy Star Clothes Dryer | 2027 | Achievable | MW | After Competition Groups | 0 | 0 | 0 | 228.6379 | 0 | 56 | Residential_2027_Achievable_MW_After Competition Groups_56 | Energy Star Clothes Dryer | 0% | 0 | 0 | Residential_2027_Achievable_MW_After Competition Groups_Energy Star Clothes Dryer
Residential | Res ¦ Energy Star Clothes Dryer | 2027 | Economic | MW | After Competition Groups | 0 | 0 | 0 | 1010.7578 | 0 | 53 | Residential_2027_Economic_MW_After Competition Groups_53 | Energy Star Clothes Dryer | 0% | 0 | 0 | Residential_2027_Economic_MW_After Competition Groups_Energy Star Clothes Dryer
Residential | Res ¦ Energy Star Dehumidifier | 2027 | Achievable | MW | After Competition Groups | 0 | 0 | 0 | 228.6379 | 0 | 57 | Residential_2027_Achievable_MW_After Competition Groups_57 | Energy Star Dehumidifier | 0% | 0 | 0 | Residential_2027_Achievable_MW_After Competition Groups_Energy Star Dehumidifier
Residential | Res ¦ Energy Star Dehumidifier | 2027 | Economic | MW | After Competition Groups | 0 | 0 | 0 | 1010.7578 | 0 | 54 | Residential_2027_Economic_MW_After Competition Groups_54 | Energy Star Dehumidifier | 0% | 0 | 0 | Residential_2027_Economic_MW_After Competition Groups_Energy Star Dehumidifier
Residential | Res ¦ Energy Star Freezer | 2027 | Achievable | MW | After Competition Groups | 0 | 0 | 0 | 228.6379 | 0 | 58 | Residential_2027_Achievable_MW_After Competition Groups_58 | Energy Star Freezer | 0% | 0 | 0 | Residential_2027_Achievable_MW_After Competition Groups_Energy Star Freezer
Residential | Res ¦ Energy Star Freezer | 2027 | Economic | MW | After Competition Groups | 0 | 0 | 0 | 1010.7578 | 0 | 55 | Residential_2027_Economic_MW_After Competition Groups_55 | Energy Star Freezer | 0% | 0 | 0 | Residential_2027_Economic_MW_After Competition Groups_Energy Star Freezer
Residential | Res ¦ Furnace with ECM | 2027 | Achievable | MW | After Competition Groups | 0 | 0 | 0 | 228.6379 | 0 | 59 | Residential_2027_Achievable_MW_After Competition Groups_59 | Furnace with ECM | 0% | 0 | 0 | Residential_2027_Achievable_MW_After Competition Groups_Furnace with ECM
Residential | Res ¦ Furnace with ECM | 2027 | Economic | MW | After Competition Groups | 0 | 0 | 0 | 1010.7578 | 0 | 56 | Residential_2027_Economic_MW_After Competition Groups_56 | Furnace with ECM | 0% | 0 | 0 | Residential_2027_Economic_MW_After Competition Groups_Furnace with ECM
Residential | Res ¦ Heat Pump Water Heater | 2027 | Achievable | MW | After Competition Groups | 0 | 0 | 0 | 228.6379 | 0 | 60 | Residential_2027_Achievable_MW_After Competition Groups_60 | Heat Pump Water Heater | 0% | 0 | 0 | Residential_2027_Achievable_MW_After Competition Groups_Heat Pump Water Heater
Residential | Res ¦ Heat Pump Water Heater | 2027 | Economic | MW | After Competition Groups | 0 | 0 | 0 | 1010.7578 | 0 | 57 | Residential_2027_Economic_MW_After Competition Groups_57 | Heat Pump Water Heater | 0% | 0 | 0 | Residential_2027_Economic_MW_After Competition Groups_Heat Pump Water Heater
Residential | Res ¦ LED Downlight | 2027 | Achievable | MW | After Competition Groups | 0 | 0 | 0 | 228.6379 | 0 | 61 | Residential_2027_Achievable_MW_After Competition Groups_61 | LED Downlight | 0% | 0 | 0 | Residential_2027_Achievable_MW_After Competition Groups_LED Downlight
Residential | Res ¦ LED Downlight | 2027 | Economic | MW | After Competition Groups | 0 | 0 | 0 | 1010.7578 | 0 | 58 | Residential_2027_Economic_MW_After Competition Groups_58 | LED Downlight | 0% | 0 | 0 | Residential_2027_Economic_MW_After Competition Groups_LED Downlight
Residential | Res ¦ LED High Bay Fixture | 2027 | Achievable | MW | After Competition Groups | 0 | 0 | 0 | 228.6379 | 0 | 62 | Residential_2027_Achievable_MW_After Competition Groups_62 | LED High Bay Fixture | 0% | 0 | 0 | Residential_2027_Achievable_MW_After Competition Groups_LED High Bay Fixture
Residential | Res ¦ LED High Bay Fixture | 2027 | Economic | MW | After Competition Groups | 0 | 0 | 0 | 1010.7578 | 0 | 59 | Residential_2027_Economic_MW_After Competition Groups_59 | LED High Bay Fixture | 0% | 0 | 0 | Residential_2027_Economic_MW_After Competition Groups_LED High Bay Fixture
Residential | Res ¦ Lighting Motion Sensors, Timers, Dimmers | 2027 | Achievable | MW | After Competition Groups | 0 | 0 | 0 | 228.6379 | 0 | 63 | Residential_2027_Achievable_MW_After Competition Groups_63 | Lighting Motion Sensors, Timers, Dimmers | 0% | 0 | 0 | Residential_2027_Achievable_MW_After Competition Groups_Lighting Motion Sensors, Timers, Dimmers
Residential | Res ¦ Lighting Motion Sensors, Timers, Dimmers | 2027 | Economic | MW | After Competition Groups | 0 | 0 | 0 | 1010.7578 | 0 | 60 | Residential_2027_Economic_MW_After Competition Groups_60 | Lighting Motion Sensors, Timers, Dimmers | 0% | 0 | 0 | Residential_2027_Economic_MW_After Competition Groups_Lighting Motion Sensors, Timers, Dimmers
Residential | Res ¦ Networked/ Connected - Indoor LED Luminaire | 2027 | Achievable | MW | After Competition Groups | 0 | 0 | 0 | 228.6379 | 0 | 64 | Residential_2027_Achievable_MW_After Competition Groups_64 | Networked/ Connected - Indoor LED Luminaire | 0% | 0 | 0 | Residential_2027_Achievable_MW_After Competition Groups_Networked/ Connected - Indoor LED Luminaire
Residential | Res ¦ Radiant Barrier | 2027 | Achievable | MW | After Competition Groups | 0 | 0 | 0 | 228.6379 | 0 | 65 | Residential_2027_Achievable_MW_After Competition Groups_65 | Radiant Barrier | 0% | 0 | 0 | Residential_2027_Achievable_MW_After Competition Groups_Radiant Barrier
Residential | Res ¦ Radiant Barrier | 2027 | Economic | MW | After Competition Groups | 0 | 0 | 0 | 1010.7578 | 0 | 61 | Residential_2027_Economic_MW_After Competition Groups_61 | Radiant Barrier | 0% | 0 | 0 | Residential_2027_Economic_MW_After Competition Groups_Radiant Barrier
Residential | Res ¦ Smart Power Bar | 2027 | Achievable | MW | After Competition Groups | 0 | 0 | 0 | 228.6379 | 0 | 66 | Residential_2027_Achievable_MW_After Competition Groups_66 | Smart Power Bar | 0% | 0 | 0 | Residential_2027_Achievable_MW_After Competition Groups_Smart Power Bar
Residential | Res ¦ Smart Power Bar | 2027 | Economic | MW | After Competition Groups | 0 | 0 | 0 | 1010.7578 | 0 | 62 | Residential_2027_Economic_MW_After Competition Groups_62 | Smart Power Bar | 0% | 0 | 0 | Residential_2027_Economic_MW_After Competition Groups_Smart Power Bar
Residential | Res ¦ Variable Refrigerant Flow Heat Pump | 2027 | Achievable | MW | After Competition Groups | 0 | 0 | 0 | 228.6379 | 0 | 67 | Residential_2027_Achievable_MW_After Competition Groups_67 | Variable Refrigerant Flow Heat Pump | 0% | 0 | 0 | Residential_2027_Achievable_MW_After Competition Groups_Variable Refrigerant Flow Heat Pump
Residential | Res ¦ Variable Refrigerant Flow Heat Pump | 2027 | Economic | MW | After Competition Groups | 0 | 0 | 0 | 1010.7578 | 0 | 63 | Residential_2027_Economic_MW_After Competition Groups_63 | Variable Refrigerant Flow Heat Pump | 0% | 0 | 0 | Residential_2027_Economic_MW_After Competition Groups_Variable Refrigerant Flow Heat Pump
Residential | Res ¦ Adaptive Thermostat | 2028 | Economic | MW | After Competition Groups | 199.5932 | 0 | 0 | 1063.3291 | 0.18771 | 1 | Residential_2028_Economic_MW_After Competition Groups_1 | Adaptive Thermostat | 18.77% | 0 | 199.5932 | Residential_2028_Economic_MW_After Competition Groups_Adaptive Thermostat
Residential | Res ¦ Building Recommissioning, Operations and Maintenance (O&M) Improvements | 2028 | Achievable | MW | After Competition Groups | 46.2626 | 0 | 0 | 290.1628 | 0.15944 | 1 | Residential_2028_Achievable_MW_After Competition Groups_1 | Building Recommissioning, Operations and Maintenance (O&M) Improvements | 15.94% | 0 | 46.2626 | Residential_2028_Achievable_MW_After Competition Groups_Building Recommissioning, Operations and Maintenance (O&M) Improvements
Residential | Res ¦ Energy Star Central Air Conditioner | 2028 | Technical | MW | After Competition Groups | 246.5843 | 0 | 0 | 1928.7418 | 0.12785 | 1 | Residential_2028_Technical_MW_After Competition Groups_1 | Energy Star Central Air Conditioner | 12.78% | 0 | 246.5843 | Residential_2028_Technical_MW_After Competition Groups_Energy Star Central Air Conditioner
Residential | Res ¦ Ductless Mini-Split Heat Pump | 2028 | Achievable | MW | After Competition Groups | 35.2764 | 0 | 0 | 290.1628 | 0.12157 | 2 | Residential_2028_Achievable_MW_After Competition Groups_2 | Ductless Mini-Split Heat Pump | 12.16% | 0 | 35.2764 | Residential_2028_Achievable_MW_After Competition Groups_Ductless Mini-Split Heat Pump
Residential | Res ¦ Variable Speed Pool Pump Motor | 2028 | Achievable | MW | After Competition Groups | 32.6075 | 0 | 0 | 290.1628 | 0.11238 | 3 | Residential_2028_Achievable_MW_After Competition Groups_3 | Variable Speed Pool Pump Motor | 11.24% | 0 | 32.6075 | Residential_2028_Achievable_MW_After Competition Groups_Variable Speed Pool Pump Motor
Residential | Res ¦ Energy Star Clothes Washer | 2028 | Achievable | MW | After Competition Groups | 30.8257 | 0 | 0 | 290.1628 | 0.10624 | 4 | Residential_2028_Achievable_MW_After Competition Groups_4 | Energy Star Clothes Washer | 10.62% | 0 | 30.8257 | Residential_2028_Achievable_MW_After Competition Groups_Energy Star Clothes Washer
Residential | Res ¦ Adaptive Thermostat | 2028 | Technical | MW | After Competition Groups | 199.5932 | 0 | 0 | 1928.7418 | 0.10348 | 2 | Residential_2028_Technical_MW_After Competition Groups_2 | Adaptive Thermostat | 10.35% | 0 | 199.5932 | Residential_2028_Technical_MW_After Competition Groups_Adaptive Thermostat
Residential | Res ¦ Ductless Mini-Split Heat Pump | 2028 | Economic | MW | After Competition Groups | 97.1777 | 0 | 0 | 1063.3291 | 0.09139 | 2 | Residential_2028_Economic_MW_After Competition Groups_2 | Ductless Mini-Split Heat Pump | 9.139% | 0 | 97.1777 | Residential_2028_Economic_MW_After Competition Groups_Ductless Mini-Split Heat Pump
Residential | Res ¦ Building Recommissioning, Operations and Maintenance (O&M) Improvements | 2028 | Economic | MW | After Competition Groups | 96.9073 | 0 | 0 | 1063.3291 | 0.091136 | 3 | Residential_2028_Economic_MW_After Competition Groups_3 | Building Recommissioning, Operations and Maintenance (O&M) Improvements | 9.114% | 0 | 96.9073 | Residential_2028_Economic_MW_After Competition Groups_Building Recommissioning, Operations and Maintenance (O&M) Improvements
Residential | Res ¦ Adaptive Thermostat | 2028 | Achievable | MW | After Competition Groups | 25.6182 | 0 | 0 | 290.1628 | 0.088289 | 5 | Residential_2028_Achievable_MW_After Competition Groups_5 | Adaptive Thermostat | 8.829% | 0 | 25.6182 | Residential_2028_Achievable_MW_After Competition Groups_Adaptive Thermostat
Residential | Res ¦ Basement Wall Insulation | 2028 | Economic | MW | After Competition Groups | 86.1392 | 0 | 0 | 1063.3291 | 0.081009 | 4 | Residential_2028_Economic_MW_After Competition Groups_4 | Basement Wall Insulation | 8.101% | 0 | 86.1392 | Residential_2028_Economic_MW_After Competition Groups_Basement Wall Insulation
Residential | Res ¦ Variable Speed Pool Pump Motor | 2028 | Economic | MW | After Competition Groups | 68.3094 | 0 | 0 | 1063.3291 | 0.064241 | 5 | Residential_2028_Economic_MW_After Competition Groups_5 | Variable Speed Pool Pump Motor | 6.424% | 0 | 68.3094 | Residential_2028_Economic_MW_After Competition Groups_Variable Speed Pool Pump Motor
Residential | Res ¦ Attic Insulation | 2028 | Economic | MW | After Competition Groups | 66.489 | 0 | 0 | 1063.3291 | 0.062529 | 6 | Residential_2028_Economic_MW_After Competition Groups_6 | Attic Insulation | 6.253% | 0 | 66.489 | Residential_2028_Economic_MW_After Competition Groups_Attic Insulation
Residential | Res ¦ Energy Star A Line, PAR, MR Lamps | 2028 | Economic | MW | After Competition Groups | 64.9378 | 0 | 0 | 1063.3291 | 0.06107 | 7 | Residential_2028_Economic_MW_After Competition Groups_7 | Energy Star A Line, PAR, MR Lamps | 6.107% | 0 | 64.9378 | Residential_2028_Economic_MW_After Competition Groups_Energy Star A Line, PAR, MR Lamps
Residential | Res ¦ Ductless Mini-Split Air Conditioner | 2028 | Technical | MW | After Competition Groups | 105.0954 | 0 | 0 | 1928.7418 | 0.054489 | 3 | Residential_2028_Technical_MW_After Competition Groups_3 | Ductless Mini-Split Air Conditioner | 5.449% | 0 | 105.0954 | Residential_2028_Technical_MW_After Competition Groups_Ductless Mini-Split Air Conditioner
Residential | Res ¦ Energy Star Air Source Heat Pump | 2028 | Economic | MW | After Competition Groups | 54.2025 | 0 | 0 | 1063.3291 | 0.050974 | 8 | Residential_2028_Economic_MW_After Competition Groups_8 | Energy Star Air Source Heat Pump | 5.097% | 0 | 54.2025 | Residential_2028_Economic_MW_After Competition Groups_Energy Star Air Source Heat Pump
Residential | Res ¦ Ductless Mini-Split Heat Pump | 2028 | Technical | MW | After Competition Groups | 97.1777 | 0 | 0 | 1928.7418 | 0.050384 | 4 | Residential_2028_Technical_MW_After Competition Groups_4 | Ductless Mini-Split Heat Pump | 5.038% | 0 | 97.1777 | Residential_2028_Technical_MW_After Competition Groups_Ductless Mini-Split Heat Pump
Residential | Res ¦ Building Recommissioning, Operations and Maintenance (O&M) Improvements | 2028 | Technical | MW | After Competition Groups | 96.9073 | 0 | 0 | 1928.7418 | 0.050244 | 5 | Residential_2028_Technical_MW_After Competition Groups_5 | Building Recommissioning, Operations and Maintenance (O&M) Improvements | 5.024% | 0 | 96.9073 | Residential_2028_Technical_MW_After Competition Groups_Building Recommissioning, Operations and Maintenance (O&M) Improvements
Residential | Res ¦ Energy Star Ground Source Heat Pump | 2028 | Technical | MW | After Competition Groups | 95.8693 | 0 | 0 | 1928.7418 | 0.049706 | 6 | Residential_2028_Technical_MW_After Competition Groups_6 | Energy Star Ground Source Heat Pump | 4.971% | 0 | 95.8693 | Residential_2028_Technical_MW_After Competition Groups_Energy Star Ground Source Heat Pump
Residential | Res ¦ Energy Star Clothes Washer | 2028 | Economic | MW | After Competition Groups | 49.0032 | 0 | 0 | 1063.3291 | 0.046085 | 9 | Residential_2028_Economic_MW_After Competition Groups_9 | Energy Star Clothes Washer | 4.608% | 0 | 49.0032 | Residential_2028_Economic_MW_After Competition Groups_Energy Star Clothes Washer
Residential | Res ¦ Basement Wall Insulation | 2028 | Technical | MW | After Competition Groups | 86.1392 | 0 | 0 | 1928.7418 | 0.044661 | 7 | Residential_2028_Technical_MW_After Competition Groups_7 | Basement Wall Insulation | 4.466% | 0 | 86.1392 | Residential_2028_Technical_MW_After Competition Groups_Basement Wall Insulation
Residential | Res ¦ Energy Star Room Air Conditioner | 2028 | Economic | MW | After Competition Groups | 40.0862 | 0 | 0 | 1063.3291 | 0.037699 | 10 | Residential_2028_Economic_MW_After Competition Groups_10 | Energy Star Room Air Conditioner | 3.77% | 0 | 40.0862 | Residential_2028_Economic_MW_After Competition Groups_Energy Star Room Air Conditioner
Residential | Res ¦ Basement or Crawlspace Insulation | 2028 | Technical | MW | After Competition Groups | 71.6787 | 0 | 0 | 1928.7418 | 0.037163 | 8 | Residential_2028_Technical_MW_After Competition Groups_8 | Basement or Crawlspace Insulation | 3.716% | 0 | 71.6787 | Residential_2028_Technical_MW_After Competition Groups_Basement or Crawlspace Insulation
Residential | Res ¦ Smart Power Bar | 2028 | Technical | MW | After Competition Groups | 70.4493 | 0 | 0 | 1928.7418 | 0.036526 | 9 | Residential_2028_Technical_MW_After Competition Groups_9 | Smart Power Bar | 3.653% | 0 | 70.4493 | Residential_2028_Technical_MW_After Competition Groups_Smart Power Bar
Residential | Res ¦ Energy Star LED Bulbs General Purpose LEDs | 2028 | Achievable | MW | After Competition Groups | 10.469 | 0 | 0 | 290.1628 | 0.03608 | 6 | Residential_2028_Achievable_MW_After Competition Groups_6 | Energy Star LED Bulbs General Purpose LEDs | 3.608% | 0 | 10.469 | Residential_2028_Achievable_MW_After Competition Groups_Energy Star LED Bulbs General Purpose LEDs
Residential | Res ¦ Variable Speed Pool Pump Motor | 2028 | Technical | MW | After Competition Groups | 68.3094 | 0 | 0 | 1928.7418 | 0.035417 | 10 | Residential_2028_Technical_MW_After Competition Groups_10 | Variable Speed Pool Pump Motor | 3.542% | 0 | 68.3094 | Residential_2028_Technical_MW_After Competition Groups_Variable Speed Pool Pump Motor
Residential | Res ¦ Attic Insulation | 2028 | Technical | MW | After Competition Groups | 66.489 | 0 | 0 | 1928.7418 | 0.034473 | 11 | Residential_2028_Technical_MW_After Competition Groups_11 | Attic Insulation | 3.447% | 0 | 66.489 | Residential_2028_Technical_MW_After Competition Groups_Attic Insulation
Residential | Res ¦ Energy Star A Line, PAR, MR Lamps | 2028 | Technical | MW | After Competition Groups | 64.9378 | 0 | 0 | 1928.7418 | 0.033668 | 12 | Residential_2028_Technical_MW_After Competition Groups_12 | Energy Star A Line, PAR, MR Lamps | 3.367% | 0 | 64.9378 | Residential_2028_Technical_MW_After Competition Groups_Energy Star A Line, PAR, MR Lamps
Residential | Res ¦ Smart Burners | 2028 | Technical | MW | After Competition Groups | 64.1141 | 0 | 0 | 1928.7418 | 0.033241 | 13 | Residential_2028_Technical_MW_After Competition Groups_13 | Smart Burners | 3.324% | 0 | 64.1141 | Residential_2028_Technical_MW_After Competition Groups_Smart Burners
Residential | Res ¦ Energy Star LED Specialty Bulbs | 2028 | Achievable | MW | After Competition Groups | 9.2084 | 0 | 0 | 290.1628 | 0.031735 | 7 | Residential_2028_Achievable_MW_After Competition Groups_7 | Energy Star LED Specialty Bulbs | 3.174% | 0 | 9.2084 | Residential_2028_Achievable_MW_After Competition Groups_Energy Star LED Specialty Bulbs
Residential | Res ¦ Energy Star Room Air Conditioner | 2028 | Achievable | MW | After Competition Groups | 8.799 | 0 | 0 | 290.1628 | 0.030324 | 8 | Residential_2028_Achievable_MW_After Competition Groups_8 | Energy Star Room Air Conditioner | 3.032% | 0 | 8.799 | Residential_2028_Achievable_MW_After Competition Groups_Energy Star Room Air Conditioner
Residential | Res ¦ Energy Star Refrigerator | 2028 | Technical | MW | After Competition Groups | 56.3759 | 0 | 0 | 1928.7418 | 0.029229 | 14 | Residential_2028_Technical_MW_After Competition Groups_14 | Energy Star Refrigerator | 2.923% | 0 | 56.3759 | Residential_2028_Technical_MW_After Competition Groups_Energy Star Refrigerator
Residential | Res ¦ Smart Burners | 2028 | Economic | MW | After Competition Groups | 30.0996 | 0 | 0 | 1063.3291 | 0.028307 | 11 | Residential_2028_Economic_MW_After Competition Groups_11 | Smart Burners | 2.831% | 0 | 30.0996 | Residential_2028_Economic_MW_After Competition Groups_Smart Burners
Residential | Res ¦ Wall Insulation | 2028 | Technical | MW | After Competition Groups | 52.1067 | 0 | 0 | 1928.7418 | 0.027016 | 15 | Residential_2028_Technical_MW_After Competition Groups_15 | Wall Insulation | 2.702% | 0 | 52.1067 | Residential_2028_Technical_MW_After Competition Groups_Wall Insulation
Residential | Res ¦ Heat Pump Clothes Dryer | 2028 | Technical | MW | After Competition Groups | 51.785 | 0 | 0 | 1928.7418 | 0.026849 | 16 | Residential_2028_Technical_MW_After Competition Groups_16 | Heat Pump Clothes Dryer | 2.685% | 0 | 51.785 | Residential_2028_Technical_MW_After Competition Groups_Heat Pump Clothes Dryer
Residential | Res ¦ Energy Star Clothes Washer | 2028 | Technical | MW | After Competition Groups | 49.0032 | 0 | 0 | 1928.7418 | 0.025407 | 17 | Residential_2028_Technical_MW_After Competition Groups_17 | Energy Star Clothes Washer | 2.541% | 0 | 49.0032 | Residential_2028_Technical_MW_After Competition Groups_Energy Star Clothes Washer
Residential | Res ¦ Energy Star Air Source Heat Pump | 2028 | Achievable | MW | After Competition Groups | 7.2166 | 0 | 0 | 290.1628 | 0.024871 | 9 | Residential_2028_Achievable_MW_After Competition Groups_9 | Energy Star Air Source Heat Pump | 2.487% | 0 | 7.2166 | Residential_2028_Achievable_MW_After Competition Groups_Energy Star Air Source Heat Pump
Residential | Res ¦ Basement Wall Insulation | 2028 | Achievable | MW | After Competition Groups | 6.977 | 0 | 0 | 290.1628 | 0.024045 | 10 | Residential_2028_Achievable_MW_After Competition Groups_10 | Basement Wall Insulation | 2.405% | 0 | 6.977 | Residential_2028_Achievable_MW_After Competition Groups_Basement Wall Insulation
Residential | Res ¦ Occupancy Sensors MF | 2028 | Achievable | MW | After Competition Groups | 6.8499 | 0 | 0 | 290.1628 | 0.023607 | 11 | Residential_2028_Achievable_MW_After Competition Groups_11 | Occupancy Sensors MF | 2.361% | 0 | 6.8499 | Residential_2028_Achievable_MW_After Competition Groups_Occupancy Sensors MF
Residential | Res ¦ Advanced BAS/Controllers | 2028 | Achievable | MW | After Competition Groups | 6.757 | 0 | 0 | 290.1628 | 0.023287 | 12 | Residential_2028_Achievable_MW_After Competition Groups_12 | Advanced BAS/Controllers | 2.329% | 0 | 6.757 | Residential_2028_Achievable_MW_After Competition Groups_Advanced BAS/Controllers
Residential | Res ¦ Clothes Drying Racks | 2028 | Achievable | MW | After Competition Groups | 6.1405 | 0 | 0 | 290.1628 | 0.021162 | 13 | Residential_2028_Achievable_MW_After Competition Groups_13 | Clothes Drying Racks | 2.116% | 0 | 6.1405 | Residential_2028_Achievable_MW_After Competition Groups_Clothes Drying Racks
Residential | Res ¦ Duct Insulation | 2028 | Economic | MW | After Competition Groups | 20.934 | 0 | 0 | 1063.3291 | 0.019687 | 12 | Residential_2028_Economic_MW_After Competition Groups_12 | Duct Insulation | 1.969% | 0 | 20.934 | Residential_2028_Economic_MW_After Competition Groups_Duct Insulation
Residential | Res ¦ Attic Insulation | 2028 | Achievable | MW | After Competition Groups | 5.3846 | 0 | 0 | 290.1628 | 0.018557 | 14 | Residential_2028_Achievable_MW_After Competition Groups_14 | Attic Insulation | 1.856% | 0 | 5.3846 | Residential_2028_Achievable_MW_After Competition Groups_Attic Insulation
Residential | Res ¦ Refrigerator Recycling | 2028 | Achievable | MW | After Competition Groups | 5.2064 | 0 | 0 | 290.1628 | 0.017943 | 15 | Residential_2028_Achievable_MW_After Competition Groups_15 | Refrigerator Recycling | 1.794% | 0 | 5.2064 | Residential_2028_Achievable_MW_After Competition Groups_Refrigerator Recycling
Residential | Res ¦ Energy Star A Line, PAR, MR Lamps | 2028 | Achievable | MW | After Competition Groups | 5.193 | 0 | 0 | 290.1628 | 0.017897 | 16 | Residential_2028_Achievable_MW_After Competition Groups_16 | Energy Star A Line, PAR, MR Lamps | 1.79% | 0 | 5.193 | Residential_2028_Achievable_MW_After Competition Groups_Energy Star A Line, PAR, MR Lamps
Residential | Res ¦ Air Sealing | 2028 | Economic | MW | After Competition Groups | 18.3637 | 0 | 0 | 1063.3291 | 0.01727 | 13 | Residential_2028_Economic_MW_After Competition Groups_13 | Air Sealing | 1.727% | 0 | 18.3637 | Residential_2028_Economic_MW_After Competition Groups_Air Sealing
Residential | Res ¦ Freezer Recycling | 2028 | Achievable | MW | After Competition Groups | 4.8369 | 0 | 0 | 290.1628 | 0.01667 | 17 | Residential_2028_Achievable_MW_After Competition Groups_17 | Freezer Recycling | 1.667% | 0 | 4.8369 | Residential_2028_Achievable_MW_After Competition Groups_Freezer Recycling
Residential | Res ¦ Floor Insulation | 2028 | Economic | MW | After Competition Groups | 17.457 | 0 | 0 | 1063.3291 | 0.016417 | 14 | Residential_2028_Economic_MW_After Competition Groups_14 | Floor Insulation | 1.642% | 0 | 17.457 | Residential_2028_Economic_MW_After Competition Groups_Floor Insulation
Residential | Res ¦ High Efficiency Chiller (avg of water and air cooled) | 2028 | Achievable | MW | After Competition Groups | 4.5546 | 0 | 0 | 290.1628 | 0.015697 | 18 | Residential_2028_Achievable_MW_After Competition Groups_18 | High Efficiency Chiller (avg of water and air cooled) | 1.57% | 0 | 4.5546 | Residential_2028_Achievable_MW_After Competition Groups_High Efficiency Chiller (avg of water and air cooled)
Residential | Res ¦ Smart Burners | 2028 | Achievable | MW | After Competition Groups | 4.3155 | 0 | 0 | 290.1628 | 0.014873 | 19 | Residential_2028_Achievable_MW_After Competition Groups_19 | Smart Burners | 1.487% | 0 | 4.3155 | Residential_2028_Achievable_MW_After Competition Groups_Smart Burners
Residential | Res ¦ Variable Refrigerant Flow Heat Pump | 2028 | Technical | MW | After Competition Groups | 26.1867 | 0 | 0 | 1928.7418 | 0.013577 | 18 | Residential_2028_Technical_MW_After Competition Groups_18 | Variable Refrigerant Flow Heat Pump | 1.358% | 0 | 26.1867 | Residential_2028_Technical_MW_After Competition Groups_Variable Refrigerant Flow Heat Pump
Residential | Res ¦ Ceiling Insulation | 2028 | Technical | MW | After Competition Groups | 25.9549 | 0 | 0 | 1928.7418 | 0.013457 | 19 | Residential_2028_Technical_MW_After Competition Groups_19 | Ceiling Insulation | 1.346% | 0 | 25.9549 | Residential_2028_Technical_MW_After Competition Groups_Ceiling Insulation
Residential | Res ¦ Advanced BAS/Controllers | 2028 | Economic | MW | After Competition Groups | 14.1558 | 0 | 0 | 1063.3291 | 0.013313 | 15 | Residential_2028_Economic_MW_After Competition Groups_15 | Advanced BAS/Controllers | 1.331% | 0 | 14.1558 | Residential_2028_Economic_MW_After Competition Groups_Advanced BAS/Controllers
Residential | Res ¦ Occupancy Sensors MF | 2028 | Economic | MW | After Competition Groups | 14.0568 | 0 | 0 | 1063.3291 | 0.01322 | 16 | Residential_2028_Economic_MW_After Competition Groups_16 | Occupancy Sensors MF | 1.322% | 0 | 14.0568 | Residential_2028_Economic_MW_After Competition Groups_Occupancy Sensors MF
Residential | Res ¦ Lighting Motion Sensors, Timers, Dimmers | 2028 | Technical | MW | After Competition Groups | 24.172 | 0 | 0 | 1928.7418 | 0.012533 | 20 | Residential_2028_Technical_MW_After Competition Groups_20 | Lighting Motion Sensors, Timers, Dimmers | 1.253% | 0 | 24.172 | Residential_2028_Technical_MW_After Competition Groups_Lighting Motion Sensors, Timers, Dimmers
Residential | Res ¦ Wall Insulation | 2028 | Economic | MW | After Competition Groups | 13.2499 | 0 | 0 | 1063.3291 | 0.012461 | 17 | Residential_2028_Economic_MW_After Competition Groups_17 | Wall Insulation | 1.246% | 0 | 13.2499 | Residential_2028_Economic_MW_After Competition Groups_Wall Insulation
Residential | Res ¦ Energy Star Torchiere | 2028 | Achievable | MW | After Competition Groups | 3.606 | 0 | 0 | 290.1628 | 0.012428 | 20 | Residential_2028_Achievable_MW_After Competition Groups_20 | Energy Star Torchiere | 1.243% | 0 | 3.606 | Residential_2028_Achievable_MW_After Competition Groups_Energy Star Torchiere
Residential | Res ¦ Clothes Drying Racks | 2028 | Economic | MW | After Competition Groups | 12.8692 | 0 | 0 | 1063.3291 | 0.012103 | 18 | Residential_2028_Economic_MW_After Competition Groups_18 | Clothes Drying Racks | 1.21% | 0 | 12.8692 | Residential_2028_Economic_MW_After Competition Groups_Clothes Drying Racks
Residential | Res ¦ Duct Insulation | 2028 | Technical | MW | After Competition Groups | 21.6413 | 0 | 0 | 1928.7418 | 0.01122 | 21 | Residential_2028_Technical_MW_After Competition Groups_21 | Duct Insulation | 1.122% | 0 | 21.6413 | Residential_2028_Technical_MW_After Competition Groups_Duct Insulation
Residential | Res ¦ Refrigerator Recycling | 2028 | Economic | MW | After Competition Groups | 10.9069 | 0 | 0 | 1063.3291 | 0.010257 | 19 | Residential_2028_Economic_MW_After Competition Groups_19 | Refrigerator Recycling | 1.026% | 0 | 10.9069 | Residential_2028_Economic_MW_After Competition Groups_Refrigerator Recycling
Residential | Res ¦ Energy Star Torchiere | 2028 | Economic | MW | After Competition Groups | 10.7586 | 0 | 0 | 1063.3291 | 0.010118 | 20 | Residential_2028_Economic_MW_After Competition Groups_20 | Energy Star Torchiere | 1.012% | 0 | 10.7586 | Residential_2028_Economic_MW_After Competition Groups_Energy Star Torchiere
Residential | Res ¦ Energy Star Light Fixture | 2028 | Achievable | MW | After Competition Groups | 2.7978 | 0 | 0 | 290.1628 | 0.0096423 | 21 | Residential_2028_Achievable_MW_After Competition Groups_21 | Energy Star Light Fixture | 0.9642% | 0 | 2.7978 | Residential_2028_Achievable_MW_After Competition Groups_Energy Star Light Fixture
Residential | Res ¦ Freezer Recycling | 2028 | Economic | MW | After Competition Groups | 10.1598 | 0 | 0 | 1063.3291 | 0.0095547 | 21 | Residential_2028_Economic_MW_After Competition Groups_21 | Freezer Recycling | 0.9555% | 0 | 10.1598 | Residential_2028_Economic_MW_After Competition Groups_Freezer Recycling
Residential | Res ¦ Air Sealing | 2028 | Technical | MW | After Competition Groups | 18.3637 | 0 | 0 | 1928.7418 | 0.0095211 | 22 | Residential_2028_Technical_MW_After Competition Groups_22 | Air Sealing | 0.9521% | 0 | 18.3637 | Residential_2028_Technical_MW_After Competition Groups_Air Sealing
Residential | Res ¦ Central Air Conditioner Maintenance | 2028 | Technical | MW | After Competition Groups | 17.7311 | 0 | 0 | 1928.7418 | 0.0091931 | 23 | Residential_2028_Technical_MW_After Competition Groups_23 | Central Air Conditioner Maintenance | 0.9193% | 0 | 17.7311 | Residential_2028_Technical_MW_After Competition Groups_Central Air Conditioner Maintenance
Residential | Res ¦ Floor Insulation | 2028 | Technical | MW | After Competition Groups | 17.457 | 0 | 0 | 1928.7418 | 0.009051 | 24 | Residential_2028_Technical_MW_After Competition Groups_24 | Floor Insulation | 0.9051% | 0 | 17.457 | Residential_2028_Technical_MW_After Competition Groups_Floor Insulation
Residential | Res ¦ Dehumidifier Recycling | 2028 | Technical | MW | After Competition Groups | 16.1886 | 0 | 0 | 1928.7418 | 0.0083933 | 25 | Residential_2028_Technical_MW_After Competition Groups_25 | Dehumidifier Recycling | 0.8393% | 0 | 16.1886 | Residential_2028_Technical_MW_After Competition Groups_Dehumidifier Recycling
Residential | Res ¦ Energy Star Light Fixture | 2028 | Technical | MW | After Competition Groups | 15.8228 | 0 | 0 | 1928.7418 | 0.0082037 | 26 | Residential_2028_Technical_MW_After Competition Groups_26 | Energy Star Light Fixture | 0.8204% | 0 | 15.8228 | Residential_2028_Technical_MW_After Competition Groups_Energy Star Light Fixture
Residential | Res ¦ Basement or Crawlspace Insulation | 2028 | Economic | MW | After Competition Groups | 8.4728 | 0 | 0 | 1063.3291 | 0.0079682 | 22 | Residential_2028_Economic_MW_After Competition Groups_22 | Basement or Crawlspace Insulation | 0.7968% | 0 | 8.4728 | Residential_2028_Economic_MW_After Competition Groups_Basement or Crawlspace Insulation
Residential | Res ¦ Energy Star Light Fixture | 2028 | Economic | MW | After Competition Groups | 8.2301 | 0 | 0 | 1063.3291 | 0.0077399 | 23 | Residential_2028_Economic_MW_After Competition Groups_23 | Energy Star Light Fixture | 0.774% | 0 | 8.2301 | Residential_2028_Economic_MW_After Competition Groups_Energy Star Light Fixture
Residential | Res ¦ Advanced BAS/Controllers | 2028 | Technical | MW | After Competition Groups | 14.1558 | 0 | 0 | 1928.7418 | 0.0073394 | 27 | Residential_2028_Technical_MW_After Competition Groups_27 | Advanced BAS/Controllers | 0.7339% | 0 | 14.1558 | Residential_2028_Technical_MW_After Competition Groups_Advanced BAS/Controllers
Residential | Res ¦ Occupancy Sensors MF | 2028 | Technical | MW | After Competition Groups | 14.0568 | 0 | 0 | 1928.7418 | 0.007288 | 28 | Residential_2028_Technical_MW_After Competition Groups_28 | Occupancy Sensors MF | 0.7288% | 0 | 14.0568 | Residential_2028_Technical_MW_After Competition Groups_Occupancy Sensors MF
Residential | Res ¦ Duct Insulation MF | 2028 | Economic | MW | After Competition Groups | 7.651 | 0 | 0 | 1063.3291 | 0.0071954 | 24 | Residential_2028_Economic_MW_After Competition Groups_24 | Duct Insulation MF | 0.7195% | 0 | 7.651 | Residential_2028_Economic_MW_After Competition Groups_Duct Insulation MF
Residential | Res ¦ Clothes Drying Racks | 2028 | Technical | MW | After Competition Groups | 12.8692 | 0 | 0 | 1928.7418 | 0.0066723 | 29 | Residential_2028_Technical_MW_After Competition Groups_29 | Clothes Drying Racks | 0.6672% | 0 | 12.8692 | Residential_2028_Technical_MW_After Competition Groups_Clothes Drying Racks
Residential | Res ¦ Outside Air Economizer | 2028 | Achievable | MW | After Competition Groups | 1.7807 | 0 | 0 | 290.1628 | 0.006137 | 22 | Residential_2028_Achievable_MW_After Competition Groups_22 | Outside Air Economizer | 0.6137% | 0 | 1.7807 | Residential_2028_Achievable_MW_After Competition Groups_Outside Air Economizer
Residential | Res ¦ Home Energy Reports | 2028 | Technical | MW | After Competition Groups | 11.3755 | 0 | 0 | 1928.7418 | 0.0058979 | 30 | Residential_2028_Technical_MW_After Competition Groups_30 | Home Energy Reports | 0.5898% | 0 | 11.3755 | Residential_2028_Technical_MW_After Competition Groups_Home Energy Reports
Residential | Res ¦ Duct Insulation | 2028 | Achievable | MW | After Competition Groups | 1.6641 | 0 | 0 | 290.1628 | 0.0057351 | 23 | Residential_2028_Achievable_MW_After Competition Groups_23 | Duct Insulation | 0.5735% | 0 | 1.6641 | Residential_2028_Achievable_MW_After Competition Groups_Duct Insulation
Residential | Res ¦ Refrigerator Recycling | 2028 | Technical | MW | After Competition Groups | 10.9069 | 0 | 0 | 1928.7418 | 0.005655 | 31 | Residential_2028_Technical_MW_After Competition Groups_31 | Refrigerator Recycling | 0.5655% | 0 | 10.9069 | Residential_2028_Technical_MW_After Competition Groups_Refrigerator Recycling
Residential | Res ¦ Energy Star Torchiere | 2028 | Technical | MW | After Competition Groups | 10.7586 | 0 | 0 | 1928.7418 | 0.0055781 | 32 | Residential_2028_Technical_MW_After Competition Groups_32 | Energy Star Torchiere | 0.5578% | 0 | 10.7586 | Residential_2028_Technical_MW_After Competition Groups_Energy Star Torchiere
Residential | Res ¦ ENERGY STAR LED LAMPS (REFLECTOR LAMPs/MR16/PAR 16) | 2028 | Achievable | MW | After Competition Groups | 1.6028 | 0 | 0 | 290.1628 | 0.0055238 | 24 | Residential_2028_Achievable_MW_After Competition Groups_24 | ENERGY STAR LED LAMPS (REFLECTOR LAMPs/MR16/PAR 16) | 0.5524% | 0 | 1.6028 | Residential_2028_Achievable_MW_After Competition Groups_ENERGY STAR LED LAMPS (REFLECTOR LAMPs/MR16/PAR 16)
Residential | Res ¦ Freezer Recycling | 2028 | Technical | MW | After Competition Groups | 10.1598 | 0 | 0 | 1928.7418 | 0.0052676 | 33 | Residential_2028_Technical_MW_After Competition Groups_33 | Freezer Recycling | 0.5268% | 0 | 10.1598 | Residential_2028_Technical_MW_After Competition Groups_Freezer Recycling
Residential | Res ¦ Air Sealing | 2028 | Achievable | MW | After Competition Groups | 1.4873 | 0 | 0 | 290.1628 | 0.0051258 | 25 | Residential_2028_Achievable_MW_After Competition Groups_25 | Air Sealing | 0.5126% | 0 | 1.4873 | Residential_2028_Achievable_MW_After Competition Groups_Air Sealing
Residential | Res ¦ Duct Insulation MF | 2028 | Technical | MW | After Competition Groups | 9.7514 | 0 | 0 | 1928.7418 | 0.0050558 | 34 | Residential_2028_Technical_MW_After Competition Groups_34 | Duct Insulation MF | 0.5056% | 0 | 9.7514 | Residential_2028_Technical_MW_After Competition Groups_Duct Insulation MF
Residential | Res ¦ Minimize Hot and Warm Clothes Wash | 2028 | Economic | MW | After Competition Groups | 5.3713 | 0 | 0 | 1063.3291 | 0.0050514 | 25 | Residential_2028_Economic_MW_After Competition Groups_25 | Minimize Hot and Warm Clothes Wash | 0.5051% | 0 | 5.3713 | Residential_2028_Economic_MW_After Competition Groups_Minimize Hot and Warm Clothes Wash
Residential | Res ¦ High Efficiency Chiller (avg of water and air cooled) | 2028 | Economic | MW | After Competition Groups | 5.3118 | 0 | 0 | 1063.3291 | 0.0049954 | 26 | Residential_2028_Economic_MW_After Competition Groups_26 | High Efficiency Chiller (avg of water and air cooled) | 0.4995% | 0 | 5.3118 | Residential_2028_Economic_MW_After Competition Groups_High Efficiency Chiller (avg of water and air cooled)
Residential | Res ¦ Energy Star Dehumidifier | 2028 | Technical | MW | After Competition Groups | 9.5171 | 0 | 0 | 1928.7418 | 0.0049344 | 35 | Residential_2028_Technical_MW_After Competition Groups_35 | Energy Star Dehumidifier | 0.4934% | 0 | 9.5171 | Residential_2028_Technical_MW_After Competition Groups_Energy Star Dehumidifier
Residential | Res ¦ Floor Insulation | 2028 | Achievable | MW | After Competition Groups | 1.4133 | 0 | 0 | 290.1628 | 0.0048706 | 26 | Residential_2028_Achievable_MW_After Competition Groups_26 | Floor Insulation | 0.4871% | 0 | 1.4133 | Residential_2028_Achievable_MW_After Competition Groups_Floor Insulation
Residential | Res ¦ Minimize Hot and Warm Clothes Wash | 2028 | Achievable | MW | After Competition Groups | 1.2894 | 0 | 0 | 290.1628 | 0.0044436 | 27 | Residential_2028_Achievable_MW_After Competition Groups_27 | Minimize Hot and Warm Clothes Wash | 0.4444% | 0 | 1.2894 | Residential_2028_Achievable_MW_After Competition Groups_Minimize Hot and Warm Clothes Wash
Residential | Res ¦ LED Tube Re-Lamp | 2028 | Achievable | MW | After Competition Groups | 1.1811 | 0 | 0 | 290.1628 | 0.0040704 | 28 | Residential_2028_Achievable_MW_After Competition Groups_28 | LED Tube Re-Lamp | 0.407% | 0 | 1.1811 | Residential_2028_Achievable_MW_After Competition Groups_LED Tube Re-Lamp
Residential | Res ¦ INTEGRAL LED TROFFERS | 2028 | Technical | MW | After Competition Groups | 7.7 | 0 | 0 | 1928.7418 | 0.0039922 | 36 | Residential_2028_Technical_MW_After Competition Groups_36 | INTEGRAL LED TROFFERS | 0.3992% | 0 | 7.7 | Residential_2028_Technical_MW_After Competition Groups_INTEGRAL LED TROFFERS
Residential | Res ¦ Energy Star Windows | 2028 | Technical | MW | After Competition Groups | 7.4346 | 0 | 0 | 1928.7418 | 0.0038546 | 37 | Residential_2028_Technical_MW_After Competition Groups_37 | Energy Star Windows | 0.3855% | 0 | 7.4346 | Residential_2028_Technical_MW_After Competition Groups_Energy Star Windows
Residential | Res ¦ Furnace Whistle | 2028 | Achievable | MW | After Competition Groups | 1.1107 | 0 | 0 | 290.1628 | 0.0038277 | 29 | Residential_2028_Achievable_MW_After Competition Groups_29 | Furnace Whistle | 0.3828% | 0 | 1.1107 | Residential_2028_Achievable_MW_After Competition Groups_Furnace Whistle
Residential | Res ¦ Furnace with ECM | 2028 | Technical | MW | After Competition Groups | 7.0747 | 0 | 0 | 1928.7418 | 0.003668 | 38 | Residential_2028_Technical_MW_After Competition Groups_38 | Furnace with ECM | 0.3668% | 0 | 7.0747 | Residential_2028_Technical_MW_After Competition Groups_Furnace with ECM
Residential | Res ¦ Wall Insulation | 2028 | Achievable | MW | After Competition Groups | 1.0123 | 0 | 0 | 290.1628 | 0.0034888 | 30 | Residential_2028_Achievable_MW_After Competition Groups_30 | Wall Insulation | 0.3489% | 0 | 1.0123 | Residential_2028_Achievable_MW_After Competition Groups_Wall Insulation
Residential | Res ¦ Comprehensive Draft Proofing | 2028 | Achievable | MW | After Competition Groups | 0.95947 | 0 | 0 | 290.1628 | 0.0033067 | 31 | Residential_2028_Achievable_MW_After Competition Groups_31 | Comprehensive Draft Proofing | 0.3307% | 0 | 0.95947 | Residential_2028_Achievable_MW_After Competition Groups_Comprehensive Draft Proofing
Residential | Res ¦ Variable Frequency Drive (VFD) | 2028 | Achievable | MW | After Competition Groups | 0.93044 | 0 | 0 | 290.1628 | 0.0032066 | 32 | Residential_2028_Achievable_MW_After Competition Groups_32 | Variable Frequency Drive (VFD) | 0.3207% | 0 | 0.93044 | Residential_2028_Achievable_MW_After Competition Groups_Variable Frequency Drive (VFD)
Residential | Res ¦ Energy Star Clothes Dryer | 2028 | Economic | MW | After Competition Groups | 3.3032 | 0 | 0 | 1063.3291 | 0.0031064 | 27 | Residential_2028_Economic_MW_After Competition Groups_27 | Energy Star Clothes Dryer | 0.3106% | 0 | 3.3032 | Residential_2028_Economic_MW_After Competition Groups_Energy Star Clothes Dryer
Residential | Res ¦ Energy Star Freezer | 2028 | Technical | MW | After Competition Groups | 5.834 | 0 | 0 | 1928.7418 | 0.0030248 | 39 | Residential_2028_Technical_MW_After Competition Groups_39 | Energy Star Freezer | 0.3025% | 0 | 5.834 | Residential_2028_Technical_MW_After Competition Groups_Energy Star Freezer
Residential | Res ¦ CO Sensors for parking garage exhaust fans | 2028 | Achievable | MW | After Competition Groups | 0.87501 | 0 | 0 | 290.1628 | 0.0030156 | 33 | Residential_2028_Achievable_MW_After Competition Groups_33 | CO Sensors for parking garage exhaust fans | 0.3016% | 0 | 0.87501 | Residential_2028_Achievable_MW_After Competition Groups_CO Sensors for parking garage exhaust fans
Residential | Res ¦ Outside Air Economizer | 2028 | Economic | MW | After Competition Groups | 3.174 | 0 | 0 | 1063.3291 | 0.0029849 | 28 | Residential_2028_Economic_MW_After Competition Groups_28 | Outside Air Economizer | 0.2985% | 0 | 3.174 | Residential_2028_Economic_MW_After Competition Groups_Outside Air Economizer
Residential | Res ¦ Home Energy Reports | 2028 | Economic | MW | After Competition Groups | 3.0458 | 0 | 0 | 1063.3291 | 0.0028644 | 29 | Residential_2028_Economic_MW_After Competition Groups_29 | Home Energy Reports | 0.2864% | 0 | 3.0458 | Residential_2028_Economic_MW_After Competition Groups_Home Energy Reports
Residential | Res ¦ Minimize Hot and Warm Clothes Wash | 2028 | Technical | MW | After Competition Groups | 5.3713 | 0 | 0 | 1928.7418 | 0.0027849 | 40 | Residential_2028_Technical_MW_After Competition Groups_40 | Minimize Hot and Warm Clothes Wash | 0.2785% | 0 | 5.3713 | Residential_2028_Technical_MW_After Competition Groups_Minimize Hot and Warm Clothes Wash
Residential | Res ¦ High Efficiency Chiller (avg of water and air cooled) | 2028 | Technical | MW | After Competition Groups | 5.3118 | 0 | 0 | 1928.7418 | 0.002754 | 41 | Residential_2028_Technical_MW_After Competition Groups_41 | High Efficiency Chiller (avg of water and air cooled) | 0.2754% | 0 | 5.3118 | Residential_2028_Technical_MW_After Competition Groups_High Efficiency Chiller (avg of water and air cooled)
Residential | Res ¦ Home Energy Reports | 2028 | Achievable | MW | After Competition Groups | 0.79316 | 0 | 0 | 290.1628 | 0.0027335 | 34 | Residential_2028_Achievable_MW_After Competition Groups_34 | Home Energy Reports | 0.2733% | 0 | 0.79316 | Residential_2028_Achievable_MW_After Competition Groups_Home Energy Reports
Residential | Res ¦ Passive Attic Ventilation | 2028 | Technical | MW | After Competition Groups | 4.599 | 0 | 0 | 1928.7418 | 0.0023845 | 42 | Residential_2028_Technical_MW_After Competition Groups_42 | Passive Attic Ventilation | 0.2384% | 0 | 4.599 | Residential_2028_Technical_MW_After Competition Groups_Passive Attic Ventilation
Residential | Res ¦ Demand Control Ventilation | 2028 | Economic | MW | After Competition Groups | 2.4808 | 0 | 0 | 1063.3291 | 0.002333 | 30 | Residential_2028_Economic_MW_After Competition Groups_30 | Demand Control Ventilation | 0.2333% | 0 | 2.4808 | Residential_2028_Economic_MW_After Competition Groups_Demand Control Ventilation
Residential | Res ¦ LED Parking Lot Fixture | 2028 | Achievable | MW | After Competition Groups | 0.67053 | 0 | 0 | 290.1628 | 0.0023109 | 35 | Residential_2028_Achievable_MW_After Competition Groups_35 | LED Parking Lot Fixture | 0.2311% | 0 | 0.67053 | Residential_2028_Achievable_MW_After Competition Groups_LED Parking Lot Fixture
Residential | Res ¦ Furnace Whistle | 2028 | Economic | MW | After Competition Groups | 2.3265 | 0 | 0 | 1063.3291 | 0.002188 | 31 | Residential_2028_Economic_MW_After Competition Groups_31 | Furnace Whistle | 0.2188% | 0 | 2.3265 | Residential_2028_Economic_MW_After Competition Groups_Furnace Whistle
Residential | Res ¦ LED Downlight | 2028 | Technical | MW | After Competition Groups | 4.1308 | 0 | 0 | 1928.7418 | 0.0021417 | 43 | Residential_2028_Technical_MW_After Competition Groups_43 | LED Downlight | 0.2142% | 0 | 4.1308 | Residential_2028_Technical_MW_After Competition Groups_LED Downlight
Residential | Res ¦ Demand Control Ventilation | 2028 | Achievable | MW | After Competition Groups | 0.62074 | 0 | 0 | 290.1628 | 0.0021393 | 36 | Residential_2028_Achievable_MW_After Competition Groups_36 | Demand Control Ventilation | 0.2139% | 0 | 0.62074 | Residential_2028_Achievable_MW_After Competition Groups_Demand Control Ventilation
Residential | Res ¦ Duct Insulation MF | 2028 | Achievable | MW | After Competition Groups | 0.6194 | 0 | 0 | 290.1628 | 0.0021347 | 37 | Residential_2028_Achievable_MW_After Competition Groups_37 | Duct Insulation MF | 0.2135% | 0 | 0.6194 | Residential_2028_Achievable_MW_After Competition Groups_Duct Insulation MF
Residential | Res ¦ ENERGY STAR LED LAMPS (REFLECTOR LAMPs/MR16/PAR 16) | 2028 | Economic | MW | After Competition Groups | 2.2128 | 0 | 0 | 1063.3291 | 0.0020811 | 32 | Residential_2028_Economic_MW_After Competition Groups_32 | ENERGY STAR LED LAMPS (REFLECTOR LAMPs/MR16/PAR 16) | 0.2081% | 0 | 2.2128 | Residential_2028_Economic_MW_After Competition Groups_ENERGY STAR LED LAMPS (REFLECTOR LAMPs/MR16/PAR 16)
Residential | Res ¦ Energy Star Clothes Dryer | 2028 | Achievable | MW | After Competition Groups | 0.59514 | 0 | 0 | 290.1628 | 0.0020511 | 38 | Residential_2028_Achievable_MW_After Competition Groups_38 | Energy Star Clothes Dryer | 0.2051% | 0 | 0.59514 | Residential_2028_Achievable_MW_After Competition Groups_Energy Star Clothes Dryer
Residential | Res ¦ Heat Recovery Ventilator | 2028 | Economic | MW | After Competition Groups | 2.1363 | 0 | 0 | 1063.3291 | 0.002009 | 33 | Residential_2028_Economic_MW_After Competition Groups_33 | Heat Recovery Ventilator | 0.2009% | 0 | 2.1363 | Residential_2028_Economic_MW_After Competition Groups_Heat Recovery Ventilator
Residential | Res ¦ Water Heater Temperature Setback | 2028 | Achievable | MW | After Competition Groups | 0.58195 | 0 | 0 | 290.1628 | 0.0020056 | 39 | Residential_2028_Achievable_MW_After Competition Groups_39 | Water Heater Temperature Setback | 0.2006% | 0 | 0.58195 | Residential_2028_Achievable_MW_After Competition Groups_Water Heater Temperature Setback
Residential | Res ¦ Comprehensive Draft Proofing | 2028 | Economic | MW | After Competition Groups | 2.0098 | 0 | 0 | 1063.3291 | 0.0018901 | 34 | Residential_2028_Economic_MW_After Competition Groups_34 | Comprehensive Draft Proofing | 0.189% | 0 | 2.0098 | Residential_2028_Economic_MW_After Competition Groups_Comprehensive Draft Proofing
Residential | Res ¦ CO Sensors for parking garage exhaust fans | 2028 | Economic | MW | After Competition Groups | 2.0025 | 0 | 0 | 1063.3291 | 0.0018833 | 35 | Residential_2028_Economic_MW_After Competition Groups_35 | CO Sensors for parking garage exhaust fans | 0.1883% | 0 | 2.0025 | Residential_2028_Economic_MW_After Competition Groups_CO Sensors for parking garage exhaust fans
Residential | Res ¦ Central Lighting Control System | 2028 | Technical | MW | After Competition Groups | 3.5382 | 0 | 0 | 1928.7418 | 0.0018345 | 44 | Residential_2028_Technical_MW_After Competition Groups_44 | Central Lighting Control System | 0.1834% | 0 | 3.5382 | Residential_2028_Technical_MW_After Competition Groups_Central Lighting Control System
Residential | Res ¦ Variable Frequency Drive (VFD) | 2028 | Economic | MW | After Competition Groups | 1.9491 | 0 | 0 | 1063.3291 | 0.001833 | 36 | Residential_2028_Economic_MW_After Competition Groups_36 | Variable Frequency Drive (VFD) | 0.1833% | 0 | 1.9491 | Residential_2028_Economic_MW_After Competition Groups_Variable Frequency Drive (VFD)
Residential | Res ¦ Early Hot Water Heater Replacement | 2028 | Technical | MW | After Competition Groups | 3.4739 | 0 | 0 | 1928.7418 | 0.0018011 | 45 | Residential_2028_Technical_MW_After Competition Groups_45 | Early Hot Water Heater Replacement | 0.1801% | 0 | 3.4739 | Residential_2028_Technical_MW_After Competition Groups_Early Hot Water Heater Replacement
Residential | Res ¦ Outside Air Economizer | 2028 | Technical | MW | After Competition Groups | 3.174 | 0 | 0 | 1928.7418 | 0.0016456 | 46 | Residential_2028_Technical_MW_After Competition Groups_46 | Outside Air Economizer | 0.1646% | 0 | 3.174 | Residential_2028_Technical_MW_After Competition Groups_Outside Air Economizer
Residential | Res ¦ Air Source Heat Pump Maintenance | 2028 | Technical | MW | After Competition Groups | 3.0729 | 0 | 0 | 1928.7418 | 0.0015932 | 47 | Residential_2028_Technical_MW_After Competition Groups_47 | Air Source Heat Pump Maintenance | 0.1593% | 0 | 3.0729 | Residential_2028_Technical_MW_After Competition Groups_Air Source Heat Pump Maintenance
Residential | Res ¦ Heat Pump Water Heater | 2028 | Technical | MW | After Competition Groups | 2.99 | 0 | 0 | 1928.7418 | 0.0015502 | 48 | Residential_2028_Technical_MW_After Competition Groups_48 | Heat Pump Water Heater | 0.155% | 0 | 2.99 | Residential_2028_Technical_MW_After Competition Groups_Heat Pump Water Heater
Residential | Res ¦ LED Tube Re-Lamp | 2028 | Technical | MW | After Competition Groups | 2.8808 | 0 | 0 | 1928.7418 | 0.0014936 | 49 | Residential_2028_Technical_MW_After Competition Groups_49 | LED Tube Re-Lamp | 0.1494% | 0 | 2.8808 | Residential_2028_Technical_MW_After Competition Groups_LED Tube Re-Lamp
Residential | Res ¦ Energy Star Ceiling Fan/Lighting | 2028 | Technical | MW | After Competition Groups | 2.5602 | 0 | 0 | 1928.7418 | 0.0013274 | 50 | Residential_2028_Technical_MW_After Competition Groups_50 | Energy Star Ceiling Fan/Lighting | 0.1327% | 0 | 2.5602 | Residential_2028_Technical_MW_After Competition Groups_Energy Star Ceiling Fan/Lighting
Residential | Res ¦ Demand Control Ventilation | 2028 | Technical | MW | After Competition Groups | 2.4808 | 0 | 0 | 1928.7418 | 0.0012862 | 51 | Residential_2028_Technical_MW_After Competition Groups_51 | Demand Control Ventilation | 0.1286% | 0 | 2.4808 | Residential_2028_Technical_MW_After Competition Groups_Demand Control Ventilation
Residential | Res ¦ LED Tube Re-Lamp | 2028 | Economic | MW | After Competition Groups | 1.2904 | 0 | 0 | 1063.3291 | 0.0012135 | 37 | Residential_2028_Economic_MW_After Competition Groups_37 | LED Tube Re-Lamp | 0.1214% | 0 | 1.2904 | Residential_2028_Economic_MW_After Competition Groups_LED Tube Re-Lamp
Residential | Res ¦ Drain Water Heat Recovery | 2028 | Technical | MW | After Competition Groups | 2.3319 | 0 | 0 | 1928.7418 | 0.001209 | 52 | Residential_2028_Technical_MW_After Competition Groups_52 | Drain Water Heat Recovery | 0.1209% | 0 | 2.3319 | Residential_2028_Technical_MW_After Competition Groups_Drain Water Heat Recovery
Residential | Res ¦ Furnace Whistle | 2028 | Technical | MW | After Competition Groups | 2.3265 | 0 | 0 | 1928.7418 | 0.0012062 | 53 | Residential_2028_Technical_MW_After Competition Groups_53 | Furnace Whistle | 0.1206% | 0 | 2.3265 | Residential_2028_Technical_MW_After Competition Groups_Furnace Whistle
Residential | Res ¦ Condensing Make Up Air Unit | 2028 | Achievable | MW | After Competition Groups | 0.3352 | 0 | 0 | 290.1628 | 0.0011552 | 40 | Residential_2028_Achievable_MW_After Competition Groups_40 | Condensing Make Up Air Unit | 0.1155% | 0 | 0.3352 | Residential_2028_Achievable_MW_After Competition Groups_Condensing Make Up Air Unit
Residential | Res ¦ ENERGY STAR LED LAMPS (REFLECTOR LAMPs/MR16/PAR 16) | 2028 | Technical | MW | After Competition Groups | 2.2128 | 0 | 0 | 1928.7418 | 0.0011473 | 54 | Residential_2028_Technical_MW_After Competition Groups_54 | ENERGY STAR LED LAMPS (REFLECTOR LAMPs/MR16/PAR 16) | 0.1147% | 0 | 2.2128 | Residential_2028_Technical_MW_After Competition Groups_ENERGY STAR LED LAMPS (REFLECTOR LAMPs/MR16/PAR 16)
Residential | Res ¦ Water Heater Temperature Setback | 2028 | Economic | MW | After Competition Groups | 1.219 | 0 | 0 | 1063.3291 | 0.0011464 | 38 | Residential_2028_Economic_MW_After Competition Groups_38 | Water Heater Temperature Setback | 0.1146% | 0 | 1.219 | Residential_2028_Economic_MW_After Competition Groups_Water Heater Temperature Setback
Residential | Res ¦ Heat Recovery Ventilator | 2028 | Technical | MW | After Competition Groups | 2.2073 | 0 | 0 | 1928.7418 | 0.0011444 | 55 | Residential_2028_Technical_MW_After Competition Groups_55 | Heat Recovery Ventilator | 0.1144% | 0 | 2.2073 | Residential_2028_Technical_MW_After Competition Groups_Heat Recovery Ventilator
Residential | Res ¦ Window Film | 2028 | Technical | MW | After Competition Groups | 2.1551 | 0 | 0 | 1928.7418 | 0.0011174 | 56 | Residential_2028_Technical_MW_After Competition Groups_56 | Window Film | 0.1117% | 0 | 2.1551 | Residential_2028_Technical_MW_After Competition Groups_Window Film
Residential | Res ¦ LED Exterior Area Lights - LED Fixture (200W) | 2028 | Achievable | MW | After Competition Groups | 0.30299 | 0 | 0 | 290.1628 | 0.0010442 | 41 | Residential_2028_Achievable_MW_After Competition Groups_41 | LED Exterior Area Lights - LED Fixture (200W) | 0.1044% | 0 | 0.30299 | Residential_2028_Achievable_MW_After Competition Groups_LED Exterior Area Lights - LED Fixture (200W)
Residential | Res ¦ Comprehensive Draft Proofing | 2028 | Technical | MW | After Competition Groups | 2.0098 | 0 | 0 | 1928.7418 | 0.001042 | 57 | Residential_2028_Technical_MW_After Competition Groups_57 | Comprehensive Draft Proofing | 0.1042% | 0 | 2.0098 | Residential_2028_Technical_MW_After Competition Groups_Comprehensive Draft Proofing
Residential | Res ¦ CO Sensors for parking garage exhaust fans | 2028 | Technical | MW | After Competition Groups | 2.0025 | 0 | 0 | 1928.7418 | 0.0010383 | 58 | Residential_2028_Technical_MW_After Competition Groups_58 | CO Sensors for parking garage exhaust fans | 0.1038% | 0 | 2.0025 | Residential_2028_Technical_MW_After Competition Groups_CO Sensors for parking garage exhaust fans
Residential | Res ¦ Basement or Crawlspace Insulation | 2028 | Achievable | MW | After Competition Groups | 0.295 | 0 | 0 | 290.1628 | 0.0010167 | 42 | Residential_2028_Achievable_MW_After Competition Groups_42 | Basement or Crawlspace Insulation | 0.1017% | 0 | 0.295 | Residential_2028_Achievable_MW_After Competition Groups_Basement or Crawlspace Insulation
Residential | Res ¦ Variable Frequency Drive (VFD) | 2028 | Technical | MW | After Competition Groups | 1.9491 | 0 | 0 | 1928.7418 | 0.0010106 | 59 | Residential_2028_Technical_MW_After Competition Groups_59 | Variable Frequency Drive (VFD) | 0.1011% | 0 | 1.9491 | Residential_2028_Technical_MW_After Competition Groups_Variable Frequency Drive (VFD)
Residential | Res ¦ VFD on Pumps | 2028 | Achievable | MW | After Competition Groups | 0.28612 | 0 | 0 | 290.1628 | 0.00098606 | 43 | Residential_2028_Achievable_MW_After Competition Groups_43 | VFD on Pumps | 0.09861% | 0 | 0.28612 | Residential_2028_Achievable_MW_After Competition Groups_VFD on Pumps
Residential | Res ¦ ENERGY STAR LED Lamps (General Service Lamps) | 2028 | Achievable | MW | After Competition Groups | 0.27078 | 0 | 0 | 290.1628 | 0.0009332 | 44 | Residential_2028_Achievable_MW_After Competition Groups_44 | ENERGY STAR LED Lamps (General Service Lamps) | 0.09332% | 0 | 0.27078 | Residential_2028_Achievable_MW_After Competition Groups_ENERGY STAR LED Lamps (General Service Lamps)
Residential | Res ¦ LED Parking Lot Fixture | 2028 | Economic | MW | After Competition Groups | 0.96953 | 0 | 0 | 1063.3291 | 0.00091179 | 39 | Residential_2028_Economic_MW_After Competition Groups_39 | LED Parking Lot Fixture | 0.09118% | 0 | 0.96953 | Residential_2028_Economic_MW_After Competition Groups_LED Parking Lot Fixture
Residential | Res ¦ Condensing Make Up Air Unit | 2028 | Economic | MW | After Competition Groups | 0.96528 | 0 | 0 | 1063.3291 | 0.00090779 | 40 | Residential_2028_Economic_MW_After Competition Groups_40 | Condensing Make Up Air Unit | 0.09078% | 0 | 0.96528 | Residential_2028_Economic_MW_After Competition Groups_Condensing Make Up Air Unit
Residential | Res ¦ Tankless Water Heater | 2028 | Economic | MW | After Competition Groups | 0.88721 | 0 | 0 | 1063.3291 | 0.00083437 | 41 | Residential_2028_Economic_MW_After Competition Groups_41 | Tankless Water Heater | 0.08344% | 0 | 0.88721 | Residential_2028_Economic_MW_After Competition Groups_Tankless Water Heater
Residential | Res ¦ Energy Star Dishwasher | 2028 | Technical | MW | After Competition Groups | 1.5202 | 0 | 0 | 1928.7418 | 0.0007882 | 60 | Residential_2028_Technical_MW_After Competition Groups_60 | Energy Star Dishwasher | 0.07882% | 0 | 1.5202 | Residential_2028_Technical_MW_After Competition Groups_Energy Star Dishwasher
Residential | Res ¦ DHW Recirculation Systems | 2028 | Technical | MW | After Competition Groups | 1.51 | 0 | 0 | 1928.7418 | 0.00078291 | 61 | Residential_2028_Technical_MW_After Competition Groups_61 | DHW Recirculation Systems | 0.07829% | 0 | 1.51 | Residential_2028_Technical_MW_After Competition Groups_DHW Recirculation Systems
Residential | Res ¦ Water Heater Temperature Setback | 2028 | Technical | MW | After Competition Groups | 1.219 | 0 | 0 | 1928.7418 | 0.00063203 | 62 | Residential_2028_Technical_MW_After Competition Groups_62 | Water Heater Temperature Setback | 0.0632% | 0 | 1.219 | Residential_2028_Technical_MW_After Competition Groups_Water Heater Temperature Setback
Residential | Res ¦ VFD on Pumps | 2028 | Economic | MW | After Competition Groups | 0.59938 | 0 | 0 | 1063.3291 | 0.00056368 | 42 | Residential_2028_Economic_MW_After Competition Groups_42 | VFD on Pumps | 0.05637% | 0 | 0.59938 | Residential_2028_Economic_MW_After Competition Groups_VFD on Pumps
Residential | Res ¦ Tankless Water Heater | 2028 | Achievable | MW | After Competition Groups | 0.15066 | 0 | 0 | 290.1628 | 0.00051924 | 45 | Residential_2028_Achievable_MW_After Competition Groups_45 | Tankless Water Heater | 0.05192% | 0 | 0.15066 | Residential_2028_Achievable_MW_After Competition Groups_Tankless Water Heater
Residential | Res ¦ LED Parking Lot Fixture | 2028 | Technical | MW | After Competition Groups | 0.96953 | 0 | 0 | 1928.7418 | 0.00050267 | 63 | Residential_2028_Technical_MW_After Competition Groups_63 | LED Parking Lot Fixture | 0.05027% | 0 | 0.96953 | Residential_2028_Technical_MW_After Competition Groups_LED Parking Lot Fixture
Residential | Res ¦ Condensing Make Up Air Unit | 2028 | Technical | MW | After Competition Groups | 0.96528 | 0 | 0 | 1928.7418 | 0.00050047 | 64 | Residential_2028_Technical_MW_After Competition Groups_64 | Condensing Make Up Air Unit | 0.05005% | 0 | 0.96528 | Residential_2028_Technical_MW_After Competition Groups_Condensing Make Up Air Unit
Residential | Res ¦ ECM MOTORS FOR HVAC APPLICATION (FAN-POWERED VAV BOX) | 2028 | Achievable | MW | After Competition Groups | 0.14198 | 0 | 0 | 290.1628 | 0.00048929 | 46 | Residential_2028_Achievable_MW_After Competition Groups_46 | ECM MOTORS FOR HVAC APPLICATION (FAN-POWERED VAV BOX) | 0.04893% | 0 | 0.14198 | Residential_2028_Achievable_MW_After Competition Groups_ECM MOTORS FOR HVAC APPLICATION (FAN-POWERED VAV BOX)
Residential | Res ¦ Heat Recovery Ventilator | 2028 | Achievable | MW | After Competition Groups | 0.12482 | 0 | 0 | 290.1628 | 0.00043018 | 47 | Residential_2028_Achievable_MW_After Competition Groups_47 | Heat Recovery Ventilator | 0.04302% | 0 | 0.12482 | Residential_2028_Achievable_MW_After Competition Groups_Heat Recovery Ventilator
Residential | Res ¦ LED Exterior Area Lights - LED Fixture (200W) | 2028 | Economic | MW | After Competition Groups | 0.44502 | 0 | 0 | 1063.3291 | 0.00041852 | 43 | Residential_2028_Economic_MW_After Competition Groups_43 | LED Exterior Area Lights - LED Fixture (200W) | 0.04185% | 0 | 0.44502 | Residential_2028_Economic_MW_After Competition Groups_LED Exterior Area Lights - LED Fixture (200W)
Residential | Res ¦ Solar Powered Attic Fan | 2028 | Technical | MW | After Competition Groups | 0.74312 | 0 | 0 | 1928.7418 | 0.00038529 | 65 | Residential_2028_Technical_MW_After Competition Groups_65 | Solar Powered Attic Fan | 0.03853% | 0 | 0.74312 | Residential_2028_Technical_MW_After Competition Groups_Solar Powered Attic Fan
Residential | Res ¦ HVAC Optimization | 2028 | Technical | MW | After Competition Groups | 0.71362 | 0 | 0 | 1928.7418 | 0.00036999 | 66 | Residential_2028_Technical_MW_After Competition Groups_66 | HVAC Optimization | 0.037% | 0 | 0.71362 | Residential_2028_Technical_MW_After Competition Groups_HVAC Optimization
Residential | Res ¦ ENERGY STAR LED Lamps (General Service Lamps) | 2028 | Economic | MW | After Competition Groups | 0.37997 | 0 | 0 | 1063.3291 | 0.00035734 | 44 | Residential_2028_Economic_MW_After Competition Groups_44 | ENERGY STAR LED Lamps (General Service Lamps) | 0.03573% | 0 | 0.37997 | Residential_2028_Economic_MW_After Competition Groups_ENERGY STAR LED Lamps (General Service Lamps)
Residential | Res ¦ ECM MOTORS FOR HVAC APPLICATION (FAN-POWERED VAV BOX) | 2028 | Economic | MW | After Competition Groups | 0.33355 | 0 | 0 | 1063.3291 | 0.00031369 | 45 | Residential_2028_Economic_MW_After Competition Groups_45 | ECM MOTORS FOR HVAC APPLICATION (FAN-POWERED VAV BOX) | 0.03137% | 0 | 0.33355 | Residential_2028_Economic_MW_After Competition Groups_ECM MOTORS FOR HVAC APPLICATION (FAN-POWERED VAV BOX)
Residential | Res ¦ VFD on Pumps | 2028 | Technical | MW | After Competition Groups | 0.59938 | 0 | 0 | 1928.7418 | 0.00031076 | 67 | Residential_2028_Technical_MW_After Competition Groups_67 | VFD on Pumps | 0.03108% | 0 | 0.59938 | Residential_2028_Technical_MW_After Competition Groups_VFD on Pumps
Residential | Res ¦ Beverage Vending Machine Controls | 2028 | Achievable | MW | After Competition Groups | 0.07883 | 0 | 0 | 290.1628 | 0.00027168 | 48 | Residential_2028_Achievable_MW_After Competition Groups_48 | Beverage Vending Machine Controls | 0.02717% | 0 | 0.07883 | Residential_2028_Achievable_MW_After Competition Groups_Beverage Vending Machine Controls
Residential | Res ¦ Energy Star Windows | 2028 | Economic | MW | After Competition Groups | 0.27425 | 0 | 0 | 1063.3291 | 0.00025792 | 46 | Residential_2028_Economic_MW_After Competition Groups_46 | Energy Star Windows | 0.02579% | 0 | 0.27425 | Residential_2028_Economic_MW_After Competition Groups_Energy Star Windows
Residential | Res ¦ LED Exterior Area Lights - LED Fixture (200W) | 2028 | Technical | MW | After Competition Groups | 0.44502 | 0 | 0 | 1928.7418 | 0.00023073 | 68 | Residential_2028_Technical_MW_After Competition Groups_68 | LED Exterior Area Lights - LED Fixture (200W) | 0.02307% | 0 | 0.44502 | Residential_2028_Technical_MW_After Competition Groups_LED Exterior Area Lights - LED Fixture (200W)
Residential | Res ¦ Beverage Vending Machine Controls | 2028 | Economic | MW | After Competition Groups | 0.22483 | 0 | 0 | 1063.3291 | 0.00021144 | 47 | Residential_2028_Economic_MW_After Competition Groups_47 | Beverage Vending Machine Controls | 0.02114% | 0 | 0.22483 | Residential_2028_Economic_MW_After Competition Groups_Beverage Vending Machine Controls
Residential | Res ¦ ENERGY STAR LED Lamps (General Service Lamps) | 2028 | Technical | MW | After Competition Groups | 0.37997 | 0 | 0 | 1928.7418 | 0.000197 | 69 | Residential_2028_Technical_MW_After Competition Groups_69 | ENERGY STAR LED Lamps (General Service Lamps) | 0.0197% | 0 | 0.37997 | Residential_2028_Technical_MW_After Competition Groups_ENERGY STAR LED Lamps (General Service Lamps)
Residential | Res ¦ ECM MOTORS FOR HVAC APPLICATION (FAN-POWERED VAV BOX) | 2028 | Technical | MW | After Competition Groups | 0.33355 | 0 | 0 | 1928.7418 | 0.00017294 | 70 | Residential_2028_Technical_MW_After Competition Groups_70 | ECM MOTORS FOR HVAC APPLICATION (FAN-POWERED VAV BOX) | 0.01729% | 0 | 0.33355 | Residential_2028_Technical_MW_After Competition Groups_ECM MOTORS FOR HVAC APPLICATION (FAN-POWERED VAV BOX)
Residential | Res ¦ Chilled Water Optimization | 2028 | Achievable | MW | After Competition Groups | 0.050155 | 0 | 0 | 290.1628 | 0.00017285 | 49 | Residential_2028_Achievable_MW_After Competition Groups_49 | Chilled Water Optimization | 0.01729% | 0 | 0.050155 | Residential_2028_Achievable_MW_After Competition Groups_Chilled Water Optimization
Residential | Res ¦ Chilled Water Optimization | 2028 | Economic | MW | After Competition Groups | 0.13803 | 0 | 0 | 1063.3291 | 0.00012981 | 48 | Residential_2028_Economic_MW_After Competition Groups_48 | Chilled Water Optimization | 0.01298% | 0 | 0.13803 | Residential_2028_Economic_MW_After Competition Groups_Chilled Water Optimization
Residential | Res ¦ Beverage Vending Machine Controls | 2028 | Technical | MW | After Competition Groups | 0.22483 | 0 | 0 | 1928.7418 | 0.00011657 | 71 | Residential_2028_Technical_MW_After Competition Groups_71 | Beverage Vending Machine Controls | 0.01166% | 0 | 0.22483 | Residential_2028_Technical_MW_After Competition Groups_Beverage Vending Machine Controls
Residential | Res ¦ Energy Star Windows | 2028 | Achievable | MW | After Competition Groups | 0.032098 | 0 | 0 | 290.1628 | 0.00011062 | 50 | Residential_2028_Achievable_MW_After Competition Groups_50 | Energy Star Windows | 0.01106% | 0 | 0.032098 | Residential_2028_Achievable_MW_After Competition Groups_Energy Star Windows
Residential | Res ¦ Wall Insulation MF | 2028 | Technical | MW | After Competition Groups | 0.19136 | 0 | 0 | 1928.7418 | 9.9216e-05 | 72 | Residential_2028_Technical_MW_After Competition Groups_72 | Wall Insulation MF | 0.009922% | 0 | 0.19136 | Residential_2028_Technical_MW_After Competition Groups_Wall Insulation MF
Residential | Res ¦ Tankless Water Heater | 2028 | Technical | MW | After Competition Groups | 0.18594 | 0 | 0 | 1928.7418 | 9.6405e-05 | 73 | Residential_2028_Technical_MW_After Competition Groups_73 | Tankless Water Heater | 0.009641% | 0 | 0.18594 | Residential_2028_Technical_MW_After Competition Groups_Tankless Water Heater
Residential | Res ¦ Chilled Water Optimization | 2028 | Technical | MW | After Competition Groups | 0.13803 | 0 | 0 | 1928.7418 | 7.1566e-05 | 74 | Residential_2028_Technical_MW_After Competition Groups_74 | Chilled Water Optimization | 0.007157% | 0 | 0.13803 | Residential_2028_Technical_MW_After Competition Groups_Chilled Water Optimization
Residential | Res ¦ LED High Bay Fixture | 2028 | Economic | MW | After Competition Groups | 0.035488 | 0 | 0 | 1063.3291 | 3.3374e-05 | 49 | Residential_2028_Economic_MW_After Competition Groups_49 | LED High Bay Fixture | 0.003337% | 0 | 0.035488 | Residential_2028_Economic_MW_After Competition Groups_LED High Bay Fixture
Residential | Res ¦ LED Recessed Downlights | 2028 | Technical | MW | After Competition Groups | 0.041033 | 0 | 0 | 1928.7418 | 2.1274e-05 | 75 | Residential_2028_Technical_MW_After Competition Groups_75 | LED Recessed Downlights | 0.002127% | 0 | 0.041033 | Residential_2028_Technical_MW_After Competition Groups_LED Recessed Downlights
Residential | Res ¦ LED High Bay Fixture | 2028 | Technical | MW | After Competition Groups | 0.035488 | 0 | 0 | 1928.7418 | 1.84e-05 | 76 | Residential_2028_Technical_MW_After Competition Groups_76 | LED High Bay Fixture | 0.00184% | 0 | 0.035488 | Residential_2028_Technical_MW_After Competition Groups_LED High Bay Fixture
Residential | Res ¦ Ceiling Insulation | 2028 | Economic | MW | After Competition Groups | 0.016863 | 0 | 0 | 1063.3291 | 1.5858e-05 | 50 | Residential_2028_Economic_MW_After Competition Groups_50 | Ceiling Insulation | 0.001586% | 0 | 0.016863 | Residential_2028_Economic_MW_After Competition Groups_Ceiling Insulation
Residential | Res ¦ Wall Insulation MF | 2028 | Economic | MW | After Competition Groups | 0.015708 | 0 | 0 | 1063.3291 | 1.4772e-05 | 51 | Residential_2028_Economic_MW_After Competition Groups_51 | Wall Insulation MF | 0.001477% | 0 | 0.015708 | Residential_2028_Economic_MW_After Competition Groups_Wall Insulation MF
Residential | Res ¦ LED High Bay Fixture | 2028 | Achievable | MW | After Competition Groups | 0.0023939 | 0 | 0 | 290.1628 | 8.2504e-06 | 51 | Residential_2028_Achievable_MW_After Competition Groups_51 | LED High Bay Fixture | 0.000825% | 0 | 0.0023939 | Residential_2028_Achievable_MW_After Competition Groups_LED High Bay Fixture
Residential | Res ¦ Radiant Barrier | 2028 | Technical | MW | After Competition Groups | 0.014631 | 0 | 0 | 1928.7418 | 7.5858e-06 | 77 | Residential_2028_Technical_MW_After Competition Groups_77 | Radiant Barrier | 0.0007586% | 0 | 0.014631 | Residential_2028_Technical_MW_After Competition Groups_Radiant Barrier
Residential | Res ¦ Wall Insulation MF | 2028 | Achievable | MW | After Competition Groups | 0.0012724 | 0 | 0 | 290.1628 | 4.385e-06 | 52 | Residential_2028_Achievable_MW_After Competition Groups_52 | Wall Insulation MF | 0.0004385% | 0 | 0.0012724 | Residential_2028_Achievable_MW_After Competition Groups_Wall Insulation MF
Residential | Res ¦ Solar Water Preheat (Pools/DHW) | 2028 | Technical | MW | After Competition Groups | 0.0047412 | 0 | 0 | 1928.7418 | 2.4582e-06 | 78 | Residential_2028_Technical_MW_After Competition Groups_78 | Solar Water Preheat (Pools/DHW) | 0.0002458% | 0 | 0.0047412 | Residential_2028_Technical_MW_After Competition Groups_Solar Water Preheat (Pools/DHW)
Residential | Res ¦ Ceiling Insulation | 2028 | Achievable | MW | After Competition Groups | 0.00035632 | 0 | 0 | 290.1628 | 1.228e-06 | 53 | Residential_2028_Achievable_MW_After Competition Groups_53 | Ceiling Insulation | 0.0001228% | 0 | 0.00035632 | Residential_2028_Achievable_MW_After Competition Groups_Ceiling Insulation
Residential | Res ¦ Photocell Controls (Outdoor) | 2028 | Technical | MW | After Competition Groups | 8.3198e-05 | 0 | 0 | 1928.7418 | 4.3136e-08 | 79 | Residential_2028_Technical_MW_After Competition Groups_79 | Photocell Controls (Outdoor) | 4.314e-06% | 0 | 8.3198e-05 | Residential_2028_Technical_MW_After Competition Groups_Photocell Controls (Outdoor)
Residential | Res ¦ Air Source Heat Pump | 2028 | Achievable | MW | After Competition Groups | 0 | 0 | 0 | 290.1628 | 0 | 54 | Residential_2028_Achievable_MW_After Competition Groups_54 | Air Source Heat Pump | 0% | 0 | 0 | Residential_2028_Achievable_MW_After Competition Groups_Air Source Heat Pump
Residential | Res ¦ DHW Recirculation Systems | 2028 | Achievable | MW | After Competition Groups | 0 | 0 | 0 | 290.1628 | 0 | 55 | Residential_2028_Achievable_MW_After Competition Groups_55 | DHW Recirculation Systems | 0% | 0 | 0 | Residential_2028_Achievable_MW_After Competition Groups_DHW Recirculation Systems
Residential | Res ¦ DHW Recirculation Systems | 2028 | Economic | MW | After Competition Groups | 0 | 0 | 0 | 1063.3291 | 0 | 52 | Residential_2028_Economic_MW_After Competition Groups_52 | DHW Recirculation Systems | 0% | 0 | 0 | Residential_2028_Economic_MW_After Competition Groups_DHW Recirculation Systems
Residential | Res ¦ Drain Water Heat Recovery | 2028 | Achievable | MW | After Competition Groups | 0 | 0 | 0 | 290.1628 | 0 | 56 | Residential_2028_Achievable_MW_After Competition Groups_56 | Drain Water Heat Recovery | 0% | 0 | 0 | Residential_2028_Achievable_MW_After Competition Groups_Drain Water Heat Recovery
Residential | Res ¦ Drain Water Heat Recovery | 2028 | Economic | MW | After Competition Groups | 0 | 0 | 0 | 1063.3291 | 0 | 53 | Residential_2028_Economic_MW_After Competition Groups_53 | Drain Water Heat Recovery | 0% | 0 | 0 | Residential_2028_Economic_MW_After Competition Groups_Drain Water Heat Recovery
Residential | Res ¦ Early Hot Water Heater Replacement | 2028 | Achievable | MW | After Competition Groups | 0 | 0 | 0 | 290.1628 | 0 | 57 | Residential_2028_Achievable_MW_After Competition Groups_57 | Early Hot Water Heater Replacement | 0% | 0 | 0 | Residential_2028_Achievable_MW_After Competition Groups_Early Hot Water Heater Replacement
Residential | Res ¦ Early Hot Water Heater Replacement | 2028 | Economic | MW | After Competition Groups | 0 | 0 | 0 | 1063.3291 | 0 | 54 | Residential_2028_Economic_MW_After Competition Groups_54 | Early Hot Water Heater Replacement | 0% | 0 | 0 | Residential_2028_Economic_MW_After Competition Groups_Early Hot Water Heater Replacement
Residential | Res ¦ Energy Star Dehumidifier | 2028 | Achievable | MW | After Competition Groups | 0 | 0 | 0 | 290.1628 | 0 | 58 | Residential_2028_Achievable_MW_After Competition Groups_58 | Energy Star Dehumidifier | 0% | 0 | 0 | Residential_2028_Achievable_MW_After Competition Groups_Energy Star Dehumidifier
Residential | Res ¦ Energy Star Dehumidifier | 2028 | Economic | MW | After Competition Groups | 0 | 0 | 0 | 1063.3291 | 0 | 55 | Residential_2028_Economic_MW_After Competition Groups_55 | Energy Star Dehumidifier | 0% | 0 | 0 | Residential_2028_Economic_MW_After Competition Groups_Energy Star Dehumidifier
Residential | Res ¦ Energy Star Freezer | 2028 | Achievable | MW | After Competition Groups | 0 | 0 | 0 | 290.1628 | 0 | 59 | Residential_2028_Achievable_MW_After Competition Groups_59 | Energy Star Freezer | 0% | 0 | 0 | Residential_2028_Achievable_MW_After Competition Groups_Energy Star Freezer
Residential | Res ¦ Energy Star Freezer | 2028 | Economic | MW | After Competition Groups | 0 | 0 | 0 | 1063.3291 | 0 | 56 | Residential_2028_Economic_MW_After Competition Groups_56 | Energy Star Freezer | 0% | 0 | 0 | Residential_2028_Economic_MW_After Competition Groups_Energy Star Freezer
Residential | Res ¦ Furnace with ECM | 2028 | Achievable | MW | After Competition Groups | 0 | 0 | 0 | 290.1628 | 0 | 60 | Residential_2028_Achievable_MW_After Competition Groups_60 | Furnace with ECM | 0% | 0 | 0 | Residential_2028_Achievable_MW_After Competition Groups_Furnace with ECM
Residential | Res ¦ Furnace with ECM | 2028 | Economic | MW | After Competition Groups | 0 | 0 | 0 | 1063.3291 | 0 | 57 | Residential_2028_Economic_MW_After Competition Groups_57 | Furnace with ECM | 0% | 0 | 0 | Residential_2028_Economic_MW_After Competition Groups_Furnace with ECM
Residential | Res ¦ Heat Pump Water Heater | 2028 | Achievable | MW | After Competition Groups | 0 | 0 | 0 | 290.1628 | 0 | 61 | Residential_2028_Achievable_MW_After Competition Groups_61 | Heat Pump Water Heater | 0% | 0 | 0 | Residential_2028_Achievable_MW_After Competition Groups_Heat Pump Water Heater
Residential | Res ¦ Heat Pump Water Heater | 2028 | Economic | MW | After Competition Groups | 0 | 0 | 0 | 1063.3291 | 0 | 58 | Residential_2028_Economic_MW_After Competition Groups_58 | Heat Pump Water Heater | 0% | 0 | 0 | Residential_2028_Economic_MW_After Competition Groups_Heat Pump Water Heater
Residential | Res ¦ LED Downlight | 2028 | Achievable | MW | After Competition Groups | 0 | 0 | 0 | 290.1628 | 0 | 62 | Residential_2028_Achievable_MW_After Competition Groups_62 | LED Downlight | 0% | 0 | 0 | Residential_2028_Achievable_MW_After Competition Groups_LED Downlight
Residential | Res ¦ LED Downlight | 2028 | Economic | MW | After Competition Groups | 0 | 0 | 0 | 1063.3291 | 0 | 59 | Residential_2028_Economic_MW_After Competition Groups_59 | LED Downlight | 0% | 0 | 0 | Residential_2028_Economic_MW_After Competition Groups_LED Downlight
Residential | Res ¦ Lighting Motion Sensors, Timers, Dimmers | 2028 | Achievable | MW | After Competition Groups | 0 | 0 | 0 | 290.1628 | 0 | 63 | Residential_2028_Achievable_MW_After Competition Groups_63 | Lighting Motion Sensors, Timers, Dimmers | 0% | 0 | 0 | Residential_2028_Achievable_MW_After Competition Groups_Lighting Motion Sensors, Timers, Dimmers
Residential | Res ¦ Lighting Motion Sensors, Timers, Dimmers | 2028 | Economic | MW | After Competition Groups | 0 | 0 | 0 | 1063.3291 | 0 | 60 | Residential_2028_Economic_MW_After Competition Groups_60 | Lighting Motion Sensors, Timers, Dimmers | 0% | 0 | 0 | Residential_2028_Economic_MW_After Competition Groups_Lighting Motion Sensors, Timers, Dimmers
Residential | Res ¦ Networked/ Connected - Indoor LED Luminaire | 2028 | Achievable | MW | After Competition Groups | 0 | 0 | 0 | 290.1628 | 0 | 64 | Residential_2028_Achievable_MW_After Competition Groups_64 | Networked/ Connected - Indoor LED Luminaire | 0% | 0 | 0 | Residential_2028_Achievable_MW_After Competition Groups_Networked/ Connected - Indoor LED Luminaire
Residential | Res ¦ Radiant Barrier | 2028 | Achievable | MW | After Competition Groups | 0 | 0 | 0 | 290.1628 | 0 | 65 | Residential_2028_Achievable_MW_After Competition Groups_65 | Radiant Barrier | 0% | 0 | 0 | Residential_2028_Achievable_MW_After Competition Groups_Radiant Barrier
Residential | Res ¦ Radiant Barrier | 2028 | Economic | MW | After Competition Groups | 0 | 0 | 0 | 1063.3291 | 0 | 61 | Residential_2028_Economic_MW_After Competition Groups_61 | Radiant Barrier | 0% | 0 | 0 | Residential_2028_Economic_MW_After Competition Groups_Radiant Barrier
Residential | Res ¦ Smart Power Bar | 2028 | Achievable | MW | After Competition Groups | 0 | 0 | 0 | 290.1628 | 0 | 66 | Residential_2028_Achievable_MW_After Competition Groups_66 | Smart Power Bar | 0% | 0 | 0 | Residential_2028_Achievable_MW_After Competition Groups_Smart Power Bar
Residential | Res ¦ Smart Power Bar | 2028 | Economic | MW | After Competition Groups | 0 | 0 | 0 | 1063.3291 | 0 | 62 | Residential_2028_Economic_MW_After Competition Groups_62 | Smart Power Bar | 0% | 0 | 0 | Residential_2028_Economic_MW_After Competition Groups_Smart Power Bar
Residential | Res ¦ Variable Refrigerant Flow Heat Pump | 2028 | Achievable | MW | After Competition Groups | 0 | 0 | 0 | 290.1628 | 0 | 67 | Residential_2028_Achievable_MW_After Competition Groups_67 | Variable Refrigerant Flow Heat Pump | 0% | 0 | 0 | Residential_2028_Achievable_MW_After Competition Groups_Variable Refrigerant Flow Heat Pump
Residential | Res ¦ Variable Refrigerant Flow Heat Pump | 2028 | Economic | MW | After Competition Groups | 0 | 0 | 0 | 1063.3291 | 0 | 63 | Residential_2028_Economic_MW_After Competition Groups_63 | Variable Refrigerant Flow Heat Pump | 0% | 0 | 0 | Residential_2028_Economic_MW_After Competition Groups_Variable Refrigerant Flow Heat Pump
Residential | Res ¦ Adaptive Thermostat | 2029 | Economic | MW | After Competition Groups | 200.7086 | 0 | 0 | 1118.9248 | 0.17938 | 1 | Residential_2029_Economic_MW_After Competition Groups_1 | Adaptive Thermostat | 17.94% | 0 | 200.7086 | Residential_2029_Economic_MW_After Competition Groups_Adaptive Thermostat
Residential | Res ¦ Building Recommissioning, Operations and Maintenance (O&M) Improvements | 2029 | Achievable | MW | After Competition Groups | 55.0614 | 0 | 0 | 355.0646 | 0.15507 | 1 | Residential_2029_Achievable_MW_After Competition Groups_1 | Building Recommissioning, Operations and Maintenance (O&M) Improvements | 15.51% | 0 | 55.0614 | Residential_2029_Achievable_MW_After Competition Groups_Building Recommissioning, Operations and Maintenance (O&M) Improvements
Residential | Res ¦ Ductless Mini-Split Heat Pump | 2029 | Achievable | MW | After Competition Groups | 44.8635 | 0 | 0 | 355.0646 | 0.12635 | 2 | Residential_2029_Achievable_MW_After Competition Groups_2 | Ductless Mini-Split Heat Pump | 12.64% | 0 | 44.8635 | Residential_2029_Achievable_MW_After Competition Groups_Ductless Mini-Split Heat Pump
Residential | Res ¦ Energy Star Central Air Conditioner | 2029 | Technical | MW | After Competition Groups | 249.3587 | 0 | 0 | 2008.8908 | 0.12413 | 1 | Residential_2029_Technical_MW_After Competition Groups_1 | Energy Star Central Air Conditioner | 12.41% | 0 | 249.3587 | Residential_2029_Technical_MW_After Competition Groups_Energy Star Central Air Conditioner
Residential | Res ¦ Variable Speed Pool Pump Motor | 2029 | Achievable | MW | After Competition Groups | 38.8093 | 0 | 0 | 355.0646 | 0.1093 | 3 | Residential_2029_Achievable_MW_After Competition Groups_3 | Variable Speed Pool Pump Motor | 10.93% | 0 | 38.8093 | Residential_2029_Achievable_MW_After Competition Groups_Variable Speed Pool Pump Motor
Residential | Res ¦ Energy Star Clothes Washer | 2029 | Achievable | MW | After Competition Groups | 36.8247 | 0 | 0 | 355.0646 | 0.10371 | 4 | Residential_2029_Achievable_MW_After Competition Groups_4 | Energy Star Clothes Washer | 10.37% | 0 | 36.8247 | Residential_2029_Achievable_MW_After Competition Groups_Energy Star Clothes Washer
Residential | Res ¦ Adaptive Thermostat | 2029 | Technical | MW | After Competition Groups | 200.7086 | 0 | 0 | 2008.8908 | 0.09991 | 2 | Residential_2029_Technical_MW_After Competition Groups_2 | Adaptive Thermostat | 9.991% | 0 | 200.7086 | Residential_2029_Technical_MW_After Competition Groups_Adaptive Thermostat
Residential | Res ¦ Ductless Mini-Split Heat Pump | 2029 | Economic | MW | After Competition Groups | 111.2722 | 0 | 0 | 1118.9248 | 0.099446 | 2 | Residential_2029_Economic_MW_After Competition Groups_2 | Ductless Mini-Split Heat Pump | 9.945% | 0 | 111.2722 | Residential_2029_Economic_MW_After Competition Groups_Ductless Mini-Split Heat Pump
Residential | Res ¦ Adaptive Thermostat | 2029 | Achievable | MW | After Competition Groups | 31.0481 | 0 | 0 | 355.0646 | 0.087444 | 5 | Residential_2029_Achievable_MW_After Competition Groups_5 | Adaptive Thermostat | 8.744% | 0 | 31.0481 | Residential_2029_Achievable_MW_After Competition Groups_Adaptive Thermostat
Residential | Res ¦ Building Recommissioning, Operations and Maintenance (O&M) Improvements | 2029 | Economic | MW | After Competition Groups | 95.3762 | 0 | 0 | 1118.9248 | 0.085239 | 3 | Residential_2029_Economic_MW_After Competition Groups_3 | Building Recommissioning, Operations and Maintenance (O&M) Improvements | 8.524% | 0 | 95.3762 | Residential_2029_Economic_MW_After Competition Groups_Building Recommissioning, Operations and Maintenance (O&M) Improvements
Residential | Res ¦ Basement Wall Insulation | 2029 | Economic | MW | After Competition Groups | 84.7782 | 0 | 0 | 1118.9248 | 0.075768 | 4 | Residential_2029_Economic_MW_After Competition Groups_4 | Basement Wall Insulation | 7.577% | 0 | 84.7782 | Residential_2029_Economic_MW_After Competition Groups_Basement Wall Insulation
Residential | Res ¦ Energy Star A Line, PAR, MR Lamps | 2029 | Economic | MW | After Competition Groups | 69.79 | 0 | 0 | 1118.9248 | 0.062372 | 5 | Residential_2029_Economic_MW_After Competition Groups_5 | Energy Star A Line, PAR, MR Lamps | 6.237% | 0 | 69.79 | Residential_2029_Economic_MW_After Competition Groups_Energy Star A Line, PAR, MR Lamps
Residential | Res ¦ Variable Speed Pool Pump Motor | 2029 | Economic | MW | After Competition Groups | 67.2301 | 0 | 0 | 1118.9248 | 0.060085 | 6 | Residential_2029_Economic_MW_After Competition Groups_6 | Variable Speed Pool Pump Motor | 6.008% | 0 | 67.2301 | Residential_2029_Economic_MW_After Competition Groups_Variable Speed Pool Pump Motor
Residential | Res ¦ Ductless Mini-Split Air Conditioner | 2029 | Technical | MW | After Competition Groups | 118.3391 | 0 | 0 | 2008.8908 | 0.058908 | 3 | Residential_2029_Technical_MW_After Competition Groups_3 | Ductless Mini-Split Air Conditioner | 5.891% | 0 | 118.3391 | Residential_2029_Technical_MW_After Competition Groups_Ductless Mini-Split Air Conditioner
Residential | Res ¦ Attic Insulation | 2029 | Economic | MW | After Competition Groups | 65.4385 | 0 | 0 | 1118.9248 | 0.058483 | 7 | Residential_2029_Economic_MW_After Competition Groups_7 | Attic Insulation | 5.848% | 0 | 65.4385 | Residential_2029_Economic_MW_After Competition Groups_Attic Insulation
Residential | Res ¦ Ductless Mini-Split Heat Pump | 2029 | Technical | MW | After Competition Groups | 111.2722 | 0 | 0 | 2008.8908 | 0.05539 | 4 | Residential_2029_Technical_MW_After Competition Groups_4 | Ductless Mini-Split Heat Pump | 5.539% | 0 | 111.2722 | Residential_2029_Technical_MW_After Competition Groups_Ductless Mini-Split Heat Pump
Residential | Res ¦ Energy Star Air Source Heat Pump | 2029 | Economic | MW | After Competition Groups | 61.9694 | 0 | 0 | 1118.9248 | 0.055383 | 8 | Residential_2029_Economic_MW_After Competition Groups_8 | Energy Star Air Source Heat Pump | 5.538% | 0 | 61.9694 | Residential_2029_Economic_MW_After Competition Groups_Energy Star Air Source Heat Pump
Residential | Res ¦ Energy Star Ground Source Heat Pump | 2029 | Technical | MW | After Competition Groups | 109.6148 | 0 | 0 | 2008.8908 | 0.054565 | 5 | Residential_2029_Technical_MW_After Competition Groups_5 | Energy Star Ground Source Heat Pump | 5.456% | 0 | 109.6148 | Residential_2029_Technical_MW_After Competition Groups_Energy Star Ground Source Heat Pump
Residential | Res ¦ Energy Star Clothes Washer | 2029 | Economic | MW | After Competition Groups | 55.3098 | 0 | 0 | 1118.9248 | 0.049431 | 9 | Residential_2029_Economic_MW_After Competition Groups_9 | Energy Star Clothes Washer | 4.943% | 0 | 55.3098 | Residential_2029_Economic_MW_After Competition Groups_Energy Star Clothes Washer
Residential | Res ¦ Building Recommissioning, Operations and Maintenance (O&M) Improvements | 2029 | Technical | MW | After Competition Groups | 95.3762 | 0 | 0 | 2008.8908 | 0.047477 | 6 | Residential_2029_Technical_MW_After Competition Groups_6 | Building Recommissioning, Operations and Maintenance (O&M) Improvements | 4.748% | 0 | 95.3762 | Residential_2029_Technical_MW_After Competition Groups_Building Recommissioning, Operations and Maintenance (O&M) Improvements
Residential | Res ¦ Basement Wall Insulation | 2029 | Technical | MW | After Competition Groups | 84.7782 | 0 | 0 | 2008.8908 | 0.042201 | 7 | Residential_2029_Technical_MW_After Competition Groups_7 | Basement Wall Insulation | 4.22% | 0 | 84.7782 | Residential_2029_Technical_MW_After Competition Groups_Basement Wall Insulation
Residential | Res ¦ Energy Star Room Air Conditioner | 2029 | Economic | MW | After Competition Groups | 45.1374 | 0 | 0 | 1118.9248 | 0.04034 | 10 | Residential_2029_Economic_MW_After Competition Groups_10 | Energy Star Room Air Conditioner | 4.034% | 0 | 45.1374 | Residential_2029_Economic_MW_After Competition Groups_Energy Star Room Air Conditioner
Residential | Res ¦ Smart Burners | 2029 | Technical | MW | After Competition Groups | 73.4859 | 0 | 0 | 2008.8908 | 0.03658 | 8 | Residential_2029_Technical_MW_After Competition Groups_8 | Smart Burners | 3.658% | 0 | 73.4859 | Residential_2029_Technical_MW_After Competition Groups_Smart Burners
Residential | Res ¦ Smart Burners | 2029 | Economic | MW | After Competition Groups | 39.4715 | 0 | 0 | 1118.9248 | 0.035276 | 11 | Residential_2029_Economic_MW_After Competition Groups_11 | Smart Burners | 3.528% | 0 | 39.4715 | Residential_2029_Economic_MW_After Competition Groups_Smart Burners
Residential | Res ¦ Basement or Crawlspace Insulation | 2029 | Technical | MW | After Competition Groups | 70.5462 | 0 | 0 | 2008.8908 | 0.035117 | 9 | Residential_2029_Technical_MW_After Competition Groups_9 | Basement or Crawlspace Insulation | 3.512% | 0 | 70.5462 | Residential_2029_Technical_MW_After Competition Groups_Basement or Crawlspace Insulation
Residential | Res ¦ Energy Star A Line, PAR, MR Lamps | 2029 | Technical | MW | After Competition Groups | 69.79 | 0 | 0 | 2008.8908 | 0.034741 | 10 | Residential_2029_Technical_MW_After Competition Groups_10 | Energy Star A Line, PAR, MR Lamps | 3.474% | 0 | 69.79 | Residential_2029_Technical_MW_After Competition Groups_Energy Star A Line, PAR, MR Lamps
Residential | Res ¦ Smart Power Bar | 2029 | Technical | MW | After Competition Groups | 69.3362 | 0 | 0 | 2008.8908 | 0.034515 | 11 | Residential_2029_Technical_MW_After Competition Groups_11 | Smart Power Bar | 3.451% | 0 | 69.3362 | Residential_2029_Technical_MW_After Competition Groups_Smart Power Bar
Residential | Res ¦ Energy Star LED Bulbs General Purpose LEDs | 2029 | Achievable | MW | After Competition Groups | 12.0775 | 0 | 0 | 355.0646 | 0.034015 | 6 | Residential_2029_Achievable_MW_After Competition Groups_6 | Energy Star LED Bulbs General Purpose LEDs | 3.401% | 0 | 12.0775 | Residential_2029_Achievable_MW_After Competition Groups_Energy Star LED Bulbs General Purpose LEDs
Residential | Res ¦ Variable Speed Pool Pump Motor | 2029 | Technical | MW | After Competition Groups | 67.2301 | 0 | 0 | 2008.8908 | 0.033466 | 12 | Residential_2029_Technical_MW_After Competition Groups_12 | Variable Speed Pool Pump Motor | 3.347% | 0 | 67.2301 | Residential_2029_Technical_MW_After Competition Groups_Variable Speed Pool Pump Motor
Residential | Res ¦ Attic Insulation | 2029 | Technical | MW | After Competition Groups | 65.4385 | 0 | 0 | 2008.8908 | 0.032574 | 13 | Residential_2029_Technical_MW_After Competition Groups_13 | Attic Insulation | 3.257% | 0 | 65.4385 | Residential_2029_Technical_MW_After Competition Groups_Attic Insulation
Residential | Res ¦ Energy Star Refrigerator | 2029 | Technical | MW | After Competition Groups | 64.1314 | 0 | 0 | 2008.8908 | 0.031924 | 14 | Residential_2029_Technical_MW_After Competition Groups_14 | Energy Star Refrigerator | 3.192% | 0 | 64.1314 | Residential_2029_Technical_MW_After Competition Groups_Energy Star Refrigerator
Residential | Res ¦ Energy Star Room Air Conditioner | 2029 | Achievable | MW | After Competition Groups | 11.1548 | 0 | 0 | 355.0646 | 0.031416 | 7 | Residential_2029_Achievable_MW_After Competition Groups_7 | Energy Star Room Air Conditioner | 3.142% | 0 | 11.1548 | Residential_2029_Achievable_MW_After Competition Groups_Energy Star Room Air Conditioner
Residential | Res ¦ Energy Star LED Specialty Bulbs | 2029 | Achievable | MW | After Competition Groups | 10.6528 | 0 | 0 | 355.0646 | 0.030002 | 8 | Residential_2029_Achievable_MW_After Competition Groups_8 | Energy Star LED Specialty Bulbs | 3% | 0 | 10.6528 | Residential_2029_Achievable_MW_After Competition Groups_Energy Star LED Specialty Bulbs
Residential | Res ¦ Heat Pump Clothes Dryer | 2029 | Technical | MW | After Competition Groups | 58.6322 | 0 | 0 | 2008.8908 | 0.029186 | 15 | Residential_2029_Technical_MW_After Competition Groups_15 | Heat Pump Clothes Dryer | 2.919% | 0 | 58.6322 | Residential_2029_Technical_MW_After Competition Groups_Heat Pump Clothes Dryer
Residential | Res ¦ Energy Star Air Source Heat Pump | 2029 | Achievable | MW | After Competition Groups | 9.8501 | 0 | 0 | 355.0646 | 0.027742 | 9 | Residential_2029_Achievable_MW_After Competition Groups_9 | Energy Star Air Source Heat Pump | 2.774% | 0 | 9.8501 | Residential_2029_Achievable_MW_After Competition Groups_Energy Star Air Source Heat Pump
Residential | Res ¦ Energy Star Clothes Washer | 2029 | Technical | MW | After Competition Groups | 55.3098 | 0 | 0 | 2008.8908 | 0.027532 | 16 | Residential_2029_Technical_MW_After Competition Groups_16 | Energy Star Clothes Washer | 2.753% | 0 | 55.3098 | Residential_2029_Technical_MW_After Competition Groups_Energy Star Clothes Washer
Residential | Res ¦ Wall Insulation | 2029 | Technical | MW | After Competition Groups | 51.2834 | 0 | 0 | 2008.8908 | 0.025528 | 17 | Residential_2029_Technical_MW_After Competition Groups_17 | Wall Insulation | 2.553% | 0 | 51.2834 | Residential_2029_Technical_MW_After Competition Groups_Wall Insulation
Residential | Res ¦ Basement Wall Insulation | 2029 | Achievable | MW | After Competition Groups | 8.5199 | 0 | 0 | 355.0646 | 0.023995 | 10 | Residential_2029_Achievable_MW_After Competition Groups_10 | Basement Wall Insulation | 2.4% | 0 | 8.5199 | Residential_2029_Achievable_MW_After Competition Groups_Basement Wall Insulation
Residential | Res ¦ Occupancy Sensors MF | 2029 | Achievable | MW | After Competition Groups | 8.1166 | 0 | 0 | 355.0646 | 0.02286 | 11 | Residential_2029_Achievable_MW_After Competition Groups_11 | Occupancy Sensors MF | 2.286% | 0 | 8.1166 | Residential_2029_Achievable_MW_After Competition Groups_Occupancy Sensors MF
Residential | Res ¦ Advanced BAS/Controllers | 2029 | Achievable | MW | After Competition Groups | 8.0422 | 0 | 0 | 355.0646 | 0.02265 | 12 | Residential_2029_Achievable_MW_After Competition Groups_12 | Advanced BAS/Controllers | 2.265% | 0 | 8.0422 | Residential_2029_Achievable_MW_After Competition Groups_Advanced BAS/Controllers
Residential | Res ¦ Clothes Drying Racks | 2029 | Achievable | MW | After Competition Groups | 7.3085 | 0 | 0 | 355.0646 | 0.020584 | 13 | Residential_2029_Achievable_MW_After Competition Groups_13 | Clothes Drying Racks | 2.058% | 0 | 7.3085 | Residential_2029_Achievable_MW_After Competition Groups_Clothes Drying Racks
Residential | Res ¦ Smart Burners | 2029 | Achievable | MW | After Competition Groups | 7.0721 | 0 | 0 | 355.0646 | 0.019918 | 14 | Residential_2029_Achievable_MW_After Competition Groups_14 | Smart Burners | 1.992% | 0 | 7.0721 | Residential_2029_Achievable_MW_After Competition Groups_Smart Burners
Residential | Res ¦ Attic Insulation | 2029 | Achievable | MW | After Competition Groups | 6.5753 | 0 | 0 | 355.0646 | 0.018518 | 15 | Residential_2029_Achievable_MW_After Competition Groups_15 | Attic Insulation | 1.852% | 0 | 6.5753 | Residential_2029_Achievable_MW_After Competition Groups_Attic Insulation
Residential | Res ¦ Duct Insulation | 2029 | Economic | MW | After Competition Groups | 20.6033 | 0 | 0 | 1118.9248 | 0.018413 | 12 | Residential_2029_Economic_MW_After Competition Groups_12 | Duct Insulation | 1.841% | 0 | 20.6033 | Residential_2029_Economic_MW_After Competition Groups_Duct Insulation
Residential | Res ¦ Energy Star A Line, PAR, MR Lamps | 2029 | Achievable | MW | After Competition Groups | 6.3342 | 0 | 0 | 355.0646 | 0.01784 | 16 | Residential_2029_Achievable_MW_After Competition Groups_16 | Energy Star A Line, PAR, MR Lamps | 1.784% | 0 | 6.3342 | Residential_2029_Achievable_MW_After Competition Groups_Energy Star A Line, PAR, MR Lamps
Residential | Res ¦ Refrigerator Recycling | 2029 | Achievable | MW | After Competition Groups | 6.1966 | 0 | 0 | 355.0646 | 0.017452 | 17 | Residential_2029_Achievable_MW_After Competition Groups_17 | Refrigerator Recycling | 1.745% | 0 | 6.1966 | Residential_2029_Achievable_MW_After Competition Groups_Refrigerator Recycling
Residential | Res ¦ Freezer Recycling | 2029 | Achievable | MW | After Competition Groups | 5.7575 | 0 | 0 | 355.0646 | 0.016215 | 18 | Residential_2029_Achievable_MW_After Competition Groups_18 | Freezer Recycling | 1.622% | 0 | 5.7575 | Residential_2029_Achievable_MW_After Competition Groups_Freezer Recycling
Residential | Res ¦ Air Sealing | 2029 | Economic | MW | After Competition Groups | 18.0735 | 0 | 0 | 1118.9248 | 0.016153 | 13 | Residential_2029_Economic_MW_After Competition Groups_13 | Air Sealing | 1.615% | 0 | 18.0735 | Residential_2029_Economic_MW_After Competition Groups_Air Sealing
Residential | Res ¦ Floor Insulation | 2029 | Economic | MW | After Competition Groups | 17.1812 | 0 | 0 | 1118.9248 | 0.015355 | 14 | Residential_2029_Economic_MW_After Competition Groups_14 | Floor Insulation | 1.536% | 0 | 17.1812 | Residential_2029_Economic_MW_After Competition Groups_Floor Insulation
Residential | Res ¦ High Efficiency Chiller (avg of water and air cooled) | 2029 | Achievable | MW | After Competition Groups | 5.3057 | 0 | 0 | 355.0646 | 0.014943 | 19 | Residential_2029_Achievable_MW_After Competition Groups_19 | High Efficiency Chiller (avg of water and air cooled) | 1.494% | 0 | 5.3057 | Residential_2029_Achievable_MW_After Competition Groups_High Efficiency Chiller (avg of water and air cooled)
Residential | Res ¦ Variable Refrigerant Flow Heat Pump | 2029 | Technical | MW | After Competition Groups | 27.2103 | 0 | 0 | 2008.8908 | 0.013545 | 18 | Residential_2029_Technical_MW_After Competition Groups_18 | Variable Refrigerant Flow Heat Pump | 1.354% | 0 | 27.2103 | Residential_2029_Technical_MW_After Competition Groups_Variable Refrigerant Flow Heat Pump
Residential | Res ¦ Lighting Motion Sensors, Timers, Dimmers | 2029 | Technical | MW | After Competition Groups | 27.0997 | 0 | 0 | 2008.8908 | 0.01349 | 19 | Residential_2029_Technical_MW_After Competition Groups_19 | Lighting Motion Sensors, Timers, Dimmers | 1.349% | 0 | 27.0997 | Residential_2029_Technical_MW_After Competition Groups_Lighting Motion Sensors, Timers, Dimmers
Residential | Res ¦ Energy Star Torchiere | 2029 | Achievable | MW | After Competition Groups | 4.6542 | 0 | 0 | 355.0646 | 0.013108 | 20 | Residential_2029_Achievable_MW_After Competition Groups_20 | Energy Star Torchiere | 1.311% | 0 | 4.6542 | Residential_2029_Achievable_MW_After Competition Groups_Energy Star Torchiere
Residential | Res ¦ Ceiling Insulation | 2029 | Technical | MW | After Competition Groups | 25.5448 | 0 | 0 | 2008.8908 | 0.012716 | 20 | Residential_2029_Technical_MW_After Competition Groups_20 | Ceiling Insulation | 1.272% | 0 | 25.5448 | Residential_2029_Technical_MW_After Competition Groups_Ceiling Insulation
Residential | Res ¦ Advanced BAS/Controllers | 2029 | Economic | MW | After Competition Groups | 13.9322 | 0 | 0 | 1118.9248 | 0.012451 | 15 | Residential_2029_Economic_MW_After Competition Groups_15 | Advanced BAS/Controllers | 1.245% | 0 | 13.9322 | Residential_2029_Economic_MW_After Competition Groups_Advanced BAS/Controllers
Residential | Res ¦ Occupancy Sensors MF | 2029 | Economic | MW | After Competition Groups | 13.7313 | 0 | 0 | 1118.9248 | 0.012272 | 16 | Residential_2029_Economic_MW_After Competition Groups_16 | Occupancy Sensors MF | 1.227% | 0 | 13.7313 | Residential_2029_Economic_MW_After Competition Groups_Occupancy Sensors MF
Residential | Res ¦ Wall Insulation | 2029 | Economic | MW | After Competition Groups | 13.0405 | 0 | 0 | 1118.9248 | 0.011655 | 17 | Residential_2029_Economic_MW_After Competition Groups_17 | Wall Insulation | 1.165% | 0 | 13.0405 | Residential_2029_Economic_MW_After Competition Groups_Wall Insulation
Residential | Res ¦ Clothes Drying Racks | 2029 | Economic | MW | After Competition Groups | 12.6659 | 0 | 0 | 1118.9248 | 0.01132 | 18 | Residential_2029_Economic_MW_After Competition Groups_18 | Clothes Drying Racks | 1.132% | 0 | 12.6659 | Residential_2029_Economic_MW_After Competition Groups_Clothes Drying Racks
Residential | Res ¦ Energy Star Torchiere | 2029 | Economic | MW | After Competition Groups | 11.9543 | 0 | 0 | 1118.9248 | 0.010684 | 19 | Residential_2029_Economic_MW_After Competition Groups_19 | Energy Star Torchiere | 1.068% | 0 | 11.9543 | Residential_2029_Economic_MW_After Competition Groups_Energy Star Torchiere
Residential | Res ¦ Duct Insulation | 2029 | Technical | MW | After Competition Groups | 21.2994 | 0 | 0 | 2008.8908 | 0.010603 | 21 | Residential_2029_Technical_MW_After Competition Groups_21 | Duct Insulation | 1.06% | 0 | 21.2994 | Residential_2029_Technical_MW_After Competition Groups_Duct Insulation
Residential | Res ¦ Energy Star Light Fixture | 2029 | Achievable | MW | After Competition Groups | 3.6953 | 0 | 0 | 355.0646 | 0.010408 | 21 | Residential_2029_Achievable_MW_After Competition Groups_21 | Energy Star Light Fixture | 1.041% | 0 | 3.6953 | Residential_2029_Achievable_MW_After Competition Groups_Energy Star Light Fixture
Residential | Res ¦ Refrigerator Recycling | 2029 | Economic | MW | After Competition Groups | 10.7346 | 0 | 0 | 1118.9248 | 0.0095937 | 20 | Residential_2029_Economic_MW_After Competition Groups_20 | Refrigerator Recycling | 0.9594% | 0 | 10.7346 | Residential_2029_Economic_MW_After Competition Groups_Refrigerator Recycling
Residential | Res ¦ Air Sealing | 2029 | Technical | MW | After Competition Groups | 18.0735 | 0 | 0 | 2008.8908 | 0.0089968 | 22 | Residential_2029_Technical_MW_After Competition Groups_22 | Air Sealing | 0.8997% | 0 | 18.0735 | Residential_2029_Technical_MW_After Competition Groups_Air Sealing
Residential | Res ¦ Freezer Recycling | 2029 | Economic | MW | After Competition Groups | 9.9992 | 0 | 0 | 1118.9248 | 0.0089365 | 21 | Residential_2029_Economic_MW_After Competition Groups_21 | Freezer Recycling | 0.8936% | 0 | 9.9992 | Residential_2029_Economic_MW_After Competition Groups_Freezer Recycling
Residential | Res ¦ Central Air Conditioner Maintenance | 2029 | Technical | MW | After Competition Groups | 17.451 | 0 | 0 | 2008.8908 | 0.0086869 | 23 | Residential_2029_Technical_MW_After Competition Groups_23 | Central Air Conditioner Maintenance | 0.8687% | 0 | 17.451 | Residential_2029_Technical_MW_After Competition Groups_Central Air Conditioner Maintenance
Residential | Res ¦ Floor Insulation | 2029 | Technical | MW | After Competition Groups | 17.1812 | 0 | 0 | 2008.8908 | 0.0085526 | 24 | Residential_2029_Technical_MW_After Competition Groups_24 | Floor Insulation | 0.8553% | 0 | 17.1812 | Residential_2029_Technical_MW_After Competition Groups_Floor Insulation
Residential | Res ¦ Energy Star Light Fixture | 2029 | Technical | MW | After Competition Groups | 17.0745 | 0 | 0 | 2008.8908 | 0.0084995 | 25 | Residential_2029_Technical_MW_After Competition Groups_25 | Energy Star Light Fixture | 0.8499% | 0 | 17.0745 | Residential_2029_Technical_MW_After Competition Groups_Energy Star Light Fixture
Residential | Res ¦ Energy Star Light Fixture | 2029 | Economic | MW | After Competition Groups | 9.4818 | 0 | 0 | 1118.9248 | 0.008474 | 22 | Residential_2029_Economic_MW_After Competition Groups_22 | Energy Star Light Fixture | 0.8474% | 0 | 9.4818 | Residential_2029_Economic_MW_After Competition Groups_Energy Star Light Fixture
Residential | Res ¦ Dehumidifier Recycling | 2029 | Technical | MW | After Competition Groups | 15.9328 | 0 | 0 | 2008.8908 | 0.0079311 | 26 | Residential_2029_Technical_MW_After Competition Groups_26 | Dehumidifier Recycling | 0.7931% | 0 | 15.9328 | Residential_2029_Technical_MW_After Competition Groups_Dehumidifier Recycling
Residential | Res ¦ Basement or Crawlspace Insulation | 2029 | Economic | MW | After Competition Groups | 8.3389 | 0 | 0 | 1118.9248 | 0.0074526 | 23 | Residential_2029_Economic_MW_After Competition Groups_23 | Basement or Crawlspace Insulation | 0.7453% | 0 | 8.3389 | Residential_2029_Economic_MW_After Competition Groups_Basement or Crawlspace Insulation
Residential | Res ¦ Duct Insulation MF | 2029 | Economic | MW | After Competition Groups | 8.0481 | 0 | 0 | 1118.9248 | 0.0071927 | 24 | Residential_2029_Economic_MW_After Competition Groups_24 | Duct Insulation MF | 0.7193% | 0 | 8.0481 | Residential_2029_Economic_MW_After Competition Groups_Duct Insulation MF
Residential | Res ¦ Advanced BAS/Controllers | 2029 | Technical | MW | After Competition Groups | 13.9322 | 0 | 0 | 2008.8908 | 0.0069353 | 27 | Residential_2029_Technical_MW_After Competition Groups_27 | Advanced BAS/Controllers | 0.6935% | 0 | 13.9322 | Residential_2029_Technical_MW_After Competition Groups_Advanced BAS/Controllers
Residential | Res ¦ Occupancy Sensors MF | 2029 | Technical | MW | After Competition Groups | 13.7313 | 0 | 0 | 2008.8908 | 0.0068352 | 28 | Residential_2029_Technical_MW_After Competition Groups_28 | Occupancy Sensors MF | 0.6835% | 0 | 13.7313 | Residential_2029_Technical_MW_After Competition Groups_Occupancy Sensors MF
Residential | Res ¦ Home Energy Reports | 2029 | Technical | MW | After Competition Groups | 13.1252 | 0 | 0 | 2008.8908 | 0.0065335 | 29 | Residential_2029_Technical_MW_After Competition Groups_29 | Home Energy Reports | 0.6534% | 0 | 13.1252 | Residential_2029_Technical_MW_After Competition Groups_Home Energy Reports
Residential | Res ¦ Clothes Drying Racks | 2029 | Technical | MW | After Competition Groups | 12.6659 | 0 | 0 | 2008.8908 | 0.0063049 | 30 | Residential_2029_Technical_MW_After Competition Groups_30 | Clothes Drying Racks | 0.6305% | 0 | 12.6659 | Residential_2029_Technical_MW_After Competition Groups_Clothes Drying Racks
Residential | Res ¦ Energy Star Torchiere | 2029 | Technical | MW | After Competition Groups | 11.9543 | 0 | 0 | 2008.8908 | 0.0059507 | 31 | Residential_2029_Technical_MW_After Competition Groups_31 | Energy Star Torchiere | 0.5951% | 0 | 11.9543 | Residential_2029_Technical_MW_After Competition Groups_Energy Star Torchiere
Residential | Res ¦ Outside Air Economizer | 2029 | Achievable | MW | After Competition Groups | 2.1068 | 0 | 0 | 355.0646 | 0.0059335 | 22 | Residential_2029_Achievable_MW_After Competition Groups_22 | Outside Air Economizer | 0.5933% | 0 | 2.1068 | Residential_2029_Achievable_MW_After Competition Groups_Outside Air Economizer
Residential | Res ¦ Energy Star Clothes Dryer | 2029 | Economic | MW | After Competition Groups | 6.4267 | 0 | 0 | 1118.9248 | 0.0057436 | 25 | Residential_2029_Economic_MW_After Competition Groups_25 | Energy Star Clothes Dryer | 0.5744% | 0 | 6.4267 | Residential_2029_Economic_MW_After Competition Groups_Energy Star Clothes Dryer
Residential | Res ¦ Duct Insulation | 2029 | Achievable | MW | After Competition Groups | 2.0359 | 0 | 0 | 355.0646 | 0.0057338 | 23 | Residential_2029_Achievable_MW_After Competition Groups_23 | Duct Insulation | 0.5734% | 0 | 2.0359 | Residential_2029_Achievable_MW_After Competition Groups_Duct Insulation
Residential | Res ¦ Energy Star Clothes Dryer | 2029 | Achievable | MW | After Competition Groups | 1.9871 | 0 | 0 | 355.0646 | 0.0055965 | 24 | Residential_2029_Achievable_MW_After Competition Groups_24 | Energy Star Clothes Dryer | 0.5596% | 0 | 1.9871 | Residential_2029_Achievable_MW_After Competition Groups_Energy Star Clothes Dryer
Residential | Res ¦ High Efficiency Chiller (avg of water and air cooled) | 2029 | Economic | MW | After Competition Groups | 6.1106 | 0 | 0 | 1118.9248 | 0.0054611 | 26 | Residential_2029_Economic_MW_After Competition Groups_26 | High Efficiency Chiller (avg of water and air cooled) | 0.5461% | 0 | 6.1106 | Residential_2029_Economic_MW_After Competition Groups_High Efficiency Chiller (avg of water and air cooled)
Residential | Res ¦ Refrigerator Recycling | 2029 | Technical | MW | After Competition Groups | 10.7346 | 0 | 0 | 2008.8908 | 0.0053436 | 32 | Residential_2029_Technical_MW_After Competition Groups_32 | Refrigerator Recycling | 0.5344% | 0 | 10.7346 | Residential_2029_Technical_MW_After Competition Groups_Refrigerator Recycling
Residential | Res ¦ Air Sealing | 2029 | Achievable | MW | After Competition Groups | 1.8162 | 0 | 0 | 355.0646 | 0.0051152 | 25 | Residential_2029_Achievable_MW_After Competition Groups_25 | Air Sealing | 0.5115% | 0 | 1.8162 | Residential_2029_Achievable_MW_After Competition Groups_Air Sealing
Residential | Res ¦ Freezer Recycling | 2029 | Technical | MW | After Competition Groups | 9.9992 | 0 | 0 | 2008.8908 | 0.0049775 | 33 | Residential_2029_Technical_MW_After Competition Groups_33 | Freezer Recycling | 0.4977% | 0 | 9.9992 | Residential_2029_Technical_MW_After Competition Groups_Freezer Recycling
Residential | Res ¦ ENERGY STAR LED LAMPS (REFLECTOR LAMPs/MR16/PAR 16) | 2029 | Achievable | MW | After Competition Groups | 1.7482 | 0 | 0 | 355.0646 | 0.0049237 | 26 | Residential_2029_Achievable_MW_After Competition Groups_26 | ENERGY STAR LED LAMPS (REFLECTOR LAMPs/MR16/PAR 16) | 0.4924% | 0 | 1.7482 | Residential_2029_Achievable_MW_After Competition Groups_ENERGY STAR LED LAMPS (REFLECTOR LAMPs/MR16/PAR 16)
Residential | Res ¦ Floor Insulation | 2029 | Achievable | MW | After Competition Groups | 1.7258 | 0 | 0 | 355.0646 | 0.0048604 | 27 | Residential_2029_Achievable_MW_After Competition Groups_27 | Floor Insulation | 0.486% | 0 | 1.7258 | Residential_2029_Achievable_MW_After Competition Groups_Floor Insulation
Residential | Res ¦ Duct Insulation MF | 2029 | Technical | MW | After Competition Groups | 9.5973 | 0 | 0 | 2008.8908 | 0.0047774 | 34 | Residential_2029_Technical_MW_After Competition Groups_34 | Duct Insulation MF | 0.4777% | 0 | 9.5973 | Residential_2029_Technical_MW_After Competition Groups_Duct Insulation MF
Residential | Res ¦ Minimize Hot and Warm Clothes Wash | 2029 | Economic | MW | After Competition Groups | 5.2865 | 0 | 0 | 1118.9248 | 0.0047246 | 27 | Residential_2029_Economic_MW_After Competition Groups_27 | Minimize Hot and Warm Clothes Wash | 0.4725% | 0 | 5.2865 | Residential_2029_Economic_MW_After Competition Groups_Minimize Hot and Warm Clothes Wash
Residential | Res ¦ Energy Star Dehumidifier | 2029 | Technical | MW | After Competition Groups | 9.3667 | 0 | 0 | 2008.8908 | 0.0046626 | 35 | Residential_2029_Technical_MW_After Competition Groups_35 | Energy Star Dehumidifier | 0.4663% | 0 | 9.3667 | Residential_2029_Technical_MW_After Competition Groups_Energy Star Dehumidifier
Residential | Res ¦ Minimize Hot and Warm Clothes Wash | 2029 | Achievable | MW | After Competition Groups | 1.5042 | 0 | 0 | 355.0646 | 0.0042365 | 28 | Residential_2029_Achievable_MW_After Competition Groups_28 | Minimize Hot and Warm Clothes Wash | 0.4237% | 0 | 1.5042 | Residential_2029_Achievable_MW_After Competition Groups_Minimize Hot and Warm Clothes Wash
Residential | Res ¦ LED Tube Re-Lamp | 2029 | Achievable | MW | After Competition Groups | 1.4903 | 0 | 0 | 355.0646 | 0.0041974 | 29 | Residential_2029_Achievable_MW_After Competition Groups_29 | LED Tube Re-Lamp | 0.4197% | 0 | 1.4903 | Residential_2029_Achievable_MW_After Competition Groups_LED Tube Re-Lamp
Residential | Res ¦ Ceiling Insulation | 2029 | Economic | MW | After Competition Groups | 4.3884 | 0 | 0 | 1118.9248 | 0.003922 | 28 | Residential_2029_Economic_MW_After Competition Groups_28 | Ceiling Insulation | 0.3922% | 0 | 4.3884 | Residential_2029_Economic_MW_After Competition Groups_Ceiling Insulation
Residential | Res ¦ INTEGRAL LED TROFFERS | 2029 | Technical | MW | After Competition Groups | 7.5216 | 0 | 0 | 2008.8908 | 0.0037442 | 36 | Residential_2029_Technical_MW_After Competition Groups_36 | INTEGRAL LED TROFFERS | 0.3744% | 0 | 7.5216 | Residential_2029_Technical_MW_After Competition Groups_INTEGRAL LED TROFFERS
Residential | Res ¦ Furnace Whistle | 2029 | Achievable | MW | After Competition Groups | 1.3219 | 0 | 0 | 355.0646 | 0.003723 | 30 | Residential_2029_Achievable_MW_After Competition Groups_30 | Furnace Whistle | 0.3723% | 0 | 1.3219 | Residential_2029_Achievable_MW_After Competition Groups_Furnace Whistle
Residential | Res ¦ Energy Star Windows | 2029 | Technical | MW | After Competition Groups | 7.3171 | 0 | 0 | 2008.8908 | 0.0036424 | 37 | Residential_2029_Technical_MW_After Competition Groups_37 | Energy Star Windows | 0.3642% | 0 | 7.3171 | Residential_2029_Technical_MW_After Competition Groups_Energy Star Windows
Residential | Res ¦ Wall Insulation | 2029 | Achievable | MW | After Competition Groups | 1.2442 | 0 | 0 | 355.0646 | 0.0035041 | 31 | Residential_2029_Achievable_MW_After Competition Groups_31 | Wall Insulation | 0.3504% | 0 | 1.2442 | Residential_2029_Achievable_MW_After Competition Groups_Wall Insulation
Residential | Res ¦ Furnace with ECM | 2029 | Technical | MW | After Competition Groups | 6.9629 | 0 | 0 | 2008.8908 | 0.003466 | 38 | Residential_2029_Technical_MW_After Competition Groups_38 | Furnace with ECM | 0.3466% | 0 | 6.9629 | Residential_2029_Technical_MW_After Competition Groups_Furnace with ECM
Residential | Res ¦ Energy Star Freezer | 2029 | Technical | MW | After Competition Groups | 6.5852 | 0 | 0 | 2008.8908 | 0.003278 | 39 | Residential_2029_Technical_MW_After Competition Groups_39 | Energy Star Freezer | 0.3278% | 0 | 6.5852 | Residential_2029_Technical_MW_After Competition Groups_Energy Star Freezer
Residential | Res ¦ Comprehensive Draft Proofing | 2029 | Achievable | MW | After Competition Groups | 1.142 | 0 | 0 | 355.0646 | 0.0032162 | 32 | Residential_2029_Achievable_MW_After Competition Groups_32 | Comprehensive Draft Proofing | 0.3216% | 0 | 1.142 | Residential_2029_Achievable_MW_After Competition Groups_Comprehensive Draft Proofing
Residential | Res ¦ Home Energy Reports | 2029 | Economic | MW | After Competition Groups | 3.4965 | 0 | 0 | 1118.9248 | 0.0031249 | 29 | Residential_2029_Economic_MW_After Competition Groups_29 | Home Energy Reports | 0.3125% | 0 | 3.4965 | Residential_2029_Economic_MW_After Competition Groups_Home Energy Reports
Residential | Res ¦ Variable Frequency Drive (VFD) | 2029 | Achievable | MW | After Competition Groups | 1.1074 | 0 | 0 | 355.0646 | 0.0031189 | 33 | Residential_2029_Achievable_MW_After Competition Groups_33 | Variable Frequency Drive (VFD) | 0.3119% | 0 | 1.1074 | Residential_2029_Achievable_MW_After Competition Groups_Variable Frequency Drive (VFD)
Residential | Res ¦ Home Energy Reports | 2029 | Achievable | MW | After Competition Groups | 1.0814 | 0 | 0 | 355.0646 | 0.0030456 | 34 | Residential_2029_Achievable_MW_After Competition Groups_34 | Home Energy Reports | 0.3046% | 0 | 1.0814 | Residential_2029_Achievable_MW_After Competition Groups_Home Energy Reports
Residential | Res ¦ High Efficiency Chiller (avg of water and air cooled) | 2029 | Technical | MW | After Competition Groups | 6.1106 | 0 | 0 | 2008.8908 | 0.0030418 | 40 | Residential_2029_Technical_MW_After Competition Groups_40 | High Efficiency Chiller (avg of water and air cooled) | 0.3042% | 0 | 6.1106 | Residential_2029_Technical_MW_After Competition Groups_High Efficiency Chiller (avg of water and air cooled)
Residential | Res ¦ CO Sensors for parking garage exhaust fans | 2029 | Achievable | MW | After Competition Groups | 1.0566 | 0 | 0 | 355.0646 | 0.0029757 | 35 | Residential_2029_Achievable_MW_After Competition Groups_35 | CO Sensors for parking garage exhaust fans | 0.2976% | 0 | 1.0566 | Residential_2029_Achievable_MW_After Competition Groups_CO Sensors for parking garage exhaust fans
Residential | Res ¦ Outside Air Economizer | 2029 | Economic | MW | After Competition Groups | 3.2234 | 0 | 0 | 1118.9248 | 0.0028808 | 30 | Residential_2029_Economic_MW_After Competition Groups_30 | Outside Air Economizer | 0.2881% | 0 | 3.2234 | Residential_2029_Economic_MW_After Competition Groups_Outside Air Economizer
Residential | Res ¦ Minimize Hot and Warm Clothes Wash | 2029 | Technical | MW | After Competition Groups | 5.2865 | 0 | 0 | 2008.8908 | 0.0026315 | 41 | Residential_2029_Technical_MW_After Competition Groups_41 | Minimize Hot and Warm Clothes Wash | 0.2632% | 0 | 5.2865 | Residential_2029_Technical_MW_After Competition Groups_Minimize Hot and Warm Clothes Wash
Residential | Res ¦ Passive Attic Ventilation | 2029 | Technical | MW | After Competition Groups | 4.5263 | 0 | 0 | 2008.8908 | 0.0022531 | 42 | Residential_2029_Technical_MW_After Competition Groups_42 | Passive Attic Ventilation | 0.2253% | 0 | 4.5263 | Residential_2029_Technical_MW_After Competition Groups_Passive Attic Ventilation
Residential | Res ¦ Heat Recovery Ventilator | 2029 | Economic | MW | After Competition Groups | 2.4741 | 0 | 0 | 1118.9248 | 0.0022111 | 31 | Residential_2029_Economic_MW_After Competition Groups_31 | Heat Recovery Ventilator | 0.2211% | 0 | 2.4741 | Residential_2029_Economic_MW_After Competition Groups_Heat Recovery Ventilator
Residential | Res ¦ Demand Control Ventilation | 2029 | Economic | MW | After Competition Groups | 2.4416 | 0 | 0 | 1118.9248 | 0.0021821 | 32 | Residential_2029_Economic_MW_After Competition Groups_32 | Demand Control Ventilation | 0.2182% | 0 | 2.4416 | Residential_2029_Economic_MW_After Competition Groups_Demand Control Ventilation
Residential | Res ¦ Duct Insulation MF | 2029 | Achievable | MW | After Competition Groups | 0.76224 | 0 | 0 | 355.0646 | 0.0021468 | 36 | Residential_2029_Achievable_MW_After Competition Groups_36 | Duct Insulation MF | 0.2147% | 0 | 0.76224 | Residential_2029_Achievable_MW_After Competition Groups_Duct Insulation MF
Residential | Res ¦ LED Parking Lot Fixture | 2029 | Achievable | MW | After Competition Groups | 0.75275 | 0 | 0 | 355.0646 | 0.00212 | 37 | Residential_2029_Achievable_MW_After Competition Groups_37 | LED Parking Lot Fixture | 0.212% | 0 | 0.75275 | Residential_2029_Achievable_MW_After Competition Groups_LED Parking Lot Fixture
Residential | Res ¦ LED Downlight | 2029 | Technical | MW | After Competition Groups | 4.2493 | 0 | 0 | 2008.8908 | 0.0021153 | 43 | Residential_2029_Technical_MW_After Competition Groups_43 | LED Downlight | 0.2115% | 0 | 4.2493 | Residential_2029_Technical_MW_After Competition Groups_LED Downlight
Residential | Res ¦ Demand Control Ventilation | 2029 | Achievable | MW | After Competition Groups | 0.7424 | 0 | 0 | 355.0646 | 0.0020909 | 38 | Residential_2029_Achievable_MW_After Competition Groups_38 | Demand Control Ventilation | 0.2091% | 0 | 0.7424 | Residential_2029_Achievable_MW_After Competition Groups_Demand Control Ventilation
Residential | Res ¦ Furnace Whistle | 2029 | Economic | MW | After Competition Groups | 2.2898 | 0 | 0 | 1118.9248 | 0.0020464 | 33 | Residential_2029_Economic_MW_After Competition Groups_33 | Furnace Whistle | 0.2046% | 0 | 2.2898 | Residential_2029_Economic_MW_After Competition Groups_Furnace Whistle
Residential | Res ¦ ENERGY STAR LED LAMPS (REFLECTOR LAMPs/MR16/PAR 16) | 2029 | Economic | MW | After Competition Groups | 2.2324 | 0 | 0 | 1118.9248 | 0.0019951 | 34 | Residential_2029_Economic_MW_After Competition Groups_34 | ENERGY STAR LED LAMPS (REFLECTOR LAMPs/MR16/PAR 16) | 0.1995% | 0 | 2.2324 | Residential_2029_Economic_MW_After Competition Groups_ENERGY STAR LED LAMPS (REFLECTOR LAMPs/MR16/PAR 16)
Residential | Res ¦ Central Lighting Control System | 2029 | Technical | MW | After Competition Groups | 3.9421 | 0 | 0 | 2008.8908 | 0.0019623 | 44 | Residential_2029_Technical_MW_After Competition Groups_44 | Central Lighting Control System | 0.1962% | 0 | 3.9421 | Residential_2029_Technical_MW_After Competition Groups_Central Lighting Control System
Residential | Res ¦ Water Heater Temperature Setback | 2029 | Achievable | MW | After Competition Groups | 0.69263 | 0 | 0 | 355.0646 | 0.0019507 | 39 | Residential_2029_Achievable_MW_After Competition Groups_39 | Water Heater Temperature Setback | 0.1951% | 0 | 0.69263 | Residential_2029_Achievable_MW_After Competition Groups_Water Heater Temperature Setback
Residential | Res ¦ CO Sensors for parking garage exhaust fans | 2029 | Economic | MW | After Competition Groups | 2.0337 | 0 | 0 | 1118.9248 | 0.0018176 | 35 | Residential_2029_Economic_MW_After Competition Groups_35 | CO Sensors for parking garage exhaust fans | 0.1818% | 0 | 2.0337 | Residential_2029_Economic_MW_After Competition Groups_CO Sensors for parking garage exhaust fans
Residential | Res ¦ Comprehensive Draft Proofing | 2029 | Economic | MW | After Competition Groups | 1.9781 | 0 | 0 | 1118.9248 | 0.0017678 | 36 | Residential_2029_Economic_MW_After Competition Groups_36 | Comprehensive Draft Proofing | 0.1768% | 0 | 1.9781 | Residential_2029_Economic_MW_After Competition Groups_Comprehensive Draft Proofing
Residential | Res ¦ Variable Frequency Drive (VFD) | 2029 | Economic | MW | After Competition Groups | 1.9183 | 0 | 0 | 1118.9248 | 0.0017144 | 37 | Residential_2029_Economic_MW_After Competition Groups_37 | Variable Frequency Drive (VFD) | 0.1714% | 0 | 1.9183 | Residential_2029_Economic_MW_After Competition Groups_Variable Frequency Drive (VFD)
Residential | Res ¦ Early Hot Water Heater Replacement | 2029 | Technical | MW | After Competition Groups | 3.419 | 0 | 0 | 2008.8908 | 0.0017019 | 45 | Residential_2029_Technical_MW_After Competition Groups_45 | Early Hot Water Heater Replacement | 0.1702% | 0 | 3.419 | Residential_2029_Technical_MW_After Competition Groups_Early Hot Water Heater Replacement
Residential | Res ¦ Heat Pump Water Heater | 2029 | Technical | MW | After Competition Groups | 3.3902 | 0 | 0 | 2008.8908 | 0.0016876 | 46 | Residential_2029_Technical_MW_After Competition Groups_46 | Heat Pump Water Heater | 0.1688% | 0 | 3.3902 | Residential_2029_Technical_MW_After Competition Groups_Heat Pump Water Heater
Residential | Res ¦ Outside Air Economizer | 2029 | Technical | MW | After Competition Groups | 3.2234 | 0 | 0 | 2008.8908 | 0.0016046 | 47 | Residential_2029_Technical_MW_After Competition Groups_47 | Outside Air Economizer | 0.1605% | 0 | 3.2234 | Residential_2029_Technical_MW_After Competition Groups_Outside Air Economizer
Residential | Res ¦ LED Tube Re-Lamp | 2029 | Technical | MW | After Competition Groups | 3.1973 | 0 | 0 | 2008.8908 | 0.0015916 | 48 | Residential_2029_Technical_MW_After Competition Groups_48 | LED Tube Re-Lamp | 0.1592% | 0 | 3.1973 | Residential_2029_Technical_MW_After Competition Groups_LED Tube Re-Lamp
Residential | Res ¦ Air Source Heat Pump Maintenance | 2029 | Technical | MW | After Competition Groups | 3.0243 | 0 | 0 | 2008.8908 | 0.0015055 | 49 | Residential_2029_Technical_MW_After Competition Groups_49 | Air Source Heat Pump Maintenance | 0.1505% | 0 | 3.0243 | Residential_2029_Technical_MW_After Competition Groups_Air Source Heat Pump Maintenance
Residential | Res ¦ LED Tube Re-Lamp | 2029 | Economic | MW | After Competition Groups | 1.6068 | 0 | 0 | 1118.9248 | 0.001436 | 38 | Residential_2029_Economic_MW_After Competition Groups_38 | LED Tube Re-Lamp | 0.1436% | 0 | 1.6068 | Residential_2029_Economic_MW_After Competition Groups_LED Tube Re-Lamp
Residential | Res ¦ Energy Star Ceiling Fan/Lighting | 2029 | Technical | MW | After Competition Groups | 2.8812 | 0 | 0 | 2008.8908 | 0.0014342 | 50 | Residential_2029_Technical_MW_After Competition Groups_50 | Energy Star Ceiling Fan/Lighting | 0.1434% | 0 | 2.8812 | Residential_2029_Technical_MW_After Competition Groups_Energy Star Ceiling Fan/Lighting
Residential | Res ¦ Energy Star Windows | 2029 | Economic | MW | After Competition Groups | 1.4505 | 0 | 0 | 1118.9248 | 0.0012964 | 39 | Residential_2029_Economic_MW_After Competition Groups_39 | Energy Star Windows | 0.1296% | 0 | 1.4505 | Residential_2029_Economic_MW_After Competition Groups_Energy Star Windows
Residential | Res ¦ Heat Recovery Ventilator | 2029 | Technical | MW | After Competition Groups | 2.5562 | 0 | 0 | 2008.8908 | 0.0012725 | 51 | Residential_2029_Technical_MW_After Competition Groups_51 | Heat Recovery Ventilator | 0.1272% | 0 | 2.5562 | Residential_2029_Technical_MW_After Competition Groups_Heat Recovery Ventilator
Residential | Res ¦ Condensing Make Up Air Unit | 2029 | Achievable | MW | After Competition Groups | 0.43655 | 0 | 0 | 355.0646 | 0.0012295 | 40 | Residential_2029_Achievable_MW_After Competition Groups_40 | Condensing Make Up Air Unit | 0.1229% | 0 | 0.43655 | Residential_2029_Achievable_MW_After Competition Groups_Condensing Make Up Air Unit
Residential | Res ¦ Demand Control Ventilation | 2029 | Technical | MW | After Competition Groups | 2.4416 | 0 | 0 | 2008.8908 | 0.0012154 | 52 | Residential_2029_Technical_MW_After Competition Groups_52 | Demand Control Ventilation | 0.1215% | 0 | 2.4416 | Residential_2029_Technical_MW_After Competition Groups_Demand Control Ventilation
Residential | Res ¦ Basement or Crawlspace Insulation | 2029 | Achievable | MW | After Competition Groups | 0.40956 | 0 | 0 | 355.0646 | 0.0011535 | 41 | Residential_2029_Achievable_MW_After Competition Groups_41 | Basement or Crawlspace Insulation | 0.1153% | 0 | 0.40956 | Residential_2029_Achievable_MW_After Competition Groups_Basement or Crawlspace Insulation
Residential | Res ¦ Drain Water Heat Recovery | 2029 | Technical | MW | After Competition Groups | 2.295 | 0 | 0 | 2008.8908 | 0.0011424 | 53 | Residential_2029_Technical_MW_After Competition Groups_53 | Drain Water Heat Recovery | 0.1142% | 0 | 2.295 | Residential_2029_Technical_MW_After Competition Groups_Drain Water Heat Recovery
Residential | Res ¦ Furnace Whistle | 2029 | Technical | MW | After Competition Groups | 2.2898 | 0 | 0 | 2008.8908 | 0.0011398 | 54 | Residential_2029_Technical_MW_After Competition Groups_54 | Furnace Whistle | 0.114% | 0 | 2.2898 | Residential_2029_Technical_MW_After Competition Groups_Furnace Whistle
Residential | Res ¦ Tankless Water Heater | 2029 | Economic | MW | After Competition Groups | 1.27 | 0 | 0 | 1118.9248 | 0.001135 | 40 | Residential_2029_Economic_MW_After Competition Groups_40 | Tankless Water Heater | 0.1135% | 0 | 1.27 | Residential_2029_Economic_MW_After Competition Groups_Tankless Water Heater
Residential | Res ¦ ENERGY STAR LED LAMPS (REFLECTOR LAMPs/MR16/PAR 16) | 2029 | Technical | MW | After Competition Groups | 2.2324 | 0 | 0 | 2008.8908 | 0.0011112 | 55 | Residential_2029_Technical_MW_After Competition Groups_55 | ENERGY STAR LED LAMPS (REFLECTOR LAMPs/MR16/PAR 16) | 0.1111% | 0 | 2.2324 | Residential_2029_Technical_MW_After Competition Groups_ENERGY STAR LED LAMPS (REFLECTOR LAMPs/MR16/PAR 16)
Residential | Res ¦ Water Heater Temperature Setback | 2029 | Economic | MW | After Competition Groups | 1.1998 | 0 | 0 | 1118.9248 | 0.0010722 | 41 | Residential_2029_Economic_MW_After Competition Groups_41 | Water Heater Temperature Setback | 0.1072% | 0 | 1.1998 | Residential_2029_Economic_MW_After Competition Groups_Water Heater Temperature Setback
Residential | Res ¦ Window Film | 2029 | Technical | MW | After Competition Groups | 2.1211 | 0 | 0 | 2008.8908 | 0.0010558 | 56 | Residential_2029_Technical_MW_After Competition Groups_56 | Window Film | 0.1056% | 0 | 2.1211 | Residential_2029_Technical_MW_After Competition Groups_Window Film
Residential | Res ¦ CO Sensors for parking garage exhaust fans | 2029 | Technical | MW | After Competition Groups | 2.0337 | 0 | 0 | 2008.8908 | 0.0010124 | 57 | Residential_2029_Technical_MW_After Competition Groups_57 | CO Sensors for parking garage exhaust fans | 0.1012% | 0 | 2.0337 | Residential_2029_Technical_MW_After Competition Groups_CO Sensors for parking garage exhaust fans
Residential | Res ¦ Condensing Make Up Air Unit | 2029 | Economic | MW | After Competition Groups | 1.1057 | 0 | 0 | 1118.9248 | 0.00098814 | 42 | Residential_2029_Economic_MW_After Competition Groups_42 | Condensing Make Up Air Unit | 0.09881% | 0 | 1.1057 | Residential_2029_Economic_MW_After Competition Groups_Condensing Make Up Air Unit
Residential | Res ¦ Comprehensive Draft Proofing | 2029 | Technical | MW | After Competition Groups | 1.9781 | 0 | 0 | 2008.8908 | 0.00098465 | 58 | Residential_2029_Technical_MW_After Competition Groups_58 | Comprehensive Draft Proofing | 0.09847% | 0 | 1.9781 | Residential_2029_Technical_MW_After Competition Groups_Comprehensive Draft Proofing
Residential | Res ¦ LED Exterior Area Lights - LED Fixture (200W) | 2029 | Achievable | MW | After Competition Groups | 0.34314 | 0 | 0 | 355.0646 | 0.0009664 | 42 | Residential_2029_Achievable_MW_After Competition Groups_42 | LED Exterior Area Lights - LED Fixture (200W) | 0.09664% | 0 | 0.34314 | Residential_2029_Achievable_MW_After Competition Groups_LED Exterior Area Lights - LED Fixture (200W)
Residential | Res ¦ VFD on Pumps | 2029 | Achievable | MW | After Competition Groups | 0.34054 | 0 | 0 | 355.0646 | 0.00095908 | 43 | Residential_2029_Achievable_MW_After Competition Groups_43 | VFD on Pumps | 0.09591% | 0 | 0.34054 | Residential_2029_Achievable_MW_After Competition Groups_VFD on Pumps
Residential | Res ¦ Variable Frequency Drive (VFD) | 2029 | Technical | MW | After Competition Groups | 1.9183 | 0 | 0 | 2008.8908 | 0.00095492 | 59 | Residential_2029_Technical_MW_After Competition Groups_59 | Variable Frequency Drive (VFD) | 0.09549% | 0 | 1.9183 | Residential_2029_Technical_MW_After Competition Groups_Variable Frequency Drive (VFD)
Residential | Res ¦ LED Parking Lot Fixture | 2029 | Economic | MW | After Competition Groups | 0.99651 | 0 | 0 | 1118.9248 | 0.00089059 | 43 | Residential_2029_Economic_MW_After Competition Groups_43 | LED Parking Lot Fixture | 0.08906% | 0 | 0.99651 | Residential_2029_Economic_MW_After Competition Groups_LED Parking Lot Fixture
Residential | Res ¦ Energy Star Dishwasher | 2029 | Technical | MW | After Competition Groups | 1.7254 | 0 | 0 | 2008.8908 | 0.00085887 | 60 | Residential_2029_Technical_MW_After Competition Groups_60 | Energy Star Dishwasher | 0.08589% | 0 | 1.7254 | Residential_2029_Technical_MW_After Competition Groups_Energy Star Dishwasher
Residential | Res ¦ ENERGY STAR LED Lamps (General Service Lamps) | 2029 | Achievable | MW | After Competition Groups | 0.29708 | 0 | 0 | 355.0646 | 0.00083669 | 44 | Residential_2029_Achievable_MW_After Competition Groups_44 | ENERGY STAR LED Lamps (General Service Lamps) | 0.08367% | 0 | 0.29708 | Residential_2029_Achievable_MW_After Competition Groups_ENERGY STAR LED Lamps (General Service Lamps)
Residential | Res ¦ Tankless Water Heater | 2029 | Achievable | MW | After Competition Groups | 0.27704 | 0 | 0 | 355.0646 | 0.00078025 | 45 | Residential_2029_Achievable_MW_After Competition Groups_45 | Tankless Water Heater | 0.07803% | 0 | 0.27704 | Residential_2029_Achievable_MW_After Competition Groups_Tankless Water Heater
Residential | Res ¦ DHW Recirculation Systems | 2029 | Technical | MW | After Competition Groups | 1.4862 | 0 | 0 | 2008.8908 | 0.00073979 | 61 | Residential_2029_Technical_MW_After Competition Groups_61 | DHW Recirculation Systems | 0.07398% | 0 | 1.4862 | Residential_2029_Technical_MW_After Competition Groups_DHW Recirculation Systems
Residential | Res ¦ Water Heater Temperature Setback | 2029 | Technical | MW | After Competition Groups | 1.1998 | 0 | 0 | 2008.8908 | 0.00059723 | 62 | Residential_2029_Technical_MW_After Competition Groups_62 | Water Heater Temperature Setback | 0.05972% | 0 | 1.1998 | Residential_2029_Technical_MW_After Competition Groups_Water Heater Temperature Setback
Residential | Res ¦ Condensing Make Up Air Unit | 2029 | Technical | MW | After Competition Groups | 1.1057 | 0 | 0 | 2008.8908 | 0.00055038 | 63 | Residential_2029_Technical_MW_After Competition Groups_63 | Condensing Make Up Air Unit | 0.05504% | 0 | 1.1057 | Residential_2029_Technical_MW_After Competition Groups_Condensing Make Up Air Unit
Residential | Res ¦ VFD on Pumps | 2029 | Economic | MW | After Competition Groups | 0.58991 | 0 | 0 | 1118.9248 | 0.00052721 | 44 | Residential_2029_Economic_MW_After Competition Groups_44 | VFD on Pumps | 0.05272% | 0 | 0.58991 | Residential_2029_Economic_MW_After Competition Groups_VFD on Pumps
Residential | Res ¦ Heat Recovery Ventilator | 2029 | Achievable | MW | After Competition Groups | 0.1836 | 0 | 0 | 355.0646 | 0.00051709 | 46 | Residential_2029_Achievable_MW_After Competition Groups_46 | Heat Recovery Ventilator | 0.05171% | 0 | 0.1836 | Residential_2029_Achievable_MW_After Competition Groups_Heat Recovery Ventilator
Residential | Res ¦ LED Parking Lot Fixture | 2029 | Technical | MW | After Competition Groups | 0.99651 | 0 | 0 | 2008.8908 | 0.00049605 | 64 | Residential_2029_Technical_MW_After Competition Groups_64 | LED Parking Lot Fixture | 0.0496% | 0 | 0.99651 | Residential_2029_Technical_MW_After Competition Groups_LED Parking Lot Fixture
Residential | Res ¦ ECM MOTORS FOR HVAC APPLICATION (FAN-POWERED VAV BOX) | 2029 | Achievable | MW | After Competition Groups | 0.17148 | 0 | 0 | 355.0646 | 0.00048296 | 47 | Residential_2029_Achievable_MW_After Competition Groups_47 | ECM MOTORS FOR HVAC APPLICATION (FAN-POWERED VAV BOX) | 0.0483% | 0 | 0.17148 | Residential_2029_Achievable_MW_After Competition Groups_ECM MOTORS FOR HVAC APPLICATION (FAN-POWERED VAV BOX)
Residential | Res ¦ Drain Water Heat Recovery | 2029 | Economic | MW | After Competition Groups | 0.51331 | 0 | 0 | 1118.9248 | 0.00045875 | 45 | Residential_2029_Economic_MW_After Competition Groups_45 | Drain Water Heat Recovery | 0.04587% | 0 | 0.51331 | Residential_2029_Economic_MW_After Competition Groups_Drain Water Heat Recovery
Residential | Res ¦ Solar Powered Attic Fan | 2029 | Technical | MW | After Competition Groups | 0.85795 | 0 | 0 | 2008.8908 | 0.00042708 | 65 | Residential_2029_Technical_MW_After Competition Groups_65 | Solar Powered Attic Fan | 0.04271% | 0 | 0.85795 | Residential_2029_Technical_MW_After Competition Groups_Solar Powered Attic Fan
Residential | Res ¦ LED Exterior Area Lights - LED Fixture (200W) | 2029 | Economic | MW | After Competition Groups | 0.45957 | 0 | 0 | 1118.9248 | 0.00041073 | 46 | Residential_2029_Economic_MW_After Competition Groups_46 | LED Exterior Area Lights - LED Fixture (200W) | 0.04107% | 0 | 0.45957 | Residential_2029_Economic_MW_After Competition Groups_LED Exterior Area Lights - LED Fixture (200W)
Residential | Res ¦ HVAC Optimization | 2029 | Technical | MW | After Competition Groups | 0.75128 | 0 | 0 | 2008.8908 | 0.00037398 | 66 | Residential_2029_Technical_MW_After Competition Groups_66 | HVAC Optimization | 0.0374% | 0 | 0.75128 | Residential_2029_Technical_MW_After Competition Groups_HVAC Optimization
Residential | Res ¦ ENERGY STAR LED Lamps (General Service Lamps) | 2029 | Economic | MW | After Competition Groups | 0.38592 | 0 | 0 | 1118.9248 | 0.0003449 | 47 | Residential_2029_Economic_MW_After Competition Groups_47 | ENERGY STAR LED Lamps (General Service Lamps) | 0.03449% | 0 | 0.38592 | Residential_2029_Economic_MW_After Competition Groups_ENERGY STAR LED Lamps (General Service Lamps)
Residential | Res ¦ Energy Star Windows | 2029 | Achievable | MW | After Competition Groups | 0.11639 | 0 | 0 | 355.0646 | 0.00032779 | 48 | Residential_2029_Achievable_MW_After Competition Groups_48 | Energy Star Windows | 0.03278% | 0 | 0.11639 | Residential_2029_Achievable_MW_After Competition Groups_Energy Star Windows
Residential | Res ¦ ECM MOTORS FOR HVAC APPLICATION (FAN-POWERED VAV BOX) | 2029 | Economic | MW | After Competition Groups | 0.33873 | 0 | 0 | 1118.9248 | 0.00030273 | 48 | Residential_2029_Economic_MW_After Competition Groups_48 | ECM MOTORS FOR HVAC APPLICATION (FAN-POWERED VAV BOX) | 0.03027% | 0 | 0.33873 | Residential_2029_Economic_MW_After Competition Groups_ECM MOTORS FOR HVAC APPLICATION (FAN-POWERED VAV BOX)
Residential | Res ¦ VFD on Pumps | 2029 | Technical | MW | After Competition Groups | 0.58991 | 0 | 0 | 2008.8908 | 0.00029365 | 67 | Residential_2029_Technical_MW_After Competition Groups_67 | VFD on Pumps | 0.02936% | 0 | 0.58991 | Residential_2029_Technical_MW_After Competition Groups_VFD on Pumps
Residential | Res ¦ Beverage Vending Machine Controls | 2029 | Achievable | MW | After Competition Groups | 0.098925 | 0 | 0 | 355.0646 | 0.00027861 | 49 | Residential_2029_Achievable_MW_After Competition Groups_49 | Beverage Vending Machine Controls | 0.02786% | 0 | 0.098925 | Residential_2029_Achievable_MW_After Competition Groups_Beverage Vending Machine Controls
Residential | Res ¦ LED Exterior Area Lights - LED Fixture (200W) | 2029 | Technical | MW | After Competition Groups | 0.45957 | 0 | 0 | 2008.8908 | 0.00022877 | 68 | Residential_2029_Technical_MW_After Competition Groups_68 | LED Exterior Area Lights - LED Fixture (200W) | 0.02288% | 0 | 0.45957 | Residential_2029_Technical_MW_After Competition Groups_LED Exterior Area Lights - LED Fixture (200W)
Residential | Res ¦ Beverage Vending Machine Controls | 2029 | Economic | MW | After Competition Groups | 0.23327 | 0 | 0 | 1118.9248 | 0.00020848 | 49 | Residential_2029_Economic_MW_After Competition Groups_49 | Beverage Vending Machine Controls | 0.02085% | 0 | 0.23327 | Residential_2029_Economic_MW_After Competition Groups_Beverage Vending Machine Controls
Residential | Res ¦ ENERGY STAR LED Lamps (General Service Lamps) | 2029 | Technical | MW | After Competition Groups | 0.38592 | 0 | 0 | 2008.8908 | 0.0001921 | 69 | Residential_2029_Technical_MW_After Competition Groups_69 | ENERGY STAR LED Lamps (General Service Lamps) | 0.01921% | 0 | 0.38592 | Residential_2029_Technical_MW_After Competition Groups_ENERGY STAR LED Lamps (General Service Lamps)
Residential | Res ¦ Chilled Water Optimization | 2029 | Achievable | MW | After Competition Groups | 0.065135 | 0 | 0 | 355.0646 | 0.00018345 | 50 | Residential_2029_Achievable_MW_After Competition Groups_50 | Chilled Water Optimization | 0.01834% | 0 | 0.065135 | Residential_2029_Achievable_MW_After Competition Groups_Chilled Water Optimization
Residential | Res ¦ ECM MOTORS FOR HVAC APPLICATION (FAN-POWERED VAV BOX) | 2029 | Technical | MW | After Competition Groups | 0.33873 | 0 | 0 | 2008.8908 | 0.00016862 | 70 | Residential_2029_Technical_MW_After Competition Groups_70 | ECM MOTORS FOR HVAC APPLICATION (FAN-POWERED VAV BOX) | 0.01686% | 0 | 0.33873 | Residential_2029_Technical_MW_After Competition Groups_ECM MOTORS FOR HVAC APPLICATION (FAN-POWERED VAV BOX)
Residential | Res ¦ Chilled Water Optimization | 2029 | Economic | MW | After Competition Groups | 0.15816 | 0 | 0 | 1118.9248 | 0.00014135 | 50 | Residential_2029_Economic_MW_After Competition Groups_50 | Chilled Water Optimization | 0.01413% | 0 | 0.15816 | Residential_2029_Economic_MW_After Competition Groups_Chilled Water Optimization
Residential | Res ¦ Ceiling Insulation | 2029 | Achievable | MW | After Competition Groups | 0.045497 | 0 | 0 | 355.0646 | 0.00012814 | 51 | Residential_2029_Achievable_MW_After Competition Groups_51 | Ceiling Insulation | 0.01281% | 0 | 0.045497 | Residential_2029_Achievable_MW_After Competition Groups_Ceiling Insulation
Residential | Res ¦ Beverage Vending Machine Controls | 2029 | Technical | MW | After Competition Groups | 0.23327 | 0 | 0 | 2008.8908 | 0.00011612 | 71 | Residential_2029_Technical_MW_After Competition Groups_71 | Beverage Vending Machine Controls | 0.01161% | 0 | 0.23327 | Residential_2029_Technical_MW_After Competition Groups_Beverage Vending Machine Controls
Residential | Res ¦ Tankless Water Heater | 2029 | Technical | MW | After Competition Groups | 0.21069 | 0 | 0 | 2008.8908 | 0.00010488 | 72 | Residential_2029_Technical_MW_After Competition Groups_72 | Tankless Water Heater | 0.01049% | 0 | 0.21069 | Residential_2029_Technical_MW_After Competition Groups_Tankless Water Heater
Residential | Res ¦ Drain Water Heat Recovery | 2029 | Achievable | MW | After Competition Groups | 0.035012 | 0 | 0 | 355.0646 | 9.8606e-05 | 52 | Residential_2029_Achievable_MW_After Competition Groups_52 | Drain Water Heat Recovery | 0.009861% | 0 | 0.035012 | Residential_2029_Achievable_MW_After Competition Groups_Drain Water Heat Recovery
Residential | Res ¦ Wall Insulation MF | 2029 | Technical | MW | After Competition Groups | 0.18834 | 0 | 0 | 2008.8908 | 9.3752e-05 | 73 | Residential_2029_Technical_MW_After Competition Groups_73 | Wall Insulation MF | 0.009375% | 0 | 0.18834 | Residential_2029_Technical_MW_After Competition Groups_Wall Insulation MF
Residential | Res ¦ Chilled Water Optimization | 2029 | Technical | MW | After Competition Groups | 0.15816 | 0 | 0 | 2008.8908 | 7.8728e-05 | 74 | Residential_2029_Technical_MW_After Competition Groups_74 | Chilled Water Optimization | 0.007873% | 0 | 0.15816 | Residential_2029_Technical_MW_After Competition Groups_Chilled Water Optimization
Residential | Res ¦ LED High Bay Fixture | 2029 | Economic | MW | After Competition Groups | 0.034667 | 0 | 0 | 1118.9248 | 3.0982e-05 | 51 | Residential_2029_Economic_MW_After Competition Groups_51 | LED High Bay Fixture | 0.003098% | 0 | 0.034667 | Residential_2029_Economic_MW_After Competition Groups_LED High Bay Fixture
Residential | Res ¦ LED Recessed Downlights | 2029 | Technical | MW | After Competition Groups | 0.040039 | 0 | 0 | 2008.8908 | 1.9931e-05 | 75 | Residential_2029_Technical_MW_After Competition Groups_75 | LED Recessed Downlights | 0.001993% | 0 | 0.040039 | Residential_2029_Technical_MW_After Competition Groups_LED Recessed Downlights
Residential | Res ¦ LED High Bay Fixture | 2029 | Technical | MW | After Competition Groups | 0.034667 | 0 | 0 | 2008.8908 | 1.7257e-05 | 76 | Residential_2029_Technical_MW_After Competition Groups_76 | LED High Bay Fixture | 0.001726% | 0 | 0.034667 | Residential_2029_Technical_MW_After Competition Groups_LED High Bay Fixture
Residential | Res ¦ LED High Bay Fixture | 2029 | Achievable | MW | After Competition Groups | 0.0050789 | 0 | 0 | 355.0646 | 1.4304e-05 | 53 | Residential_2029_Achievable_MW_After Competition Groups_53 | LED High Bay Fixture | 0.00143% | 0 | 0.0050789 | Residential_2029_Achievable_MW_After Competition Groups_LED High Bay Fixture
Residential | Res ¦ Wall Insulation MF | 2029 | Economic | MW | After Competition Groups | 0.015459 | 0 | 0 | 1118.9248 | 1.3816e-05 | 52 | Residential_2029_Economic_MW_After Competition Groups_52 | Wall Insulation MF | 0.001382% | 0 | 0.015459 | Residential_2029_Economic_MW_After Competition Groups_Wall Insulation MF
Residential | Res ¦ Radiant Barrier | 2029 | Technical | MW | After Competition Groups | 0.0144 | 0 | 0 | 2008.8908 | 7.1681e-06 | 77 | Residential_2029_Technical_MW_After Competition Groups_77 | Radiant Barrier | 0.0007168% | 0 | 0.0144 | Residential_2029_Technical_MW_After Competition Groups_Radiant Barrier
Residential | Res ¦ Wall Insulation MF | 2029 | Achievable | MW | After Competition Groups | 0.0015537 | 0 | 0 | 355.0646 | 4.3759e-06 | 54 | Residential_2029_Achievable_MW_After Competition Groups_54 | Wall Insulation MF | 0.0004376% | 0 | 0.0015537 | Residential_2029_Achievable_MW_After Competition Groups_Wall Insulation MF
Residential | Res ¦ Solar Water Preheat (Pools/DHW) | 2029 | Technical | MW | After Competition Groups | 0.0055051 | 0 | 0 | 2008.8908 | 2.7404e-06 | 78 | Residential_2029_Technical_MW_After Competition Groups_78 | Solar Water Preheat (Pools/DHW) | 0.000274% | 0 | 0.0055051 | Residential_2029_Technical_MW_After Competition Groups_Solar Water Preheat (Pools/DHW)
Residential | Res ¦ Photocell Controls (Outdoor) | 2029 | Technical | MW | After Competition Groups | 8.1275e-05 | 0 | 0 | 2008.8908 | 4.0458e-08 | 79 | Residential_2029_Technical_MW_After Competition Groups_79 | Photocell Controls (Outdoor) | 4.046e-06% | 0 | 8.1275e-05 | Residential_2029_Technical_MW_After Competition Groups_Photocell Controls (Outdoor)
Residential | Res ¦ Air Source Heat Pump | 2029 | Achievable | MW | After Competition Groups | 0 | 0 | 0 | 355.0646 | 0 | 55 | Residential_2029_Achievable_MW_After Competition Groups_55 | Air Source Heat Pump | 0% | 0 | 0 | Residential_2029_Achievable_MW_After Competition Groups_Air Source Heat Pump
Residential | Res ¦ DHW Recirculation Systems | 2029 | Achievable | MW | After Competition Groups | 0 | 0 | 0 | 355.0646 | 0 | 56 | Residential_2029_Achievable_MW_After Competition Groups_56 | DHW Recirculation Systems | 0% | 0 | 0 | Residential_2029_Achievable_MW_After Competition Groups_DHW Recirculation Systems
Residential | Res ¦ DHW Recirculation Systems | 2029 | Economic | MW | After Competition Groups | 0 | 0 | 0 | 1118.9248 | 0 | 53 | Residential_2029_Economic_MW_After Competition Groups_53 | DHW Recirculation Systems | 0% | 0 | 0 | Residential_2029_Economic_MW_After Competition Groups_DHW Recirculation Systems
Residential | Res ¦ Early Hot Water Heater Replacement | 2029 | Achievable | MW | After Competition Groups | 0 | 0 | 0 | 355.0646 | 0 | 57 | Residential_2029_Achievable_MW_After Competition Groups_57 | Early Hot Water Heater Replacement | 0% | 0 | 0 | Residential_2029_Achievable_MW_After Competition Groups_Early Hot Water Heater Replacement
Residential | Res ¦ Early Hot Water Heater Replacement | 2029 | Economic | MW | After Competition Groups | 0 | 0 | 0 | 1118.9248 | 0 | 54 | Residential_2029_Economic_MW_After Competition Groups_54 | Early Hot Water Heater Replacement | 0% | 0 | 0 | Residential_2029_Economic_MW_After Competition Groups_Early Hot Water Heater Replacement
Residential | Res ¦ Energy Star Dehumidifier | 2029 | Achievable | MW | After Competition Groups | 0 | 0 | 0 | 355.0646 | 0 | 58 | Residential_2029_Achievable_MW_After Competition Groups_58 | Energy Star Dehumidifier | 0% | 0 | 0 | Residential_2029_Achievable_MW_After Competition Groups_Energy Star Dehumidifier
Residential | Res ¦ Energy Star Dehumidifier | 2029 | Economic | MW | After Competition Groups | 0 | 0 | 0 | 1118.9248 | 0 | 55 | Residential_2029_Economic_MW_After Competition Groups_55 | Energy Star Dehumidifier | 0% | 0 | 0 | Residential_2029_Economic_MW_After Competition Groups_Energy Star Dehumidifier
Residential | Res ¦ Energy Star Freezer | 2029 | Achievable | MW | After Competition Groups | 0 | 0 | 0 | 355.0646 | 0 | 59 | Residential_2029_Achievable_MW_After Competition Groups_59 | Energy Star Freezer | 0% | 0 | 0 | Residential_2029_Achievable_MW_After Competition Groups_Energy Star Freezer
Residential | Res ¦ Energy Star Freezer | 2029 | Economic | MW | After Competition Groups | 0 | 0 | 0 | 1118.9248 | 0 | 56 | Residential_2029_Economic_MW_After Competition Groups_56 | Energy Star Freezer | 0% | 0 | 0 | Residential_2029_Economic_MW_After Competition Groups_Energy Star Freezer
Residential | Res ¦ Furnace with ECM | 2029 | Achievable | MW | After Competition Groups | 0 | 0 | 0 | 355.0646 | 0 | 60 | Residential_2029_Achievable_MW_After Competition Groups_60 | Furnace with ECM | 0% | 0 | 0 | Residential_2029_Achievable_MW_After Competition Groups_Furnace with ECM
Residential | Res ¦ Furnace with ECM | 2029 | Economic | MW | After Competition Groups | 0 | 0 | 0 | 1118.9248 | 0 | 57 | Residential_2029_Economic_MW_After Competition Groups_57 | Furnace with ECM | 0% | 0 | 0 | Residential_2029_Economic_MW_After Competition Groups_Furnace with ECM
Residential | Res ¦ Heat Pump Water Heater | 2029 | Achievable | MW | After Competition Groups | 0 | 0 | 0 | 355.0646 | 0 | 61 | Residential_2029_Achievable_MW_After Competition Groups_61 | Heat Pump Water Heater | 0% | 0 | 0 | Residential_2029_Achievable_MW_After Competition Groups_Heat Pump Water Heater
Residential | Res ¦ Heat Pump Water Heater | 2029 | Economic | MW | After Competition Groups | 0 | 0 | 0 | 1118.9248 | 0 | 58 | Residential_2029_Economic_MW_After Competition Groups_58 | Heat Pump Water Heater | 0% | 0 | 0 | Residential_2029_Economic_MW_After Competition Groups_Heat Pump Water Heater
Residential | Res ¦ LED Downlight | 2029 | Achievable | MW | After Competition Groups | 0 | 0 | 0 | 355.0646 | 0 | 62 | Residential_2029_Achievable_MW_After Competition Groups_62 | LED Downlight | 0% | 0 | 0 | Residential_2029_Achievable_MW_After Competition Groups_LED Downlight
Residential | Res ¦ LED Downlight | 2029 | Economic | MW | After Competition Groups | 0 | 0 | 0 | 1118.9248 | 0 | 59 | Residential_2029_Economic_MW_After Competition Groups_59 | LED Downlight | 0% | 0 | 0 | Residential_2029_Economic_MW_After Competition Groups_LED Downlight
Residential | Res ¦ Lighting Motion Sensors, Timers, Dimmers | 2029 | Achievable | MW | After Competition Groups | 0 | 0 | 0 | 355.0646 | 0 | 63 | Residential_2029_Achievable_MW_After Competition Groups_63 | Lighting Motion Sensors, Timers, Dimmers | 0% | 0 | 0 | Residential_2029_Achievable_MW_After Competition Groups_Lighting Motion Sensors, Timers, Dimmers
Residential | Res ¦ Lighting Motion Sensors, Timers, Dimmers | 2029 | Economic | MW | After Competition Groups | 0 | 0 | 0 | 1118.9248 | 0 | 60 | Residential_2029_Economic_MW_After Competition Groups_60 | Lighting Motion Sensors, Timers, Dimmers | 0% | 0 | 0 | Residential_2029_Economic_MW_After Competition Groups_Lighting Motion Sensors, Timers, Dimmers
Residential | Res ¦ Networked/ Connected - Indoor LED Luminaire | 2029 | Achievable | MW | After Competition Groups | 0 | 0 | 0 | 355.0646 | 0 | 64 | Residential_2029_Achievable_MW_After Competition Groups_64 | Networked/ Connected - Indoor LED Luminaire | 0% | 0 | 0 | Residential_2029_Achievable_MW_After Competition Groups_Networked/ Connected - Indoor LED Luminaire
Residential | Res ¦ Radiant Barrier | 2029 | Achievable | MW | After Competition Groups | 0 | 0 | 0 | 355.0646 | 0 | 65 | Residential_2029_Achievable_MW_After Competition Groups_65 | Radiant Barrier | 0% | 0 | 0 | Residential_2029_Achievable_MW_After Competition Groups_Radiant Barrier
Residential | Res ¦ Radiant Barrier | 2029 | Economic | MW | After Competition Groups | 0 | 0 | 0 | 1118.9248 | 0 | 61 | Residential_2029_Economic_MW_After Competition Groups_61 | Radiant Barrier | 0% | 0 | 0 | Residential_2029_Economic_MW_After Competition Groups_Radiant Barrier
Residential | Res ¦ Smart Power Bar | 2029 | Achievable | MW | After Competition Groups | 0 | 0 | 0 | 355.0646 | 0 | 66 | Residential_2029_Achievable_MW_After Competition Groups_66 | Smart Power Bar | 0% | 0 | 0 | Residential_2029_Achievable_MW_After Competition Groups_Smart Power Bar
Residential | Res ¦ Smart Power Bar | 2029 | Economic | MW | After Competition Groups | 0 | 0 | 0 | 1118.9248 | 0 | 62 | Residential_2029_Economic_MW_After Competition Groups_62 | Smart Power Bar | 0% | 0 | 0 | Residential_2029_Economic_MW_After Competition Groups_Smart Power Bar
Residential | Res ¦ Variable Refrigerant Flow Heat Pump | 2029 | Achievable | MW | After Competition Groups | 0 | 0 | 0 | 355.0646 | 0 | 67 | Residential_2029_Achievable_MW_After Competition Groups_67 | Variable Refrigerant Flow Heat Pump | 0% | 0 | 0 | Residential_2029_Achievable_MW_After Competition Groups_Variable Refrigerant Flow Heat Pump
Residential | Res ¦ Variable Refrigerant Flow Heat Pump | 2029 | Economic | MW | After Competition Groups | 0 | 0 | 0 | 1118.9248 | 0 | 63 | Residential_2029_Economic_MW_After Competition Groups_63 | Variable Refrigerant Flow Heat Pump | 0% | 0 | 0 | Residential_2029_Economic_MW_After Competition Groups_Variable Refrigerant Flow Heat Pump
Residential | Res ¦ Adaptive Thermostat | 2030 | Economic | MW | After Competition Groups | 201.8281 | 0 | 0 | 1167.628 | 0.17285 | 1 | Residential_2030_Economic_MW_After Competition Groups_1 | Adaptive Thermostat | 17.29% | 0 | 201.8281 | Residential_2030_Economic_MW_After Competition Groups_Adaptive Thermostat
Residential | Res ¦ Building Recommissioning, Operations and Maintenance (O&M) Improvements | 2030 | Achievable | MW | After Competition Groups | 63.177 | 0 | 0 | 421.7103 | 0.14981 | 1 | Residential_2030_Achievable_MW_After Competition Groups_1 | Building Recommissioning, Operations and Maintenance (O&M) Improvements | 14.98% | 0 | 63.177 | Residential_2030_Achievable_MW_After Competition Groups_Building Recommissioning, Operations and Maintenance (O&M) Improvements
Residential | Res ¦ Ductless Mini-Split Heat Pump | 2030 | Achievable | MW | After Competition Groups | 55.1911 | 0 | 0 | 421.7103 | 0.13087 | 2 | Residential_2030_Achievable_MW_After Competition Groups_2 | Ductless Mini-Split Heat Pump | 13.09% | 0 | 55.1911 | Residential_2030_Achievable_MW_After Competition Groups_Ductless Mini-Split Heat Pump
Residential | Res ¦ Energy Star Central Air Conditioner | 2030 | Technical | MW | After Competition Groups | 251.9549 | 0 | 0 | 2085.093 | 0.12084 | 1 | Residential_2030_Technical_MW_After Competition Groups_1 | Energy Star Central Air Conditioner | 12.08% | 0 | 251.9549 | Residential_2030_Technical_MW_After Competition Groups_Energy Star Central Air Conditioner
Residential | Res ¦ Ductless Mini-Split Heat Pump | 2030 | Economic | MW | After Competition Groups | 124.9135 | 0 | 0 | 1167.628 | 0.10698 | 2 | Residential_2030_Economic_MW_After Competition Groups_2 | Ductless Mini-Split Heat Pump | 10.7% | 0 | 124.9135 | Residential_2030_Economic_MW_After Competition Groups_Ductless Mini-Split Heat Pump
Residential | Res ¦ Variable Speed Pool Pump Motor | 2030 | Achievable | MW | After Competition Groups | 44.5297 | 0 | 0 | 421.7103 | 0.10559 | 3 | Residential_2030_Achievable_MW_After Competition Groups_3 | Variable Speed Pool Pump Motor | 10.56% | 0 | 44.5297 | Residential_2030_Achievable_MW_After Competition Groups_Variable Speed Pool Pump Motor
Residential | Res ¦ Energy Star Clothes Washer | 2030 | Achievable | MW | After Competition Groups | 42.7713 | 0 | 0 | 421.7103 | 0.10142 | 4 | Residential_2030_Achievable_MW_After Competition Groups_4 | Energy Star Clothes Washer | 10.14% | 0 | 42.7713 | Residential_2030_Achievable_MW_After Competition Groups_Energy Star Clothes Washer
Residential | Res ¦ Adaptive Thermostat | 2030 | Technical | MW | After Competition Groups | 201.8281 | 0 | 0 | 2085.093 | 0.096796 | 2 | Residential_2030_Technical_MW_After Competition Groups_2 | Adaptive Thermostat | 9.68% | 0 | 201.8281 | Residential_2030_Technical_MW_After Competition Groups_Adaptive Thermostat
Residential | Res ¦ Adaptive Thermostat | 2030 | Achievable | MW | After Competition Groups | 36.8298 | 0 | 0 | 421.7103 | 0.087334 | 5 | Residential_2030_Achievable_MW_After Competition Groups_5 | Adaptive Thermostat | 8.733% | 0 | 36.8298 | Residential_2030_Achievable_MW_After Competition Groups_Adaptive Thermostat
Residential | Res ¦ Building Recommissioning, Operations and Maintenance (O&M) Improvements | 2030 | Economic | MW | After Competition Groups | 93.8693 | 0 | 0 | 1167.628 | 0.080393 | 3 | Residential_2030_Economic_MW_After Competition Groups_3 | Building Recommissioning, Operations and Maintenance (O&M) Improvements | 8.039% | 0 | 93.8693 | Residential_2030_Economic_MW_After Competition Groups_Building Recommissioning, Operations and Maintenance (O&M) Improvements
Residential | Res ¦ Basement Wall Insulation | 2030 | Economic | MW | After Competition Groups | 83.4387 | 0 | 0 | 1167.628 | 0.07146 | 4 | Residential_2030_Economic_MW_After Competition Groups_4 | Basement Wall Insulation | 7.146% | 0 | 83.4387 | Residential_2030_Economic_MW_After Competition Groups_Basement Wall Insulation
Residential | Res ¦ Energy Star A Line, PAR, MR Lamps | 2030 | Economic | MW | After Competition Groups | 73.9947 | 0 | 0 | 1167.628 | 0.063372 | 5 | Residential_2030_Economic_MW_After Competition Groups_5 | Energy Star A Line, PAR, MR Lamps | 6.337% | 0 | 73.9947 | Residential_2030_Economic_MW_After Competition Groups_Energy Star A Line, PAR, MR Lamps
Residential | Res ¦ Ductless Mini-Split Air Conditioner | 2030 | Technical | MW | After Competition Groups | 130.7221 | 0 | 0 | 2085.093 | 0.062694 | 3 | Residential_2030_Technical_MW_After Competition Groups_3 | Ductless Mini-Split Air Conditioner | 6.269% | 0 | 130.7221 | Residential_2030_Technical_MW_After Competition Groups_Ductless Mini-Split Air Conditioner
Residential | Res ¦ Ductless Mini-Split Heat Pump | 2030 | Technical | MW | After Competition Groups | 124.9135 | 0 | 0 | 2085.093 | 0.059908 | 4 | Residential_2030_Technical_MW_After Competition Groups_4 | Ductless Mini-Split Heat Pump | 5.991% | 0 | 124.9135 | Residential_2030_Technical_MW_After Competition Groups_Ductless Mini-Split Heat Pump
Residential | Res ¦ Energy Star Air Source Heat Pump | 2030 | Economic | MW | After Competition Groups | 69.4751 | 0 | 0 | 1167.628 | 0.059501 | 6 | Residential_2030_Economic_MW_After Competition Groups_6 | Energy Star Air Source Heat Pump | 5.95% | 0 | 69.4751 | Residential_2030_Economic_MW_After Competition Groups_Energy Star Air Source Heat Pump
Residential | Res ¦ Energy Star Ground Source Heat Pump | 2030 | Technical | MW | After Competition Groups | 122.9007 | 0 | 0 | 2085.093 | 0.058943 | 5 | Residential_2030_Technical_MW_After Competition Groups_5 | Energy Star Ground Source Heat Pump | 5.894% | 0 | 122.9007 | Residential_2030_Technical_MW_After Competition Groups_Energy Star Ground Source Heat Pump
Residential | Res ¦ Variable Speed Pool Pump Motor | 2030 | Economic | MW | After Competition Groups | 66.1679 | 0 | 0 | 1167.628 | 0.056669 | 7 | Residential_2030_Economic_MW_After Competition Groups_7 | Variable Speed Pool Pump Motor | 5.667% | 0 | 66.1679 | Residential_2030_Economic_MW_After Competition Groups_Variable Speed Pool Pump Motor
Residential | Res ¦ Attic Insulation | 2030 | Economic | MW | After Competition Groups | 64.4046 | 0 | 0 | 1167.628 | 0.055158 | 8 | Residential_2030_Economic_MW_After Competition Groups_8 | Attic Insulation | 5.516% | 0 | 64.4046 | Residential_2030_Economic_MW_After Competition Groups_Attic Insulation
Residential | Res ¦ Energy Star Clothes Washer | 2030 | Economic | MW | After Competition Groups | 61.2366 | 0 | 0 | 1167.628 | 0.052445 | 9 | Residential_2030_Economic_MW_After Competition Groups_9 | Energy Star Clothes Washer | 5.245% | 0 | 61.2366 | Residential_2030_Economic_MW_After Competition Groups_Energy Star Clothes Washer
Residential | Res ¦ Building Recommissioning, Operations and Maintenance (O&M) Improvements | 2030 | Technical | MW | After Competition Groups | 93.8693 | 0 | 0 | 2085.093 | 0.045019 | 6 | Residential_2030_Technical_MW_After Competition Groups_6 | Building Recommissioning, Operations and Maintenance (O&M) Improvements | 4.502% | 0 | 93.8693 | Residential_2030_Technical_MW_After Competition Groups_Building Recommissioning, Operations and Maintenance (O&M) Improvements
Residential | Res ¦ Energy Star Room Air Conditioner | 2030 | Economic | MW | After Competition Groups | 49.8604 | 0 | 0 | 1167.628 | 0.042702 | 10 | Residential_2030_Economic_MW_After Competition Groups_10 | Energy Star Room Air Conditioner | 4.27% | 0 | 49.8604 | Residential_2030_Economic_MW_After Competition Groups_Energy Star Room Air Conditioner
Residential | Res ¦ Smart Burners | 2030 | Economic | MW | After Competition Groups | 48.57 | 0 | 0 | 1167.628 | 0.041597 | 11 | Residential_2030_Economic_MW_After Competition Groups_11 | Smart Burners | 4.16% | 0 | 48.57 | Residential_2030_Economic_MW_After Competition Groups_Smart Burners
Residential | Res ¦ Basement Wall Insulation | 2030 | Technical | MW | After Competition Groups | 83.4387 | 0 | 0 | 2085.093 | 0.040017 | 7 | Residential_2030_Technical_MW_After Competition Groups_7 | Basement Wall Insulation | 4.002% | 0 | 83.4387 | Residential_2030_Technical_MW_After Competition Groups_Basement Wall Insulation
Residential | Res ¦ Smart Burners | 2030 | Technical | MW | After Competition Groups | 82.5845 | 0 | 0 | 2085.093 | 0.039607 | 8 | Residential_2030_Technical_MW_After Competition Groups_8 | Smart Burners | 3.961% | 0 | 82.5845 | Residential_2030_Technical_MW_After Competition Groups_Smart Burners
Residential | Res ¦ Energy Star A Line, PAR, MR Lamps | 2030 | Technical | MW | After Competition Groups | 73.9947 | 0 | 0 | 2085.093 | 0.035487 | 9 | Residential_2030_Technical_MW_After Competition Groups_9 | Energy Star A Line, PAR, MR Lamps | 3.549% | 0 | 73.9947 | Residential_2030_Technical_MW_After Competition Groups_Energy Star A Line, PAR, MR Lamps
Residential | Res ¦ Energy Star Refrigerator | 2030 | Technical | MW | After Competition Groups | 71.5408 | 0 | 0 | 2085.093 | 0.034311 | 10 | Residential_2030_Technical_MW_After Competition Groups_10 | Energy Star Refrigerator | 3.431% | 0 | 71.5408 | Residential_2030_Technical_MW_After Competition Groups_Energy Star Refrigerator
Residential | Res ¦ Basement or Crawlspace Insulation | 2030 | Technical | MW | After Competition Groups | 69.4315 | 0 | 0 | 2085.093 | 0.033299 | 11 | Residential_2030_Technical_MW_After Competition Groups_11 | Basement or Crawlspace Insulation | 3.33% | 0 | 69.4315 | Residential_2030_Technical_MW_After Competition Groups_Basement or Crawlspace Insulation
Residential | Res ¦ Smart Power Bar | 2030 | Technical | MW | After Competition Groups | 68.2407 | 0 | 0 | 2085.093 | 0.032728 | 12 | Residential_2030_Technical_MW_After Competition Groups_12 | Smart Power Bar | 3.273% | 0 | 68.2407 | Residential_2030_Technical_MW_After Competition Groups_Smart Power Bar
Residential | Res ¦ Energy Star Room Air Conditioner | 2030 | Achievable | MW | After Competition Groups | 13.6927 | 0 | 0 | 421.7103 | 0.03247 | 6 | Residential_2030_Achievable_MW_After Competition Groups_6 | Energy Star Room Air Conditioner | 3.247% | 0 | 13.6927 | Residential_2030_Achievable_MW_After Competition Groups_Energy Star Room Air Conditioner
Residential | Res ¦ Energy Star LED Bulbs General Purpose LEDs | 2030 | Achievable | MW | After Competition Groups | 13.6279 | 0 | 0 | 421.7103 | 0.032316 | 7 | Residential_2030_Achievable_MW_After Competition Groups_7 | Energy Star LED Bulbs General Purpose LEDs | 3.232% | 0 | 13.6279 | Residential_2030_Achievable_MW_After Competition Groups_Energy Star LED Bulbs General Purpose LEDs
Residential | Res ¦ Variable Speed Pool Pump Motor | 2030 | Technical | MW | After Competition Groups | 66.1679 | 0 | 0 | 2085.093 | 0.031734 | 13 | Residential_2030_Technical_MW_After Competition Groups_13 | Variable Speed Pool Pump Motor | 3.173% | 0 | 66.1679 | Residential_2030_Technical_MW_After Competition Groups_Variable Speed Pool Pump Motor
Residential | Res ¦ Heat Pump Clothes Dryer | 2030 | Technical | MW | After Competition Groups | 65.1093 | 0 | 0 | 2085.093 | 0.031226 | 14 | Residential_2030_Technical_MW_After Competition Groups_14 | Heat Pump Clothes Dryer | 3.123% | 0 | 65.1093 | Residential_2030_Technical_MW_After Competition Groups_Heat Pump Clothes Dryer
Residential | Res ¦ Attic Insulation | 2030 | Technical | MW | After Competition Groups | 64.4046 | 0 | 0 | 2085.093 | 0.030888 | 15 | Residential_2030_Technical_MW_After Competition Groups_15 | Attic Insulation | 3.089% | 0 | 64.4046 | Residential_2030_Technical_MW_After Competition Groups_Attic Insulation
Residential | Res ¦ Energy Star Air Source Heat Pump | 2030 | Achievable | MW | After Competition Groups | 12.898 | 0 | 0 | 421.7103 | 0.030585 | 8 | Residential_2030_Achievable_MW_After Competition Groups_8 | Energy Star Air Source Heat Pump | 3.058% | 0 | 12.898 | Residential_2030_Achievable_MW_After Competition Groups_Energy Star Air Source Heat Pump
Residential | Res ¦ Energy Star Clothes Washer | 2030 | Technical | MW | After Competition Groups | 61.2366 | 0 | 0 | 2085.093 | 0.029369 | 16 | Residential_2030_Technical_MW_After Competition Groups_16 | Energy Star Clothes Washer | 2.937% | 0 | 61.2366 | Residential_2030_Technical_MW_After Competition Groups_Energy Star Clothes Washer
Residential | Res ¦ Energy Star LED Specialty Bulbs | 2030 | Achievable | MW | After Competition Groups | 12.05 | 0 | 0 | 421.7103 | 0.028574 | 9 | Residential_2030_Achievable_MW_After Competition Groups_9 | Energy Star LED Specialty Bulbs | 2.857% | 0 | 12.05 | Residential_2030_Achievable_MW_After Competition Groups_Energy Star LED Specialty Bulbs
Residential | Res ¦ Smart Burners | 2030 | Achievable | MW | After Competition Groups | 10.377 | 0 | 0 | 421.7103 | 0.024607 | 10 | Residential_2030_Achievable_MW_After Competition Groups_10 | Smart Burners | 2.461% | 0 | 10.377 | Residential_2030_Achievable_MW_After Competition Groups_Smart Burners
Residential | Res ¦ Wall Insulation | 2030 | Technical | MW | After Competition Groups | 50.4732 | 0 | 0 | 2085.093 | 0.024207 | 17 | Residential_2030_Technical_MW_After Competition Groups_17 | Wall Insulation | 2.421% | 0 | 50.4732 | Residential_2030_Technical_MW_After Competition Groups_Wall Insulation
Residential | Res ¦ Basement Wall Insulation | 2030 | Achievable | MW | After Competition Groups | 10.1818 | 0 | 0 | 421.7103 | 0.024144 | 11 | Residential_2030_Achievable_MW_After Competition Groups_11 | Basement Wall Insulation | 2.414% | 0 | 10.1818 | Residential_2030_Achievable_MW_After Competition Groups_Basement Wall Insulation
Residential | Res ¦ Occupancy Sensors MF | 2030 | Achievable | MW | After Competition Groups | 9.3012 | 0 | 0 | 421.7103 | 0.022056 | 12 | Residential_2030_Achievable_MW_After Competition Groups_12 | Occupancy Sensors MF | 2.206% | 0 | 9.3012 | Residential_2030_Achievable_MW_After Competition Groups_Occupancy Sensors MF
Residential | Res ¦ Advanced BAS/Controllers | 2030 | Achievable | MW | After Competition Groups | 9.2276 | 0 | 0 | 421.7103 | 0.021881 | 13 | Residential_2030_Achievable_MW_After Competition Groups_13 | Advanced BAS/Controllers | 2.188% | 0 | 9.2276 | Residential_2030_Achievable_MW_After Competition Groups_Advanced BAS/Controllers
Residential | Res ¦ Clothes Drying Racks | 2030 | Achievable | MW | After Competition Groups | 8.386 | 0 | 0 | 421.7103 | 0.019886 | 14 | Residential_2030_Achievable_MW_After Competition Groups_14 | Clothes Drying Racks | 1.989% | 0 | 8.386 | Residential_2030_Achievable_MW_After Competition Groups_Clothes Drying Racks
Residential | Res ¦ Attic Insulation | 2030 | Achievable | MW | After Competition Groups | 7.8578 | 0 | 0 | 421.7103 | 0.018633 | 15 | Residential_2030_Achievable_MW_After Competition Groups_15 | Attic Insulation | 1.863% | 0 | 7.8578 | Residential_2030_Achievable_MW_After Competition Groups_Attic Insulation
Residential | Res ¦ Energy Star A Line, PAR, MR Lamps | 2030 | Achievable | MW | After Competition Groups | 7.611 | 0 | 0 | 421.7103 | 0.018048 | 16 | Residential_2030_Achievable_MW_After Competition Groups_16 | Energy Star A Line, PAR, MR Lamps | 1.805% | 0 | 7.611 | Residential_2030_Achievable_MW_After Competition Groups_Energy Star A Line, PAR, MR Lamps
Residential | Res ¦ Duct Insulation | 2030 | Economic | MW | After Competition Groups | 20.3528 | 0 | 0 | 1167.628 | 0.017431 | 12 | Residential_2030_Economic_MW_After Competition Groups_12 | Duct Insulation | 1.743% | 0 | 20.3528 | Residential_2030_Economic_MW_After Competition Groups_Duct Insulation
Residential | Res ¦ Refrigerator Recycling | 2030 | Achievable | MW | After Competition Groups | 7.11 | 0 | 0 | 421.7103 | 0.01686 | 17 | Residential_2030_Achievable_MW_After Competition Groups_17 | Refrigerator Recycling | 1.686% | 0 | 7.11 | Residential_2030_Achievable_MW_After Competition Groups_Refrigerator Recycling
Residential | Res ¦ Freezer Recycling | 2030 | Achievable | MW | After Competition Groups | 6.6074 | 0 | 0 | 421.7103 | 0.015668 | 18 | Residential_2030_Achievable_MW_After Competition Groups_18 | Freezer Recycling | 1.567% | 0 | 6.6074 | Residential_2030_Achievable_MW_After Competition Groups_Freezer Recycling
Residential | Res ¦ Air Sealing | 2030 | Economic | MW | After Competition Groups | 17.788 | 0 | 0 | 1167.628 | 0.015234 | 13 | Residential_2030_Economic_MW_After Competition Groups_13 | Air Sealing | 1.523% | 0 | 17.788 | Residential_2030_Economic_MW_After Competition Groups_Air Sealing
Residential | Res ¦ Floor Insulation | 2030 | Economic | MW | After Competition Groups | 16.9098 | 0 | 0 | 1167.628 | 0.014482 | 14 | Residential_2030_Economic_MW_After Competition Groups_14 | Floor Insulation | 1.448% | 0 | 16.9098 | Residential_2030_Economic_MW_After Competition Groups_Floor Insulation
Residential | Res ¦ High Efficiency Chiller (avg of water and air cooled) | 2030 | Achievable | MW | After Competition Groups | 6.0444 | 0 | 0 | 421.7103 | 0.014333 | 19 | Residential_2030_Achievable_MW_After Competition Groups_19 | High Efficiency Chiller (avg of water and air cooled) | 1.433% | 0 | 6.0444 | Residential_2030_Achievable_MW_After Competition Groups_High Efficiency Chiller (avg of water and air cooled)
Residential | Res ¦ Lighting Motion Sensors, Timers, Dimmers | 2030 | Technical | MW | After Competition Groups | 29.8713 | 0 | 0 | 2085.093 | 0.014326 | 18 | Residential_2030_Technical_MW_After Competition Groups_18 | Lighting Motion Sensors, Timers, Dimmers | 1.433% | 0 | 29.8713 | Residential_2030_Technical_MW_After Competition Groups_Lighting Motion Sensors, Timers, Dimmers
Residential | Res ¦ Energy Star Torchiere | 2030 | Achievable | MW | After Competition Groups | 5.7986 | 0 | 0 | 421.7103 | 0.01375 | 20 | Residential_2030_Achievable_MW_After Competition Groups_20 | Energy Star Torchiere | 1.375% | 0 | 5.7986 | Residential_2030_Achievable_MW_After Competition Groups_Energy Star Torchiere
Residential | Res ¦ Variable Refrigerant Flow Heat Pump | 2030 | Technical | MW | After Competition Groups | 28.2029 | 0 | 0 | 2085.093 | 0.013526 | 19 | Residential_2030_Technical_MW_After Competition Groups_19 | Variable Refrigerant Flow Heat Pump | 1.353% | 0 | 28.2029 | Residential_2030_Technical_MW_After Competition Groups_Variable Refrigerant Flow Heat Pump
Residential | Res ¦ Ceiling Insulation | 2030 | Technical | MW | After Competition Groups | 25.1412 | 0 | 0 | 2085.093 | 0.012058 | 20 | Residential_2030_Technical_MW_After Competition Groups_20 | Ceiling Insulation | 1.206% | 0 | 25.1412 | Residential_2030_Technical_MW_After Competition Groups_Ceiling Insulation
Residential | Res ¦ Advanced BAS/Controllers | 2030 | Economic | MW | After Competition Groups | 13.712 | 0 | 0 | 1167.628 | 0.011743 | 15 | Residential_2030_Economic_MW_After Competition Groups_15 | Advanced BAS/Controllers | 1.174% | 0 | 13.712 | Residential_2030_Economic_MW_After Competition Groups_Advanced BAS/Controllers
Residential | Res ¦ Occupancy Sensors MF | 2030 | Economic | MW | After Competition Groups | 13.7015 | 0 | 0 | 1167.628 | 0.011734 | 16 | Residential_2030_Economic_MW_After Competition Groups_16 | Occupancy Sensors MF | 1.173% | 0 | 13.7015 | Residential_2030_Economic_MW_After Competition Groups_Occupancy Sensors MF
Residential | Res ¦ Energy Star Torchiere | 2030 | Economic | MW | After Competition Groups | 13.0648 | 0 | 0 | 1167.628 | 0.011189 | 17 | Residential_2030_Economic_MW_After Competition Groups_17 | Energy Star Torchiere | 1.119% | 0 | 13.0648 | Residential_2030_Economic_MW_After Competition Groups_Energy Star Torchiere
Residential | Res ¦ Wall Insulation | 2030 | Economic | MW | After Competition Groups | 12.8345 | 0 | 0 | 1167.628 | 0.010992 | 18 | Residential_2030_Economic_MW_After Competition Groups_18 | Wall Insulation | 1.099% | 0 | 12.8345 | Residential_2030_Economic_MW_After Competition Groups_Wall Insulation
Residential | Res ¦ Energy Star Light Fixture | 2030 | Achievable | MW | After Competition Groups | 4.6043 | 0 | 0 | 421.7103 | 0.010918 | 21 | Residential_2030_Achievable_MW_After Competition Groups_21 | Energy Star Light Fixture | 1.092% | 0 | 4.6043 | Residential_2030_Achievable_MW_After Competition Groups_Energy Star Light Fixture
Residential | Res ¦ Clothes Drying Racks | 2030 | Economic | MW | After Competition Groups | 12.4658 | 0 | 0 | 1167.628 | 0.010676 | 19 | Residential_2030_Economic_MW_After Competition Groups_19 | Clothes Drying Racks | 1.068% | 0 | 12.4658 | Residential_2030_Economic_MW_After Competition Groups_Clothes Drying Racks
Residential | Res ¦ Duct Insulation | 2030 | Technical | MW | After Competition Groups | 20.9629 | 0 | 0 | 2085.093 | 0.010054 | 21 | Residential_2030_Technical_MW_After Competition Groups_21 | Duct Insulation | 1.005% | 0 | 20.9629 | Residential_2030_Technical_MW_After Competition Groups_Duct Insulation
Residential | Res ¦ Energy Star Light Fixture | 2030 | Economic | MW | After Competition Groups | 10.5735 | 0 | 0 | 1167.628 | 0.0090556 | 20 | Residential_2030_Economic_MW_After Competition Groups_20 | Energy Star Light Fixture | 0.9056% | 0 | 10.5735 | Residential_2030_Economic_MW_After Competition Groups_Energy Star Light Fixture
Residential | Res ¦ Refrigerator Recycling | 2030 | Economic | MW | After Competition Groups | 10.565 | 0 | 0 | 1167.628 | 0.0090483 | 21 | Residential_2030_Economic_MW_After Competition Groups_21 | Refrigerator Recycling | 0.9048% | 0 | 10.565 | Residential_2030_Economic_MW_After Competition Groups_Refrigerator Recycling
Residential | Res ¦ Energy Star Light Fixture | 2030 | Technical | MW | After Competition Groups | 18.1663 | 0 | 0 | 2085.093 | 0.0087125 | 22 | Residential_2030_Technical_MW_After Competition Groups_22 | Energy Star Light Fixture | 0.8712% | 0 | 18.1663 | Residential_2030_Technical_MW_After Competition Groups_Energy Star Light Fixture
Residential | Res ¦ Air Sealing | 2030 | Technical | MW | After Competition Groups | 17.788 | 0 | 0 | 2085.093 | 0.008531 | 23 | Residential_2030_Technical_MW_After Competition Groups_23 | Air Sealing | 0.8531% | 0 | 17.788 | Residential_2030_Technical_MW_After Competition Groups_Air Sealing
Residential | Res ¦ Freezer Recycling | 2030 | Economic | MW | After Competition Groups | 9.8413 | 0 | 0 | 1167.628 | 0.0084284 | 22 | Residential_2030_Economic_MW_After Competition Groups_22 | Freezer Recycling | 0.8428% | 0 | 9.8413 | Residential_2030_Economic_MW_After Competition Groups_Freezer Recycling
Residential | Res ¦ Central Air Conditioner Maintenance | 2030 | Technical | MW | After Competition Groups | 17.1752 | 0 | 0 | 2085.093 | 0.0082372 | 24 | Residential_2030_Technical_MW_After Competition Groups_24 | Central Air Conditioner Maintenance | 0.8237% | 0 | 17.1752 | Residential_2030_Technical_MW_After Competition Groups_Central Air Conditioner Maintenance
Residential | Res ¦ Basement or Crawlspace Insulation | 2030 | Economic | MW | After Competition Groups | 9.4978 | 0 | 0 | 1167.628 | 0.0081343 | 23 | Residential_2030_Economic_MW_After Competition Groups_23 | Basement or Crawlspace Insulation | 0.8134% | 0 | 9.4978 | Residential_2030_Economic_MW_After Competition Groups_Basement or Crawlspace Insulation
Residential | Res ¦ Floor Insulation | 2030 | Technical | MW | After Competition Groups | 16.9098 | 0 | 0 | 2085.093 | 0.0081098 | 25 | Residential_2030_Technical_MW_After Competition Groups_25 | Floor Insulation | 0.811% | 0 | 16.9098 | Residential_2030_Technical_MW_After Competition Groups_Floor Insulation
Residential | Res ¦ Energy Star Clothes Dryer | 2030 | Achievable | MW | After Competition Groups | 3.416 | 0 | 0 | 421.7103 | 0.0081004 | 22 | Residential_2030_Achievable_MW_After Competition Groups_22 | Energy Star Clothes Dryer | 0.81% | 0 | 3.416 | Residential_2030_Achievable_MW_After Competition Groups_Energy Star Clothes Dryer
Residential | Res ¦ Energy Star Clothes Dryer | 2030 | Economic | MW | After Competition Groups | 9.379 | 0 | 0 | 1167.628 | 0.0080325 | 24 | Residential_2030_Economic_MW_After Competition Groups_24 | Energy Star Clothes Dryer | 0.8032% | 0 | 9.379 | Residential_2030_Economic_MW_After Competition Groups_Energy Star Clothes Dryer
Residential | Res ¦ Dehumidifier Recycling | 2030 | Technical | MW | After Competition Groups | 15.6811 | 0 | 0 | 2085.093 | 0.0075206 | 26 | Residential_2030_Technical_MW_After Competition Groups_26 | Dehumidifier Recycling | 0.7521% | 0 | 15.6811 | Residential_2030_Technical_MW_After Competition Groups_Dehumidifier Recycling
Residential | Res ¦ Home Energy Reports | 2030 | Technical | MW | After Competition Groups | 14.8558 | 0 | 0 | 2085.093 | 0.0071248 | 27 | Residential_2030_Technical_MW_After Competition Groups_27 | Home Energy Reports | 0.7125% | 0 | 14.8558 | Residential_2030_Technical_MW_After Competition Groups_Home Energy Reports
Residential | Res ¦ Duct Insulation MF | 2030 | Economic | MW | After Competition Groups | 7.921 | 0 | 0 | 1167.628 | 0.0067838 | 25 | Residential_2030_Economic_MW_After Competition Groups_25 | Duct Insulation MF | 0.6784% | 0 | 7.921 | Residential_2030_Economic_MW_After Competition Groups_Duct Insulation MF
Residential | Res ¦ Advanced BAS/Controllers | 2030 | Technical | MW | After Competition Groups | 13.712 | 0 | 0 | 2085.093 | 0.0065762 | 28 | Residential_2030_Technical_MW_After Competition Groups_28 | Advanced BAS/Controllers | 0.6576% | 0 | 13.712 | Residential_2030_Technical_MW_After Competition Groups_Advanced BAS/Controllers
Residential | Res ¦ Occupancy Sensors MF | 2030 | Technical | MW | After Competition Groups | 13.7015 | 0 | 0 | 2085.093 | 0.0065712 | 29 | Residential_2030_Technical_MW_After Competition Groups_29 | Occupancy Sensors MF | 0.6571% | 0 | 13.7015 | Residential_2030_Technical_MW_After Competition Groups_Occupancy Sensors MF
Residential | Res ¦ Energy Star Torchiere | 2030 | Technical | MW | After Competition Groups | 13.0648 | 0 | 0 | 2085.093 | 0.0062658 | 30 | Residential_2030_Technical_MW_After Competition Groups_30 | Energy Star Torchiere | 0.6266% | 0 | 13.0648 | Residential_2030_Technical_MW_After Competition Groups_Energy Star Torchiere
Residential | Res ¦ Clothes Drying Racks | 2030 | Technical | MW | After Competition Groups | 12.4658 | 0 | 0 | 2085.093 | 0.0059785 | 31 | Residential_2030_Technical_MW_After Competition Groups_31 | Clothes Drying Racks | 0.5979% | 0 | 12.4658 | Residential_2030_Technical_MW_After Competition Groups_Clothes Drying Racks
Residential | Res ¦ High Efficiency Chiller (avg of water and air cooled) | 2030 | Economic | MW | After Competition Groups | 6.8913 | 0 | 0 | 1167.628 | 0.005902 | 26 | Residential_2030_Economic_MW_After Competition Groups_26 | High Efficiency Chiller (avg of water and air cooled) | 0.5902% | 0 | 6.8913 | Residential_2030_Economic_MW_After Competition Groups_High Efficiency Chiller (avg of water and air cooled)
Residential | Res ¦ Duct Insulation | 2030 | Achievable | MW | After Competition Groups | 2.4371 | 0 | 0 | 421.7103 | 0.0057792 | 23 | Residential_2030_Achievable_MW_After Competition Groups_23 | Duct Insulation | 0.5779% | 0 | 2.4371 | Residential_2030_Achievable_MW_After Competition Groups_Duct Insulation
Residential | Res ¦ Outside Air Economizer | 2030 | Achievable | MW | After Competition Groups | 2.4147 | 0 | 0 | 421.7103 | 0.005726 | 24 | Residential_2030_Achievable_MW_After Competition Groups_24 | Outside Air Economizer | 0.5726% | 0 | 2.4147 | Residential_2030_Achievable_MW_After Competition Groups_Outside Air Economizer
Residential | Res ¦ Air Sealing | 2030 | Achievable | MW | After Competition Groups | 2.1705 | 0 | 0 | 421.7103 | 0.0051469 | 25 | Residential_2030_Achievable_MW_After Competition Groups_25 | Air Sealing | 0.5147% | 0 | 2.1705 | Residential_2030_Achievable_MW_After Competition Groups_Air Sealing
Residential | Res ¦ Refrigerator Recycling | 2030 | Technical | MW | After Competition Groups | 10.565 | 0 | 0 | 2085.093 | 0.0050669 | 32 | Residential_2030_Technical_MW_After Competition Groups_32 | Refrigerator Recycling | 0.5067% | 0 | 10.565 | Residential_2030_Technical_MW_After Competition Groups_Refrigerator Recycling
Residential | Res ¦ Floor Insulation | 2030 | Achievable | MW | After Competition Groups | 2.0623 | 0 | 0 | 421.7103 | 0.0048904 | 26 | Residential_2030_Achievable_MW_After Competition Groups_26 | Floor Insulation | 0.489% | 0 | 2.0623 | Residential_2030_Achievable_MW_After Competition Groups_Floor Insulation
Residential | Res ¦ Freezer Recycling | 2030 | Technical | MW | After Competition Groups | 9.8413 | 0 | 0 | 2085.093 | 0.0047198 | 33 | Residential_2030_Technical_MW_After Competition Groups_33 | Freezer Recycling | 0.472% | 0 | 9.8413 | Residential_2030_Technical_MW_After Competition Groups_Freezer Recycling
Residential | Res ¦ Duct Insulation MF | 2030 | Technical | MW | After Competition Groups | 9.4457 | 0 | 0 | 2085.093 | 0.0045301 | 34 | Residential_2030_Technical_MW_After Competition Groups_34 | Duct Insulation MF | 0.453% | 0 | 9.4457 | Residential_2030_Technical_MW_After Competition Groups_Duct Insulation MF
Residential | Res ¦ ENERGY STAR LED LAMPS (REFLECTOR LAMPs/MR16/PAR 16) | 2030 | Achievable | MW | After Competition Groups | 1.8807 | 0 | 0 | 421.7103 | 0.0044596 | 27 | Residential_2030_Achievable_MW_After Competition Groups_27 | ENERGY STAR LED LAMPS (REFLECTOR LAMPs/MR16/PAR 16) | 0.446% | 0 | 1.8807 | Residential_2030_Achievable_MW_After Competition Groups_ENERGY STAR LED LAMPS (REFLECTOR LAMPs/MR16/PAR 16)
Residential | Res ¦ Minimize Hot and Warm Clothes Wash | 2030 | Economic | MW | After Competition Groups | 5.203 | 0 | 0 | 1167.628 | 0.004456 | 27 | Residential_2030_Economic_MW_After Competition Groups_27 | Minimize Hot and Warm Clothes Wash | 0.4456% | 0 | 5.203 | Residential_2030_Economic_MW_After Competition Groups_Minimize Hot and Warm Clothes Wash
Residential | Res ¦ Energy Star Dehumidifier | 2030 | Technical | MW | After Competition Groups | 9.2187 | 0 | 0 | 2085.093 | 0.0044213 | 35 | Residential_2030_Technical_MW_After Competition Groups_35 | Energy Star Dehumidifier | 0.4421% | 0 | 9.2187 | Residential_2030_Technical_MW_After Competition Groups_Energy Star Dehumidifier
Residential | Res ¦ LED Tube Re-Lamp | 2030 | Achievable | MW | After Competition Groups | 1.7737 | 0 | 0 | 421.7103 | 0.004206 | 28 | Residential_2030_Achievable_MW_After Competition Groups_28 | LED Tube Re-Lamp | 0.4206% | 0 | 1.7737 | Residential_2030_Achievable_MW_After Competition Groups_LED Tube Re-Lamp
Residential | Res ¦ Minimize Hot and Warm Clothes Wash | 2030 | Achievable | MW | After Competition Groups | 1.7191 | 0 | 0 | 421.7103 | 0.0040766 | 29 | Residential_2030_Achievable_MW_After Competition Groups_29 | Minimize Hot and Warm Clothes Wash | 0.4077% | 0 | 1.7191 | Residential_2030_Achievable_MW_After Competition Groups_Minimize Hot and Warm Clothes Wash
Residential | Res ¦ Ceiling Insulation | 2030 | Economic | MW | After Competition Groups | 4.319 | 0 | 0 | 1167.628 | 0.003699 | 28 | Residential_2030_Economic_MW_After Competition Groups_28 | Ceiling Insulation | 0.3699% | 0 | 4.319 | Residential_2030_Economic_MW_After Competition Groups_Ceiling Insulation
Residential | Res ¦ INTEGRAL LED TROFFERS | 2030 | Technical | MW | After Competition Groups | 7.5 | 0 | 0 | 2085.093 | 0.003597 | 36 | Residential_2030_Technical_MW_After Competition Groups_36 | INTEGRAL LED TROFFERS | 0.3597% | 0 | 7.5 | Residential_2030_Technical_MW_After Competition Groups_INTEGRAL LED TROFFERS
Residential | Res ¦ Furnace Whistle | 2030 | Achievable | MW | After Competition Groups | 1.5167 | 0 | 0 | 421.7103 | 0.0035966 | 30 | Residential_2030_Achievable_MW_After Competition Groups_30 | Furnace Whistle | 0.3597% | 0 | 1.5167 | Residential_2030_Achievable_MW_After Competition Groups_Furnace Whistle
Residential | Res ¦ Wall Insulation | 2030 | Achievable | MW | After Competition Groups | 1.4941 | 0 | 0 | 421.7103 | 0.003543 | 31 | Residential_2030_Achievable_MW_After Competition Groups_31 | Wall Insulation | 0.3543% | 0 | 1.4941 | Residential_2030_Achievable_MW_After Competition Groups_Wall Insulation
Residential | Res ¦ Energy Star Freezer | 2030 | Technical | MW | After Competition Groups | 7.2912 | 0 | 0 | 2085.093 | 0.0034968 | 37 | Residential_2030_Technical_MW_After Competition Groups_37 | Energy Star Freezer | 0.3497% | 0 | 7.2912 | Residential_2030_Technical_MW_After Competition Groups_Energy Star Freezer
Residential | Res ¦ Home Energy Reports | 2030 | Economic | MW | After Competition Groups | 4.0605 | 0 | 0 | 1167.628 | 0.0034775 | 29 | Residential_2030_Economic_MW_After Competition Groups_29 | Home Energy Reports | 0.3478% | 0 | 4.0605 | Residential_2030_Economic_MW_After Competition Groups_Home Energy Reports
Residential | Res ¦ Energy Star Windows | 2030 | Technical | MW | After Competition Groups | 7.2015 | 0 | 0 | 2085.093 | 0.0034538 | 38 | Residential_2030_Technical_MW_After Competition Groups_38 | Energy Star Windows | 0.3454% | 0 | 7.2015 | Residential_2030_Technical_MW_After Competition Groups_Energy Star Windows
Residential | Res ¦ Home Energy Reports | 2030 | Achievable | MW | After Competition Groups | 1.4141 | 0 | 0 | 421.7103 | 0.0033533 | 32 | Residential_2030_Achievable_MW_After Competition Groups_32 | Home Energy Reports | 0.3353% | 0 | 1.4141 | Residential_2030_Achievable_MW_After Competition Groups_Home Energy Reports
Residential | Res ¦ High Efficiency Chiller (avg of water and air cooled) | 2030 | Technical | MW | After Competition Groups | 6.8913 | 0 | 0 | 2085.093 | 0.003305 | 39 | Residential_2030_Technical_MW_After Competition Groups_39 | High Efficiency Chiller (avg of water and air cooled) | 0.3305% | 0 | 6.8913 | Residential_2030_Technical_MW_After Competition Groups_High Efficiency Chiller (avg of water and air cooled)
Residential | Res ¦ Furnace with ECM | 2030 | Technical | MW | After Competition Groups | 6.8529 | 0 | 0 | 2085.093 | 0.0032866 | 40 | Residential_2030_Technical_MW_After Competition Groups_40 | Furnace with ECM | 0.3287% | 0 | 6.8529 | Residential_2030_Technical_MW_After Competition Groups_Furnace with ECM
Residential | Res ¦ Comprehensive Draft Proofing | 2030 | Achievable | MW | After Competition Groups | 1.3103 | 0 | 0 | 421.7103 | 0.003107 | 33 | Residential_2030_Achievable_MW_After Competition Groups_33 | Comprehensive Draft Proofing | 0.3107% | 0 | 1.3103 | Residential_2030_Achievable_MW_After Competition Groups_Comprehensive Draft Proofing
Residential | Res ¦ Variable Frequency Drive (VFD) | 2030 | Achievable | MW | After Competition Groups | 1.2706 | 0 | 0 | 421.7103 | 0.0030131 | 34 | Residential_2030_Achievable_MW_After Competition Groups_34 | Variable Frequency Drive (VFD) | 0.3013% | 0 | 1.2706 | Residential_2030_Achievable_MW_After Competition Groups_Variable Frequency Drive (VFD)
Residential | Res ¦ CO Sensors for parking garage exhaust fans | 2030 | Achievable | MW | After Competition Groups | 1.2315 | 0 | 0 | 421.7103 | 0.0029203 | 35 | Residential_2030_Achievable_MW_After Competition Groups_35 | CO Sensors for parking garage exhaust fans | 0.292% | 0 | 1.2315 | Residential_2030_Achievable_MW_After Competition Groups_CO Sensors for parking garage exhaust fans
Residential | Res ¦ Outside Air Economizer | 2030 | Economic | MW | After Competition Groups | 3.2734 | 0 | 0 | 1167.628 | 0.0028035 | 30 | Residential_2030_Economic_MW_After Competition Groups_30 | Outside Air Economizer | 0.2803% | 0 | 3.2734 | Residential_2030_Economic_MW_After Competition Groups_Outside Air Economizer
Residential | Res ¦ Minimize Hot and Warm Clothes Wash | 2030 | Technical | MW | After Competition Groups | 5.203 | 0 | 0 | 2085.093 | 0.0024953 | 41 | Residential_2030_Technical_MW_After Competition Groups_41 | Minimize Hot and Warm Clothes Wash | 0.2495% | 0 | 5.203 | Residential_2030_Technical_MW_After Competition Groups_Minimize Hot and Warm Clothes Wash
Residential | Res ¦ Heat Recovery Ventilator | 2030 | Economic | MW | After Competition Groups | 2.8091 | 0 | 0 | 1167.628 | 0.0024059 | 31 | Residential_2030_Economic_MW_After Competition Groups_31 | Heat Recovery Ventilator | 0.2406% | 0 | 2.8091 | Residential_2030_Economic_MW_After Competition Groups_Heat Recovery Ventilator
Residential | Res ¦ Duct Insulation MF | 2030 | Achievable | MW | After Competition Groups | 0.9162 | 0 | 0 | 421.7103 | 0.0021726 | 36 | Residential_2030_Achievable_MW_After Competition Groups_36 | Duct Insulation MF | 0.2173% | 0 | 0.9162 | Residential_2030_Achievable_MW_After Competition Groups_Duct Insulation MF
Residential | Res ¦ Passive Attic Ventilation | 2030 | Technical | MW | After Competition Groups | 4.4548 | 0 | 0 | 2085.093 | 0.0021365 | 42 | Residential_2030_Technical_MW_After Competition Groups_42 | Passive Attic Ventilation | 0.2137% | 0 | 4.4548 | Residential_2030_Technical_MW_After Competition Groups_Passive Attic Ventilation
Residential | Res ¦ LED Downlight | 2030 | Technical | MW | After Competition Groups | 4.3573 | 0 | 0 | 2085.093 | 0.0020898 | 43 | Residential_2030_Technical_MW_After Competition Groups_43 | LED Downlight | 0.209% | 0 | 4.3573 | Residential_2030_Technical_MW_After Competition Groups_LED Downlight
Residential | Res ¦ Central Lighting Control System | 2030 | Technical | MW | After Competition Groups | 4.3192 | 0 | 0 | 2085.093 | 0.0020715 | 44 | Residential_2030_Technical_MW_After Competition Groups_44 | Central Lighting Control System | 0.2071% | 0 | 4.3192 | Residential_2030_Technical_MW_After Competition Groups_Central Lighting Control System
Residential | Res ¦ Demand Control Ventilation | 2030 | Economic | MW | After Competition Groups | 2.403 | 0 | 0 | 1167.628 | 0.002058 | 32 | Residential_2030_Economic_MW_After Competition Groups_32 | Demand Control Ventilation | 0.2058% | 0 | 2.403 | Residential_2030_Economic_MW_After Competition Groups_Demand Control Ventilation
Residential | Res ¦ Demand Control Ventilation | 2030 | Achievable | MW | After Competition Groups | 0.86426 | 0 | 0 | 421.7103 | 0.0020494 | 37 | Residential_2030_Achievable_MW_After Competition Groups_37 | Demand Control Ventilation | 0.2049% | 0 | 0.86426 | Residential_2030_Achievable_MW_After Competition Groups_Demand Control Ventilation
Residential | Res ¦ LED Parking Lot Fixture | 2030 | Achievable | MW | After Competition Groups | 0.82749 | 0 | 0 | 421.7103 | 0.0019622 | 38 | Residential_2030_Achievable_MW_After Competition Groups_38 | LED Parking Lot Fixture | 0.1962% | 0 | 0.82749 | Residential_2030_Achievable_MW_After Competition Groups_LED Parking Lot Fixture
Residential | Res ¦ ENERGY STAR LED LAMPS (REFLECTOR LAMPs/MR16/PAR 16) | 2030 | Economic | MW | After Competition Groups | 2.2682 | 0 | 0 | 1167.628 | 0.0019426 | 33 | Residential_2030_Economic_MW_After Competition Groups_33 | ENERGY STAR LED LAMPS (REFLECTOR LAMPs/MR16/PAR 16) | 0.1943% | 0 | 2.2682 | Residential_2030_Economic_MW_After Competition Groups_ENERGY STAR LED LAMPS (REFLECTOR LAMPs/MR16/PAR 16)
Residential | Res ¦ Furnace Whistle | 2030 | Economic | MW | After Competition Groups | 2.2536 | 0 | 0 | 1167.628 | 0.00193 | 34 | Residential_2030_Economic_MW_After Competition Groups_34 | Furnace Whistle | 0.193% | 0 | 2.2536 | Residential_2030_Economic_MW_After Competition Groups_Furnace Whistle
Residential | Res ¦ Water Heater Temperature Setback | 2030 | Achievable | MW | After Competition Groups | 0.79472 | 0 | 0 | 421.7103 | 0.0018845 | 39 | Residential_2030_Achievable_MW_After Competition Groups_39 | Water Heater Temperature Setback | 0.1885% | 0 | 0.79472 | Residential_2030_Achievable_MW_After Competition Groups_Water Heater Temperature Setback
Residential | Res ¦ Heat Pump Water Heater | 2030 | Technical | MW | After Competition Groups | 3.7696 | 0 | 0 | 2085.093 | 0.0018079 | 45 | Residential_2030_Technical_MW_After Competition Groups_45 | Heat Pump Water Heater | 0.1808% | 0 | 3.7696 | Residential_2030_Technical_MW_After Competition Groups_Heat Pump Water Heater
Residential | Res ¦ CO Sensors for parking garage exhaust fans | 2030 | Economic | MW | After Competition Groups | 2.0653 | 0 | 0 | 1167.628 | 0.0017688 | 35 | Residential_2030_Economic_MW_After Competition Groups_35 | CO Sensors for parking garage exhaust fans | 0.1769% | 0 | 2.0653 | Residential_2030_Economic_MW_After Competition Groups_CO Sensors for parking garage exhaust fans
Residential | Res ¦ LED Tube Re-Lamp | 2030 | Technical | MW | After Competition Groups | 3.486 | 0 | 0 | 2085.093 | 0.0016719 | 46 | Residential_2030_Technical_MW_After Competition Groups_46 | LED Tube Re-Lamp | 0.1672% | 0 | 3.486 | Residential_2030_Technical_MW_After Competition Groups_LED Tube Re-Lamp
Residential | Res ¦ Comprehensive Draft Proofing | 2030 | Economic | MW | After Competition Groups | 1.9468 | 0 | 0 | 1167.628 | 0.0016673 | 36 | Residential_2030_Economic_MW_After Competition Groups_36 | Comprehensive Draft Proofing | 0.1667% | 0 | 1.9468 | Residential_2030_Economic_MW_After Competition Groups_Comprehensive Draft Proofing
Residential | Res ¦ LED Tube Re-Lamp | 2030 | Economic | MW | After Competition Groups | 1.8955 | 0 | 0 | 1167.628 | 0.0016234 | 37 | Residential_2030_Economic_MW_After Competition Groups_37 | LED Tube Re-Lamp | 0.1623% | 0 | 1.8955 | Residential_2030_Economic_MW_After Competition Groups_LED Tube Re-Lamp
Residential | Res ¦ Variable Frequency Drive (VFD) | 2030 | Economic | MW | After Competition Groups | 1.888 | 0 | 0 | 1167.628 | 0.001617 | 38 | Residential_2030_Economic_MW_After Competition Groups_38 | Variable Frequency Drive (VFD) | 0.1617% | 0 | 1.888 | Residential_2030_Economic_MW_After Competition Groups_Variable Frequency Drive (VFD)
Residential | Res ¦ Early Hot Water Heater Replacement | 2030 | Technical | MW | After Competition Groups | 3.365 | 0 | 0 | 2085.093 | 0.0016138 | 47 | Residential_2030_Technical_MW_After Competition Groups_47 | Early Hot Water Heater Replacement | 0.1614% | 0 | 3.365 | Residential_2030_Technical_MW_After Competition Groups_Early Hot Water Heater Replacement
Residential | Res ¦ Energy Star Freezer | 2030 | Achievable | MW | After Competition Groups | 0.66325 | 0 | 0 | 421.7103 | 0.0015728 | 40 | Residential_2030_Achievable_MW_After Competition Groups_40 | Energy Star Freezer | 0.1573% | 0 | 0.66325 | Residential_2030_Achievable_MW_After Competition Groups_Energy Star Freezer
Residential | Res ¦ Outside Air Economizer | 2030 | Technical | MW | After Competition Groups | 3.2734 | 0 | 0 | 2085.093 | 0.0015699 | 48 | Residential_2030_Technical_MW_After Competition Groups_48 | Outside Air Economizer | 0.157% | 0 | 3.2734 | Residential_2030_Technical_MW_After Competition Groups_Outside Air Economizer
Residential | Res ¦ Energy Star Ceiling Fan/Lighting | 2030 | Technical | MW | After Competition Groups | 3.1809 | 0 | 0 | 2085.093 | 0.0015255 | 49 | Residential_2030_Technical_MW_After Competition Groups_49 | Energy Star Ceiling Fan/Lighting | 0.1526% | 0 | 3.1809 | Residential_2030_Technical_MW_After Competition Groups_Energy Star Ceiling Fan/Lighting
Residential | Res ¦ Air Source Heat Pump Maintenance | 2030 | Technical | MW | After Competition Groups | 2.9765 | 0 | 0 | 2085.093 | 0.0014275 | 50 | Residential_2030_Technical_MW_After Competition Groups_50 | Air Source Heat Pump Maintenance | 0.1428% | 0 | 2.9765 | Residential_2030_Technical_MW_After Competition Groups_Air Source Heat Pump Maintenance
Residential | Res ¦ Tankless Water Heater | 2030 | Economic | MW | After Competition Groups | 1.633 | 0 | 0 | 1167.628 | 0.0013986 | 39 | Residential_2030_Economic_MW_After Competition Groups_39 | Tankless Water Heater | 0.1399% | 0 | 1.633 | Residential_2030_Economic_MW_After Competition Groups_Tankless Water Heater
Residential | Res ¦ Heat Recovery Ventilator | 2030 | Technical | MW | After Competition Groups | 2.9024 | 0 | 0 | 2085.093 | 0.001392 | 51 | Residential_2030_Technical_MW_After Competition Groups_51 | Heat Recovery Ventilator | 0.1392% | 0 | 2.9024 | Residential_2030_Technical_MW_After Competition Groups_Heat Recovery Ventilator
Residential | Res ¦ Condensing Make Up Air Unit | 2030 | Achievable | MW | After Competition Groups | 0.54745 | 0 | 0 | 421.7103 | 0.0012982 | 41 | Residential_2030_Achievable_MW_After Competition Groups_41 | Condensing Make Up Air Unit | 0.1298% | 0 | 0.54745 | Residential_2030_Achievable_MW_After Competition Groups_Condensing Make Up Air Unit
Residential | Res ¦ Basement or Crawlspace Insulation | 2030 | Achievable | MW | After Competition Groups | 0.54711 | 0 | 0 | 421.7103 | 0.0012974 | 42 | Residential_2030_Achievable_MW_After Competition Groups_42 | Basement or Crawlspace Insulation | 0.1297% | 0 | 0.54711 | Residential_2030_Achievable_MW_After Competition Groups_Basement or Crawlspace Insulation
Residential | Res ¦ Energy Star Windows | 2030 | Economic | MW | After Competition Groups | 1.4276 | 0 | 0 | 1167.628 | 0.0012227 | 40 | Residential_2030_Economic_MW_After Competition Groups_40 | Energy Star Windows | 0.1223% | 0 | 1.4276 | Residential_2030_Economic_MW_After Competition Groups_Energy Star Windows
Residential | Res ¦ Demand Control Ventilation | 2030 | Technical | MW | After Competition Groups | 2.403 | 0 | 0 | 2085.093 | 0.0011525 | 52 | Residential_2030_Technical_MW_After Competition Groups_52 | Demand Control Ventilation | 0.1152% | 0 | 2.403 | Residential_2030_Technical_MW_After Competition Groups_Demand Control Ventilation
Residential | Res ¦ ENERGY STAR LED LAMPS (REFLECTOR LAMPs/MR16/PAR 16) | 2030 | Technical | MW | After Competition Groups | 2.2682 | 0 | 0 | 2085.093 | 0.0010878 | 53 | Residential_2030_Technical_MW_After Competition Groups_53 | ENERGY STAR LED LAMPS (REFLECTOR LAMPs/MR16/PAR 16) | 0.1088% | 0 | 2.2682 | Residential_2030_Technical_MW_After Competition Groups_ENERGY STAR LED LAMPS (REFLECTOR LAMPs/MR16/PAR 16)
Residential | Res ¦ Drain Water Heat Recovery | 2030 | Technical | MW | After Competition Groups | 2.2588 | 0 | 0 | 2085.093 | 0.0010833 | 54 | Residential_2030_Technical_MW_After Competition Groups_54 | Drain Water Heat Recovery | 0.1083% | 0 | 2.2588 | Residential_2030_Technical_MW_After Competition Groups_Drain Water Heat Recovery
Residential | Res ¦ Furnace Whistle | 2030 | Technical | MW | After Competition Groups | 2.2536 | 0 | 0 | 2085.093 | 0.0010808 | 55 | Residential_2030_Technical_MW_After Competition Groups_55 | Furnace Whistle | 0.1081% | 0 | 2.2536 | Residential_2030_Technical_MW_After Competition Groups_Furnace Whistle
Residential | Res ¦ Condensing Make Up Air Unit | 2030 | Economic | MW | After Competition Groups | 1.2414 | 0 | 0 | 1167.628 | 0.0010632 | 41 | Residential_2030_Economic_MW_After Competition Groups_41 | Condensing Make Up Air Unit | 0.1063% | 0 | 1.2414 | Residential_2030_Economic_MW_After Competition Groups_Condensing Make Up Air Unit
Residential | Res ¦ Water Heater Temperature Setback | 2030 | Economic | MW | After Competition Groups | 1.1808 | 0 | 0 | 1167.628 | 0.0010113 | 42 | Residential_2030_Economic_MW_After Competition Groups_42 | Water Heater Temperature Setback | 0.1011% | 0 | 1.1808 | Residential_2030_Economic_MW_After Competition Groups_Water Heater Temperature Setback
Residential | Res ¦ Tankless Water Heater | 2030 | Achievable | MW | After Competition Groups | 0.42314 | 0 | 0 | 421.7103 | 0.0010034 | 43 | Residential_2030_Achievable_MW_After Competition Groups_43 | Tankless Water Heater | 0.1003% | 0 | 0.42314 | Residential_2030_Achievable_MW_After Competition Groups_Tankless Water Heater
Residential | Res ¦ Window Film | 2030 | Technical | MW | After Competition Groups | 2.0876 | 0 | 0 | 2085.093 | 0.0010012 | 56 | Residential_2030_Technical_MW_After Competition Groups_56 | Window Film | 0.1001% | 0 | 2.0876 | Residential_2030_Technical_MW_After Competition Groups_Window Film
Residential | Res ¦ CO Sensors for parking garage exhaust fans | 2030 | Technical | MW | After Competition Groups | 2.0653 | 0 | 0 | 2085.093 | 0.0009905 | 57 | Residential_2030_Technical_MW_After Competition Groups_57 | CO Sensors for parking garage exhaust fans | 0.09905% | 0 | 2.0653 | Residential_2030_Technical_MW_After Competition Groups_CO Sensors for parking garage exhaust fans
Residential | Res ¦ Comprehensive Draft Proofing | 2030 | Technical | MW | After Competition Groups | 1.9468 | 0 | 0 | 2085.093 | 0.00093368 | 58 | Residential_2030_Technical_MW_After Competition Groups_58 | Comprehensive Draft Proofing | 0.09337% | 0 | 1.9468 | Residential_2030_Technical_MW_After Competition Groups_Comprehensive Draft Proofing
Residential | Res ¦ VFD on Pumps | 2030 | Achievable | MW | After Competition Groups | 0.39073 | 0 | 0 | 421.7103 | 0.00092654 | 44 | Residential_2030_Achievable_MW_After Competition Groups_44 | VFD on Pumps | 0.09265% | 0 | 0.39073 | Residential_2030_Achievable_MW_After Competition Groups_VFD on Pumps
Residential | Res ¦ Energy Star Dishwasher | 2030 | Technical | MW | After Competition Groups | 1.9204 | 0 | 0 | 2085.093 | 0.00092102 | 59 | Residential_2030_Technical_MW_After Competition Groups_59 | Energy Star Dishwasher | 0.0921% | 0 | 1.9204 | Residential_2030_Technical_MW_After Competition Groups_Energy Star Dishwasher
Residential | Res ¦ Variable Frequency Drive (VFD) | 2030 | Technical | MW | After Competition Groups | 1.888 | 0 | 0 | 2085.093 | 0.00090548 | 60 | Residential_2030_Technical_MW_After Competition Groups_60 | Variable Frequency Drive (VFD) | 0.09055% | 0 | 1.888 | Residential_2030_Technical_MW_After Competition Groups_Variable Frequency Drive (VFD)
Residential | Res ¦ LED Exterior Area Lights - LED Fixture (200W) | 2030 | Achievable | MW | After Competition Groups | 0.37997 | 0 | 0 | 421.7103 | 0.00090103 | 45 | Residential_2030_Achievable_MW_After Competition Groups_45 | LED Exterior Area Lights - LED Fixture (200W) | 0.0901% | 0 | 0.37997 | Residential_2030_Achievable_MW_After Competition Groups_LED Exterior Area Lights - LED Fixture (200W)
Residential | Res ¦ LED Parking Lot Fixture | 2030 | Economic | MW | After Competition Groups | 1.028 | 0 | 0 | 1167.628 | 0.00088043 | 43 | Residential_2030_Economic_MW_After Competition Groups_43 | LED Parking Lot Fixture | 0.08804% | 0 | 1.028 | Residential_2030_Economic_MW_After Competition Groups_LED Parking Lot Fixture
Residential | Res ¦ ENERGY STAR LED Lamps (General Service Lamps) | 2030 | Achievable | MW | After Competition Groups | 0.32135 | 0 | 0 | 421.7103 | 0.00076201 | 46 | Residential_2030_Achievable_MW_After Competition Groups_46 | ENERGY STAR LED Lamps (General Service Lamps) | 0.0762% | 0 | 0.32135 | Residential_2030_Achievable_MW_After Competition Groups_ENERGY STAR LED Lamps (General Service Lamps)
Residential | Res ¦ DHW Recirculation Systems | 2030 | Technical | MW | After Competition Groups | 1.4627 | 0 | 0 | 2085.093 | 0.0007015 | 61 | Residential_2030_Technical_MW_After Competition Groups_61 | DHW Recirculation Systems | 0.07015% | 0 | 1.4627 | Residential_2030_Technical_MW_After Competition Groups_DHW Recirculation Systems
Residential | Res ¦ Energy Star Freezer | 2030 | Economic | MW | After Competition Groups | 0.70598 | 0 | 0 | 1167.628 | 0.00060463 | 44 | Residential_2030_Economic_MW_After Competition Groups_44 | Energy Star Freezer | 0.06046% | 0 | 0.70598 | Residential_2030_Economic_MW_After Competition Groups_Energy Star Freezer
Residential | Res ¦ Heat Recovery Ventilator | 2030 | Achievable | MW | After Competition Groups | 0.25464 | 0 | 0 | 421.7103 | 0.00060383 | 47 | Residential_2030_Achievable_MW_After Competition Groups_47 | Heat Recovery Ventilator | 0.06038% | 0 | 0.25464 | Residential_2030_Achievable_MW_After Competition Groups_Heat Recovery Ventilator
Residential | Res ¦ Condensing Make Up Air Unit | 2030 | Technical | MW | After Competition Groups | 1.2414 | 0 | 0 | 2085.093 | 0.00059537 | 62 | Residential_2030_Technical_MW_After Competition Groups_62 | Condensing Make Up Air Unit | 0.05954% | 0 | 1.2414 | Residential_2030_Technical_MW_After Competition Groups_Condensing Make Up Air Unit
Residential | Res ¦ Water Heater Temperature Setback | 2030 | Technical | MW | After Competition Groups | 1.1808 | 0 | 0 | 2085.093 | 0.00056631 | 63 | Residential_2030_Technical_MW_After Competition Groups_63 | Water Heater Temperature Setback | 0.05663% | 0 | 1.1808 | Residential_2030_Technical_MW_After Competition Groups_Water Heater Temperature Setback
Residential | Res ¦ Energy Star Windows | 2030 | Achievable | MW | After Competition Groups | 0.21337 | 0 | 0 | 421.7103 | 0.00050597 | 48 | Residential_2030_Achievable_MW_After Competition Groups_48 | Energy Star Windows | 0.0506% | 0 | 0.21337 | Residential_2030_Achievable_MW_After Competition Groups_Energy Star Windows
Residential | Res ¦ VFD on Pumps | 2030 | Economic | MW | After Competition Groups | 0.58058 | 0 | 0 | 1167.628 | 0.00049723 | 45 | Residential_2030_Economic_MW_After Competition Groups_45 | VFD on Pumps | 0.04972% | 0 | 0.58058 | Residential_2030_Economic_MW_After Competition Groups_VFD on Pumps
Residential | Res ¦ LED Parking Lot Fixture | 2030 | Technical | MW | After Competition Groups | 1.028 | 0 | 0 | 2085.093 | 0.00049303 | 64 | Residential_2030_Technical_MW_After Competition Groups_64 | LED Parking Lot Fixture | 0.0493% | 0 | 1.028 | Residential_2030_Technical_MW_After Competition Groups_LED Parking Lot Fixture
Residential | Res ¦ ECM MOTORS FOR HVAC APPLICATION (FAN-POWERED VAV BOX) | 2030 | Achievable | MW | After Competition Groups | 0.19994 | 0 | 0 | 421.7103 | 0.00047411 | 49 | Residential_2030_Achievable_MW_After Competition Groups_49 | ECM MOTORS FOR HVAC APPLICATION (FAN-POWERED VAV BOX) | 0.04741% | 0 | 0.19994 | Residential_2030_Achievable_MW_After Competition Groups_ECM MOTORS FOR HVAC APPLICATION (FAN-POWERED VAV BOX)
Residential | Res ¦ Solar Powered Attic Fan | 2030 | Technical | MW | After Competition Groups | 0.9723 | 0 | 0 | 2085.093 | 0.00046631 | 65 | Residential_2030_Technical_MW_After Competition Groups_65 | Solar Powered Attic Fan | 0.04663% | 0 | 0.9723 | Residential_2030_Technical_MW_After Competition Groups_Solar Powered Attic Fan
Residential | Res ¦ Drain Water Heat Recovery | 2030 | Economic | MW | After Competition Groups | 0.5052 | 0 | 0 | 1167.628 | 0.00043267 | 46 | Residential_2030_Economic_MW_After Competition Groups_46 | Drain Water Heat Recovery | 0.04327% | 0 | 0.5052 | Residential_2030_Economic_MW_After Competition Groups_Drain Water Heat Recovery
Residential | Res ¦ LED Exterior Area Lights - LED Fixture (200W) | 2030 | Economic | MW | After Competition Groups | 0.47644 | 0 | 0 | 1167.628 | 0.00040805 | 47 | Residential_2030_Economic_MW_After Competition Groups_47 | LED Exterior Area Lights - LED Fixture (200W) | 0.0408% | 0 | 0.47644 | Residential_2030_Economic_MW_After Competition Groups_LED Exterior Area Lights - LED Fixture (200W)
Residential | Res ¦ HVAC Optimization | 2030 | Technical | MW | After Competition Groups | 0.78239 | 0 | 0 | 2085.093 | 0.00037523 | 66 | Residential_2030_Technical_MW_After Competition Groups_66 | HVAC Optimization | 0.03752% | 0 | 0.78239 | Residential_2030_Technical_MW_After Competition Groups_HVAC Optimization
Residential | Res ¦ ENERGY STAR LED Lamps (General Service Lamps) | 2030 | Economic | MW | After Competition Groups | 0.39476 | 0 | 0 | 1167.628 | 0.00033809 | 48 | Residential_2030_Economic_MW_After Competition Groups_48 | ENERGY STAR LED Lamps (General Service Lamps) | 0.03381% | 0 | 0.39476 | Residential_2030_Economic_MW_After Competition Groups_ENERGY STAR LED Lamps (General Service Lamps)
Residential | Res ¦ ECM MOTORS FOR HVAC APPLICATION (FAN-POWERED VAV BOX) | 2030 | Economic | MW | After Competition Groups | 0.34397 | 0 | 0 | 1167.628 | 0.00029459 | 49 | Residential_2030_Economic_MW_After Competition Groups_49 | ECM MOTORS FOR HVAC APPLICATION (FAN-POWERED VAV BOX) | 0.02946% | 0 | 0.34397 | Residential_2030_Economic_MW_After Competition Groups_ECM MOTORS FOR HVAC APPLICATION (FAN-POWERED VAV BOX)
Residential | Res ¦ Beverage Vending Machine Controls | 2030 | Achievable | MW | After Competition Groups | 0.11947 | 0 | 0 | 421.7103 | 0.0002833 | 50 | Residential_2030_Achievable_MW_After Competition Groups_50 | Beverage Vending Machine Controls | 0.02833% | 0 | 0.11947 | Residential_2030_Achievable_MW_After Competition Groups_Beverage Vending Machine Controls
Residential | Res ¦ VFD on Pumps | 2030 | Technical | MW | After Competition Groups | 0.58058 | 0 | 0 | 2085.093 | 0.00027845 | 67 | Residential_2030_Technical_MW_After Competition Groups_67 | VFD on Pumps | 0.02784% | 0 | 0.58058 | Residential_2030_Technical_MW_After Competition Groups_VFD on Pumps
Residential | Res ¦ LED Exterior Area Lights - LED Fixture (200W) | 2030 | Technical | MW | After Competition Groups | 0.47644 | 0 | 0 | 2085.093 | 0.0002285 | 68 | Residential_2030_Technical_MW_After Competition Groups_68 | LED Exterior Area Lights - LED Fixture (200W) | 0.02285% | 0 | 0.47644 | Residential_2030_Technical_MW_After Competition Groups_LED Exterior Area Lights - LED Fixture (200W)
Residential | Res ¦ Ceiling Insulation | 2030 | Achievable | MW | After Competition Groups | 0.095014 | 0 | 0 | 421.7103 | 0.00022531 | 51 | Residential_2030_Achievable_MW_After Competition Groups_51 | Ceiling Insulation | 0.02253% | 0 | 0.095014 | Residential_2030_Achievable_MW_After Competition Groups_Ceiling Insulation
Residential | Res ¦ Beverage Vending Machine Controls | 2030 | Economic | MW | After Competition Groups | 0.24048 | 0 | 0 | 1167.628 | 0.00020595 | 50 | Residential_2030_Economic_MW_After Competition Groups_50 | Beverage Vending Machine Controls | 0.0206% | 0 | 0.24048 | Residential_2030_Economic_MW_After Competition Groups_Beverage Vending Machine Controls
Residential | Res ¦ Chilled Water Optimization | 2030 | Achievable | MW | After Competition Groups | 0.081514 | 0 | 0 | 421.7103 | 0.00019329 | 52 | Residential_2030_Achievable_MW_After Competition Groups_52 | Chilled Water Optimization | 0.01933% | 0 | 0.081514 | Residential_2030_Achievable_MW_After Competition Groups_Chilled Water Optimization
Residential | Res ¦ ENERGY STAR LED Lamps (General Service Lamps) | 2030 | Technical | MW | After Competition Groups | 0.39476 | 0 | 0 | 2085.093 | 0.00018933 | 69 | Residential_2030_Technical_MW_After Competition Groups_69 | ENERGY STAR LED Lamps (General Service Lamps) | 0.01893% | 0 | 0.39476 | Residential_2030_Technical_MW_After Competition Groups_ENERGY STAR LED Lamps (General Service Lamps)
Residential | Res ¦ Drain Water Heat Recovery | 2030 | Achievable | MW | After Competition Groups | 0.074483 | 0 | 0 | 421.7103 | 0.00017662 | 53 | Residential_2030_Achievable_MW_After Competition Groups_53 | Drain Water Heat Recovery | 0.01766% | 0 | 0.074483 | Residential_2030_Achievable_MW_After Competition Groups_Drain Water Heat Recovery
Residential | Res ¦ ECM MOTORS FOR HVAC APPLICATION (FAN-POWERED VAV BOX) | 2030 | Technical | MW | After Competition Groups | 0.34397 | 0 | 0 | 2085.093 | 0.00016497 | 70 | Residential_2030_Technical_MW_After Competition Groups_70 | ECM MOTORS FOR HVAC APPLICATION (FAN-POWERED VAV BOX) | 0.0165% | 0 | 0.34397 | Residential_2030_Technical_MW_After Competition Groups_ECM MOTORS FOR HVAC APPLICATION (FAN-POWERED VAV BOX)
Residential | Res ¦ Chilled Water Optimization | 2030 | Economic | MW | After Competition Groups | 0.17766 | 0 | 0 | 1167.628 | 0.00015215 | 51 | Residential_2030_Economic_MW_After Competition Groups_51 | Chilled Water Optimization | 0.01522% | 0 | 0.17766 | Residential_2030_Economic_MW_After Competition Groups_Chilled Water Optimization
Residential | Res ¦ Beverage Vending Machine Controls | 2030 | Technical | MW | After Competition Groups | 0.24048 | 0 | 0 | 2085.093 | 0.00011533 | 71 | Residential_2030_Technical_MW_After Competition Groups_71 | Beverage Vending Machine Controls | 0.01153% | 0 | 0.24048 | Residential_2030_Technical_MW_After Competition Groups_Beverage Vending Machine Controls
Residential | Res ¦ Tankless Water Heater | 2030 | Technical | MW | After Competition Groups | 0.2343 | 0 | 0 | 2085.093 | 0.00011237 | 72 | Residential_2030_Technical_MW_After Competition Groups_72 | Tankless Water Heater | 0.01124% | 0 | 0.2343 | Residential_2030_Technical_MW_After Competition Groups_Tankless Water Heater
Residential | Res ¦ Wall Insulation MF | 2030 | Technical | MW | After Competition Groups | 0.18536 | 0 | 0 | 2085.093 | 8.8899e-05 | 73 | Residential_2030_Technical_MW_After Competition Groups_73 | Wall Insulation MF | 0.00889% | 0 | 0.18536 | Residential_2030_Technical_MW_After Competition Groups_Wall Insulation MF
Residential | Res ¦ Chilled Water Optimization | 2030 | Technical | MW | After Competition Groups | 0.17766 | 0 | 0 | 2085.093 | 8.5205e-05 | 74 | Residential_2030_Technical_MW_After Competition Groups_74 | Chilled Water Optimization | 0.00852% | 0 | 0.17766 | Residential_2030_Technical_MW_After Competition Groups_Chilled Water Optimization
Residential | Res ¦ LED High Bay Fixture | 2030 | Economic | MW | After Competition Groups | 0.034589 | 0 | 0 | 1167.628 | 2.9623e-05 | 52 | Residential_2030_Economic_MW_After Competition Groups_52 | LED High Bay Fixture | 0.002962% | 0 | 0.034589 | Residential_2030_Economic_MW_After Competition Groups_LED High Bay Fixture
Residential | Res ¦ LED Recessed Downlights | 2030 | Technical | MW | After Competition Groups | 0.039965 | 0 | 0 | 2085.093 | 1.9167e-05 | 75 | Residential_2030_Technical_MW_After Competition Groups_75 | LED Recessed Downlights | 0.001917% | 0 | 0.039965 | Residential_2030_Technical_MW_After Competition Groups_LED Recessed Downlights
Residential | Res ¦ LED High Bay Fixture | 2030 | Achievable | MW | After Competition Groups | 0.0080525 | 0 | 0 | 421.7103 | 1.9095e-05 | 54 | Residential_2030_Achievable_MW_After Competition Groups_54 | LED High Bay Fixture | 0.001909% | 0 | 0.0080525 | Residential_2030_Achievable_MW_After Competition Groups_LED High Bay Fixture
Residential | Res ¦ LED High Bay Fixture | 2030 | Technical | MW | After Competition Groups | 0.034589 | 0 | 0 | 2085.093 | 1.6589e-05 | 76 | Residential_2030_Technical_MW_After Competition Groups_76 | LED High Bay Fixture | 0.001659% | 0 | 0.034589 | Residential_2030_Technical_MW_After Competition Groups_LED High Bay Fixture
Residential | Res ¦ Wall Insulation MF | 2030 | Economic | MW | After Competition Groups | 0.015215 | 0 | 0 | 1167.628 | 1.3031e-05 | 53 | Residential_2030_Economic_MW_After Competition Groups_53 | Wall Insulation MF | 0.001303% | 0 | 0.015215 | Residential_2030_Economic_MW_After Competition Groups_Wall Insulation MF
Residential | Res ¦ Radiant Barrier | 2030 | Technical | MW | After Competition Groups | 0.014172 | 0 | 0 | 2085.093 | 6.797e-06 | 77 | Residential_2030_Technical_MW_After Competition Groups_77 | Radiant Barrier | 0.0006797% | 0 | 0.014172 | Residential_2030_Technical_MW_After Competition Groups_Radiant Barrier
Residential | Res ¦ Wall Insulation MF | 2030 | Achievable | MW | After Competition Groups | 0.0018568 | 0 | 0 | 421.7103 | 4.403e-06 | 55 | Residential_2030_Achievable_MW_After Competition Groups_55 | Wall Insulation MF | 0.0004403% | 0 | 0.0018568 | Residential_2030_Achievable_MW_After Competition Groups_Wall Insulation MF
Residential | Res ¦ Solar Water Preheat (Pools/DHW) | 2030 | Technical | MW | After Competition Groups | 0.006269 | 0 | 0 | 2085.093 | 3.0066e-06 | 78 | Residential_2030_Technical_MW_After Competition Groups_78 | Solar Water Preheat (Pools/DHW) | 0.0003007% | 0 | 0.006269 | Residential_2030_Technical_MW_After Competition Groups_Solar Water Preheat (Pools/DHW)
Residential | Res ¦ Photocell Controls (Outdoor) | 2030 | Technical | MW | After Competition Groups | 8.1098e-05 | 0 | 0 | 2085.093 | 3.8894e-08 | 79 | Residential_2030_Technical_MW_After Competition Groups_79 | Photocell Controls (Outdoor) | 3.889e-06% | 0 | 8.1098e-05 | Residential_2030_Technical_MW_After Competition Groups_Photocell Controls (Outdoor)
Residential | Res ¦ Air Source Heat Pump | 2030 | Achievable | MW | After Competition Groups | 0 | 0 | 0 | 421.7103 | 0 | 56 | Residential_2030_Achievable_MW_After Competition Groups_56 | Air Source Heat Pump | 0% | 0 | 0 | Residential_2030_Achievable_MW_After Competition Groups_Air Source Heat Pump
Residential | Res ¦ DHW Recirculation Systems | 2030 | Achievable | MW | After Competition Groups | 0 | 0 | 0 | 421.7103 | 0 | 57 | Residential_2030_Achievable_MW_After Competition Groups_57 | DHW Recirculation Systems | 0% | 0 | 0 | Residential_2030_Achievable_MW_After Competition Groups_DHW Recirculation Systems
Residential | Res ¦ DHW Recirculation Systems | 2030 | Economic | MW | After Competition Groups | 0 | 0 | 0 | 1167.628 | 0 | 54 | Residential_2030_Economic_MW_After Competition Groups_54 | DHW Recirculation Systems | 0% | 0 | 0 | Residential_2030_Economic_MW_After Competition Groups_DHW Recirculation Systems
Residential | Res ¦ Early Hot Water Heater Replacement | 2030 | Achievable | MW | After Competition Groups | 0 | 0 | 0 | 421.7103 | 0 | 58 | Residential_2030_Achievable_MW_After Competition Groups_58 | Early Hot Water Heater Replacement | 0% | 0 | 0 | Residential_2030_Achievable_MW_After Competition Groups_Early Hot Water Heater Replacement
Residential | Res ¦ Early Hot Water Heater Replacement | 2030 | Economic | MW | After Competition Groups | 0 | 0 | 0 | 1167.628 | 0 | 55 | Residential_2030_Economic_MW_After Competition Groups_55 | Early Hot Water Heater Replacement | 0% | 0 | 0 | Residential_2030_Economic_MW_After Competition Groups_Early Hot Water Heater Replacement
Residential | Res ¦ Energy Star Dehumidifier | 2030 | Achievable | MW | After Competition Groups | 0 | 0 | 0 | 421.7103 | 0 | 59 | Residential_2030_Achievable_MW_After Competition Groups_59 | Energy Star Dehumidifier | 0% | 0 | 0 | Residential_2030_Achievable_MW_After Competition Groups_Energy Star Dehumidifier
Residential | Res ¦ Energy Star Dehumidifier | 2030 | Economic | MW | After Competition Groups | 0 | 0 | 0 | 1167.628 | 0 | 56 | Residential_2030_Economic_MW_After Competition Groups_56 | Energy Star Dehumidifier | 0% | 0 | 0 | Residential_2030_Economic_MW_After Competition Groups_Energy Star Dehumidifier
Residential | Res ¦ Furnace with ECM | 2030 | Achievable | MW | After Competition Groups | 0 | 0 | 0 | 421.7103 | 0 | 60 | Residential_2030_Achievable_MW_After Competition Groups_60 | Furnace with ECM | 0% | 0 | 0 | Residential_2030_Achievable_MW_After Competition Groups_Furnace with ECM
Residential | Res ¦ Furnace with ECM | 2030 | Economic | MW | After Competition Groups | 0 | 0 | 0 | 1167.628 | 0 | 57 | Residential_2030_Economic_MW_After Competition Groups_57 | Furnace with ECM | 0% | 0 | 0 | Residential_2030_Economic_MW_After Competition Groups_Furnace with ECM
Residential | Res ¦ Heat Pump Water Heater | 2030 | Achievable | MW | After Competition Groups | 0 | 0 | 0 | 421.7103 | 0 | 61 | Residential_2030_Achievable_MW_After Competition Groups_61 | Heat Pump Water Heater | 0% | 0 | 0 | Residential_2030_Achievable_MW_After Competition Groups_Heat Pump Water Heater
Residential | Res ¦ Heat Pump Water Heater | 2030 | Economic | MW | After Competition Groups | 0 | 0 | 0 | 1167.628 | 0 | 58 | Residential_2030_Economic_MW_After Competition Groups_58 | Heat Pump Water Heater | 0% | 0 | 0 | Residential_2030_Economic_MW_After Competition Groups_Heat Pump Water Heater
Residential | Res ¦ LED Downlight | 2030 | Achievable | MW | After Competition Groups | 0 | 0 | 0 | 421.7103 | 0 | 62 | Residential_2030_Achievable_MW_After Competition Groups_62 | LED Downlight | 0% | 0 | 0 | Residential_2030_Achievable_MW_After Competition Groups_LED Downlight
Residential | Res ¦ LED Downlight | 2030 | Economic | MW | After Competition Groups | 0 | 0 | 0 | 1167.628 | 0 | 59 | Residential_2030_Economic_MW_After Competition Groups_59 | LED Downlight | 0% | 0 | 0 | Residential_2030_Economic_MW_After Competition Groups_LED Downlight
Residential | Res ¦ Lighting Motion Sensors, Timers, Dimmers | 2030 | Achievable | MW | After Competition Groups | 0 | 0 | 0 | 421.7103 | 0 | 63 | Residential_2030_Achievable_MW_After Competition Groups_63 | Lighting Motion Sensors, Timers, Dimmers | 0% | 0 | 0 | Residential_2030_Achievable_MW_After Competition Groups_Lighting Motion Sensors, Timers, Dimmers
Residential | Res ¦ Lighting Motion Sensors, Timers, Dimmers | 2030 | Economic | MW | After Competition Groups | 0 | 0 | 0 | 1167.628 | 0 | 60 | Residential_2030_Economic_MW_After Competition Groups_60 | Lighting Motion Sensors, Timers, Dimmers | 0% | 0 | 0 | Residential_2030_Economic_MW_After Competition Groups_Lighting Motion Sensors, Timers, Dimmers
Residential | Res ¦ Networked/ Connected - Indoor LED Luminaire | 2030 | Achievable | MW | After Competition Groups | 0 | 0 | 0 | 421.7103 | 0 | 64 | Residential_2030_Achievable_MW_After Competition Groups_64 | Networked/ Connected - Indoor LED Luminaire | 0% | 0 | 0 | Residential_2030_Achievable_MW_After Competition Groups_Networked/ Connected - Indoor LED Luminaire
Residential | Res ¦ Radiant Barrier | 2030 | Achievable | MW | After Competition Groups | 0 | 0 | 0 | 421.7103 | 0 | 65 | Residential_2030_Achievable_MW_After Competition Groups_65 | Radiant Barrier | 0% | 0 | 0 | Residential_2030_Achievable_MW_After Competition Groups_Radiant Barrier
Residential | Res ¦ Radiant Barrier | 2030 | Economic | MW | After Competition Groups | 0 | 0 | 0 | 1167.628 | 0 | 61 | Residential_2030_Economic_MW_After Competition Groups_61 | Radiant Barrier | 0% | 0 | 0 | Residential_2030_Economic_MW_After Competition Groups_Radiant Barrier
Residential | Res ¦ Smart Power Bar | 2030 | Achievable | MW | After Competition Groups | 0 | 0 | 0 | 421.7103 | 0 | 66 | Residential_2030_Achievable_MW_After Competition Groups_66 | Smart Power Bar | 0% | 0 | 0 | Residential_2030_Achievable_MW_After Competition Groups_Smart Power Bar
Residential | Res ¦ Smart Power Bar | 2030 | Economic | MW | After Competition Groups | 0 | 0 | 0 | 1167.628 | 0 | 62 | Residential_2030_Economic_MW_After Competition Groups_62 | Smart Power Bar | 0% | 0 | 0 | Residential_2030_Economic_MW_After Competition Groups_Smart Power Bar
Residential | Res ¦ Variable Refrigerant Flow Heat Pump | 2030 | Achievable | MW | After Competition Groups | 0 | 0 | 0 | 421.7103 | 0 | 67 | Residential_2030_Achievable_MW_After Competition Groups_67 | Variable Refrigerant Flow Heat Pump | 0% | 0 | 0 | Residential_2030_Achievable_MW_After Competition Groups_Variable Refrigerant Flow Heat Pump
Residential | Res ¦ Variable Refrigerant Flow Heat Pump | 2030 | Economic | MW | After Competition Groups | 0 | 0 | 0 | 1167.628 | 0 | 63 | Residential_2030_Economic_MW_After Competition Groups_63 | Variable Refrigerant Flow Heat Pump | 0% | 0 | 0 | Residential_2030_Economic_MW_After Competition Groups_Variable Refrigerant Flow Heat Pump
Residential | Res ¦ Adaptive Thermostat | 2031 | Economic | MW | After Competition Groups | 202.8876 | 0 | 0 | 1280.5848 | 0.15843 | 1 | Residential_2031_Economic_MW_After Competition Groups_1 | Adaptive Thermostat | 15.84% | 0 | 202.8876 | Residential_2031_Economic_MW_After Competition Groups_Adaptive Thermostat
Residential | Res ¦ Building Recommissioning, Operations and Maintenance (O&M) Improvements | 2031 | Achievable | MW | After Competition Groups | 70.2869 | 0 | 0 | 495.5695 | 0.14183 | 1 | Residential_2031_Achievable_MW_After Competition Groups_1 | Building Recommissioning, Operations and Maintenance (O&M) Improvements | 14.18% | 0 | 70.2869 | Residential_2031_Achievable_MW_After Competition Groups_Building Recommissioning, Operations and Maintenance (O&M) Improvements
Residential | Res ¦ Ductless Mini-Split Heat Pump | 2031 | Achievable | MW | After Competition Groups | 66.0351 | 0 | 0 | 495.5695 | 0.13325 | 2 | Residential_2031_Achievable_MW_After Competition Groups_2 | Ductless Mini-Split Heat Pump | 13.33% | 0 | 66.0351 | Residential_2031_Achievable_MW_After Competition Groups_Ductless Mini-Split Heat Pump
Residential | Res ¦ Energy Star Central Air Conditioner | 2031 | Technical | MW | After Competition Groups | 254.3635 | 0 | 0 | 2157.1078 | 0.11792 | 1 | Residential_2031_Technical_MW_After Competition Groups_1 | Energy Star Central Air Conditioner | 11.79% | 0 | 254.3635 | Residential_2031_Technical_MW_After Competition Groups_Energy Star Central Air Conditioner
Residential | Res ¦ Ductless Mini-Split Heat Pump | 2031 | Economic | MW | After Competition Groups | 138.0968 | 0 | 0 | 1280.5848 | 0.10784 | 2 | Residential_2031_Economic_MW_After Competition Groups_2 | Ductless Mini-Split Heat Pump | 10.78% | 0 | 138.0968 | Residential_2031_Economic_MW_After Competition Groups_Ductless Mini-Split Heat Pump
Residential | Res ¦ Variable Speed Pool Pump Motor | 2031 | Achievable | MW | After Competition Groups | 49.5415 | 0 | 0 | 495.5695 | 0.099969 | 3 | Residential_2031_Achievable_MW_After Competition Groups_3 | Variable Speed Pool Pump Motor | 9.997% | 0 | 49.5415 | Residential_2031_Achievable_MW_After Competition Groups_Variable Speed Pool Pump Motor
Residential | Res ¦ Energy Star Clothes Washer | 2031 | Achievable | MW | After Competition Groups | 48.5667 | 0 | 0 | 495.5695 | 0.098002 | 4 | Residential_2031_Achievable_MW_After Competition Groups_4 | Energy Star Clothes Washer | 9.8% | 0 | 48.5667 | Residential_2031_Achievable_MW_After Competition Groups_Energy Star Clothes Washer
Residential | Res ¦ Adaptive Thermostat | 2031 | Technical | MW | After Competition Groups | 202.8876 | 0 | 0 | 2157.1078 | 0.094055 | 2 | Residential_2031_Technical_MW_After Competition Groups_2 | Adaptive Thermostat | 9.406% | 0 | 202.8876 | Residential_2031_Technical_MW_After Competition Groups_Adaptive Thermostat
Residential | Res ¦ Adaptive Thermostat | 2031 | Achievable | MW | After Competition Groups | 42.916 | 0 | 0 | 495.5695 | 0.086599 | 5 | Residential_2031_Achievable_MW_After Competition Groups_5 | Adaptive Thermostat | 8.66% | 0 | 42.916 | Residential_2031_Achievable_MW_After Competition Groups_Adaptive Thermostat
Residential | Res ¦ Building Recommissioning, Operations and Maintenance (O&M) Improvements | 2031 | Economic | MW | After Competition Groups | 92.3861 | 0 | 0 | 1280.5848 | 0.072144 | 3 | Residential_2031_Economic_MW_After Competition Groups_3 | Building Recommissioning, Operations and Maintenance (O&M) Improvements | 7.214% | 0 | 92.3861 | Residential_2031_Economic_MW_After Competition Groups_Building Recommissioning, Operations and Maintenance (O&M) Improvements
Residential | Res ¦ Ductless Mini-Split Air Conditioner | 2031 | Technical | MW | After Competition Groups | 142.3002 | 0 | 0 | 2157.1078 | 0.065968 | 3 | Residential_2031_Technical_MW_After Competition Groups_3 | Ductless Mini-Split Air Conditioner | 6.597% | 0 | 142.3002 | Residential_2031_Technical_MW_After Competition Groups_Ductless Mini-Split Air Conditioner
Residential | Res ¦ Basement Wall Insulation | 2031 | Economic | MW | After Competition Groups | 82.1204 | 0 | 0 | 1280.5848 | 0.064127 | 4 | Residential_2031_Economic_MW_After Competition Groups_4 | Basement Wall Insulation | 6.413% | 0 | 82.1204 | Residential_2031_Economic_MW_After Competition Groups_Basement Wall Insulation
Residential | Res ¦ Ductless Mini-Split Heat Pump | 2031 | Technical | MW | After Competition Groups | 138.0968 | 0 | 0 | 2157.1078 | 0.064019 | 4 | Residential_2031_Technical_MW_After Competition Groups_4 | Ductless Mini-Split Heat Pump | 6.402% | 0 | 138.0968 | Residential_2031_Technical_MW_After Competition Groups_Ductless Mini-Split Heat Pump
Residential | Res ¦ Energy Star Ground Source Heat Pump | 2031 | Technical | MW | After Competition Groups | 135.7209 | 0 | 0 | 2157.1078 | 0.062918 | 5 | Residential_2031_Technical_MW_After Competition Groups_5 | Energy Star Ground Source Heat Pump | 6.292% | 0 | 135.7209 | Residential_2031_Technical_MW_After Competition Groups_Energy Star Ground Source Heat Pump
Residential | Res ¦ Energy Star A Line, PAR, MR Lamps | 2031 | Economic | MW | After Competition Groups | 77.7129 | 0 | 0 | 1280.5848 | 0.060685 | 5 | Residential_2031_Economic_MW_After Competition Groups_5 | Energy Star A Line, PAR, MR Lamps | 6.069% | 0 | 77.7129 | Residential_2031_Economic_MW_After Competition Groups_Energy Star A Line, PAR, MR Lamps
Residential | Res ¦ Energy Star Air Source Heat Pump | 2031 | Economic | MW | After Competition Groups | 76.7167 | 0 | 0 | 1280.5848 | 0.059908 | 6 | Residential_2031_Economic_MW_After Competition Groups_6 | Energy Star Air Source Heat Pump | 5.991% | 0 | 76.7167 | Residential_2031_Economic_MW_After Competition Groups_Energy Star Air Source Heat Pump
Residential | Res ¦ Smart Power Bar | 2031 | Economic | MW | After Competition Groups | 67.1625 | 0 | 0 | 1280.5848 | 0.052447 | 7 | Residential_2031_Economic_MW_After Competition Groups_7 | Smart Power Bar | 5.245% | 0 | 67.1625 | Residential_2031_Economic_MW_After Competition Groups_Smart Power Bar
Residential | Res ¦ Energy Star Clothes Washer | 2031 | Economic | MW | After Competition Groups | 66.8009 | 0 | 0 | 1280.5848 | 0.052164 | 8 | Residential_2031_Economic_MW_After Competition Groups_8 | Energy Star Clothes Washer | 5.216% | 0 | 66.8009 | Residential_2031_Economic_MW_After Competition Groups_Energy Star Clothes Washer
Residential | Res ¦ Variable Speed Pool Pump Motor | 2031 | Economic | MW | After Competition Groups | 65.1224 | 0 | 0 | 1280.5848 | 0.050854 | 9 | Residential_2031_Economic_MW_After Competition Groups_9 | Variable Speed Pool Pump Motor | 5.085% | 0 | 65.1224 | Residential_2031_Economic_MW_After Competition Groups_Variable Speed Pool Pump Motor
Residential | Res ¦ Attic Insulation | 2031 | Economic | MW | After Competition Groups | 63.387 | 0 | 0 | 1280.5848 | 0.049498 | 10 | Residential_2031_Economic_MW_After Competition Groups_10 | Attic Insulation | 4.95% | 0 | 63.387 | Residential_2031_Economic_MW_After Competition Groups_Attic Insulation
Residential | Res ¦ Smart Burners | 2031 | Economic | MW | After Competition Groups | 57.3835 | 0 | 0 | 1280.5848 | 0.04481 | 11 | Residential_2031_Economic_MW_After Competition Groups_11 | Smart Burners | 4.481% | 0 | 57.3835 | Residential_2031_Economic_MW_After Competition Groups_Smart Burners
Residential | Res ¦ Building Recommissioning, Operations and Maintenance (O&M) Improvements | 2031 | Technical | MW | After Competition Groups | 92.3861 | 0 | 0 | 2157.1078 | 0.042829 | 6 | Residential_2031_Technical_MW_After Competition Groups_6 | Building Recommissioning, Operations and Maintenance (O&M) Improvements | 4.283% | 0 | 92.3861 | Residential_2031_Technical_MW_After Competition Groups_Building Recommissioning, Operations and Maintenance (O&M) Improvements
Residential | Res ¦ Energy Star Room Air Conditioner | 2031 | Economic | MW | After Competition Groups | 54.2757 | 0 | 0 | 1280.5848 | 0.042384 | 12 | Residential_2031_Economic_MW_After Competition Groups_12 | Energy Star Room Air Conditioner | 4.238% | 0 | 54.2757 | Residential_2031_Economic_MW_After Competition Groups_Energy Star Room Air Conditioner
Residential | Res ¦ Smart Burners | 2031 | Technical | MW | After Competition Groups | 91.398 | 0 | 0 | 2157.1078 | 0.042371 | 7 | Residential_2031_Technical_MW_After Competition Groups_7 | Smart Burners | 4.237% | 0 | 91.398 | Residential_2031_Technical_MW_After Competition Groups_Smart Burners
Residential | Res ¦ Basement Wall Insulation | 2031 | Technical | MW | After Competition Groups | 82.1204 | 0 | 0 | 2157.1078 | 0.03807 | 8 | Residential_2031_Technical_MW_After Competition Groups_8 | Basement Wall Insulation | 3.807% | 0 | 82.1204 | Residential_2031_Technical_MW_After Competition Groups_Basement Wall Insulation
Residential | Res ¦ Energy Star Refrigerator | 2031 | Technical | MW | After Competition Groups | 78.6096 | 0 | 0 | 2157.1078 | 0.036442 | 9 | Residential_2031_Technical_MW_After Competition Groups_9 | Energy Star Refrigerator | 3.644% | 0 | 78.6096 | Residential_2031_Technical_MW_After Competition Groups_Energy Star Refrigerator
Residential | Res ¦ Energy Star A Line, PAR, MR Lamps | 2031 | Technical | MW | After Competition Groups | 77.7129 | 0 | 0 | 2157.1078 | 0.036026 | 10 | Residential_2031_Technical_MW_After Competition Groups_10 | Energy Star A Line, PAR, MR Lamps | 3.603% | 0 | 77.7129 | Residential_2031_Technical_MW_After Competition Groups_Energy Star A Line, PAR, MR Lamps
Residential | Res ¦ Heat Pump Clothes Dryer | 2031 | Technical | MW | After Competition Groups | 71.2301 | 0 | 0 | 2157.1078 | 0.033021 | 11 | Residential_2031_Technical_MW_After Competition Groups_11 | Heat Pump Clothes Dryer | 3.302% | 0 | 71.2301 | Residential_2031_Technical_MW_After Competition Groups_Heat Pump Clothes Dryer
Residential | Res ¦ Energy Star Room Air Conditioner | 2031 | Achievable | MW | After Competition Groups | 16.3568 | 0 | 0 | 495.5695 | 0.033006 | 6 | Residential_2031_Achievable_MW_After Competition Groups_6 | Energy Star Room Air Conditioner | 3.301% | 0 | 16.3568 | Residential_2031_Achievable_MW_After Competition Groups_Energy Star Room Air Conditioner
Residential | Res ¦ Energy Star Air Source Heat Pump | 2031 | Achievable | MW | After Competition Groups | 16.298 | 0 | 0 | 495.5695 | 0.032887 | 7 | Residential_2031_Achievable_MW_After Competition Groups_7 | Energy Star Air Source Heat Pump | 3.289% | 0 | 16.298 | Residential_2031_Achievable_MW_After Competition Groups_Energy Star Air Source Heat Pump
Residential | Res ¦ Basement or Crawlspace Insulation | 2031 | Technical | MW | After Competition Groups | 68.3345 | 0 | 0 | 2157.1078 | 0.031679 | 12 | Residential_2031_Technical_MW_After Competition Groups_12 | Basement or Crawlspace Insulation | 3.168% | 0 | 68.3345 | Residential_2031_Technical_MW_After Competition Groups_Basement or Crawlspace Insulation
Residential | Res ¦ Smart Power Bar | 2031 | Technical | MW | After Competition Groups | 67.1625 | 0 | 0 | 2157.1078 | 0.031135 | 13 | Residential_2031_Technical_MW_After Competition Groups_13 | Smart Power Bar | 3.114% | 0 | 67.1625 | Residential_2031_Technical_MW_After Competition Groups_Smart Power Bar
Residential | Res ¦ Energy Star Clothes Washer | 2031 | Technical | MW | After Competition Groups | 66.8009 | 0 | 0 | 2157.1078 | 0.030968 | 14 | Residential_2031_Technical_MW_After Competition Groups_14 | Energy Star Clothes Washer | 3.097% | 0 | 66.8009 | Residential_2031_Technical_MW_After Competition Groups_Energy Star Clothes Washer
Residential | Res ¦ Energy Star LED Bulbs General Purpose LEDs | 2031 | Achievable | MW | After Competition Groups | 15.129 | 0 | 0 | 495.5695 | 0.030528 | 8 | Residential_2031_Achievable_MW_After Competition Groups_8 | Energy Star LED Bulbs General Purpose LEDs | 3.053% | 0 | 15.129 | Residential_2031_Achievable_MW_After Competition Groups_Energy Star LED Bulbs General Purpose LEDs
Residential | Res ¦ Variable Speed Pool Pump Motor | 2031 | Technical | MW | After Competition Groups | 65.1224 | 0 | 0 | 2157.1078 | 0.03019 | 15 | Residential_2031_Technical_MW_After Competition Groups_15 | Variable Speed Pool Pump Motor | 3.019% | 0 | 65.1224 | Residential_2031_Technical_MW_After Competition Groups_Variable Speed Pool Pump Motor
Residential | Res ¦ Attic Insulation | 2031 | Technical | MW | After Competition Groups | 63.387 | 0 | 0 | 2157.1078 | 0.029385 | 16 | Residential_2031_Technical_MW_After Competition Groups_16 | Attic Insulation | 2.939% | 0 | 63.387 | Residential_2031_Technical_MW_After Competition Groups_Attic Insulation
Residential | Res ¦ Smart Burners | 2031 | Achievable | MW | After Competition Groups | 14.175 | 0 | 0 | 495.5695 | 0.028603 | 9 | Residential_2031_Achievable_MW_After Competition Groups_9 | Smart Burners | 2.86% | 0 | 14.175 | Residential_2031_Achievable_MW_After Competition Groups_Smart Burners
Residential | Res ¦ Energy Star LED Specialty Bulbs | 2031 | Achievable | MW | After Competition Groups | 13.4066 | 0 | 0 | 495.5695 | 0.027053 | 10 | Residential_2031_Achievable_MW_After Competition Groups_10 | Energy Star LED Specialty Bulbs | 2.705% | 0 | 13.4066 | Residential_2031_Achievable_MW_After Competition Groups_Energy Star LED Specialty Bulbs
Residential | Res ¦ Basement Wall Insulation | 2031 | Achievable | MW | After Competition Groups | 11.9639 | 0 | 0 | 495.5695 | 0.024142 | 11 | Residential_2031_Achievable_MW_After Competition Groups_11 | Basement Wall Insulation | 2.414% | 0 | 11.9639 | Residential_2031_Achievable_MW_After Competition Groups_Basement Wall Insulation
Residential | Res ¦ Wall Insulation | 2031 | Technical | MW | After Competition Groups | 49.6757 | 0 | 0 | 2157.1078 | 0.023029 | 17 | Residential_2031_Technical_MW_After Competition Groups_17 | Wall Insulation | 2.303% | 0 | 49.6757 | Residential_2031_Technical_MW_After Competition Groups_Wall Insulation
Residential | Res ¦ Occupancy Sensors MF | 2031 | Achievable | MW | After Competition Groups | 10.3544 | 0 | 0 | 495.5695 | 0.020894 | 12 | Residential_2031_Achievable_MW_After Competition Groups_12 | Occupancy Sensors MF | 2.089% | 0 | 10.3544 | Residential_2031_Achievable_MW_After Competition Groups_Occupancy Sensors MF
Residential | Res ¦ Advanced BAS/Controllers | 2031 | Achievable | MW | After Competition Groups | 10.2662 | 0 | 0 | 495.5695 | 0.020716 | 13 | Residential_2031_Achievable_MW_After Competition Groups_13 | Advanced BAS/Controllers | 2.072% | 0 | 10.2662 | Residential_2031_Achievable_MW_After Competition Groups_Advanced BAS/Controllers
Residential | Res ¦ Clothes Drying Racks | 2031 | Achievable | MW | After Competition Groups | 9.3303 | 0 | 0 | 495.5695 | 0.018827 | 14 | Residential_2031_Achievable_MW_After Competition Groups_14 | Clothes Drying Racks | 1.883% | 0 | 9.3303 | Residential_2031_Achievable_MW_After Competition Groups_Clothes Drying Racks
Residential | Res ¦ Attic Insulation | 2031 | Achievable | MW | After Competition Groups | 9.2331 | 0 | 0 | 495.5695 | 0.018631 | 15 | Residential_2031_Achievable_MW_After Competition Groups_15 | Attic Insulation | 1.863% | 0 | 9.2331 | Residential_2031_Achievable_MW_After Competition Groups_Attic Insulation
Residential | Res ¦ Energy Star A Line, PAR, MR Lamps | 2031 | Achievable | MW | After Competition Groups | 8.9841 | 0 | 0 | 495.5695 | 0.018129 | 16 | Residential_2031_Achievable_MW_After Competition Groups_16 | Energy Star A Line, PAR, MR Lamps | 1.813% | 0 | 8.9841 | Residential_2031_Achievable_MW_After Competition Groups_Energy Star A Line, PAR, MR Lamps
Residential | Res ¦ Refrigerator Recycling | 2031 | Achievable | MW | After Competition Groups | 7.9102 | 0 | 0 | 495.5695 | 0.015962 | 17 | Residential_2031_Achievable_MW_After Competition Groups_17 | Refrigerator Recycling | 1.596% | 0 | 7.9102 | Residential_2031_Achievable_MW_After Competition Groups_Refrigerator Recycling
Residential | Res ¦ Duct Insulation | 2031 | Economic | MW | After Competition Groups | 20.2357 | 0 | 0 | 1280.5848 | 0.015802 | 13 | Residential_2031_Economic_MW_After Competition Groups_13 | Duct Insulation | 1.58% | 0 | 20.2357 | Residential_2031_Economic_MW_After Competition Groups_Duct Insulation
Residential | Res ¦ Lighting Motion Sensors, Timers, Dimmers | 2031 | Technical | MW | After Competition Groups | 32.5121 | 0 | 0 | 2157.1078 | 0.015072 | 18 | Residential_2031_Technical_MW_After Competition Groups_18 | Lighting Motion Sensors, Timers, Dimmers | 1.507% | 0 | 32.5121 | Residential_2031_Technical_MW_After Competition Groups_Lighting Motion Sensors, Timers, Dimmers
Residential | Res ¦ Freezer Recycling | 2031 | Achievable | MW | After Competition Groups | 7.3529 | 0 | 0 | 495.5695 | 0.014837 | 18 | Residential_2031_Achievable_MW_After Competition Groups_18 | Freezer Recycling | 1.484% | 0 | 7.3529 | Residential_2031_Achievable_MW_After Competition Groups_Freezer Recycling
Residential | Res ¦ Energy Star Torchiere | 2031 | Achievable | MW | After Competition Groups | 7.0137 | 0 | 0 | 495.5695 | 0.014153 | 19 | Residential_2031_Achievable_MW_After Competition Groups_19 | Energy Star Torchiere | 1.415% | 0 | 7.0137 | Residential_2031_Achievable_MW_After Competition Groups_Energy Star Torchiere
Residential | Res ¦ Air Sealing | 2031 | Economic | MW | After Competition Groups | 17.5069 | 0 | 0 | 1280.5848 | 0.013671 | 14 | Residential_2031_Economic_MW_After Competition Groups_14 | Air Sealing | 1.367% | 0 | 17.5069 | Residential_2031_Economic_MW_After Competition Groups_Air Sealing
Residential | Res ¦ High Efficiency Chiller (avg of water and air cooled) | 2031 | Achievable | MW | After Competition Groups | 6.7673 | 0 | 0 | 495.5695 | 0.013656 | 20 | Residential_2031_Achievable_MW_After Competition Groups_20 | High Efficiency Chiller (avg of water and air cooled) | 1.366% | 0 | 6.7673 | Residential_2031_Achievable_MW_After Competition Groups_High Efficiency Chiller (avg of water and air cooled)
Residential | Res ¦ Variable Refrigerant Flow Heat Pump | 2031 | Technical | MW | After Competition Groups | 29.1637 | 0 | 0 | 2157.1078 | 0.01352 | 19 | Residential_2031_Technical_MW_After Competition Groups_19 | Variable Refrigerant Flow Heat Pump | 1.352% | 0 | 29.1637 | Residential_2031_Technical_MW_After Competition Groups_Variable Refrigerant Flow Heat Pump
Residential | Res ¦ Floor Insulation | 2031 | Economic | MW | After Competition Groups | 16.6426 | 0 | 0 | 1280.5848 | 0.012996 | 15 | Residential_2031_Economic_MW_After Competition Groups_15 | Floor Insulation | 1.3% | 0 | 16.6426 | Residential_2031_Economic_MW_After Competition Groups_Floor Insulation
Residential | Res ¦ Smart Power Bar | 2031 | Achievable | MW | After Competition Groups | 6.2108 | 0 | 0 | 495.5695 | 0.012533 | 21 | Residential_2031_Achievable_MW_After Competition Groups_21 | Smart Power Bar | 1.253% | 0 | 6.2108 | Residential_2031_Achievable_MW_After Competition Groups_Smart Power Bar
Residential | Res ¦ Ceiling Insulation | 2031 | Technical | MW | After Competition Groups | 24.744 | 0 | 0 | 2157.1078 | 0.011471 | 20 | Residential_2031_Technical_MW_After Competition Groups_20 | Ceiling Insulation | 1.147% | 0 | 24.744 | Residential_2031_Technical_MW_After Competition Groups_Ceiling Insulation
Residential | Res ¦ Energy Star Light Fixture | 2031 | Achievable | MW | After Competition Groups | 5.519 | 0 | 0 | 495.5695 | 0.011137 | 22 | Residential_2031_Achievable_MW_After Competition Groups_22 | Energy Star Light Fixture | 1.114% | 0 | 5.519 | Residential_2031_Achievable_MW_After Competition Groups_Energy Star Light Fixture
Residential | Res ¦ Energy Star Torchiere | 2031 | Economic | MW | After Competition Groups | 14.1046 | 0 | 0 | 1280.5848 | 0.011014 | 16 | Residential_2031_Economic_MW_After Competition Groups_16 | Energy Star Torchiere | 1.101% | 0 | 14.1046 | Residential_2031_Economic_MW_After Competition Groups_Energy Star Torchiere
Residential | Res ¦ Occupancy Sensors MF | 2031 | Economic | MW | After Competition Groups | 13.6852 | 0 | 0 | 1280.5848 | 0.010687 | 17 | Residential_2031_Economic_MW_After Competition Groups_17 | Occupancy Sensors MF | 1.069% | 0 | 13.6852 | Residential_2031_Economic_MW_After Competition Groups_Occupancy Sensors MF
Residential | Res ¦ Advanced BAS/Controllers | 2031 | Economic | MW | After Competition Groups | 13.4954 | 0 | 0 | 1280.5848 | 0.010538 | 18 | Residential_2031_Economic_MW_After Competition Groups_18 | Advanced BAS/Controllers | 1.054% | 0 | 13.4954 | Residential_2031_Economic_MW_After Competition Groups_Advanced BAS/Controllers
Residential | Res ¦ Wall Insulation | 2031 | Economic | MW | After Competition Groups | 12.6317 | 0 | 0 | 1280.5848 | 0.009864 | 19 | Residential_2031_Economic_MW_After Competition Groups_19 | Wall Insulation | 0.9864% | 0 | 12.6317 | Residential_2031_Economic_MW_After Competition Groups_Wall Insulation
Residential | Res ¦ Energy Star Clothes Dryer | 2031 | Achievable | MW | After Competition Groups | 4.871 | 0 | 0 | 495.5695 | 0.0098291 | 23 | Residential_2031_Achievable_MW_After Competition Groups_23 | Energy Star Clothes Dryer | 0.9829% | 0 | 4.871 | Residential_2031_Achievable_MW_After Competition Groups_Energy Star Clothes Dryer
Residential | Res ¦ Clothes Drying Racks | 2031 | Economic | MW | After Competition Groups | 12.2688 | 0 | 0 | 1280.5848 | 0.0095806 | 20 | Residential_2031_Economic_MW_After Competition Groups_20 | Clothes Drying Racks | 0.9581% | 0 | 12.2688 | Residential_2031_Economic_MW_After Competition Groups_Clothes Drying Racks
Residential | Res ¦ Duct Insulation | 2031 | Technical | MW | After Competition Groups | 20.6316 | 0 | 0 | 2157.1078 | 0.0095645 | 21 | Residential_2031_Technical_MW_After Competition Groups_21 | Duct Insulation | 0.9564% | 0 | 20.6316 | Residential_2031_Technical_MW_After Competition Groups_Duct Insulation
Residential | Res ¦ Energy Star Clothes Dryer | 2031 | Economic | MW | After Competition Groups | 12.1657 | 0 | 0 | 1280.5848 | 0.0095001 | 21 | Residential_2031_Economic_MW_After Competition Groups_21 | Energy Star Clothes Dryer | 0.95% | 0 | 12.1657 | Residential_2031_Economic_MW_After Competition Groups_Energy Star Clothes Dryer
Residential | Res ¦ Energy Star Light Fixture | 2031 | Economic | MW | After Competition Groups | 11.5428 | 0 | 0 | 1280.5848 | 0.0090137 | 22 | Residential_2031_Economic_MW_After Competition Groups_22 | Energy Star Light Fixture | 0.9014% | 0 | 11.5428 | Residential_2031_Economic_MW_After Competition Groups_Energy Star Light Fixture
Residential | Res ¦ Energy Star Light Fixture | 2031 | Technical | MW | After Competition Groups | 19.1356 | 0 | 0 | 2157.1078 | 0.0088709 | 22 | Residential_2031_Technical_MW_After Competition Groups_22 | Energy Star Light Fixture | 0.8871% | 0 | 19.1356 | Residential_2031_Technical_MW_After Competition Groups_Energy Star Light Fixture
Residential | Res ¦ Refrigerator Recycling | 2031 | Economic | MW | After Competition Groups | 10.3981 | 0 | 0 | 1280.5848 | 0.0081198 | 23 | Residential_2031_Economic_MW_After Competition Groups_23 | Refrigerator Recycling | 0.812% | 0 | 10.3981 | Residential_2031_Economic_MW_After Competition Groups_Refrigerator Recycling
Residential | Res ¦ Air Sealing | 2031 | Technical | MW | After Competition Groups | 17.5069 | 0 | 0 | 2157.1078 | 0.0081159 | 23 | Residential_2031_Technical_MW_After Competition Groups_23 | Air Sealing | 0.8116% | 0 | 17.5069 | Residential_2031_Technical_MW_After Competition Groups_Air Sealing
Residential | Res ¦ Central Air Conditioner Maintenance | 2031 | Technical | MW | After Competition Groups | 16.9039 | 0 | 0 | 2157.1078 | 0.0078364 | 24 | Residential_2031_Technical_MW_After Competition Groups_24 | Central Air Conditioner Maintenance | 0.7836% | 0 | 16.9039 | Residential_2031_Technical_MW_After Competition Groups_Central Air Conditioner Maintenance
Residential | Res ¦ Floor Insulation | 2031 | Technical | MW | After Competition Groups | 16.6426 | 0 | 0 | 2157.1078 | 0.0077152 | 25 | Residential_2031_Technical_MW_After Competition Groups_25 | Floor Insulation | 0.7715% | 0 | 16.6426 | Residential_2031_Technical_MW_After Competition Groups_Floor Insulation
Residential | Res ¦ Home Energy Reports | 2031 | Technical | MW | After Competition Groups | 16.5543 | 0 | 0 | 2157.1078 | 0.0076743 | 26 | Residential_2031_Technical_MW_After Competition Groups_26 | Home Energy Reports | 0.7674% | 0 | 16.5543 | Residential_2031_Technical_MW_After Competition Groups_Home Energy Reports
Residential | Res ¦ Freezer Recycling | 2031 | Economic | MW | After Competition Groups | 9.6858 | 0 | 0 | 1280.5848 | 0.0075636 | 24 | Residential_2031_Economic_MW_After Competition Groups_24 | Freezer Recycling | 0.7564% | 0 | 9.6858 | Residential_2031_Economic_MW_After Competition Groups_Freezer Recycling
Residential | Res ¦ Basement or Crawlspace Insulation | 2031 | Economic | MW | After Competition Groups | 9.3478 | 0 | 0 | 1280.5848 | 0.0072996 | 25 | Residential_2031_Economic_MW_After Competition Groups_25 | Basement or Crawlspace Insulation | 0.73% | 0 | 9.3478 | Residential_2031_Economic_MW_After Competition Groups_Basement or Crawlspace Insulation
Residential | Res ¦ Dehumidifier Recycling | 2031 | Technical | MW | After Competition Groups | 15.4333 | 0 | 0 | 2157.1078 | 0.0071546 | 27 | Residential_2031_Technical_MW_After Competition Groups_27 | Dehumidifier Recycling | 0.7155% | 0 | 15.4333 | Residential_2031_Technical_MW_After Competition Groups_Dehumidifier Recycling
Residential | Res ¦ Energy Star Torchiere | 2031 | Technical | MW | After Competition Groups | 14.1046 | 0 | 0 | 2157.1078 | 0.0065387 | 28 | Residential_2031_Technical_MW_After Competition Groups_28 | Energy Star Torchiere | 0.6539% | 0 | 14.1046 | Residential_2031_Technical_MW_After Competition Groups_Energy Star Torchiere
Residential | Res ¦ Occupancy Sensors MF | 2031 | Technical | MW | After Competition Groups | 13.6852 | 0 | 0 | 2157.1078 | 0.0063443 | 29 | Residential_2031_Technical_MW_After Competition Groups_29 | Occupancy Sensors MF | 0.6344% | 0 | 13.6852 | Residential_2031_Technical_MW_After Competition Groups_Occupancy Sensors MF
Residential | Res ¦ Advanced BAS/Controllers | 2031 | Technical | MW | After Competition Groups | 13.4954 | 0 | 0 | 2157.1078 | 0.0062562 | 30 | Residential_2031_Technical_MW_After Competition Groups_30 | Advanced BAS/Controllers | 0.6256% | 0 | 13.4954 | Residential_2031_Technical_MW_After Competition Groups_Advanced BAS/Controllers
Residential | Res ¦ Duct Insulation MF | 2031 | Economic | MW | After Competition Groups | 7.7958 | 0 | 0 | 1280.5848 | 0.0060877 | 26 | Residential_2031_Economic_MW_After Competition Groups_26 | Duct Insulation MF | 0.6088% | 0 | 7.7958 | Residential_2031_Economic_MW_After Competition Groups_Duct Insulation MF
Residential | Res ¦ High Efficiency Chiller (avg of water and air cooled) | 2031 | Economic | MW | After Competition Groups | 7.653 | 0 | 0 | 1280.5848 | 0.0059762 | 27 | Residential_2031_Economic_MW_After Competition Groups_27 | High Efficiency Chiller (avg of water and air cooled) | 0.5976% | 0 | 7.653 | Residential_2031_Economic_MW_After Competition Groups_High Efficiency Chiller (avg of water and air cooled)
Residential | Res ¦ Duct Insulation | 2031 | Achievable | MW | After Competition Groups | 2.8696 | 0 | 0 | 495.5695 | 0.0057906 | 24 | Residential_2031_Achievable_MW_After Competition Groups_24 | Duct Insulation | 0.5791% | 0 | 2.8696 | Residential_2031_Achievable_MW_After Competition Groups_Duct Insulation
Residential | Res ¦ Clothes Drying Racks | 2031 | Technical | MW | After Competition Groups | 12.2688 | 0 | 0 | 2157.1078 | 0.0056876 | 31 | Residential_2031_Technical_MW_After Competition Groups_31 | Clothes Drying Racks | 0.5688% | 0 | 12.2688 | Residential_2031_Technical_MW_After Competition Groups_Clothes Drying Racks
Residential | Res ¦ Outside Air Economizer | 2031 | Achievable | MW | After Competition Groups | 2.6954 | 0 | 0 | 495.5695 | 0.005439 | 25 | Residential_2031_Achievable_MW_After Competition Groups_25 | Outside Air Economizer | 0.5439% | 0 | 2.6954 | Residential_2031_Achievable_MW_After Competition Groups_Outside Air Economizer
Residential | Res ¦ Air Sealing | 2031 | Achievable | MW | After Competition Groups | 2.5504 | 0 | 0 | 495.5695 | 0.0051464 | 26 | Residential_2031_Achievable_MW_After Competition Groups_26 | Air Sealing | 0.5146% | 0 | 2.5504 | Residential_2031_Achievable_MW_After Competition Groups_Air Sealing
Residential | Res ¦ Floor Insulation | 2031 | Achievable | MW | After Competition Groups | 2.4233 | 0 | 0 | 495.5695 | 0.0048899 | 27 | Residential_2031_Achievable_MW_After Competition Groups_27 | Floor Insulation | 0.489% | 0 | 2.4233 | Residential_2031_Achievable_MW_After Competition Groups_Floor Insulation
Residential | Res ¦ Refrigerator Recycling | 2031 | Technical | MW | After Competition Groups | 10.3981 | 0 | 0 | 2157.1078 | 0.0048204 | 32 | Residential_2031_Technical_MW_After Competition Groups_32 | Refrigerator Recycling | 0.482% | 0 | 10.3981 | Residential_2031_Technical_MW_After Competition Groups_Refrigerator Recycling
Residential | Res ¦ Freezer Recycling | 2031 | Technical | MW | After Competition Groups | 9.6858 | 0 | 0 | 2157.1078 | 0.0044902 | 33 | Residential_2031_Technical_MW_After Competition Groups_33 | Freezer Recycling | 0.449% | 0 | 9.6858 | Residential_2031_Technical_MW_After Competition Groups_Freezer Recycling
Residential | Res ¦ Duct Insulation MF | 2031 | Technical | MW | After Competition Groups | 9.2965 | 0 | 0 | 2157.1078 | 0.0043097 | 34 | Residential_2031_Technical_MW_After Competition Groups_34 | Duct Insulation MF | 0.431% | 0 | 9.2965 | Residential_2031_Technical_MW_After Competition Groups_Duct Insulation MF
Residential | Res ¦ Energy Star Dehumidifier | 2031 | Technical | MW | After Competition Groups | 9.0731 | 0 | 0 | 2157.1078 | 0.0042061 | 35 | Residential_2031_Technical_MW_After Competition Groups_35 | Energy Star Dehumidifier | 0.4206% | 0 | 9.0731 | Residential_2031_Technical_MW_After Competition Groups_Energy Star Dehumidifier
Residential | Res ¦ LED Tube Re-Lamp | 2031 | Achievable | MW | After Competition Groups | 2.0324 | 0 | 0 | 495.5695 | 0.0041012 | 28 | Residential_2031_Achievable_MW_After Competition Groups_28 | LED Tube Re-Lamp | 0.4101% | 0 | 2.0324 | Residential_2031_Achievable_MW_After Competition Groups_LED Tube Re-Lamp
Residential | Res ¦ ENERGY STAR LED LAMPS (REFLECTOR LAMPs/MR16/PAR 16) | 2031 | Achievable | MW | After Competition Groups | 1.9989 | 0 | 0 | 495.5695 | 0.0040335 | 29 | Residential_2031_Achievable_MW_After Competition Groups_29 | ENERGY STAR LED LAMPS (REFLECTOR LAMPs/MR16/PAR 16) | 0.4034% | 0 | 1.9989 | Residential_2031_Achievable_MW_After Competition Groups_ENERGY STAR LED LAMPS (REFLECTOR LAMPs/MR16/PAR 16)
Residential | Res ¦ Minimize Hot and Warm Clothes Wash | 2031 | Economic | MW | After Competition Groups | 5.1207 | 0 | 0 | 1280.5848 | 0.0039988 | 28 | Residential_2031_Economic_MW_After Competition Groups_28 | Minimize Hot and Warm Clothes Wash | 0.3999% | 0 | 5.1207 | Residential_2031_Economic_MW_After Competition Groups_Minimize Hot and Warm Clothes Wash
Residential | Res ¦ Minimize Hot and Warm Clothes Wash | 2031 | Achievable | MW | After Competition Groups | 1.934 | 0 | 0 | 495.5695 | 0.0039026 | 30 | Residential_2031_Achievable_MW_After Competition Groups_30 | Minimize Hot and Warm Clothes Wash | 0.3903% | 0 | 1.934 | Residential_2031_Achievable_MW_After Competition Groups_Minimize Hot and Warm Clothes Wash
Residential | Res ¦ Home Energy Reports | 2031 | Achievable | MW | After Competition Groups | 1.8509 | 0 | 0 | 495.5695 | 0.0037348 | 31 | Residential_2031_Achievable_MW_After Competition Groups_31 | Home Energy Reports | 0.3735% | 0 | 1.8509 | Residential_2031_Achievable_MW_After Competition Groups_Home Energy Reports
Residential | Res ¦ Energy Star Freezer | 2031 | Technical | MW | After Competition Groups | 7.954 | 0 | 0 | 2157.1078 | 0.0036874 | 36 | Residential_2031_Technical_MW_After Competition Groups_36 | Energy Star Freezer | 0.3687% | 0 | 7.954 | Residential_2031_Technical_MW_After Competition Groups_Energy Star Freezer
Residential | Res ¦ Home Energy Reports | 2031 | Economic | MW | After Competition Groups | 4.6699 | 0 | 0 | 1280.5848 | 0.0036467 | 29 | Residential_2031_Economic_MW_After Competition Groups_29 | Home Energy Reports | 0.3647% | 0 | 4.6699 | Residential_2031_Economic_MW_After Competition Groups_Home Energy Reports
Residential | Res ¦ Wall Insulation | 2031 | Achievable | MW | After Competition Groups | 1.7624 | 0 | 0 | 495.5695 | 0.0035563 | 32 | Residential_2031_Achievable_MW_After Competition Groups_32 | Wall Insulation | 0.3556% | 0 | 1.7624 | Residential_2031_Achievable_MW_After Competition Groups_Wall Insulation
Residential | Res ¦ High Efficiency Chiller (avg of water and air cooled) | 2031 | Technical | MW | After Competition Groups | 7.653 | 0 | 0 | 2157.1078 | 0.0035478 | 37 | Residential_2031_Technical_MW_After Competition Groups_37 | High Efficiency Chiller (avg of water and air cooled) | 0.3548% | 0 | 7.653 | Residential_2031_Technical_MW_After Competition Groups_High Efficiency Chiller (avg of water and air cooled)
Residential | Res ¦ INTEGRAL LED TROFFERS | 2031 | Technical | MW | After Competition Groups | 7.4835 | 0 | 0 | 2157.1078 | 0.0034692 | 38 | Residential_2031_Technical_MW_After Competition Groups_38 | INTEGRAL LED TROFFERS | 0.3469% | 0 | 7.4835 | Residential_2031_Technical_MW_After Competition Groups_INTEGRAL LED TROFFERS
Residential | Res ¦ Furnace Whistle | 2031 | Achievable | MW | After Competition Groups | 1.6874 | 0 | 0 | 495.5695 | 0.003405 | 33 | Residential_2031_Achievable_MW_After Competition Groups_33 | Furnace Whistle | 0.3405% | 0 | 1.6874 | Residential_2031_Achievable_MW_After Competition Groups_Furnace Whistle
Residential | Res ¦ Ceiling Insulation | 2031 | Economic | MW | After Competition Groups | 4.2508 | 0 | 0 | 1280.5848 | 0.0033194 | 30 | Residential_2031_Economic_MW_After Competition Groups_30 | Ceiling Insulation | 0.3319% | 0 | 4.2508 | Residential_2031_Economic_MW_After Competition Groups_Ceiling Insulation
Residential | Res ¦ Energy Star Windows | 2031 | Technical | MW | After Competition Groups | 7.0877 | 0 | 0 | 2157.1078 | 0.0032858 | 39 | Residential_2031_Technical_MW_After Competition Groups_39 | Energy Star Windows | 0.3286% | 0 | 7.0877 | Residential_2031_Technical_MW_After Competition Groups_Energy Star Windows
Residential | Res ¦ Furnace with ECM | 2031 | Technical | MW | After Competition Groups | 6.7446 | 0 | 0 | 2157.1078 | 0.0031267 | 40 | Residential_2031_Technical_MW_After Competition Groups_40 | Furnace with ECM | 0.3127% | 0 | 6.7446 | Residential_2031_Technical_MW_After Competition Groups_Furnace with ECM
Residential | Res ¦ Energy Star Freezer | 2031 | Achievable | MW | After Competition Groups | 1.5202 | 0 | 0 | 495.5695 | 0.0030676 | 34 | Residential_2031_Achievable_MW_After Competition Groups_34 | Energy Star Freezer | 0.3068% | 0 | 1.5202 | Residential_2031_Achievable_MW_After Competition Groups_Energy Star Freezer
Residential | Res ¦ Comprehensive Draft Proofing | 2031 | Achievable | MW | After Competition Groups | 1.4577 | 0 | 0 | 495.5695 | 0.0029415 | 35 | Residential_2031_Achievable_MW_After Competition Groups_35 | Comprehensive Draft Proofing | 0.2942% | 0 | 1.4577 | Residential_2031_Achievable_MW_After Competition Groups_Comprehensive Draft Proofing
Residential | Res ¦ Variable Frequency Drive (VFD) | 2031 | Achievable | MW | After Competition Groups | 1.4136 | 0 | 0 | 495.5695 | 0.0028526 | 36 | Residential_2031_Achievable_MW_After Competition Groups_36 | Variable Frequency Drive (VFD) | 0.2853% | 0 | 1.4136 | Residential_2031_Achievable_MW_After Competition Groups_Variable Frequency Drive (VFD)
Residential | Res ¦ CO Sensors for parking garage exhaust fans | 2031 | Achievable | MW | After Competition Groups | 1.3936 | 0 | 0 | 495.5695 | 0.0028122 | 37 | Residential_2031_Achievable_MW_After Competition Groups_37 | CO Sensors for parking garage exhaust fans | 0.2812% | 0 | 1.3936 | Residential_2031_Achievable_MW_After Competition Groups_CO Sensors for parking garage exhaust fans
Residential | Res ¦ Outside Air Economizer | 2031 | Economic | MW | After Competition Groups | 3.3236 | 0 | 0 | 1280.5848 | 0.0025954 | 31 | Residential_2031_Economic_MW_After Competition Groups_31 | Outside Air Economizer | 0.2595% | 0 | 3.3236 | Residential_2031_Economic_MW_After Competition Groups_Outside Air Economizer
Residential | Res ¦ Heat Recovery Ventilator | 2031 | Economic | MW | After Competition Groups | 3.135 | 0 | 0 | 1280.5848 | 0.0024481 | 32 | Residential_2031_Economic_MW_After Competition Groups_32 | Heat Recovery Ventilator | 0.2448% | 0 | 3.135 | Residential_2031_Economic_MW_After Competition Groups_Heat Recovery Ventilator
Residential | Res ¦ Minimize Hot and Warm Clothes Wash | 2031 | Technical | MW | After Competition Groups | 5.1207 | 0 | 0 | 2157.1078 | 0.0023739 | 41 | Residential_2031_Technical_MW_After Competition Groups_41 | Minimize Hot and Warm Clothes Wash | 0.2374% | 0 | 5.1207 | Residential_2031_Technical_MW_After Competition Groups_Minimize Hot and Warm Clothes Wash
Residential | Res ¦ Duct Insulation MF | 2031 | Achievable | MW | After Competition Groups | 1.0814 | 0 | 0 | 495.5695 | 0.0021822 | 38 | Residential_2031_Achievable_MW_After Competition Groups_38 | Duct Insulation MF | 0.2182% | 0 | 1.0814 | Residential_2031_Achievable_MW_After Competition Groups_Duct Insulation MF
Residential | Res ¦ Central Lighting Control System | 2031 | Technical | MW | After Competition Groups | 4.6721 | 0 | 0 | 2157.1078 | 0.0021659 | 42 | Residential_2031_Technical_MW_After Competition Groups_42 | Central Lighting Control System | 0.2166% | 0 | 4.6721 | Residential_2031_Technical_MW_After Competition Groups_Central Lighting Control System
Residential | Res ¦ LED Downlight | 2031 | Achievable | MW | After Competition Groups | 1.0554 | 0 | 0 | 495.5695 | 0.0021297 | 39 | Residential_2031_Achievable_MW_After Competition Groups_39 | LED Downlight | 0.213% | 0 | 1.0554 | Residential_2031_Achievable_MW_After Competition Groups_LED Downlight
Residential | Res ¦ LED Downlight | 2031 | Technical | MW | After Competition Groups | 4.4607 | 0 | 0 | 2157.1078 | 0.0020679 | 43 | Residential_2031_Technical_MW_After Competition Groups_43 | LED Downlight | 0.2068% | 0 | 4.4607 | Residential_2031_Technical_MW_After Competition Groups_LED Downlight
Residential | Res ¦ Passive Attic Ventilation | 2031 | Technical | MW | After Competition Groups | 4.3844 | 0 | 0 | 2157.1078 | 0.0020325 | 44 | Residential_2031_Technical_MW_After Competition Groups_44 | Passive Attic Ventilation | 0.2033% | 0 | 4.3844 | Residential_2031_Technical_MW_After Competition Groups_Passive Attic Ventilation
Residential | Res ¦ Demand Control Ventilation | 2031 | Achievable | MW | After Competition Groups | 0.98416 | 0 | 0 | 495.5695 | 0.0019859 | 40 | Residential_2031_Achievable_MW_After Competition Groups_40 | Demand Control Ventilation | 0.1986% | 0 | 0.98416 | Residential_2031_Achievable_MW_After Competition Groups_Demand Control Ventilation
Residential | Res ¦ Heat Pump Water Heater | 2031 | Technical | MW | After Competition Groups | 4.1293 | 0 | 0 | 2157.1078 | 0.0019143 | 45 | Residential_2031_Technical_MW_After Competition Groups_45 | Heat Pump Water Heater | 0.1914% | 0 | 4.1293 | Residential_2031_Technical_MW_After Competition Groups_Heat Pump Water Heater
Residential | Res ¦ Demand Control Ventilation | 2031 | Economic | MW | After Competition Groups | 2.3651 | 0 | 0 | 1280.5848 | 0.0018469 | 33 | Residential_2031_Economic_MW_After Competition Groups_33 | Demand Control Ventilation | 0.1847% | 0 | 2.3651 | Residential_2031_Economic_MW_After Competition Groups_Demand Control Ventilation
Residential | Res ¦ LED Parking Lot Fixture | 2031 | Achievable | MW | After Competition Groups | 0.89394 | 0 | 0 | 495.5695 | 0.0018039 | 41 | Residential_2031_Achievable_MW_After Competition Groups_41 | LED Parking Lot Fixture | 0.1804% | 0 | 0.89394 | Residential_2031_Achievable_MW_After Competition Groups_LED Parking Lot Fixture
Residential | Res ¦ ENERGY STAR LED LAMPS (REFLECTOR LAMPs/MR16/PAR 16) | 2031 | Economic | MW | After Competition Groups | 2.3031 | 0 | 0 | 1280.5848 | 0.0017985 | 34 | Residential_2031_Economic_MW_After Competition Groups_34 | ENERGY STAR LED LAMPS (REFLECTOR LAMPs/MR16/PAR 16) | 0.1799% | 0 | 2.3031 | Residential_2031_Economic_MW_After Competition Groups_ENERGY STAR LED LAMPS (REFLECTOR LAMPs/MR16/PAR 16)
Residential | Res ¦ Water Heater Temperature Setback | 2031 | Achievable | MW | After Competition Groups | 0.88416 | 0 | 0 | 495.5695 | 0.0017841 | 42 | Residential_2031_Achievable_MW_After Competition Groups_42 | Water Heater Temperature Setback | 0.1784% | 0 | 0.88416 | Residential_2031_Achievable_MW_After Competition Groups_Water Heater Temperature Setback
Residential | Res ¦ LED Tube Re-Lamp | 2031 | Technical | MW | After Competition Groups | 3.7497 | 0 | 0 | 2157.1078 | 0.0017383 | 46 | Residential_2031_Technical_MW_After Competition Groups_46 | LED Tube Re-Lamp | 0.1738% | 0 | 3.7497 | Residential_2031_Technical_MW_After Competition Groups_LED Tube Re-Lamp
Residential | Res ¦ Furnace Whistle | 2031 | Economic | MW | After Competition Groups | 2.218 | 0 | 0 | 1280.5848 | 0.001732 | 35 | Residential_2031_Economic_MW_After Competition Groups_35 | Furnace Whistle | 0.1732% | 0 | 2.218 | Residential_2031_Economic_MW_After Competition Groups_Furnace Whistle
Residential | Res ¦ LED Tube Re-Lamp | 2031 | Economic | MW | After Competition Groups | 2.1592 | 0 | 0 | 1280.5848 | 0.0016861 | 36 | Residential_2031_Economic_MW_After Competition Groups_36 | LED Tube Re-Lamp | 0.1686% | 0 | 2.1592 | Residential_2031_Economic_MW_After Competition Groups_LED Tube Re-Lamp
Residential | Res ¦ CO Sensors for parking garage exhaust fans | 2031 | Economic | MW | After Competition Groups | 2.0969 | 0 | 0 | 1280.5848 | 0.0016375 | 37 | Residential_2031_Economic_MW_After Competition Groups_37 | CO Sensors for parking garage exhaust fans | 0.1637% | 0 | 2.0969 | Residential_2031_Economic_MW_After Competition Groups_CO Sensors for parking garage exhaust fans
Residential | Res ¦ Energy Star Ceiling Fan/Lighting | 2031 | Technical | MW | After Competition Groups | 3.4606 | 0 | 0 | 2157.1078 | 0.0016043 | 47 | Residential_2031_Technical_MW_After Competition Groups_47 | Energy Star Ceiling Fan/Lighting | 0.1604% | 0 | 3.4606 | Residential_2031_Technical_MW_After Competition Groups_Energy Star Ceiling Fan/Lighting
Residential | Res ¦ Outside Air Economizer | 2031 | Technical | MW | After Competition Groups | 3.3236 | 0 | 0 | 2157.1078 | 0.0015408 | 48 | Residential_2031_Technical_MW_After Competition Groups_48 | Outside Air Economizer | 0.1541% | 0 | 3.3236 | Residential_2031_Technical_MW_After Competition Groups_Outside Air Economizer
Residential | Res ¦ Early Hot Water Heater Replacement | 2031 | Technical | MW | After Competition Groups | 3.3118 | 0 | 0 | 2157.1078 | 0.0015353 | 49 | Residential_2031_Technical_MW_After Competition Groups_49 | Early Hot Water Heater Replacement | 0.1535% | 0 | 3.3118 | Residential_2031_Technical_MW_After Competition Groups_Early Hot Water Heater Replacement
Residential | Res ¦ Heat Recovery Ventilator | 2031 | Technical | MW | After Competition Groups | 3.2392 | 0 | 0 | 2157.1078 | 0.0015016 | 50 | Residential_2031_Technical_MW_After Competition Groups_50 | Heat Recovery Ventilator | 0.1502% | 0 | 3.2392 | Residential_2031_Technical_MW_After Competition Groups_Heat Recovery Ventilator
Residential | Res ¦ Tankless Water Heater | 2031 | Economic | MW | After Competition Groups | 1.9184 | 0 | 0 | 1280.5848 | 0.0014981 | 38 | Residential_2031_Economic_MW_After Competition Groups_38 | Tankless Water Heater | 0.1498% | 0 | 1.9184 | Residential_2031_Economic_MW_After Competition Groups_Tankless Water Heater
Residential | Res ¦ Comprehensive Draft Proofing | 2031 | Economic | MW | After Competition Groups | 1.916 | 0 | 0 | 1280.5848 | 0.0014962 | 39 | Residential_2031_Economic_MW_After Competition Groups_39 | Comprehensive Draft Proofing | 0.1496% | 0 | 1.916 | Residential_2031_Economic_MW_After Competition Groups_Comprehensive Draft Proofing
Residential | Res ¦ Variable Frequency Drive (VFD) | 2031 | Economic | MW | After Competition Groups | 1.8582 | 0 | 0 | 1280.5848 | 0.001451 | 40 | Residential_2031_Economic_MW_After Competition Groups_40 | Variable Frequency Drive (VFD) | 0.1451% | 0 | 1.8582 | Residential_2031_Economic_MW_After Competition Groups_Variable Frequency Drive (VFD)
Residential | Res ¦ Basement or Crawlspace Insulation | 2031 | Achievable | MW | After Competition Groups | 0.6965 | 0 | 0 | 495.5695 | 0.0014055 | 43 | Residential_2031_Achievable_MW_After Competition Groups_43 | Basement or Crawlspace Insulation | 0.1405% | 0 | 0.6965 | Residential_2031_Achievable_MW_After Competition Groups_Basement or Crawlspace Insulation
Residential | Res ¦ Air Source Heat Pump Maintenance | 2031 | Technical | MW | After Competition Groups | 2.9295 | 0 | 0 | 2157.1078 | 0.0013581 | 51 | Residential_2031_Technical_MW_After Competition Groups_51 | Air Source Heat Pump Maintenance | 0.1358% | 0 | 2.9295 | Residential_2031_Technical_MW_After Competition Groups_Air Source Heat Pump Maintenance
Residential | Res ¦ Condensing Make Up Air Unit | 2031 | Achievable | MW | After Competition Groups | 0.66526 | 0 | 0 | 495.5695 | 0.0013424 | 44 | Residential_2031_Achievable_MW_After Competition Groups_44 | Condensing Make Up Air Unit | 0.1342% | 0 | 0.66526 | Residential_2031_Achievable_MW_After Competition Groups_Condensing Make Up Air Unit
Residential | Res ¦ Tankless Water Heater | 2031 | Achievable | MW | After Competition Groups | 0.58525 | 0 | 0 | 495.5695 | 0.001181 | 45 | Residential_2031_Achievable_MW_After Competition Groups_45 | Tankless Water Heater | 0.1181% | 0 | 0.58525 | Residential_2031_Achievable_MW_After Competition Groups_Tankless Water Heater
Residential | Res ¦ Energy Star Windows | 2031 | Economic | MW | After Competition Groups | 1.4531 | 0 | 0 | 1280.5848 | 0.0011347 | 41 | Residential_2031_Economic_MW_After Competition Groups_41 | Energy Star Windows | 0.1135% | 0 | 1.4531 | Residential_2031_Economic_MW_After Competition Groups_Energy Star Windows
Residential | Res ¦ Demand Control Ventilation | 2031 | Technical | MW | After Competition Groups | 2.3651 | 0 | 0 | 2157.1078 | 0.0010964 | 52 | Residential_2031_Technical_MW_After Competition Groups_52 | Demand Control Ventilation | 0.1096% | 0 | 2.3651 | Residential_2031_Technical_MW_After Competition Groups_Demand Control Ventilation
Residential | Res ¦ Condensing Make Up Air Unit | 2031 | Economic | MW | After Competition Groups | 1.3726 | 0 | 0 | 1280.5848 | 0.0010719 | 42 | Residential_2031_Economic_MW_After Competition Groups_42 | Condensing Make Up Air Unit | 0.1072% | 0 | 1.3726 | Residential_2031_Economic_MW_After Competition Groups_Condensing Make Up Air Unit
Residential | Res ¦ Energy Star Freezer | 2031 | Economic | MW | After Competition Groups | 1.3688 | 0 | 0 | 1280.5848 | 0.0010689 | 43 | Residential_2031_Economic_MW_After Competition Groups_43 | Energy Star Freezer | 0.1069% | 0 | 1.3688 | Residential_2031_Economic_MW_After Competition Groups_Energy Star Freezer
Residential | Res ¦ ENERGY STAR LED LAMPS (REFLECTOR LAMPs/MR16/PAR 16) | 2031 | Technical | MW | After Competition Groups | 2.3031 | 0 | 0 | 2157.1078 | 0.0010677 | 53 | Residential_2031_Technical_MW_After Competition Groups_53 | ENERGY STAR LED LAMPS (REFLECTOR LAMPs/MR16/PAR 16) | 0.1068% | 0 | 2.3031 | Residential_2031_Technical_MW_After Competition Groups_ENERGY STAR LED LAMPS (REFLECTOR LAMPs/MR16/PAR 16)
Residential | Res ¦ Drain Water Heat Recovery | 2031 | Technical | MW | After Competition Groups | 2.2231 | 0 | 0 | 2157.1078 | 0.0010306 | 54 | Residential_2031_Technical_MW_After Competition Groups_54 | Drain Water Heat Recovery | 0.1031% | 0 | 2.2231 | Residential_2031_Technical_MW_After Competition Groups_Drain Water Heat Recovery
Residential | Res ¦ Furnace Whistle | 2031 | Technical | MW | After Competition Groups | 2.218 | 0 | 0 | 2157.1078 | 0.0010282 | 55 | Residential_2031_Technical_MW_After Competition Groups_55 | Furnace Whistle | 0.1028% | 0 | 2.218 | Residential_2031_Technical_MW_After Competition Groups_Furnace Whistle
Residential | Res ¦ Energy Star Dishwasher | 2031 | Technical | MW | After Competition Groups | 2.1056 | 0 | 0 | 2157.1078 | 0.00097612 | 56 | Residential_2031_Technical_MW_After Competition Groups_56 | Energy Star Dishwasher | 0.09761% | 0 | 2.1056 | Residential_2031_Technical_MW_After Competition Groups_Energy Star Dishwasher
Residential | Res ¦ CO Sensors for parking garage exhaust fans | 2031 | Technical | MW | After Competition Groups | 2.0969 | 0 | 0 | 2157.1078 | 0.0009721 | 57 | Residential_2031_Technical_MW_After Competition Groups_57 | CO Sensors for parking garage exhaust fans | 0.09721% | 0 | 2.0969 | Residential_2031_Technical_MW_After Competition Groups_CO Sensors for parking garage exhaust fans
Residential | Res ¦ Window Film | 2031 | Technical | MW | After Competition Groups | 2.0546 | 0 | 0 | 2157.1078 | 0.00095247 | 58 | Residential_2031_Technical_MW_After Competition Groups_58 | Window Film | 0.09525% | 0 | 2.0546 | Residential_2031_Technical_MW_After Competition Groups_Window Film
Residential | Res ¦ Water Heater Temperature Setback | 2031 | Economic | MW | After Competition Groups | 1.1622 | 0 | 0 | 1280.5848 | 0.00090752 | 44 | Residential_2031_Economic_MW_After Competition Groups_44 | Water Heater Temperature Setback | 0.09075% | 0 | 1.1622 | Residential_2031_Economic_MW_After Competition Groups_Water Heater Temperature Setback
Residential | Res ¦ Comprehensive Draft Proofing | 2031 | Technical | MW | After Competition Groups | 1.916 | 0 | 0 | 2157.1078 | 0.00088825 | 59 | Residential_2031_Technical_MW_After Competition Groups_59 | Comprehensive Draft Proofing | 0.08882% | 0 | 1.916 | Residential_2031_Technical_MW_After Competition Groups_Comprehensive Draft Proofing
Residential | Res ¦ VFD on Pumps | 2031 | Achievable | MW | After Competition Groups | 0.4347 | 0 | 0 | 495.5695 | 0.00087718 | 46 | Residential_2031_Achievable_MW_After Competition Groups_46 | VFD on Pumps | 0.08772% | 0 | 0.4347 | Residential_2031_Achievable_MW_After Competition Groups_VFD on Pumps
Residential | Res ¦ Variable Frequency Drive (VFD) | 2031 | Technical | MW | After Competition Groups | 1.8582 | 0 | 0 | 2157.1078 | 0.00086142 | 60 | Residential_2031_Technical_MW_After Competition Groups_60 | Variable Frequency Drive (VFD) | 0.08614% | 0 | 1.8582 | Residential_2031_Technical_MW_After Competition Groups_Variable Frequency Drive (VFD)
Residential | Res ¦ LED Exterior Area Lights - LED Fixture (200W) | 2031 | Achievable | MW | After Competition Groups | 0.41299 | 0 | 0 | 495.5695 | 0.00083336 | 47 | Residential_2031_Achievable_MW_After Competition Groups_47 | LED Exterior Area Lights - LED Fixture (200W) | 0.08334% | 0 | 0.41299 | Residential_2031_Achievable_MW_After Competition Groups_LED Exterior Area Lights - LED Fixture (200W)
Residential | Res ¦ LED Parking Lot Fixture | 2031 | Economic | MW | After Competition Groups | 1.0561 | 0 | 0 | 1280.5848 | 0.00082469 | 45 | Residential_2031_Economic_MW_After Competition Groups_45 | LED Parking Lot Fixture | 0.08247% | 0 | 1.0561 | Residential_2031_Economic_MW_After Competition Groups_LED Parking Lot Fixture
Residential | Res ¦ ENERGY STAR LED Lamps (General Service Lamps) | 2031 | Achievable | MW | After Competition Groups | 0.34325 | 0 | 0 | 495.5695 | 0.00069264 | 48 | Residential_2031_Achievable_MW_After Competition Groups_48 | ENERGY STAR LED Lamps (General Service Lamps) | 0.06926% | 0 | 0.34325 | Residential_2031_Achievable_MW_After Competition Groups_ENERGY STAR LED Lamps (General Service Lamps)
Residential | Res ¦ Heat Recovery Ventilator | 2031 | Achievable | MW | After Competition Groups | 0.33608 | 0 | 0 | 495.5695 | 0.00067817 | 49 | Residential_2031_Achievable_MW_After Competition Groups_49 | Heat Recovery Ventilator | 0.06782% | 0 | 0.33608 | Residential_2031_Achievable_MW_After Competition Groups_Heat Recovery Ventilator
Residential | Res ¦ DHW Recirculation Systems | 2031 | Technical | MW | After Competition Groups | 1.4396 | 0 | 0 | 2157.1078 | 0.00066736 | 61 | Residential_2031_Technical_MW_After Competition Groups_61 | DHW Recirculation Systems | 0.06674% | 0 | 1.4396 | Residential_2031_Technical_MW_After Competition Groups_DHW Recirculation Systems
Residential | Res ¦ Energy Star Windows | 2031 | Achievable | MW | After Competition Groups | 0.32469 | 0 | 0 | 495.5695 | 0.00065519 | 50 | Residential_2031_Achievable_MW_After Competition Groups_50 | Energy Star Windows | 0.06552% | 0 | 0.32469 | Residential_2031_Achievable_MW_After Competition Groups_Energy Star Windows
Residential | Res ¦ Condensing Make Up Air Unit | 2031 | Technical | MW | After Competition Groups | 1.3726 | 0 | 0 | 2157.1078 | 0.00063632 | 62 | Residential_2031_Technical_MW_After Competition Groups_62 | Condensing Make Up Air Unit | 0.06363% | 0 | 1.3726 | Residential_2031_Technical_MW_After Competition Groups_Condensing Make Up Air Unit
Residential | Res ¦ Water Heater Temperature Setback | 2031 | Technical | MW | After Competition Groups | 1.1622 | 0 | 0 | 2157.1078 | 0.00053875 | 63 | Residential_2031_Technical_MW_After Competition Groups_63 | Water Heater Temperature Setback | 0.05388% | 0 | 1.1622 | Residential_2031_Technical_MW_After Competition Groups_Water Heater Temperature Setback
Residential | Res ¦ Solar Powered Attic Fan | 2031 | Technical | MW | After Competition Groups | 1.0853 | 0 | 0 | 2157.1078 | 0.00050312 | 64 | Residential_2031_Technical_MW_After Competition Groups_64 | Solar Powered Attic Fan | 0.05031% | 0 | 1.0853 | Residential_2031_Technical_MW_After Competition Groups_Solar Powered Attic Fan
Residential | Res ¦ Early Hot Water Heater Replacement | 2031 | Economic | MW | After Competition Groups | 0.64263 | 0 | 0 | 1280.5848 | 0.00050183 | 46 | Residential_2031_Economic_MW_After Competition Groups_46 | Early Hot Water Heater Replacement | 0.05018% | 0 | 0.64263 | Residential_2031_Economic_MW_After Competition Groups_Early Hot Water Heater Replacement
Residential | Res ¦ LED Parking Lot Fixture | 2031 | Technical | MW | After Competition Groups | 1.0561 | 0 | 0 | 2157.1078 | 0.00048958 | 65 | Residential_2031_Technical_MW_After Competition Groups_65 | LED Parking Lot Fixture | 0.04896% | 0 | 1.0561 | Residential_2031_Technical_MW_After Competition Groups_LED Parking Lot Fixture
Residential | Res ¦ ECM MOTORS FOR HVAC APPLICATION (FAN-POWERED VAV BOX) | 2031 | Achievable | MW | After Competition Groups | 0.22634 | 0 | 0 | 495.5695 | 0.00045673 | 51 | Residential_2031_Achievable_MW_After Competition Groups_51 | ECM MOTORS FOR HVAC APPLICATION (FAN-POWERED VAV BOX) | 0.04567% | 0 | 0.22634 | Residential_2031_Achievable_MW_After Competition Groups_ECM MOTORS FOR HVAC APPLICATION (FAN-POWERED VAV BOX)
Residential | Res ¦ VFD on Pumps | 2031 | Economic | MW | After Competition Groups | 0.57141 | 0 | 0 | 1280.5848 | 0.00044621 | 47 | Residential_2031_Economic_MW_After Competition Groups_47 | VFD on Pumps | 0.04462% | 0 | 0.57141 | Residential_2031_Economic_MW_After Competition Groups_VFD on Pumps
Residential | Res ¦ Drain Water Heat Recovery | 2031 | Economic | MW | After Competition Groups | 0.49721 | 0 | 0 | 1280.5848 | 0.00038827 | 48 | Residential_2031_Economic_MW_After Competition Groups_48 | Drain Water Heat Recovery | 0.03883% | 0 | 0.49721 | Residential_2031_Economic_MW_After Competition Groups_Drain Water Heat Recovery
Residential | Res ¦ LED Exterior Area Lights - LED Fixture (200W) | 2031 | Economic | MW | After Competition Groups | 0.49171 | 0 | 0 | 1280.5848 | 0.00038397 | 49 | Residential_2031_Economic_MW_After Competition Groups_49 | LED Exterior Area Lights - LED Fixture (200W) | 0.0384% | 0 | 0.49171 | Residential_2031_Economic_MW_After Competition Groups_LED Exterior Area Lights - LED Fixture (200W)
Residential | Res ¦ HVAC Optimization | 2031 | Technical | MW | After Competition Groups | 0.80903 | 0 | 0 | 2157.1078 | 0.00037506 | 66 | Residential_2031_Technical_MW_After Competition Groups_66 | HVAC Optimization | 0.03751% | 0 | 0.80903 | Residential_2031_Technical_MW_After Competition Groups_HVAC Optimization
Residential | Res ¦ ENERGY STAR LED Lamps (General Service Lamps) | 2031 | Economic | MW | After Competition Groups | 0.40306 | 0 | 0 | 1280.5848 | 0.00031474 | 50 | Residential_2031_Economic_MW_After Competition Groups_50 | ENERGY STAR LED Lamps (General Service Lamps) | 0.03147% | 0 | 0.40306 | Residential_2031_Economic_MW_After Competition Groups_ENERGY STAR LED Lamps (General Service Lamps)
Residential | Res ¦ Ceiling Insulation | 2031 | Achievable | MW | After Competition Groups | 0.1492 | 0 | 0 | 495.5695 | 0.00030106 | 52 | Residential_2031_Achievable_MW_After Competition Groups_52 | Ceiling Insulation | 0.03011% | 0 | 0.1492 | Residential_2031_Achievable_MW_After Competition Groups_Ceiling Insulation
Residential | Res ¦ Beverage Vending Machine Controls | 2031 | Achievable | MW | After Competition Groups | 0.13971 | 0 | 0 | 495.5695 | 0.00028192 | 53 | Residential_2031_Achievable_MW_After Competition Groups_53 | Beverage Vending Machine Controls | 0.02819% | 0 | 0.13971 | Residential_2031_Achievable_MW_After Competition Groups_Beverage Vending Machine Controls
Residential | Res ¦ ECM MOTORS FOR HVAC APPLICATION (FAN-POWERED VAV BOX) | 2031 | Economic | MW | After Competition Groups | 0.34923 | 0 | 0 | 1280.5848 | 0.00027271 | 51 | Residential_2031_Economic_MW_After Competition Groups_51 | ECM MOTORS FOR HVAC APPLICATION (FAN-POWERED VAV BOX) | 0.02727% | 0 | 0.34923 | Residential_2031_Economic_MW_After Competition Groups_ECM MOTORS FOR HVAC APPLICATION (FAN-POWERED VAV BOX)
Residential | Res ¦ VFD on Pumps | 2031 | Technical | MW | After Competition Groups | 0.57141 | 0 | 0 | 2157.1078 | 0.0002649 | 67 | Residential_2031_Technical_MW_After Competition Groups_67 | VFD on Pumps | 0.02649% | 0 | 0.57141 | Residential_2031_Technical_MW_After Competition Groups_VFD on Pumps
Residential | Res ¦ Drain Water Heat Recovery | 2031 | Achievable | MW | After Competition Groups | 0.11749 | 0 | 0 | 495.5695 | 0.00023707 | 54 | Residential_2031_Achievable_MW_After Competition Groups_54 | Drain Water Heat Recovery | 0.02371% | 0 | 0.11749 | Residential_2031_Achievable_MW_After Competition Groups_Drain Water Heat Recovery
Residential | Res ¦ LED Exterior Area Lights - LED Fixture (200W) | 2031 | Technical | MW | After Competition Groups | 0.49171 | 0 | 0 | 2157.1078 | 0.00022795 | 68 | Residential_2031_Technical_MW_After Competition Groups_68 | LED Exterior Area Lights - LED Fixture (200W) | 0.02279% | 0 | 0.49171 | Residential_2031_Technical_MW_After Competition Groups_LED Exterior Area Lights - LED Fixture (200W)
Residential | Res ¦ Chilled Water Optimization | 2031 | Achievable | MW | After Competition Groups | 0.098894 | 0 | 0 | 495.5695 | 0.00019956 | 55 | Residential_2031_Achievable_MW_After Competition Groups_55 | Chilled Water Optimization | 0.01996% | 0 | 0.098894 | Residential_2031_Achievable_MW_After Competition Groups_Chilled Water Optimization
Residential | Res ¦ Beverage Vending Machine Controls | 2031 | Economic | MW | After Competition Groups | 0.24667 | 0 | 0 | 1280.5848 | 0.00019263 | 52 | Residential_2031_Economic_MW_After Competition Groups_52 | Beverage Vending Machine Controls | 0.01926% | 0 | 0.24667 | Residential_2031_Economic_MW_After Competition Groups_Beverage Vending Machine Controls
Residential | Res ¦ ENERGY STAR LED Lamps (General Service Lamps) | 2031 | Technical | MW | After Competition Groups | 0.40306 | 0 | 0 | 2157.1078 | 0.00018685 | 69 | Residential_2031_Technical_MW_After Competition Groups_69 | ENERGY STAR LED Lamps (General Service Lamps) | 0.01868% | 0 | 0.40306 | Residential_2031_Technical_MW_After Competition Groups_ENERGY STAR LED Lamps (General Service Lamps)
Residential | Res ¦ ECM MOTORS FOR HVAC APPLICATION (FAN-POWERED VAV BOX) | 2031 | Technical | MW | After Competition Groups | 0.34923 | 0 | 0 | 2157.1078 | 0.0001619 | 70 | Residential_2031_Technical_MW_After Competition Groups_70 | ECM MOTORS FOR HVAC APPLICATION (FAN-POWERED VAV BOX) | 0.01619% | 0 | 0.34923 | Residential_2031_Technical_MW_After Competition Groups_ECM MOTORS FOR HVAC APPLICATION (FAN-POWERED VAV BOX)
Residential | Res ¦ Chilled Water Optimization | 2031 | Economic | MW | After Competition Groups | 0.19654 | 0 | 0 | 1280.5848 | 0.00015348 | 53 | Residential_2031_Economic_MW_After Competition Groups_53 | Chilled Water Optimization | 0.01535% | 0 | 0.19654 | Residential_2031_Economic_MW_After Competition Groups_Chilled Water Optimization
Residential | Res ¦ Tankless Water Heater | 2031 | Technical | MW | After Competition Groups | 0.25674 | 0 | 0 | 2157.1078 | 0.00011902 | 71 | Residential_2031_Technical_MW_After Competition Groups_71 | Tankless Water Heater | 0.0119% | 0 | 0.25674 | Residential_2031_Technical_MW_After Competition Groups_Tankless Water Heater
Residential | Res ¦ Beverage Vending Machine Controls | 2031 | Technical | MW | After Competition Groups | 0.24667 | 0 | 0 | 2157.1078 | 0.00011435 | 72 | Residential_2031_Technical_MW_After Competition Groups_72 | Beverage Vending Machine Controls | 0.01144% | 0 | 0.24667 | Residential_2031_Technical_MW_After Competition Groups_Beverage Vending Machine Controls
Residential | Res ¦ Chilled Water Optimization | 2031 | Technical | MW | After Competition Groups | 0.19654 | 0 | 0 | 2157.1078 | 9.1113e-05 | 73 | Residential_2031_Technical_MW_After Competition Groups_73 | Chilled Water Optimization | 0.009111% | 0 | 0.19654 | Residential_2031_Technical_MW_After Competition Groups_Chilled Water Optimization
Residential | Res ¦ Early Hot Water Heater Replacement | 2031 | Achievable | MW | After Competition Groups | 0.044443 | 0 | 0 | 495.5695 | 8.9682e-05 | 56 | Residential_2031_Achievable_MW_After Competition Groups_56 | Early Hot Water Heater Replacement | 0.008968% | 0 | 0.044443 | Residential_2031_Achievable_MW_After Competition Groups_Early Hot Water Heater Replacement
Residential | Res ¦ Wall Insulation MF | 2031 | Technical | MW | After Competition Groups | 0.18243 | 0 | 0 | 2157.1078 | 8.4573e-05 | 74 | Residential_2031_Technical_MW_After Competition Groups_74 | Wall Insulation MF | 0.008457% | 0 | 0.18243 | Residential_2031_Technical_MW_After Competition Groups_Wall Insulation MF
Residential | Res ¦ LED Downlight | 2031 | Economic | MW | After Competition Groups | 0.10334 | 0 | 0 | 1280.5848 | 8.0698e-05 | 54 | Residential_2031_Economic_MW_After Competition Groups_54 | LED Downlight | 0.00807% | 0 | 0.10334 | Residential_2031_Economic_MW_After Competition Groups_LED Downlight
Residential | Res ¦ Heat Pump Water Heater | 2031 | Economic | MW | After Competition Groups | 0.07322 | 0 | 0 | 1280.5848 | 5.7177e-05 | 55 | Residential_2031_Economic_MW_After Competition Groups_55 | Heat Pump Water Heater | 0.005718% | 0 | 0.07322 | Residential_2031_Economic_MW_After Competition Groups_Heat Pump Water Heater
Residential | Res ¦ LED High Bay Fixture | 2031 | Economic | MW | After Competition Groups | 0.034542 | 0 | 0 | 1280.5848 | 2.6973e-05 | 56 | Residential_2031_Economic_MW_After Competition Groups_56 | LED High Bay Fixture | 0.002697% | 0 | 0.034542 | Residential_2031_Economic_MW_After Competition Groups_LED High Bay Fixture
Residential | Res ¦ LED High Bay Fixture | 2031 | Achievable | MW | After Competition Groups | 0.011221 | 0 | 0 | 495.5695 | 2.2643e-05 | 57 | Residential_2031_Achievable_MW_After Competition Groups_57 | LED High Bay Fixture | 0.002264% | 0 | 0.011221 | Residential_2031_Achievable_MW_After Competition Groups_LED High Bay Fixture
Residential | Res ¦ LED Recessed Downlights | 2031 | Technical | MW | After Competition Groups | 0.040065 | 0 | 0 | 2157.1078 | 1.8574e-05 | 75 | Residential_2031_Technical_MW_After Competition Groups_75 | LED Recessed Downlights | 0.001857% | 0 | 0.040065 | Residential_2031_Technical_MW_After Competition Groups_LED Recessed Downlights
Residential | Res ¦ LED High Bay Fixture | 2031 | Technical | MW | After Competition Groups | 0.034542 | 0 | 0 | 2157.1078 | 1.6013e-05 | 76 | Residential_2031_Technical_MW_After Competition Groups_76 | LED High Bay Fixture | 0.001601% | 0 | 0.034542 | Residential_2031_Technical_MW_After Competition Groups_LED High Bay Fixture
Residential | Res ¦ Wall Insulation MF | 2031 | Economic | MW | After Competition Groups | 0.014975 | 0 | 0 | 1280.5848 | 1.1694e-05 | 57 | Residential_2031_Economic_MW_After Competition Groups_57 | Wall Insulation MF | 0.001169% | 0 | 0.014975 | Residential_2031_Economic_MW_After Competition Groups_Wall Insulation MF
Residential | Res ¦ Heat Pump Water Heater | 2031 | Achievable | MW | After Competition Groups | 0.0039664 | 0 | 0 | 495.5695 | 8.0036e-06 | 58 | Residential_2031_Achievable_MW_After Competition Groups_58 | Heat Pump Water Heater | 0.0008004% | 0 | 0.0039664 | Residential_2031_Achievable_MW_After Competition Groups_Heat Pump Water Heater
Residential | Res ¦ Radiant Barrier | 2031 | Technical | MW | After Competition Groups | 0.013948 | 0 | 0 | 2157.1078 | 6.4663e-06 | 77 | Residential_2031_Technical_MW_After Competition Groups_77 | Radiant Barrier | 0.0006466% | 0 | 0.013948 | Residential_2031_Technical_MW_After Competition Groups_Radiant Barrier
Residential | Res ¦ Wall Insulation MF | 2031 | Achievable | MW | After Competition Groups | 0.0021818 | 0 | 0 | 495.5695 | 4.4026e-06 | 59 | Residential_2031_Achievable_MW_After Competition Groups_59 | Wall Insulation MF | 0.0004403% | 0 | 0.0021818 | Residential_2031_Achievable_MW_After Competition Groups_Wall Insulation MF
Residential | Res ¦ Solar Water Preheat (Pools/DHW) | 2031 | Technical | MW | After Competition Groups | 0.0070304 | 0 | 0 | 2157.1078 | 3.2592e-06 | 78 | Residential_2031_Technical_MW_After Competition Groups_78 | Solar Water Preheat (Pools/DHW) | 0.0003259% | 0 | 0.0070304 | Residential_2031_Technical_MW_After Competition Groups_Solar Water Preheat (Pools/DHW)
Residential | Res ¦ Photocell Controls (Outdoor) | 2031 | Technical | MW | After Competition Groups | 8.0988e-05 | 0 | 0 | 2157.1078 | 3.7545e-08 | 79 | Residential_2031_Technical_MW_After Competition Groups_79 | Photocell Controls (Outdoor) | 3.754e-06% | 0 | 8.0988e-05 | Residential_2031_Technical_MW_After Competition Groups_Photocell Controls (Outdoor)
Residential | Res ¦ Air Source Heat Pump | 2031 | Achievable | MW | After Competition Groups | 0 | 0 | 0 | 495.5695 | 0 | 60 | Residential_2031_Achievable_MW_After Competition Groups_60 | Air Source Heat Pump | 0% | 0 | 0 | Residential_2031_Achievable_MW_After Competition Groups_Air Source Heat Pump
Residential | Res ¦ DHW Recirculation Systems | 2031 | Achievable | MW | After Competition Groups | 0 | 0 | 0 | 495.5695 | 0 | 61 | Residential_2031_Achievable_MW_After Competition Groups_61 | DHW Recirculation Systems | 0% | 0 | 0 | Residential_2031_Achievable_MW_After Competition Groups_DHW Recirculation Systems
Residential | Res ¦ DHW Recirculation Systems | 2031 | Economic | MW | After Competition Groups | 0 | 0 | 0 | 1280.5848 | 0 | 58 | Residential_2031_Economic_MW_After Competition Groups_58 | DHW Recirculation Systems | 0% | 0 | 0 | Residential_2031_Economic_MW_After Competition Groups_DHW Recirculation Systems
Residential | Res ¦ Energy Star Dehumidifier | 2031 | Achievable | MW | After Competition Groups | 0 | 0 | 0 | 495.5695 | 0 | 62 | Residential_2031_Achievable_MW_After Competition Groups_62 | Energy Star Dehumidifier | 0% | 0 | 0 | Residential_2031_Achievable_MW_After Competition Groups_Energy Star Dehumidifier
Residential | Res ¦ Energy Star Dehumidifier | 2031 | Economic | MW | After Competition Groups | 0 | 0 | 0 | 1280.5848 | 0 | 59 | Residential_2031_Economic_MW_After Competition Groups_59 | Energy Star Dehumidifier | 0% | 0 | 0 | Residential_2031_Economic_MW_After Competition Groups_Energy Star Dehumidifier
Residential | Res ¦ Furnace with ECM | 2031 | Achievable | MW | After Competition Groups | 0 | 0 | 0 | 495.5695 | 0 | 63 | Residential_2031_Achievable_MW_After Competition Groups_63 | Furnace with ECM | 0% | 0 | 0 | Residential_2031_Achievable_MW_After Competition Groups_Furnace with ECM
Residential | Res ¦ Furnace with ECM | 2031 | Economic | MW | After Competition Groups | 0 | 0 | 0 | 1280.5848 | 0 | 60 | Residential_2031_Economic_MW_After Competition Groups_60 | Furnace with ECM | 0% | 0 | 0 | Residential_2031_Economic_MW_After Competition Groups_Furnace with ECM
Residential | Res ¦ Lighting Motion Sensors, Timers, Dimmers | 2031 | Achievable | MW | After Competition Groups | 0 | 0 | 0 | 495.5695 | 0 | 64 | Residential_2031_Achievable_MW_After Competition Groups_64 | Lighting Motion Sensors, Timers, Dimmers | 0% | 0 | 0 | Residential_2031_Achievable_MW_After Competition Groups_Lighting Motion Sensors, Timers, Dimmers
Residential | Res ¦ Lighting Motion Sensors, Timers, Dimmers | 2031 | Economic | MW | After Competition Groups | 0 | 0 | 0 | 1280.5848 | 0 | 61 | Residential_2031_Economic_MW_After Competition Groups_61 | Lighting Motion Sensors, Timers, Dimmers | 0% | 0 | 0 | Residential_2031_Economic_MW_After Competition Groups_Lighting Motion Sensors, Timers, Dimmers
Residential | Res ¦ Networked/ Connected - Indoor LED Luminaire | 2031 | Achievable | MW | After Competition Groups | 0 | 0 | 0 | 495.5695 | 0 | 65 | Residential_2031_Achievable_MW_After Competition Groups_65 | Networked/ Connected - Indoor LED Luminaire | 0% | 0 | 0 | Residential_2031_Achievable_MW_After Competition Groups_Networked/ Connected - Indoor LED Luminaire
Residential | Res ¦ Radiant Barrier | 2031 | Achievable | MW | After Competition Groups | 0 | 0 | 0 | 495.5695 | 0 | 66 | Residential_2031_Achievable_MW_After Competition Groups_66 | Radiant Barrier | 0% | 0 | 0 | Residential_2031_Achievable_MW_After Competition Groups_Radiant Barrier
Residential | Res ¦ Radiant Barrier | 2031 | Economic | MW | After Competition Groups | 0 | 0 | 0 | 1280.5848 | 0 | 62 | Residential_2031_Economic_MW_After Competition Groups_62 | Radiant Barrier | 0% | 0 | 0 | Residential_2031_Economic_MW_After Competition Groups_Radiant Barrier
Residential | Res ¦ Variable Refrigerant Flow Heat Pump | 2031 | Achievable | MW | After Competition Groups | 0 | 0 | 0 | 495.5695 | 0 | 67 | Residential_2031_Achievable_MW_After Competition Groups_67 | Variable Refrigerant Flow Heat Pump | 0% | 0 | 0 | Residential_2031_Achievable_MW_After Competition Groups_Variable Refrigerant Flow Heat Pump
Residential | Res ¦ Variable Refrigerant Flow Heat Pump | 2031 | Economic | MW | After Competition Groups | 0 | 0 | 0 | 1280.5848 | 0 | 63 | Residential_2031_Economic_MW_After Competition Groups_63 | Variable Refrigerant Flow Heat Pump | 0% | 0 | 0 | Residential_2031_Economic_MW_After Competition Groups_Variable Refrigerant Flow Heat Pump
Residential | Res ¦ Adaptive Thermostat | 2032 | Economic | MW | After Competition Groups | 203.8675 | 0 | 0 | 1333.4017 | 0.15289 | 1 | Residential_2032_Economic_MW_After Competition Groups_1 | Adaptive Thermostat | 15.29% | 0 | 203.8675 | Residential_2032_Economic_MW_After Competition Groups_Adaptive Thermostat
Residential | Res ¦ Ductless Mini-Split Heat Pump | 2032 | Achievable | MW | After Competition Groups | 77.2689 | 0 | 0 | 568.4549 | 0.13593 | 1 | Residential_2032_Achievable_MW_After Competition Groups_1 | Ductless Mini-Split Heat Pump | 13.59% | 0 | 77.2689 | Residential_2032_Achievable_MW_After Competition Groups_Ductless Mini-Split Heat Pump
Residential | Res ¦ Building Recommissioning, Operations and Maintenance (O&M) Improvements | 2032 | Achievable | MW | After Competition Groups | 76.2148 | 0 | 0 | 568.4549 | 0.13407 | 2 | Residential_2032_Achievable_MW_After Competition Groups_2 | Building Recommissioning, Operations and Maintenance (O&M) Improvements | 13.41% | 0 | 76.2148 | Residential_2032_Achievable_MW_After Competition Groups_Building Recommissioning, Operations and Maintenance (O&M) Improvements
Residential | Res ¦ Energy Star Central Air Conditioner | 2032 | Technical | MW | After Competition Groups | 256.5798 | 0 | 0 | 2225.6354 | 0.11528 | 1 | Residential_2032_Technical_MW_After Competition Groups_1 | Energy Star Central Air Conditioner | 11.53% | 0 | 256.5798 | Residential_2032_Technical_MW_After Competition Groups_Energy Star Central Air Conditioner
Residential | Res ¦ Ductless Mini-Split Heat Pump | 2032 | Economic | MW | After Competition Groups | 150.9277 | 0 | 0 | 1333.4017 | 0.11319 | 2 | Residential_2032_Economic_MW_After Competition Groups_2 | Ductless Mini-Split Heat Pump | 11.32% | 0 | 150.9277 | Residential_2032_Economic_MW_After Competition Groups_Ductless Mini-Split Heat Pump
Residential | Res ¦ Energy Star Clothes Washer | 2032 | Achievable | MW | After Competition Groups | 54.1401 | 0 | 0 | 568.4549 | 0.095241 | 3 | Residential_2032_Achievable_MW_After Competition Groups_3 | Energy Star Clothes Washer | 9.524% | 0 | 54.1401 | Residential_2032_Achievable_MW_After Competition Groups_Energy Star Clothes Washer
Residential | Res ¦ Variable Speed Pool Pump Motor | 2032 | Achievable | MW | After Competition Groups | 53.7202 | 0 | 0 | 568.4549 | 0.094502 | 4 | Residential_2032_Achievable_MW_After Competition Groups_4 | Variable Speed Pool Pump Motor | 9.45% | 0 | 53.7202 | Residential_2032_Achievable_MW_After Competition Groups_Variable Speed Pool Pump Motor
Residential | Res ¦ Adaptive Thermostat | 2032 | Technical | MW | After Competition Groups | 203.8675 | 0 | 0 | 2225.6354 | 0.0916 | 2 | Residential_2032_Technical_MW_After Competition Groups_2 | Adaptive Thermostat | 9.16% | 0 | 203.8675 | Residential_2032_Technical_MW_After Competition Groups_Adaptive Thermostat
Residential | Res ¦ Adaptive Thermostat | 2032 | Achievable | MW | After Competition Groups | 49.2795 | 0 | 0 | 568.4549 | 0.08669 | 5 | Residential_2032_Achievable_MW_After Competition Groups_5 | Adaptive Thermostat | 8.669% | 0 | 49.2795 | Residential_2032_Achievable_MW_After Competition Groups_Adaptive Thermostat
Residential | Res ¦ Ductless Mini-Split Air Conditioner | 2032 | Technical | MW | After Competition Groups | 153.1656 | 0 | 0 | 2225.6354 | 0.068819 | 3 | Residential_2032_Technical_MW_After Competition Groups_3 | Ductless Mini-Split Air Conditioner | 6.882% | 0 | 153.1656 | Residential_2032_Technical_MW_After Competition Groups_Ductless Mini-Split Air Conditioner
Residential | Res ¦ Building Recommissioning, Operations and Maintenance (O&M) Improvements | 2032 | Economic | MW | After Competition Groups | 90.9264 | 0 | 0 | 1333.4017 | 0.068191 | 3 | Residential_2032_Economic_MW_After Competition Groups_3 | Building Recommissioning, Operations and Maintenance (O&M) Improvements | 6.819% | 0 | 90.9264 | Residential_2032_Economic_MW_After Competition Groups_Building Recommissioning, Operations and Maintenance (O&M) Improvements
Residential | Res ¦ Ductless Mini-Split Heat Pump | 2032 | Technical | MW | After Competition Groups | 150.9277 | 0 | 0 | 2225.6354 | 0.067813 | 4 | Residential_2032_Technical_MW_After Competition Groups_4 | Ductless Mini-Split Heat Pump | 6.781% | 0 | 150.9277 | Residential_2032_Technical_MW_After Competition Groups_Ductless Mini-Split Heat Pump
Residential | Res ¦ Energy Star Ground Source Heat Pump | 2032 | Technical | MW | After Competition Groups | 148.0621 | 0 | 0 | 2225.6354 | 0.066526 | 5 | Residential_2032_Technical_MW_After Competition Groups_5 | Energy Star Ground Source Heat Pump | 6.653% | 0 | 148.0621 | Residential_2032_Technical_MW_After Competition Groups_Energy Star Ground Source Heat Pump
Residential | Res ¦ Energy Star Air Source Heat Pump | 2032 | Economic | MW | After Competition Groups | 83.6903 | 0 | 0 | 1333.4017 | 0.062764 | 4 | Residential_2032_Economic_MW_After Competition Groups_4 | Energy Star Air Source Heat Pump | 6.276% | 0 | 83.6903 | Residential_2032_Economic_MW_After Competition Groups_Energy Star Air Source Heat Pump
Residential | Res ¦ Energy Star A Line, PAR, MR Lamps | 2032 | Economic | MW | After Competition Groups | 81.062 | 0 | 0 | 1333.4017 | 0.060793 | 5 | Residential_2032_Economic_MW_After Competition Groups_5 | Energy Star A Line, PAR, MR Lamps | 6.079% | 0 | 81.062 | Residential_2032_Economic_MW_After Competition Groups_Energy Star A Line, PAR, MR Lamps
Residential | Res ¦ Basement Wall Insulation | 2032 | Economic | MW | After Competition Groups | 80.8229 | 0 | 0 | 1333.4017 | 0.060614 | 6 | Residential_2032_Economic_MW_After Competition Groups_6 | Basement Wall Insulation | 6.061% | 0 | 80.8229 | Residential_2032_Economic_MW_After Competition Groups_Basement Wall Insulation
Residential | Res ¦ Energy Star Clothes Washer | 2032 | Economic | MW | After Competition Groups | 72.0198 | 0 | 0 | 1333.4017 | 0.054012 | 7 | Residential_2032_Economic_MW_After Competition Groups_7 | Energy Star Clothes Washer | 5.401% | 0 | 72.0198 | Residential_2032_Economic_MW_After Competition Groups_Energy Star Clothes Washer
Residential | Res ¦ Smart Power Bar | 2032 | Economic | MW | After Competition Groups | 66.1013 | 0 | 0 | 1333.4017 | 0.049573 | 8 | Residential_2032_Economic_MW_After Competition Groups_8 | Smart Power Bar | 4.957% | 0 | 66.1013 | Residential_2032_Economic_MW_After Competition Groups_Smart Power Bar
Residential | Res ¦ Smart Burners | 2032 | Economic | MW | After Competition Groups | 65.9467 | 0 | 0 | 1333.4017 | 0.049457 | 9 | Residential_2032_Economic_MW_After Competition Groups_9 | Smart Burners | 4.946% | 0 | 65.9467 | Residential_2032_Economic_MW_After Competition Groups_Smart Burners
Residential | Res ¦ Variable Speed Pool Pump Motor | 2032 | Economic | MW | After Competition Groups | 64.0935 | 0 | 0 | 1333.4017 | 0.048068 | 10 | Residential_2032_Economic_MW_After Competition Groups_10 | Variable Speed Pool Pump Motor | 4.807% | 0 | 64.0935 | Residential_2032_Economic_MW_After Competition Groups_Variable Speed Pool Pump Motor
Residential | Res ¦ Attic Insulation | 2032 | Economic | MW | After Competition Groups | 62.3855 | 0 | 0 | 1333.4017 | 0.046787 | 11 | Residential_2032_Economic_MW_After Competition Groups_11 | Attic Insulation | 4.679% | 0 | 62.3855 | Residential_2032_Economic_MW_After Competition Groups_Attic Insulation
Residential | Res ¦ Smart Burners | 2032 | Technical | MW | After Competition Groups | 99.9611 | 0 | 0 | 2225.6354 | 0.044914 | 6 | Residential_2032_Technical_MW_After Competition Groups_6 | Smart Burners | 4.491% | 0 | 99.9611 | Residential_2032_Technical_MW_After Competition Groups_Smart Burners
Residential | Res ¦ Energy Star Room Air Conditioner | 2032 | Economic | MW | After Competition Groups | 58.4164 | 0 | 0 | 1333.4017 | 0.04381 | 12 | Residential_2032_Economic_MW_After Competition Groups_12 | Energy Star Room Air Conditioner | 4.381% | 0 | 58.4164 | Residential_2032_Economic_MW_After Competition Groups_Energy Star Room Air Conditioner
Residential | Res ¦ Building Recommissioning, Operations and Maintenance (O&M) Improvements | 2032 | Technical | MW | After Competition Groups | 90.9264 | 0 | 0 | 2225.6354 | 0.040854 | 7 | Residential_2032_Technical_MW_After Competition Groups_7 | Building Recommissioning, Operations and Maintenance (O&M) Improvements | 4.085% | 0 | 90.9264 | Residential_2032_Technical_MW_After Competition Groups_Building Recommissioning, Operations and Maintenance (O&M) Improvements
Residential | Res ¦ Energy Star Refrigerator | 2032 | Technical | MW | After Competition Groups | 85.3759 | 0 | 0 | 2225.6354 | 0.03836 | 8 | Residential_2032_Technical_MW_After Competition Groups_8 | Energy Star Refrigerator | 3.836% | 0 | 85.3759 | Residential_2032_Technical_MW_After Competition Groups_Energy Star Refrigerator
Residential | Res ¦ Energy Star A Line, PAR, MR Lamps | 2032 | Technical | MW | After Competition Groups | 81.062 | 0 | 0 | 2225.6354 | 0.036422 | 9 | Residential_2032_Technical_MW_After Competition Groups_9 | Energy Star A Line, PAR, MR Lamps | 3.642% | 0 | 81.062 | Residential_2032_Technical_MW_After Competition Groups_Energy Star A Line, PAR, MR Lamps
Residential | Res ¦ Basement Wall Insulation | 2032 | Technical | MW | After Competition Groups | 80.8229 | 0 | 0 | 2225.6354 | 0.036315 | 10 | Residential_2032_Technical_MW_After Competition Groups_10 | Basement Wall Insulation | 3.631% | 0 | 80.8229 | Residential_2032_Technical_MW_After Competition Groups_Basement Wall Insulation
Residential | Res ¦ Energy Star Air Source Heat Pump | 2032 | Achievable | MW | After Competition Groups | 19.9731 | 0 | 0 | 568.4549 | 0.035136 | 6 | Residential_2032_Achievable_MW_After Competition Groups_6 | Energy Star Air Source Heat Pump | 3.514% | 0 | 19.9731 | Residential_2032_Achievable_MW_After Competition Groups_Energy Star Air Source Heat Pump
Residential | Res ¦ Heat Pump Clothes Dryer | 2032 | Technical | MW | After Competition Groups | 77.0199 | 0 | 0 | 2225.6354 | 0.034606 | 11 | Residential_2032_Technical_MW_After Competition Groups_11 | Heat Pump Clothes Dryer | 3.461% | 0 | 77.0199 | Residential_2032_Technical_MW_After Competition Groups_Heat Pump Clothes Dryer
Residential | Res ¦ Energy Star Room Air Conditioner | 2032 | Achievable | MW | After Competition Groups | 19.1066 | 0 | 0 | 568.4549 | 0.033611 | 7 | Residential_2032_Achievable_MW_After Competition Groups_7 | Energy Star Room Air Conditioner | 3.361% | 0 | 19.1066 | Residential_2032_Achievable_MW_After Competition Groups_Energy Star Room Air Conditioner
Residential | Res ¦ Smart Burners | 2032 | Achievable | MW | After Competition Groups | 18.4138 | 0 | 0 | 568.4549 | 0.032393 | 8 | Residential_2032_Achievable_MW_After Competition Groups_8 | Smart Burners | 3.239% | 0 | 18.4138 | Residential_2032_Achievable_MW_After Competition Groups_Smart Burners
Residential | Res ¦ Energy Star Clothes Washer | 2032 | Technical | MW | After Competition Groups | 72.0198 | 0 | 0 | 2225.6354 | 0.032359 | 12 | Residential_2032_Technical_MW_After Competition Groups_12 | Energy Star Clothes Washer | 3.236% | 0 | 72.0198 | Residential_2032_Technical_MW_After Competition Groups_Energy Star Clothes Washer
Residential | Res ¦ Basement or Crawlspace Insulation | 2032 | Technical | MW | After Competition Groups | 67.2548 | 0 | 0 | 2225.6354 | 0.030218 | 13 | Residential_2032_Technical_MW_After Competition Groups_13 | Basement or Crawlspace Insulation | 3.022% | 0 | 67.2548 | Residential_2032_Technical_MW_After Competition Groups_Basement or Crawlspace Insulation
Residential | Res ¦ Smart Power Bar | 2032 | Technical | MW | After Competition Groups | 66.1013 | 0 | 0 | 2225.6354 | 0.0297 | 14 | Residential_2032_Technical_MW_After Competition Groups_14 | Smart Power Bar | 2.97% | 0 | 66.1013 | Residential_2032_Technical_MW_After Competition Groups_Smart Power Bar
Residential | Res ¦ Energy Star LED Bulbs General Purpose LEDs | 2032 | Achievable | MW | After Competition Groups | 16.6072 | 0 | 0 | 568.4549 | 0.029215 | 9 | Residential_2032_Achievable_MW_After Competition Groups_9 | Energy Star LED Bulbs General Purpose LEDs | 2.921% | 0 | 16.6072 | Residential_2032_Achievable_MW_After Competition Groups_Energy Star LED Bulbs General Purpose LEDs
Residential | Res ¦ Variable Speed Pool Pump Motor | 2032 | Technical | MW | After Competition Groups | 64.0935 | 0 | 0 | 2225.6354 | 0.028798 | 15 | Residential_2032_Technical_MW_After Competition Groups_15 | Variable Speed Pool Pump Motor | 2.88% | 0 | 64.0935 | Residential_2032_Technical_MW_After Competition Groups_Variable Speed Pool Pump Motor
Residential | Res ¦ Attic Insulation | 2032 | Technical | MW | After Competition Groups | 62.3855 | 0 | 0 | 2225.6354 | 0.02803 | 16 | Residential_2032_Technical_MW_After Competition Groups_16 | Attic Insulation | 2.803% | 0 | 62.3855 | Residential_2032_Technical_MW_After Competition Groups_Attic Insulation
Residential | Res ¦ Energy Star LED Specialty Bulbs | 2032 | Achievable | MW | After Competition Groups | 14.7459 | 0 | 0 | 568.4549 | 0.02594 | 10 | Residential_2032_Achievable_MW_After Competition Groups_10 | Energy Star LED Specialty Bulbs | 2.594% | 0 | 14.7459 | Residential_2032_Achievable_MW_After Competition Groups_Energy Star LED Specialty Bulbs
Residential | Res ¦ Basement Wall Insulation | 2032 | Achievable | MW | After Competition Groups | 13.8655 | 0 | 0 | 568.4549 | 0.024392 | 11 | Residential_2032_Achievable_MW_After Competition Groups_11 | Basement Wall Insulation | 2.439% | 0 | 13.8655 | Residential_2032_Achievable_MW_After Competition Groups_Basement Wall Insulation
Residential | Res ¦ Wall Insulation | 2032 | Technical | MW | After Competition Groups | 48.8908 | 0 | 0 | 2225.6354 | 0.021967 | 17 | Residential_2032_Technical_MW_After Competition Groups_17 | Wall Insulation | 2.197% | 0 | 48.8908 | Residential_2032_Technical_MW_After Competition Groups_Wall Insulation
Residential | Res ¦ Smart Power Bar | 2032 | Achievable | MW | After Competition Groups | 12.3541 | 0 | 0 | 568.4549 | 0.021733 | 12 | Residential_2032_Achievable_MW_After Competition Groups_12 | Smart Power Bar | 2.173% | 0 | 12.3541 | Residential_2032_Achievable_MW_After Competition Groups_Smart Power Bar
Residential | Res ¦ Occupancy Sensors MF | 2032 | Achievable | MW | After Competition Groups | 11.2529 | 0 | 0 | 568.4549 | 0.019796 | 13 | Residential_2032_Achievable_MW_After Competition Groups_13 | Occupancy Sensors MF | 1.98% | 0 | 11.2529 | Residential_2032_Achievable_MW_After Competition Groups_Occupancy Sensors MF
Residential | Res ¦ Advanced BAS/Controllers | 2032 | Achievable | MW | After Competition Groups | 11.1322 | 0 | 0 | 568.4549 | 0.019583 | 14 | Residential_2032_Achievable_MW_After Competition Groups_14 | Advanced BAS/Controllers | 1.958% | 0 | 11.1322 | Residential_2032_Achievable_MW_After Competition Groups_Advanced BAS/Controllers
Residential | Res ¦ Attic Insulation | 2032 | Achievable | MW | After Competition Groups | 10.7006 | 0 | 0 | 568.4549 | 0.018824 | 15 | Residential_2032_Achievable_MW_After Competition Groups_15 | Attic Insulation | 1.882% | 0 | 10.7006 | Residential_2032_Achievable_MW_After Competition Groups_Attic Insulation
Residential | Res ¦ Energy Star A Line, PAR, MR Lamps | 2032 | Achievable | MW | After Competition Groups | 10.3747 | 0 | 0 | 568.4549 | 0.018251 | 16 | Residential_2032_Achievable_MW_After Competition Groups_16 | Energy Star A Line, PAR, MR Lamps | 1.825% | 0 | 10.3747 | Residential_2032_Achievable_MW_After Competition Groups_Energy Star A Line, PAR, MR Lamps
Residential | Res ¦ Clothes Drying Racks | 2032 | Achievable | MW | After Competition Groups | 10.1177 | 0 | 0 | 568.4549 | 0.017799 | 17 | Residential_2032_Achievable_MW_After Competition Groups_17 | Clothes Drying Racks | 1.78% | 0 | 10.1177 | Residential_2032_Achievable_MW_After Competition Groups_Clothes Drying Racks
Residential | Res ¦ Lighting Motion Sensors, Timers, Dimmers | 2032 | Technical | MW | After Competition Groups | 35.044 | 0 | 0 | 2225.6354 | 0.015746 | 18 | Residential_2032_Technical_MW_After Competition Groups_18 | Lighting Motion Sensors, Timers, Dimmers | 1.575% | 0 | 35.044 | Residential_2032_Technical_MW_After Competition Groups_Lighting Motion Sensors, Timers, Dimmers
Residential | Res ¦ Refrigerator Recycling | 2032 | Achievable | MW | After Competition Groups | 8.5774 | 0 | 0 | 568.4549 | 0.015089 | 18 | Residential_2032_Achievable_MW_After Competition Groups_18 | Refrigerator Recycling | 1.509% | 0 | 8.5774 | Residential_2032_Achievable_MW_After Competition Groups_Refrigerator Recycling
Residential | Res ¦ Duct Insulation | 2032 | Economic | MW | After Competition Groups | 19.916 | 0 | 0 | 1333.4017 | 0.014936 | 13 | Residential_2032_Economic_MW_After Competition Groups_13 | Duct Insulation | 1.494% | 0 | 19.916 | Residential_2032_Economic_MW_After Competition Groups_Duct Insulation
Residential | Res ¦ Energy Star Torchiere | 2032 | Achievable | MW | After Competition Groups | 8.2747 | 0 | 0 | 568.4549 | 0.014556 | 19 | Residential_2032_Achievable_MW_After Competition Groups_19 | Energy Star Torchiere | 1.456% | 0 | 8.2747 | Residential_2032_Achievable_MW_After Competition Groups_Energy Star Torchiere
Residential | Res ¦ Freezer Recycling | 2032 | Achievable | MW | After Competition Groups | 7.9753 | 0 | 0 | 568.4549 | 0.01403 | 20 | Residential_2032_Achievable_MW_After Competition Groups_20 | Freezer Recycling | 1.403% | 0 | 7.9753 | Residential_2032_Achievable_MW_After Competition Groups_Freezer Recycling
Residential | Res ¦ Variable Refrigerant Flow Heat Pump | 2032 | Technical | MW | After Competition Groups | 30.1085 | 0 | 0 | 2225.6354 | 0.013528 | 19 | Residential_2032_Technical_MW_After Competition Groups_19 | Variable Refrigerant Flow Heat Pump | 1.353% | 0 | 30.1085 | Residential_2032_Technical_MW_After Competition Groups_Variable Refrigerant Flow Heat Pump
Residential | Res ¦ High Efficiency Chiller (avg of water and air cooled) | 2032 | Achievable | MW | After Competition Groups | 7.4822 | 0 | 0 | 568.4549 | 0.013162 | 21 | Residential_2032_Achievable_MW_After Competition Groups_21 | High Efficiency Chiller (avg of water and air cooled) | 1.316% | 0 | 7.4822 | Residential_2032_Achievable_MW_After Competition Groups_High Efficiency Chiller (avg of water and air cooled)
Residential | Res ¦ Air Sealing | 2032 | Economic | MW | After Competition Groups | 17.2303 | 0 | 0 | 1333.4017 | 0.012922 | 14 | Residential_2032_Economic_MW_After Competition Groups_14 | Air Sealing | 1.292% | 0 | 17.2303 | Residential_2032_Economic_MW_After Competition Groups_Air Sealing
Residential | Res ¦ Floor Insulation | 2032 | Economic | MW | After Competition Groups | 16.3796 | 0 | 0 | 1333.4017 | 0.012284 | 15 | Residential_2032_Economic_MW_After Competition Groups_15 | Floor Insulation | 1.228% | 0 | 16.3796 | Residential_2032_Economic_MW_After Competition Groups_Floor Insulation
Residential | Res ¦ Energy Star Light Fixture | 2032 | Achievable | MW | After Competition Groups | 6.4367 | 0 | 0 | 568.4549 | 0.011323 | 22 | Residential_2032_Achievable_MW_After Competition Groups_22 | Energy Star Light Fixture | 1.132% | 0 | 6.4367 | Residential_2032_Achievable_MW_After Competition Groups_Energy Star Light Fixture
Residential | Res ¦ Energy Star Torchiere | 2032 | Economic | MW | After Competition Groups | 15.0873 | 0 | 0 | 1333.4017 | 0.011315 | 16 | Residential_2032_Economic_MW_After Competition Groups_16 | Energy Star Torchiere | 1.131% | 0 | 15.0873 | Residential_2032_Economic_MW_After Competition Groups_Energy Star Torchiere
Residential | Res ¦ Energy Star Clothes Dryer | 2032 | Achievable | MW | After Competition Groups | 6.3405 | 0 | 0 | 568.4549 | 0.011154 | 23 | Residential_2032_Achievable_MW_After Competition Groups_23 | Energy Star Clothes Dryer | 1.115% | 0 | 6.3405 | Residential_2032_Achievable_MW_After Competition Groups_Energy Star Clothes Dryer
Residential | Res ¦ Energy Star Clothes Dryer | 2032 | Economic | MW | After Competition Groups | 14.7913 | 0 | 0 | 1333.4017 | 0.011093 | 17 | Residential_2032_Economic_MW_After Competition Groups_17 | Energy Star Clothes Dryer | 1.109% | 0 | 14.7913 | Residential_2032_Economic_MW_After Competition Groups_Energy Star Clothes Dryer
Residential | Res ¦ Ceiling Insulation | 2032 | Technical | MW | After Competition Groups | 24.353 | 0 | 0 | 2225.6354 | 0.010942 | 20 | Residential_2032_Technical_MW_After Competition Groups_20 | Ceiling Insulation | 1.094% | 0 | 24.353 | Residential_2032_Technical_MW_After Competition Groups_Ceiling Insulation
Residential | Res ¦ Occupancy Sensors MF | 2032 | Economic | MW | After Competition Groups | 13.7823 | 0 | 0 | 1333.4017 | 0.010336 | 18 | Residential_2032_Economic_MW_After Competition Groups_18 | Occupancy Sensors MF | 1.034% | 0 | 13.7823 | Residential_2032_Economic_MW_After Competition Groups_Occupancy Sensors MF
Residential | Res ¦ Advanced BAS/Controllers | 2032 | Economic | MW | After Competition Groups | 13.2822 | 0 | 0 | 1333.4017 | 0.0099611 | 19 | Residential_2032_Economic_MW_After Competition Groups_19 | Advanced BAS/Controllers | 0.9961% | 0 | 13.2822 | Residential_2032_Economic_MW_After Competition Groups_Advanced BAS/Controllers
Residential | Res ¦ Wall Insulation | 2032 | Economic | MW | After Competition Groups | 12.4321 | 0 | 0 | 1333.4017 | 0.0093236 | 20 | Residential_2032_Economic_MW_After Competition Groups_20 | Wall Insulation | 0.9324% | 0 | 12.4321 | Residential_2032_Economic_MW_After Competition Groups_Wall Insulation
Residential | Res ¦ Energy Star Light Fixture | 2032 | Economic | MW | After Competition Groups | 12.4188 | 0 | 0 | 1333.4017 | 0.0093136 | 21 | Residential_2032_Economic_MW_After Competition Groups_21 | Energy Star Light Fixture | 0.9314% | 0 | 12.4188 | Residential_2032_Economic_MW_After Competition Groups_Energy Star Light Fixture
Residential | Res ¦ Duct Insulation | 2032 | Technical | MW | After Competition Groups | 20.3057 | 0 | 0 | 2225.6354 | 0.0091235 | 21 | Residential_2032_Technical_MW_After Competition Groups_21 | Duct Insulation | 0.9124% | 0 | 20.3057 | Residential_2032_Technical_MW_After Competition Groups_Duct Insulation
Residential | Res ¦ Clothes Drying Racks | 2032 | Economic | MW | After Competition Groups | 12.075 | 0 | 0 | 1333.4017 | 0.0090558 | 22 | Residential_2032_Economic_MW_After Competition Groups_22 | Clothes Drying Racks | 0.9056% | 0 | 12.075 | Residential_2032_Economic_MW_After Competition Groups_Clothes Drying Racks
Residential | Res ¦ Energy Star Light Fixture | 2032 | Technical | MW | After Competition Groups | 20.0115 | 0 | 0 | 2225.6354 | 0.0089914 | 22 | Residential_2032_Technical_MW_After Competition Groups_22 | Energy Star Light Fixture | 0.8991% | 0 | 20.0115 | Residential_2032_Technical_MW_After Competition Groups_Energy Star Light Fixture
Residential | Res ¦ Home Energy Reports | 2032 | Technical | MW | After Competition Groups | 18.2155 | 0 | 0 | 2225.6354 | 0.0081844 | 23 | Residential_2032_Technical_MW_After Competition Groups_23 | Home Energy Reports | 0.8184% | 0 | 18.2155 | Residential_2032_Technical_MW_After Competition Groups_Home Energy Reports
Residential | Res ¦ Air Sealing | 2032 | Technical | MW | After Competition Groups | 17.2303 | 0 | 0 | 2225.6354 | 0.0077417 | 24 | Residential_2032_Technical_MW_After Competition Groups_24 | Air Sealing | 0.7742% | 0 | 17.2303 | Residential_2032_Technical_MW_After Competition Groups_Air Sealing
Residential | Res ¦ Refrigerator Recycling | 2032 | Economic | MW | After Competition Groups | 10.2338 | 0 | 0 | 1333.4017 | 0.0076749 | 23 | Residential_2032_Economic_MW_After Competition Groups_23 | Refrigerator Recycling | 0.7675% | 0 | 10.2338 | Residential_2032_Economic_MW_After Competition Groups_Refrigerator Recycling
Residential | Res ¦ Central Air Conditioner Maintenance | 2032 | Technical | MW | After Competition Groups | 16.6368 | 0 | 0 | 2225.6354 | 0.0074751 | 25 | Residential_2032_Technical_MW_After Competition Groups_25 | Central Air Conditioner Maintenance | 0.7475% | 0 | 16.6368 | Residential_2032_Technical_MW_After Competition Groups_Central Air Conditioner Maintenance
Residential | Res ¦ Floor Insulation | 2032 | Technical | MW | After Competition Groups | 16.3796 | 0 | 0 | 2225.6354 | 0.0073595 | 26 | Residential_2032_Technical_MW_After Competition Groups_26 | Floor Insulation | 0.736% | 0 | 16.3796 | Residential_2032_Technical_MW_After Competition Groups_Floor Insulation
Residential | Res ¦ Freezer Recycling | 2032 | Economic | MW | After Competition Groups | 9.5327 | 0 | 0 | 1333.4017 | 0.0071492 | 24 | Residential_2032_Economic_MW_After Competition Groups_24 | Freezer Recycling | 0.7149% | 0 | 9.5327 | Residential_2032_Economic_MW_After Competition Groups_Freezer Recycling
Residential | Res ¦ Basement or Crawlspace Insulation | 2032 | Economic | MW | After Competition Groups | 9.2001 | 0 | 0 | 1333.4017 | 0.0068997 | 25 | Residential_2032_Economic_MW_After Competition Groups_25 | Basement or Crawlspace Insulation | 0.69% | 0 | 9.2001 | Residential_2032_Economic_MW_After Competition Groups_Basement or Crawlspace Insulation
Residential | Res ¦ Dehumidifier Recycling | 2032 | Technical | MW | After Competition Groups | 15.1895 | 0 | 0 | 2225.6354 | 0.0068248 | 27 | Residential_2032_Technical_MW_After Competition Groups_27 | Dehumidifier Recycling | 0.6825% | 0 | 15.1895 | Residential_2032_Technical_MW_After Competition Groups_Dehumidifier Recycling
Residential | Res ¦ Energy Star Torchiere | 2032 | Technical | MW | After Competition Groups | 15.0873 | 0 | 0 | 2225.6354 | 0.0067789 | 28 | Residential_2032_Technical_MW_After Competition Groups_28 | Energy Star Torchiere | 0.6779% | 0 | 15.0873 | Residential_2032_Technical_MW_After Competition Groups_Energy Star Torchiere
Residential | Res ¦ High Efficiency Chiller (avg of water and air cooled) | 2032 | Economic | MW | After Competition Groups | 8.4058 | 0 | 0 | 1333.4017 | 0.006304 | 26 | Residential_2032_Economic_MW_After Competition Groups_26 | High Efficiency Chiller (avg of water and air cooled) | 0.6304% | 0 | 8.4058 | Residential_2032_Economic_MW_After Competition Groups_High Efficiency Chiller (avg of water and air cooled)
Residential | Res ¦ Occupancy Sensors MF | 2032 | Technical | MW | After Competition Groups | 13.7823 | 0 | 0 | 2225.6354 | 0.0061925 | 29 | Residential_2032_Technical_MW_After Competition Groups_29 | Occupancy Sensors MF | 0.6193% | 0 | 13.7823 | Residential_2032_Technical_MW_After Competition Groups_Occupancy Sensors MF
Residential | Res ¦ Advanced BAS/Controllers | 2032 | Technical | MW | After Competition Groups | 13.2822 | 0 | 0 | 2225.6354 | 0.0059678 | 30 | Residential_2032_Technical_MW_After Competition Groups_30 | Advanced BAS/Controllers | 0.5968% | 0 | 13.2822 | Residential_2032_Technical_MW_After Competition Groups_Advanced BAS/Controllers
Residential | Res ¦ Duct Insulation | 2032 | Achievable | MW | After Competition Groups | 3.3313 | 0 | 0 | 568.4549 | 0.0058603 | 24 | Residential_2032_Achievable_MW_After Competition Groups_24 | Duct Insulation | 0.586% | 0 | 3.3313 | Residential_2032_Achievable_MW_After Competition Groups_Duct Insulation
Residential | Res ¦ Duct Insulation MF | 2032 | Economic | MW | After Competition Groups | 7.6726 | 0 | 0 | 1333.4017 | 0.0057542 | 27 | Residential_2032_Economic_MW_After Competition Groups_27 | Duct Insulation MF | 0.5754% | 0 | 7.6726 | Residential_2032_Economic_MW_After Competition Groups_Duct Insulation MF
Residential | Res ¦ Clothes Drying Racks | 2032 | Technical | MW | After Competition Groups | 12.075 | 0 | 0 | 2225.6354 | 0.0054254 | 31 | Residential_2032_Technical_MW_After Competition Groups_31 | Clothes Drying Racks | 0.5425% | 0 | 12.075 | Residential_2032_Technical_MW_After Competition Groups_Clothes Drying Racks
Residential | Res ¦ Air Sealing | 2032 | Achievable | MW | After Competition Groups | 2.9557 | 0 | 0 | 568.4549 | 0.0051996 | 25 | Residential_2032_Achievable_MW_After Competition Groups_25 | Air Sealing | 0.52% | 0 | 2.9557 | Residential_2032_Achievable_MW_After Competition Groups_Air Sealing
Residential | Res ¦ Outside Air Economizer | 2032 | Achievable | MW | After Competition Groups | 2.9461 | 0 | 0 | 568.4549 | 0.0051827 | 26 | Residential_2032_Achievable_MW_After Competition Groups_26 | Outside Air Economizer | 0.5183% | 0 | 2.9461 | Residential_2032_Achievable_MW_After Competition Groups_Outside Air Economizer
Residential | Res ¦ Furnace with ECM | 2032 | Economic | MW | After Competition Groups | 6.638 | 0 | 0 | 1333.4017 | 0.0049783 | 28 | Residential_2032_Economic_MW_After Competition Groups_28 | Furnace with ECM | 0.4978% | 0 | 6.638 | Residential_2032_Economic_MW_After Competition Groups_Furnace with ECM
Residential | Res ¦ Floor Insulation | 2032 | Achievable | MW | After Competition Groups | 2.8084 | 0 | 0 | 568.4549 | 0.0049404 | 27 | Residential_2032_Achievable_MW_After Competition Groups_27 | Floor Insulation | 0.494% | 0 | 2.8084 | Residential_2032_Achievable_MW_After Competition Groups_Floor Insulation
Residential | Res ¦ Refrigerator Recycling | 2032 | Technical | MW | After Competition Groups | 10.2338 | 0 | 0 | 2225.6354 | 0.0045981 | 32 | Residential_2032_Technical_MW_After Competition Groups_32 | Refrigerator Recycling | 0.4598% | 0 | 10.2338 | Residential_2032_Technical_MW_After Competition Groups_Refrigerator Recycling
Residential | Res ¦ Freezer Recycling | 2032 | Technical | MW | After Competition Groups | 9.5327 | 0 | 0 | 2225.6354 | 0.0042832 | 33 | Residential_2032_Technical_MW_After Competition Groups_33 | Freezer Recycling | 0.4283% | 0 | 9.5327 | Residential_2032_Technical_MW_After Competition Groups_Freezer Recycling
Residential | Res ¦ Energy Star Freezer | 2032 | Achievable | MW | After Competition Groups | 2.3539 | 0 | 0 | 568.4549 | 0.0041408 | 28 | Residential_2032_Achievable_MW_After Competition Groups_28 | Energy Star Freezer | 0.4141% | 0 | 2.3539 | Residential_2032_Achievable_MW_After Competition Groups_Energy Star Freezer
Residential | Res ¦ Home Energy Reports | 2032 | Achievable | MW | After Competition Groups | 2.3396 | 0 | 0 | 568.4549 | 0.0041158 | 29 | Residential_2032_Achievable_MW_After Competition Groups_29 | Home Energy Reports | 0.4116% | 0 | 2.3396 | Residential_2032_Achievable_MW_After Competition Groups_Home Energy Reports
Residential | Res ¦ Duct Insulation MF | 2032 | Technical | MW | After Competition Groups | 9.1496 | 0 | 0 | 2225.6354 | 0.004111 | 34 | Residential_2032_Technical_MW_After Competition Groups_34 | Duct Insulation MF | 0.4111% | 0 | 9.1496 | Residential_2032_Technical_MW_After Competition Groups_Duct Insulation MF
Residential | Res ¦ Energy Star Dehumidifier | 2032 | Technical | MW | After Competition Groups | 8.9297 | 0 | 0 | 2225.6354 | 0.0040122 | 35 | Residential_2032_Technical_MW_After Competition Groups_35 | Energy Star Dehumidifier | 0.4012% | 0 | 8.9297 | Residential_2032_Technical_MW_After Competition Groups_Energy Star Dehumidifier
Residential | Res ¦ LED Tube Re-Lamp | 2032 | Achievable | MW | After Competition Groups | 2.2697 | 0 | 0 | 568.4549 | 0.0039928 | 30 | Residential_2032_Achievable_MW_After Competition Groups_30 | LED Tube Re-Lamp | 0.3993% | 0 | 2.2697 | Residential_2032_Achievable_MW_After Competition Groups_LED Tube Re-Lamp
Residential | Res ¦ Home Energy Reports | 2032 | Economic | MW | After Competition Groups | 5.2097 | 0 | 0 | 1333.4017 | 0.003907 | 29 | Residential_2032_Economic_MW_After Competition Groups_29 | Home Energy Reports | 0.3907% | 0 | 5.2097 | Residential_2032_Economic_MW_After Competition Groups_Home Energy Reports
Residential | Res ¦ Energy Star Freezer | 2032 | Technical | MW | After Competition Groups | 8.5771 | 0 | 0 | 2225.6354 | 0.0038538 | 36 | Residential_2032_Technical_MW_After Competition Groups_36 | Energy Star Freezer | 0.3854% | 0 | 8.5771 | Residential_2032_Technical_MW_After Competition Groups_Energy Star Freezer
Residential | Res ¦ Minimize Hot and Warm Clothes Wash | 2032 | Achievable | MW | After Competition Groups | 2.1489 | 0 | 0 | 568.4549 | 0.0037803 | 31 | Residential_2032_Achievable_MW_After Competition Groups_31 | Minimize Hot and Warm Clothes Wash | 0.378% | 0 | 2.1489 | Residential_2032_Achievable_MW_After Competition Groups_Minimize Hot and Warm Clothes Wash
Residential | Res ¦ Minimize Hot and Warm Clothes Wash | 2032 | Economic | MW | After Competition Groups | 5.0398 | 0 | 0 | 1333.4017 | 0.0037797 | 30 | Residential_2032_Economic_MW_After Competition Groups_30 | Minimize Hot and Warm Clothes Wash | 0.378% | 0 | 5.0398 | Residential_2032_Economic_MW_After Competition Groups_Minimize Hot and Warm Clothes Wash
Residential | Res ¦ High Efficiency Chiller (avg of water and air cooled) | 2032 | Technical | MW | After Competition Groups | 8.4058 | 0 | 0 | 2225.6354 | 0.0037768 | 37 | Residential_2032_Technical_MW_After Competition Groups_37 | High Efficiency Chiller (avg of water and air cooled) | 0.3777% | 0 | 8.4058 | Residential_2032_Technical_MW_After Competition Groups_High Efficiency Chiller (avg of water and air cooled)
Residential | Res ¦ ENERGY STAR LED LAMPS (REFLECTOR LAMPs/MR16/PAR 16) | 2032 | Achievable | MW | After Competition Groups | 2.104 | 0 | 0 | 568.4549 | 0.0037012 | 32 | Residential_2032_Achievable_MW_After Competition Groups_32 | ENERGY STAR LED LAMPS (REFLECTOR LAMPs/MR16/PAR 16) | 0.3701% | 0 | 2.104 | Residential_2032_Achievable_MW_After Competition Groups_ENERGY STAR LED LAMPS (REFLECTOR LAMPs/MR16/PAR 16)
Residential | Res ¦ Wall Insulation | 2032 | Achievable | MW | After Competition Groups | 2.049 | 0 | 0 | 568.4549 | 0.0036044 | 33 | Residential_2032_Achievable_MW_After Competition Groups_33 | Wall Insulation | 0.3604% | 0 | 2.049 | Residential_2032_Achievable_MW_After Competition Groups_Wall Insulation
Residential | Res ¦ INTEGRAL LED TROFFERS | 2032 | Technical | MW | After Competition Groups | 7.5507 | 0 | 0 | 2225.6354 | 0.0033926 | 38 | Residential_2032_Technical_MW_After Competition Groups_38 | INTEGRAL LED TROFFERS | 0.3393% | 0 | 7.5507 | Residential_2032_Technical_MW_After Competition Groups_INTEGRAL LED TROFFERS
Residential | Res ¦ Furnace Whistle | 2032 | Achievable | MW | After Competition Groups | 1.8297 | 0 | 0 | 568.4549 | 0.0032188 | 34 | Residential_2032_Achievable_MW_After Competition Groups_34 | Furnace Whistle | 0.3219% | 0 | 1.8297 | Residential_2032_Achievable_MW_After Competition Groups_Furnace Whistle
Residential | Res ¦ Ceiling Insulation | 2032 | Economic | MW | After Competition Groups | 4.1836 | 0 | 0 | 1333.4017 | 0.0031376 | 31 | Residential_2032_Economic_MW_After Competition Groups_31 | Ceiling Insulation | 0.3138% | 0 | 4.1836 | Residential_2032_Economic_MW_After Competition Groups_Ceiling Insulation
Residential | Res ¦ Energy Star Windows | 2032 | Technical | MW | After Competition Groups | 6.9758 | 0 | 0 | 2225.6354 | 0.0031343 | 39 | Residential_2032_Technical_MW_After Competition Groups_39 | Energy Star Windows | 0.3134% | 0 | 6.9758 | Residential_2032_Technical_MW_After Competition Groups_Energy Star Windows
Residential | Res ¦ Furnace with ECM | 2032 | Technical | MW | After Competition Groups | 6.638 | 0 | 0 | 2225.6354 | 0.0029825 | 40 | Residential_2032_Technical_MW_After Competition Groups_40 | Furnace with ECM | 0.2983% | 0 | 6.638 | Residential_2032_Technical_MW_After Competition Groups_Furnace with ECM
Residential | Res ¦ LED Downlight | 2032 | Achievable | MW | After Competition Groups | 1.6829 | 0 | 0 | 568.4549 | 0.0029604 | 35 | Residential_2032_Achievable_MW_After Competition Groups_35 | LED Downlight | 0.296% | 0 | 1.6829 | Residential_2032_Achievable_MW_After Competition Groups_LED Downlight
Residential | Res ¦ Comprehensive Draft Proofing | 2032 | Achievable | MW | After Competition Groups | 1.5807 | 0 | 0 | 568.4549 | 0.0027806 | 36 | Residential_2032_Achievable_MW_After Competition Groups_36 | Comprehensive Draft Proofing | 0.2781% | 0 | 1.5807 | Residential_2032_Achievable_MW_After Competition Groups_Comprehensive Draft Proofing
Residential | Res ¦ CO Sensors for parking garage exhaust fans | 2032 | Achievable | MW | After Competition Groups | 1.5403 | 0 | 0 | 568.4549 | 0.0027096 | 37 | Residential_2032_Achievable_MW_After Competition Groups_37 | CO Sensors for parking garage exhaust fans | 0.271% | 0 | 1.5403 | Residential_2032_Achievable_MW_After Competition Groups_CO Sensors for parking garage exhaust fans
Residential | Res ¦ Variable Frequency Drive (VFD) | 2032 | Achievable | MW | After Competition Groups | 1.5329 | 0 | 0 | 568.4549 | 0.0026966 | 38 | Residential_2032_Achievable_MW_After Competition Groups_38 | Variable Frequency Drive (VFD) | 0.2697% | 0 | 1.5329 | Residential_2032_Achievable_MW_After Competition Groups_Variable Frequency Drive (VFD)
Residential | Res ¦ Heat Recovery Ventilator | 2032 | Economic | MW | After Competition Groups | 3.4521 | 0 | 0 | 1333.4017 | 0.0025889 | 32 | Residential_2032_Economic_MW_After Competition Groups_32 | Heat Recovery Ventilator | 0.2589% | 0 | 3.4521 | Residential_2032_Economic_MW_After Competition Groups_Heat Recovery Ventilator
Residential | Res ¦ Outside Air Economizer | 2032 | Economic | MW | After Competition Groups | 3.376 | 0 | 0 | 1333.4017 | 0.0025319 | 33 | Residential_2032_Economic_MW_After Competition Groups_33 | Outside Air Economizer | 0.2532% | 0 | 3.376 | Residential_2032_Economic_MW_After Competition Groups_Outside Air Economizer
Residential | Res ¦ Early Hot Water Heater Replacement | 2032 | Economic | MW | After Competition Groups | 3.2595 | 0 | 0 | 1333.4017 | 0.0024445 | 34 | Residential_2032_Economic_MW_After Competition Groups_34 | Early Hot Water Heater Replacement | 0.2444% | 0 | 3.2595 | Residential_2032_Economic_MW_After Competition Groups_Early Hot Water Heater Replacement
Residential | Res ¦ Minimize Hot and Warm Clothes Wash | 2032 | Technical | MW | After Competition Groups | 5.0398 | 0 | 0 | 2225.6354 | 0.0022645 | 41 | Residential_2032_Technical_MW_After Competition Groups_41 | Minimize Hot and Warm Clothes Wash | 0.2264% | 0 | 5.0398 | Residential_2032_Technical_MW_After Competition Groups_Minimize Hot and Warm Clothes Wash
Residential | Res ¦ Central Lighting Control System | 2032 | Technical | MW | After Competition Groups | 5.0091 | 0 | 0 | 2225.6354 | 0.0022506 | 42 | Residential_2032_Technical_MW_After Competition Groups_42 | Central Lighting Control System | 0.2251% | 0 | 5.0091 | Residential_2032_Technical_MW_After Competition Groups_Central Lighting Control System
Residential | Res ¦ Duct Insulation MF | 2032 | Achievable | MW | After Competition Groups | 1.2579 | 0 | 0 | 568.4549 | 0.0022128 | 39 | Residential_2032_Achievable_MW_After Competition Groups_39 | Duct Insulation MF | 0.2213% | 0 | 1.2579 | Residential_2032_Achievable_MW_After Competition Groups_Duct Insulation MF
Residential | Res ¦ LED Downlight | 2032 | Technical | MW | After Competition Groups | 4.5619 | 0 | 0 | 2225.6354 | 0.0020497 | 43 | Residential_2032_Technical_MW_After Competition Groups_43 | LED Downlight | 0.205% | 0 | 4.5619 | Residential_2032_Technical_MW_After Competition Groups_LED Downlight
Residential | Res ¦ Heat Pump Water Heater | 2032 | Technical | MW | After Competition Groups | 4.4702 | 0 | 0 | 2225.6354 | 0.0020085 | 44 | Residential_2032_Technical_MW_After Competition Groups_44 | Heat Pump Water Heater | 0.2008% | 0 | 4.4702 | Residential_2032_Technical_MW_After Competition Groups_Heat Pump Water Heater
Residential | Res ¦ Passive Attic Ventilation | 2032 | Technical | MW | After Competition Groups | 4.3152 | 0 | 0 | 2225.6354 | 0.0019388 | 45 | Residential_2032_Technical_MW_After Competition Groups_45 | Passive Attic Ventilation | 0.1939% | 0 | 4.3152 | Residential_2032_Technical_MW_After Competition Groups_Passive Attic Ventilation
Residential | Res ¦ Demand Control Ventilation | 2032 | Achievable | MW | After Competition Groups | 1.0995 | 0 | 0 | 568.4549 | 0.0019341 | 40 | Residential_2032_Achievable_MW_After Competition Groups_40 | Demand Control Ventilation | 0.1934% | 0 | 1.0995 | Residential_2032_Achievable_MW_After Competition Groups_Demand Control Ventilation
Residential | Res ¦ LED Tube Re-Lamp | 2032 | Economic | MW | After Competition Groups | 2.402 | 0 | 0 | 1333.4017 | 0.0018014 | 35 | Residential_2032_Economic_MW_After Competition Groups_35 | LED Tube Re-Lamp | 0.1801% | 0 | 2.402 | Residential_2032_Economic_MW_After Competition Groups_LED Tube Re-Lamp
Residential | Res ¦ LED Tube Re-Lamp | 2032 | Technical | MW | After Competition Groups | 3.9925 | 0 | 0 | 2225.6354 | 0.0017939 | 46 | Residential_2032_Technical_MW_After Competition Groups_46 | LED Tube Re-Lamp | 0.1794% | 0 | 3.9925 | Residential_2032_Technical_MW_After Competition Groups_LED Tube Re-Lamp
Residential | Res ¦ ENERGY STAR LED LAMPS (REFLECTOR LAMPs/MR16/PAR 16) | 2032 | Economic | MW | After Competition Groups | 2.3458 | 0 | 0 | 1333.4017 | 0.0017593 | 36 | Residential_2032_Economic_MW_After Competition Groups_36 | ENERGY STAR LED LAMPS (REFLECTOR LAMPs/MR16/PAR 16) | 0.1759% | 0 | 2.3458 | Residential_2032_Economic_MW_After Competition Groups_ENERGY STAR LED LAMPS (REFLECTOR LAMPs/MR16/PAR 16)
Residential | Res ¦ Demand Control Ventilation | 2032 | Economic | MW | After Competition Groups | 2.3277 | 0 | 0 | 1333.4017 | 0.0017457 | 37 | Residential_2032_Economic_MW_After Competition Groups_37 | Demand Control Ventilation | 0.1746% | 0 | 2.3277 | Residential_2032_Economic_MW_After Competition Groups_Demand Control Ventilation
Residential | Res ¦ Water Heater Temperature Setback | 2032 | Achievable | MW | After Competition Groups | 0.95873 | 0 | 0 | 568.4549 | 0.0016865 | 41 | Residential_2032_Achievable_MW_After Competition Groups_41 | Water Heater Temperature Setback | 0.1687% | 0 | 0.95873 | Residential_2032_Achievable_MW_After Competition Groups_Water Heater Temperature Setback
Residential | Res ¦ LED Parking Lot Fixture | 2032 | Achievable | MW | After Competition Groups | 0.95264 | 0 | 0 | 568.4549 | 0.0016758 | 42 | Residential_2032_Achievable_MW_After Competition Groups_42 | LED Parking Lot Fixture | 0.1676% | 0 | 0.95264 | Residential_2032_Achievable_MW_After Competition Groups_LED Parking Lot Fixture
Residential | Res ¦ Energy Star Ceiling Fan/Lighting | 2032 | Technical | MW | After Competition Groups | 3.7221 | 0 | 0 | 2225.6354 | 0.0016724 | 47 | Residential_2032_Technical_MW_After Competition Groups_47 | Energy Star Ceiling Fan/Lighting | 0.1672% | 0 | 3.7221 | Residential_2032_Technical_MW_After Competition Groups_Energy Star Ceiling Fan/Lighting
Residential | Res ¦ Tankless Water Heater | 2032 | Economic | MW | After Competition Groups | 2.1897 | 0 | 0 | 1333.4017 | 0.0016422 | 38 | Residential_2032_Economic_MW_After Competition Groups_38 | Tankless Water Heater | 0.1642% | 0 | 2.1897 | Residential_2032_Economic_MW_After Competition Groups_Tankless Water Heater
Residential | Res ¦ Drain Water Heat Recovery | 2032 | Economic | MW | After Competition Groups | 2.188 | 0 | 0 | 1333.4017 | 0.0016409 | 39 | Residential_2032_Economic_MW_After Competition Groups_39 | Drain Water Heat Recovery | 0.1641% | 0 | 2.188 | Residential_2032_Economic_MW_After Competition Groups_Drain Water Heat Recovery
Residential | Res ¦ Furnace Whistle | 2032 | Economic | MW | After Competition Groups | 2.1829 | 0 | 0 | 1333.4017 | 0.0016371 | 40 | Residential_2032_Economic_MW_After Competition Groups_40 | Furnace Whistle | 0.1637% | 0 | 2.1829 | Residential_2032_Economic_MW_After Competition Groups_Furnace Whistle
Residential | Res ¦ Heat Recovery Ventilator | 2032 | Technical | MW | After Competition Groups | 3.5673 | 0 | 0 | 2225.6354 | 0.0016028 | 48 | Residential_2032_Technical_MW_After Competition Groups_48 | Heat Recovery Ventilator | 0.1603% | 0 | 3.5673 | Residential_2032_Technical_MW_After Competition Groups_Heat Recovery Ventilator
Residential | Res ¦ CO Sensors for parking garage exhaust fans | 2032 | Economic | MW | After Competition Groups | 2.13 | 0 | 0 | 1333.4017 | 0.0015974 | 41 | Residential_2032_Economic_MW_After Competition Groups_41 | CO Sensors for parking garage exhaust fans | 0.1597% | 0 | 2.13 | Residential_2032_Economic_MW_After Competition Groups_CO Sensors for parking garage exhaust fans
Residential | Res ¦ Outside Air Economizer | 2032 | Technical | MW | After Competition Groups | 3.376 | 0 | 0 | 2225.6354 | 0.0015169 | 49 | Residential_2032_Technical_MW_After Competition Groups_49 | Outside Air Economizer | 0.1517% | 0 | 3.376 | Residential_2032_Technical_MW_After Competition Groups_Outside Air Economizer
Residential | Res ¦ Basement or Crawlspace Insulation | 2032 | Achievable | MW | After Competition Groups | 0.85817 | 0 | 0 | 568.4549 | 0.0015097 | 43 | Residential_2032_Achievable_MW_After Competition Groups_43 | Basement or Crawlspace Insulation | 0.151% | 0 | 0.85817 | Residential_2032_Achievable_MW_After Competition Groups_Basement or Crawlspace Insulation
Residential | Res ¦ Energy Star Freezer | 2032 | Economic | MW | After Competition Groups | 1.9918 | 0 | 0 | 1333.4017 | 0.0014938 | 42 | Residential_2032_Economic_MW_After Competition Groups_42 | Energy Star Freezer | 0.1494% | 0 | 1.9918 | Residential_2032_Economic_MW_After Competition Groups_Energy Star Freezer
Residential | Res ¦ Early Hot Water Heater Replacement | 2032 | Technical | MW | After Competition Groups | 3.2595 | 0 | 0 | 2225.6354 | 0.0014645 | 50 | Residential_2032_Technical_MW_After Competition Groups_50 | Early Hot Water Heater Replacement | 0.1465% | 0 | 3.2595 | Residential_2032_Technical_MW_After Competition Groups_Early Hot Water Heater Replacement
Residential | Res ¦ Comprehensive Draft Proofing | 2032 | Economic | MW | After Competition Groups | 1.8858 | 0 | 0 | 1333.4017 | 0.0014143 | 43 | Residential_2032_Economic_MW_After Competition Groups_43 | Comprehensive Draft Proofing | 0.1414% | 0 | 1.8858 | Residential_2032_Economic_MW_After Competition Groups_Comprehensive Draft Proofing
Residential | Res ¦ Condensing Make Up Air Unit | 2032 | Achievable | MW | After Competition Groups | 0.78844 | 0 | 0 | 568.4549 | 0.001387 | 44 | Residential_2032_Achievable_MW_After Competition Groups_44 | Condensing Make Up Air Unit | 0.1387% | 0 | 0.78844 | Residential_2032_Achievable_MW_After Competition Groups_Condensing Make Up Air Unit
Residential | Res ¦ Variable Frequency Drive (VFD) | 2032 | Economic | MW | After Competition Groups | 1.8288 | 0 | 0 | 1333.4017 | 0.0013715 | 44 | Residential_2032_Economic_MW_After Competition Groups_44 | Variable Frequency Drive (VFD) | 0.1372% | 0 | 1.8288 | Residential_2032_Economic_MW_After Competition Groups_Variable Frequency Drive (VFD)
Residential | Res ¦ Tankless Water Heater | 2032 | Achievable | MW | After Competition Groups | 0.75983 | 0 | 0 | 568.4549 | 0.0013367 | 45 | Residential_2032_Achievable_MW_After Competition Groups_45 | Tankless Water Heater | 0.1337% | 0 | 0.75983 | Residential_2032_Achievable_MW_After Competition Groups_Tankless Water Heater
Residential | Res ¦ Air Source Heat Pump Maintenance | 2032 | Technical | MW | After Competition Groups | 2.8832 | 0 | 0 | 2225.6354 | 0.0012955 | 51 | Residential_2032_Technical_MW_After Competition Groups_51 | Air Source Heat Pump Maintenance | 0.1295% | 0 | 2.8832 | Residential_2032_Technical_MW_After Competition Groups_Air Source Heat Pump Maintenance
Residential | Res ¦ Energy Star Windows | 2032 | Economic | MW | After Competition Groups | 1.6401 | 0 | 0 | 1333.4017 | 0.00123 | 45 | Residential_2032_Economic_MW_After Competition Groups_45 | Energy Star Windows | 0.123% | 0 | 1.6401 | Residential_2032_Economic_MW_After Competition Groups_Energy Star Windows
Residential | Res ¦ Condensing Make Up Air Unit | 2032 | Economic | MW | After Competition Groups | 1.5007 | 0 | 0 | 1333.4017 | 0.0011254 | 46 | Residential_2032_Economic_MW_After Competition Groups_46 | Condensing Make Up Air Unit | 0.1125% | 0 | 1.5007 | Residential_2032_Economic_MW_After Competition Groups_Condensing Make Up Air Unit
Residential | Res ¦ ENERGY STAR LED LAMPS (REFLECTOR LAMPs/MR16/PAR 16) | 2032 | Technical | MW | After Competition Groups | 2.3458 | 0 | 0 | 2225.6354 | 0.001054 | 52 | Residential_2032_Technical_MW_After Competition Groups_52 | ENERGY STAR LED LAMPS (REFLECTOR LAMPs/MR16/PAR 16) | 0.1054% | 0 | 2.3458 | Residential_2032_Technical_MW_After Competition Groups_ENERGY STAR LED LAMPS (REFLECTOR LAMPs/MR16/PAR 16)
Residential | Res ¦ Demand Control Ventilation | 2032 | Technical | MW | After Competition Groups | 2.3277 | 0 | 0 | 2225.6354 | 0.0010459 | 53 | Residential_2032_Technical_MW_After Competition Groups_53 | Demand Control Ventilation | 0.1046% | 0 | 2.3277 | Residential_2032_Technical_MW_After Competition Groups_Demand Control Ventilation
Residential | Res ¦ Energy Star Dishwasher | 2032 | Technical | MW | After Competition Groups | 2.2817 | 0 | 0 | 2225.6354 | 0.0010252 | 54 | Residential_2032_Technical_MW_After Competition Groups_54 | Energy Star Dishwasher | 0.1025% | 0 | 2.2817 | Residential_2032_Technical_MW_After Competition Groups_Energy Star Dishwasher
Residential | Res ¦ Drain Water Heat Recovery | 2032 | Technical | MW | After Competition Groups | 2.188 | 0 | 0 | 2225.6354 | 0.00098307 | 55 | Residential_2032_Technical_MW_After Competition Groups_55 | Drain Water Heat Recovery | 0.09831% | 0 | 2.188 | Residential_2032_Technical_MW_After Competition Groups_Drain Water Heat Recovery
Residential | Res ¦ Furnace Whistle | 2032 | Technical | MW | After Competition Groups | 2.1829 | 0 | 0 | 2225.6354 | 0.00098081 | 56 | Residential_2032_Technical_MW_After Competition Groups_56 | Furnace Whistle | 0.09808% | 0 | 2.1829 | Residential_2032_Technical_MW_After Competition Groups_Furnace Whistle
Residential | Res ¦ CO Sensors for parking garage exhaust fans | 2032 | Technical | MW | After Competition Groups | 2.13 | 0 | 0 | 2225.6354 | 0.00095704 | 57 | Residential_2032_Technical_MW_After Competition Groups_57 | CO Sensors for parking garage exhaust fans | 0.0957% | 0 | 2.13 | Residential_2032_Technical_MW_After Competition Groups_CO Sensors for parking garage exhaust fans
Residential | Res ¦ Window Film | 2032 | Technical | MW | After Competition Groups | 2.0221 | 0 | 0 | 2225.6354 | 0.00090856 | 58 | Residential_2032_Technical_MW_After Competition Groups_58 | Window Film | 0.09086% | 0 | 2.0221 | Residential_2032_Technical_MW_After Competition Groups_Window Film
Residential | Res ¦ Water Heater Temperature Setback | 2032 | Economic | MW | After Competition Groups | 1.1438 | 0 | 0 | 1333.4017 | 0.0008578 | 47 | Residential_2032_Economic_MW_After Competition Groups_47 | Water Heater Temperature Setback | 0.08578% | 0 | 1.1438 | Residential_2032_Economic_MW_After Competition Groups_Water Heater Temperature Setback
Residential | Res ¦ Comprehensive Draft Proofing | 2032 | Technical | MW | After Competition Groups | 1.8858 | 0 | 0 | 2225.6354 | 0.0008473 | 59 | Residential_2032_Technical_MW_After Competition Groups_59 | Comprehensive Draft Proofing | 0.08473% | 0 | 1.8858 | Residential_2032_Technical_MW_After Competition Groups_Comprehensive Draft Proofing
Residential | Res ¦ VFD on Pumps | 2032 | Achievable | MW | After Competition Groups | 0.47137 | 0 | 0 | 568.4549 | 0.00082921 | 46 | Residential_2032_Achievable_MW_After Competition Groups_46 | VFD on Pumps | 0.08292% | 0 | 0.47137 | Residential_2032_Achievable_MW_After Competition Groups_VFD on Pumps
Residential | Res ¦ Furnace with ECM | 2032 | Achievable | MW | After Competition Groups | 0.47019 | 0 | 0 | 568.4549 | 0.00082714 | 47 | Residential_2032_Achievable_MW_After Competition Groups_47 | Furnace with ECM | 0.08271% | 0 | 0.47019 | Residential_2032_Achievable_MW_After Competition Groups_Furnace with ECM
Residential | Res ¦ Variable Frequency Drive (VFD) | 2032 | Technical | MW | After Competition Groups | 1.8288 | 0 | 0 | 2225.6354 | 0.00082171 | 60 | Residential_2032_Technical_MW_After Competition Groups_60 | Variable Frequency Drive (VFD) | 0.08217% | 0 | 1.8288 | Residential_2032_Technical_MW_After Competition Groups_Variable Frequency Drive (VFD)
Residential | Res ¦ LED Parking Lot Fixture | 2032 | Economic | MW | After Competition Groups | 1.0855 | 0 | 0 | 1333.4017 | 0.00081405 | 48 | Residential_2032_Economic_MW_After Competition Groups_48 | LED Parking Lot Fixture | 0.08141% | 0 | 1.0855 | Residential_2032_Economic_MW_After Competition Groups_LED Parking Lot Fixture
Residential | Res ¦ Energy Star Windows | 2032 | Achievable | MW | After Competition Groups | 0.45734 | 0 | 0 | 568.4549 | 0.00080453 | 48 | Residential_2032_Achievable_MW_After Competition Groups_48 | Energy Star Windows | 0.08045% | 0 | 0.45734 | Residential_2032_Achievable_MW_After Competition Groups_Energy Star Windows
Residential | Res ¦ LED Exterior Area Lights - LED Fixture (200W) | 2032 | Achievable | MW | After Competition Groups | 0.44235 | 0 | 0 | 568.4549 | 0.00077817 | 49 | Residential_2032_Achievable_MW_After Competition Groups_49 | LED Exterior Area Lights - LED Fixture (200W) | 0.07782% | 0 | 0.44235 | Residential_2032_Achievable_MW_After Competition Groups_LED Exterior Area Lights - LED Fixture (200W)
Residential | Res ¦ Heat Recovery Ventilator | 2032 | Achievable | MW | After Competition Groups | 0.42663 | 0 | 0 | 568.4549 | 0.0007505 | 50 | Residential_2032_Achievable_MW_After Competition Groups_50 | Heat Recovery Ventilator | 0.07505% | 0 | 0.42663 | Residential_2032_Achievable_MW_After Competition Groups_Heat Recovery Ventilator
Residential | Res ¦ Condensing Make Up Air Unit | 2032 | Technical | MW | After Competition Groups | 1.5007 | 0 | 0 | 2225.6354 | 0.00067427 | 61 | Residential_2032_Technical_MW_After Competition Groups_61 | Condensing Make Up Air Unit | 0.06743% | 0 | 1.5007 | Residential_2032_Technical_MW_After Competition Groups_Condensing Make Up Air Unit
Residential | Res ¦ ENERGY STAR LED Lamps (General Service Lamps) | 2032 | Achievable | MW | After Competition Groups | 0.36292 | 0 | 0 | 568.4549 | 0.00063843 | 51 | Residential_2032_Achievable_MW_After Competition Groups_51 | ENERGY STAR LED Lamps (General Service Lamps) | 0.06384% | 0 | 0.36292 | Residential_2032_Achievable_MW_After Competition Groups_ENERGY STAR LED Lamps (General Service Lamps)
Residential | Res ¦ DHW Recirculation Systems | 2032 | Technical | MW | After Competition Groups | 1.4168 | 0 | 0 | 2225.6354 | 0.00063659 | 62 | Residential_2032_Technical_MW_After Competition Groups_62 | DHW Recirculation Systems | 0.06366% | 0 | 1.4168 | Residential_2032_Technical_MW_After Competition Groups_DHW Recirculation Systems
Residential | Res ¦ Solar Powered Attic Fan | 2032 | Technical | MW | After Competition Groups | 1.196 | 0 | 0 | 2225.6354 | 0.00053738 | 63 | Residential_2032_Technical_MW_After Competition Groups_63 | Solar Powered Attic Fan | 0.05374% | 0 | 1.196 | Residential_2032_Technical_MW_After Competition Groups_Solar Powered Attic Fan
Residential | Res ¦ Water Heater Temperature Setback | 2032 | Technical | MW | After Competition Groups | 1.1438 | 0 | 0 | 2225.6354 | 0.00051392 | 64 | Residential_2032_Technical_MW_After Competition Groups_64 | Water Heater Temperature Setback | 0.05139% | 0 | 1.1438 | Residential_2032_Technical_MW_After Competition Groups_Water Heater Temperature Setback
Residential | Res ¦ Drain Water Heat Recovery | 2032 | Achievable | MW | After Competition Groups | 0.27867 | 0 | 0 | 568.4549 | 0.00049022 | 52 | Residential_2032_Achievable_MW_After Competition Groups_52 | Drain Water Heat Recovery | 0.04902% | 0 | 0.27867 | Residential_2032_Achievable_MW_After Competition Groups_Drain Water Heat Recovery
Residential | Res ¦ Early Hot Water Heater Replacement | 2032 | Achievable | MW | After Competition Groups | 0.27732 | 0 | 0 | 568.4549 | 0.00048786 | 53 | Residential_2032_Achievable_MW_After Competition Groups_53 | Early Hot Water Heater Replacement | 0.04879% | 0 | 0.27732 | Residential_2032_Achievable_MW_After Competition Groups_Early Hot Water Heater Replacement
Residential | Res ¦ LED Parking Lot Fixture | 2032 | Technical | MW | After Competition Groups | 1.0855 | 0 | 0 | 2225.6354 | 0.00048771 | 65 | Residential_2032_Technical_MW_After Competition Groups_65 | LED Parking Lot Fixture | 0.04877% | 0 | 1.0855 | Residential_2032_Technical_MW_After Competition Groups_LED Parking Lot Fixture
Residential | Res ¦ ECM MOTORS FOR HVAC APPLICATION (FAN-POWERED VAV BOX) | 2032 | Achievable | MW | After Competition Groups | 0.25025 | 0 | 0 | 568.4549 | 0.00044022 | 54 | Residential_2032_Achievable_MW_After Competition Groups_54 | ECM MOTORS FOR HVAC APPLICATION (FAN-POWERED VAV BOX) | 0.04402% | 0 | 0.25025 | Residential_2032_Achievable_MW_After Competition Groups_ECM MOTORS FOR HVAC APPLICATION (FAN-POWERED VAV BOX)
Residential | Res ¦ VFD on Pumps | 2032 | Economic | MW | After Competition Groups | 0.56238 | 0 | 0 | 1333.4017 | 0.00042177 | 49 | Residential_2032_Economic_MW_After Competition Groups_49 | VFD on Pumps | 0.04218% | 0 | 0.56238 | Residential_2032_Economic_MW_After Competition Groups_VFD on Pumps
Residential | Res ¦ LED Exterior Area Lights - LED Fixture (200W) | 2032 | Economic | MW | After Competition Groups | 0.50753 | 0 | 0 | 1333.4017 | 0.00038063 | 50 | Residential_2032_Economic_MW_After Competition Groups_50 | LED Exterior Area Lights - LED Fixture (200W) | 0.03806% | 0 | 0.50753 | Residential_2032_Economic_MW_After Competition Groups_LED Exterior Area Lights - LED Fixture (200W)
Residential | Res ¦ HVAC Optimization | 2032 | Technical | MW | After Competition Groups | 0.83301 | 0 | 0 | 2225.6354 | 0.00037428 | 66 | Residential_2032_Technical_MW_After Competition Groups_66 | HVAC Optimization | 0.03743% | 0 | 0.83301 | Residential_2032_Technical_MW_After Competition Groups_HVAC Optimization
Residential | Res ¦ Ceiling Insulation | 2032 | Achievable | MW | After Competition Groups | 0.20832 | 0 | 0 | 568.4549 | 0.00036647 | 55 | Residential_2032_Achievable_MW_After Competition Groups_55 | Ceiling Insulation | 0.03665% | 0 | 0.20832 | Residential_2032_Achievable_MW_After Competition Groups_Ceiling Insulation
Residential | Res ¦ ENERGY STAR LED Lamps (General Service Lamps) | 2032 | Economic | MW | After Competition Groups | 0.41281 | 0 | 0 | 1333.4017 | 0.00030959 | 51 | Residential_2032_Economic_MW_After Competition Groups_51 | ENERGY STAR LED Lamps (General Service Lamps) | 0.03096% | 0 | 0.41281 | Residential_2032_Economic_MW_After Competition Groups_ENERGY STAR LED Lamps (General Service Lamps)
Residential | Res ¦ Beverage Vending Machine Controls | 2032 | Achievable | MW | After Competition Groups | 0.15908 | 0 | 0 | 568.4549 | 0.00027985 | 56 | Residential_2032_Achievable_MW_After Competition Groups_56 | Beverage Vending Machine Controls | 0.02799% | 0 | 0.15908 | Residential_2032_Achievable_MW_After Competition Groups_Beverage Vending Machine Controls
Residential | Res ¦ ECM MOTORS FOR HVAC APPLICATION (FAN-POWERED VAV BOX) | 2032 | Economic | MW | After Competition Groups | 0.35474 | 0 | 0 | 1333.4017 | 0.00026604 | 52 | Residential_2032_Economic_MW_After Competition Groups_52 | ECM MOTORS FOR HVAC APPLICATION (FAN-POWERED VAV BOX) | 0.0266% | 0 | 0.35474 | Residential_2032_Economic_MW_After Competition Groups_ECM MOTORS FOR HVAC APPLICATION (FAN-POWERED VAV BOX)
Residential | Res ¦ VFD on Pumps | 2032 | Technical | MW | After Competition Groups | 0.56238 | 0 | 0 | 2225.6354 | 0.00025268 | 67 | Residential_2032_Technical_MW_After Competition Groups_67 | VFD on Pumps | 0.02527% | 0 | 0.56238 | Residential_2032_Technical_MW_After Competition Groups_VFD on Pumps
Residential | Res ¦ LED Exterior Area Lights - LED Fixture (200W) | 2032 | Technical | MW | After Competition Groups | 0.50753 | 0 | 0 | 2225.6354 | 0.00022804 | 68 | Residential_2032_Technical_MW_After Competition Groups_68 | LED Exterior Area Lights - LED Fixture (200W) | 0.0228% | 0 | 0.50753 | Residential_2032_Technical_MW_After Competition Groups_LED Exterior Area Lights - LED Fixture (200W)
Residential | Res ¦ Chilled Water Optimization | 2032 | Achievable | MW | After Competition Groups | 0.11708 | 0 | 0 | 568.4549 | 0.00020597 | 57 | Residential_2032_Achievable_MW_After Competition Groups_57 | Chilled Water Optimization | 0.0206% | 0 | 0.11708 | Residential_2032_Achievable_MW_After Competition Groups_Chilled Water Optimization
Residential | Res ¦ Beverage Vending Machine Controls | 2032 | Economic | MW | After Competition Groups | 0.25216 | 0 | 0 | 1333.4017 | 0.00018911 | 53 | Residential_2032_Economic_MW_After Competition Groups_53 | Beverage Vending Machine Controls | 0.01891% | 0 | 0.25216 | Residential_2032_Economic_MW_After Competition Groups_Beverage Vending Machine Controls
Residential | Res ¦ ENERGY STAR LED Lamps (General Service Lamps) | 2032 | Technical | MW | After Competition Groups | 0.41281 | 0 | 0 | 2225.6354 | 0.00018548 | 69 | Residential_2032_Technical_MW_After Competition Groups_69 | ENERGY STAR LED Lamps (General Service Lamps) | 0.01855% | 0 | 0.41281 | Residential_2032_Technical_MW_After Competition Groups_ENERGY STAR LED Lamps (General Service Lamps)
Residential | Res ¦ Chilled Water Optimization | 2032 | Economic | MW | After Competition Groups | 0.21504 | 0 | 0 | 1333.4017 | 0.00016128 | 54 | Residential_2032_Economic_MW_After Competition Groups_54 | Chilled Water Optimization | 0.01613% | 0 | 0.21504 | Residential_2032_Economic_MW_After Competition Groups_Chilled Water Optimization
Residential | Res ¦ ECM MOTORS FOR HVAC APPLICATION (FAN-POWERED VAV BOX) | 2032 | Technical | MW | After Competition Groups | 0.35474 | 0 | 0 | 2225.6354 | 0.00015939 | 70 | Residential_2032_Technical_MW_After Competition Groups_70 | ECM MOTORS FOR HVAC APPLICATION (FAN-POWERED VAV BOX) | 0.01594% | 0 | 0.35474 | Residential_2032_Technical_MW_After Competition Groups_ECM MOTORS FOR HVAC APPLICATION (FAN-POWERED VAV BOX)
Residential | Res ¦ LED Downlight | 2032 | Economic | MW | After Competition Groups | 0.20458 | 0 | 0 | 1333.4017 | 0.00015343 | 55 | Residential_2032_Economic_MW_After Competition Groups_55 | LED Downlight | 0.01534% | 0 | 0.20458 | Residential_2032_Economic_MW_After Competition Groups_LED Downlight
Residential | Res ¦ Tankless Water Heater | 2032 | Technical | MW | After Competition Groups | 0.27804 | 0 | 0 | 2225.6354 | 0.00012493 | 71 | Residential_2032_Technical_MW_After Competition Groups_71 | Tankless Water Heater | 0.01249% | 0 | 0.27804 | Residential_2032_Technical_MW_After Competition Groups_Tankless Water Heater
Residential | Res ¦ Beverage Vending Machine Controls | 2032 | Technical | MW | After Competition Groups | 0.25216 | 0 | 0 | 2225.6354 | 0.0001133 | 72 | Residential_2032_Technical_MW_After Competition Groups_72 | Beverage Vending Machine Controls | 0.01133% | 0 | 0.25216 | Residential_2032_Technical_MW_After Competition Groups_Beverage Vending Machine Controls
Residential | Res ¦ Heat Pump Water Heater | 2032 | Economic | MW | After Competition Groups | 0.1417 | 0 | 0 | 1333.4017 | 0.00010627 | 56 | Residential_2032_Economic_MW_After Competition Groups_56 | Heat Pump Water Heater | 0.01063% | 0 | 0.1417 | Residential_2032_Economic_MW_After Competition Groups_Heat Pump Water Heater
Residential | Res ¦ Chilled Water Optimization | 2032 | Technical | MW | After Competition Groups | 0.21504 | 0 | 0 | 2225.6354 | 9.6622e-05 | 73 | Residential_2032_Technical_MW_After Competition Groups_73 | Chilled Water Optimization | 0.009662% | 0 | 0.21504 | Residential_2032_Technical_MW_After Competition Groups_Chilled Water Optimization
Residential | Res ¦ Wall Insulation MF | 2032 | Technical | MW | After Competition Groups | 0.17955 | 0 | 0 | 2225.6354 | 8.0674e-05 | 74 | Residential_2032_Technical_MW_After Competition Groups_74 | Wall Insulation MF | 0.008067% | 0 | 0.17955 | Residential_2032_Technical_MW_After Competition Groups_Wall Insulation MF
Residential | Res ¦ LED High Bay Fixture | 2032 | Economic | MW | After Competition Groups | 0.034791 | 0 | 0 | 1333.4017 | 2.6092e-05 | 57 | Residential_2032_Economic_MW_After Competition Groups_57 | LED High Bay Fixture | 0.002609% | 0 | 0.034791 | Residential_2032_Economic_MW_After Competition Groups_LED High Bay Fixture
Residential | Res ¦ LED High Bay Fixture | 2032 | Achievable | MW | After Competition Groups | 0.014477 | 0 | 0 | 568.4549 | 2.5468e-05 | 58 | Residential_2032_Achievable_MW_After Competition Groups_58 | LED High Bay Fixture | 0.002547% | 0 | 0.014477 | Residential_2032_Achievable_MW_After Competition Groups_LED High Bay Fixture
Residential | Res ¦ Heat Pump Water Heater | 2032 | Achievable | MW | After Competition Groups | 0.011248 | 0 | 0 | 568.4549 | 1.9787e-05 | 59 | Residential_2032_Achievable_MW_After Competition Groups_59 | Heat Pump Water Heater | 0.001979% | 0 | 0.011248 | Residential_2032_Achievable_MW_After Competition Groups_Heat Pump Water Heater
Residential | Res ¦ LED Recessed Downlights | 2032 | Technical | MW | After Competition Groups | 0.040473 | 0 | 0 | 2225.6354 | 1.8185e-05 | 75 | Residential_2032_Technical_MW_After Competition Groups_75 | LED Recessed Downlights | 0.001818% | 0 | 0.040473 | Residential_2032_Technical_MW_After Competition Groups_LED Recessed Downlights
Residential | Res ¦ LED High Bay Fixture | 2032 | Technical | MW | After Competition Groups | 0.034791 | 0 | 0 | 2225.6354 | 1.5632e-05 | 76 | Residential_2032_Technical_MW_After Competition Groups_76 | LED High Bay Fixture | 0.001563% | 0 | 0.034791 | Residential_2032_Technical_MW_After Competition Groups_LED High Bay Fixture
Residential | Res ¦ Wall Insulation MF | 2032 | Economic | MW | After Competition Groups | 0.014738 | 0 | 0 | 1333.4017 | 1.1053e-05 | 58 | Residential_2032_Economic_MW_After Competition Groups_58 | Wall Insulation MF | 0.001105% | 0 | 0.014738 | Residential_2032_Economic_MW_After Competition Groups_Wall Insulation MF
Residential | Res ¦ Radiant Barrier | 2032 | Technical | MW | After Competition Groups | 0.013728 | 0 | 0 | 2225.6354 | 6.1681e-06 | 77 | Residential_2032_Technical_MW_After Competition Groups_77 | Radiant Barrier | 0.0006168% | 0 | 0.013728 | Residential_2032_Technical_MW_After Competition Groups_Radiant Barrier
Residential | Res ¦ Wall Insulation MF | 2032 | Achievable | MW | After Competition Groups | 0.0025286 | 0 | 0 | 568.4549 | 4.4482e-06 | 60 | Residential_2032_Achievable_MW_After Competition Groups_60 | Wall Insulation MF | 0.0004448% | 0 | 0.0025286 | Residential_2032_Achievable_MW_After Competition Groups_Wall Insulation MF
Residential | Res ¦ Air Source Heat Pump | 2032 | Achievable | MW | After Competition Groups | 0.0020609 | 0 | 0 | 568.4549 | 3.6255e-06 | 61 | Residential_2032_Achievable_MW_After Competition Groups_61 | Air Source Heat Pump | 0.0003626% | 0 | 0.0020609 | Residential_2032_Achievable_MW_After Competition Groups_Air Source Heat Pump
Residential | Res ¦ Solar Water Preheat (Pools/DHW) | 2032 | Technical | MW | After Competition Groups | 0.0078027 | 0 | 0 | 2225.6354 | 3.5058e-06 | 78 | Residential_2032_Technical_MW_After Competition Groups_78 | Solar Water Preheat (Pools/DHW) | 0.0003506% | 0 | 0.0078027 | Residential_2032_Technical_MW_After Competition Groups_Solar Water Preheat (Pools/DHW)
Residential | Res ¦ Photocell Controls (Outdoor) | 2032 | Technical | MW | After Competition Groups | 8.1553e-05 | 0 | 0 | 2225.6354 | 3.6643e-08 | 79 | Residential_2032_Technical_MW_After Competition Groups_79 | Photocell Controls (Outdoor) | 3.664e-06% | 0 | 8.1553e-05 | Residential_2032_Technical_MW_After Competition Groups_Photocell Controls (Outdoor)
Residential | Res ¦ DHW Recirculation Systems | 2032 | Achievable | MW | After Competition Groups | 0 | 0 | 0 | 568.4549 | 0 | 62 | Residential_2032_Achievable_MW_After Competition Groups_62 | DHW Recirculation Systems | 0% | 0 | 0 | Residential_2032_Achievable_MW_After Competition Groups_DHW Recirculation Systems
Residential | Res ¦ DHW Recirculation Systems | 2032 | Economic | MW | After Competition Groups | 0 | 0 | 0 | 1333.4017 | 0 | 59 | Residential_2032_Economic_MW_After Competition Groups_59 | DHW Recirculation Systems | 0% | 0 | 0 | Residential_2032_Economic_MW_After Competition Groups_DHW Recirculation Systems
Residential | Res ¦ Energy Star Dehumidifier | 2032 | Achievable | MW | After Competition Groups | 0 | 0 | 0 | 568.4549 | 0 | 63 | Residential_2032_Achievable_MW_After Competition Groups_63 | Energy Star Dehumidifier | 0% | 0 | 0 | Residential_2032_Achievable_MW_After Competition Groups_Energy Star Dehumidifier
Residential | Res ¦ Energy Star Dehumidifier | 2032 | Economic | MW | After Competition Groups | 0 | 0 | 0 | 1333.4017 | 0 | 60 | Residential_2032_Economic_MW_After Competition Groups_60 | Energy Star Dehumidifier | 0% | 0 | 0 | Residential_2032_Economic_MW_After Competition Groups_Energy Star Dehumidifier
Residential | Res ¦ Lighting Motion Sensors, Timers, Dimmers | 2032 | Achievable | MW | After Competition Groups | 0 | 0 | 0 | 568.4549 | 0 | 64 | Residential_2032_Achievable_MW_After Competition Groups_64 | Lighting Motion Sensors, Timers, Dimmers | 0% | 0 | 0 | Residential_2032_Achievable_MW_After Competition Groups_Lighting Motion Sensors, Timers, Dimmers
Residential | Res ¦ Lighting Motion Sensors, Timers, Dimmers | 2032 | Economic | MW | After Competition Groups | 0 | 0 | 0 | 1333.4017 | 0 | 61 | Residential_2032_Economic_MW_After Competition Groups_61 | Lighting Motion Sensors, Timers, Dimmers | 0% | 0 | 0 | Residential_2032_Economic_MW_After Competition Groups_Lighting Motion Sensors, Timers, Dimmers
Residential | Res ¦ Networked/ Connected - Indoor LED Luminaire | 2032 | Achievable | MW | After Competition Groups | 0 | 0 | 0 | 568.4549 | 0 | 65 | Residential_2032_Achievable_MW_After Competition Groups_65 | Networked/ Connected - Indoor LED Luminaire | 0% | 0 | 0 | Residential_2032_Achievable_MW_After Competition Groups_Networked/ Connected - Indoor LED Luminaire
Residential | Res ¦ Radiant Barrier | 2032 | Achievable | MW | After Competition Groups | 0 | 0 | 0 | 568.4549 | 0 | 66 | Residential_2032_Achievable_MW_After Competition Groups_66 | Radiant Barrier | 0% | 0 | 0 | Residential_2032_Achievable_MW_After Competition Groups_Radiant Barrier
Residential | Res ¦ Radiant Barrier | 2032 | Economic | MW | After Competition Groups | 0 | 0 | 0 | 1333.4017 | 0 | 62 | Residential_2032_Economic_MW_After Competition Groups_62 | Radiant Barrier | 0% | 0 | 0 | Residential_2032_Economic_MW_After Competition Groups_Radiant Barrier
Residential | Res ¦ Variable Refrigerant Flow Heat Pump | 2032 | Achievable | MW | After Competition Groups | 0 | 0 | 0 | 568.4549 | 0 | 67 | Residential_2032_Achievable_MW_After Competition Groups_67 | Variable Refrigerant Flow Heat Pump | 0% | 0 | 0 | Residential_2032_Achievable_MW_After Competition Groups_Variable Refrigerant Flow Heat Pump
Residential | Res ¦ Variable Refrigerant Flow Heat Pump | 2032 | Economic | MW | After Competition Groups | 0 | 0 | 0 | 1333.4017 | 0 | 63 | Residential_2032_Economic_MW_After Competition Groups_63 | Variable Refrigerant Flow Heat Pump | 0% | 0 | 0 | Residential_2032_Economic_MW_After Competition Groups_Variable Refrigerant Flow Heat Pump
Residential | Res ¦ Adaptive Thermostat | 2033 | Economic | MW | After Competition Groups | 204.8212 | 0 | 0 | 1393.1936 | 0.14702 | 1 | Residential_2033_Economic_MW_After Competition Groups_1 | Adaptive Thermostat | 14.7% | 0 | 204.8212 | Residential_2033_Economic_MW_After Competition Groups_Adaptive Thermostat
Residential | Res ¦ Ductless Mini-Split Heat Pump | 2033 | Achievable | MW | After Competition Groups | 88.6694 | 0 | 0 | 639.9856 | 0.13855 | 1 | Residential_2033_Achievable_MW_After Competition Groups_1 | Ductless Mini-Split Heat Pump | 13.85% | 0 | 88.6694 | Residential_2033_Achievable_MW_After Competition Groups_Ductless Mini-Split Heat Pump
Residential | Res ¦ Building Recommissioning, Operations and Maintenance (O&M) Improvements | 2033 | Achievable | MW | After Competition Groups | 80.9389 | 0 | 0 | 639.9856 | 0.12647 | 2 | Residential_2033_Achievable_MW_After Competition Groups_2 | Building Recommissioning, Operations and Maintenance (O&M) Improvements | 12.65% | 0 | 80.9389 | Residential_2033_Achievable_MW_After Competition Groups_Building Recommissioning, Operations and Maintenance (O&M) Improvements
Residential | Res ¦ Ductless Mini-Split Heat Pump | 2033 | Economic | MW | After Competition Groups | 163.3635 | 0 | 0 | 1393.1936 | 0.11726 | 2 | Residential_2033_Economic_MW_After Competition Groups_2 | Ductless Mini-Split Heat Pump | 11.73% | 0 | 163.3635 | Residential_2033_Economic_MW_After Competition Groups_Ductless Mini-Split Heat Pump
Residential | Res ¦ Energy Star Central Air Conditioner | 2033 | Technical | MW | After Competition Groups | 258.6413 | 0 | 0 | 2290.2371 | 0.11293 | 1 | Residential_2033_Technical_MW_After Competition Groups_1 | Energy Star Central Air Conditioner | 11.29% | 0 | 258.6413 | Residential_2033_Technical_MW_After Competition Groups_Energy Star Central Air Conditioner
Residential | Res ¦ Energy Star Clothes Washer | 2033 | Achievable | MW | After Competition Groups | 59.4746 | 0 | 0 | 639.9856 | 0.092931 | 3 | Residential_2033_Achievable_MW_After Competition Groups_3 | Energy Star Clothes Washer | 9.293% | 0 | 59.4746 | Residential_2033_Achievable_MW_After Competition Groups_Energy Star Clothes Washer
Residential | Res ¦ Adaptive Thermostat | 2033 | Technical | MW | After Competition Groups | 204.8212 | 0 | 0 | 2290.2371 | 0.089432 | 2 | Residential_2033_Technical_MW_After Competition Groups_2 | Adaptive Thermostat | 8.943% | 0 | 204.8212 | Residential_2033_Technical_MW_After Competition Groups_Adaptive Thermostat
Residential | Res ¦ Variable Speed Pool Pump Motor | 2033 | Achievable | MW | After Competition Groups | 57.0505 | 0 | 0 | 639.9856 | 0.089143 | 4 | Residential_2033_Achievable_MW_After Competition Groups_4 | Variable Speed Pool Pump Motor | 8.914% | 0 | 57.0505 | Residential_2033_Achievable_MW_After Competition Groups_Variable Speed Pool Pump Motor
Residential | Res ¦ Adaptive Thermostat | 2033 | Achievable | MW | After Competition Groups | 55.9398 | 0 | 0 | 639.9856 | 0.087408 | 5 | Residential_2033_Achievable_MW_After Competition Groups_5 | Adaptive Thermostat | 8.741% | 0 | 55.9398 | Residential_2033_Achievable_MW_After Competition Groups_Adaptive Thermostat
Residential | Res ¦ Ductless Mini-Split Air Conditioner | 2033 | Technical | MW | After Competition Groups | 163.3855 | 0 | 0 | 2290.2371 | 0.07134 | 3 | Residential_2033_Technical_MW_After Competition Groups_3 | Ductless Mini-Split Air Conditioner | 7.134% | 0 | 163.3855 | Residential_2033_Technical_MW_After Competition Groups_Ductless Mini-Split Air Conditioner
Residential | Res ¦ Ductless Mini-Split Heat Pump | 2033 | Technical | MW | After Competition Groups | 163.3635 | 0 | 0 | 2290.2371 | 0.07133 | 4 | Residential_2033_Technical_MW_After Competition Groups_4 | Ductless Mini-Split Heat Pump | 7.133% | 0 | 163.3635 | Residential_2033_Technical_MW_After Competition Groups_Ductless Mini-Split Heat Pump
Residential | Res ¦ Energy Star Ground Source Heat Pump | 2033 | Technical | MW | After Competition Groups | 160.0009 | 0 | 0 | 2290.2371 | 0.069862 | 5 | Residential_2033_Technical_MW_After Competition Groups_5 | Energy Star Ground Source Heat Pump | 6.986% | 0 | 160.0009 | Residential_2033_Technical_MW_After Competition Groups_Energy Star Ground Source Heat Pump
Residential | Res ¦ Energy Star Air Source Heat Pump | 2033 | Economic | MW | After Competition Groups | 90.4343 | 0 | 0 | 1393.1936 | 0.064912 | 3 | Residential_2033_Economic_MW_After Competition Groups_3 | Energy Star Air Source Heat Pump | 6.491% | 0 | 90.4343 | Residential_2033_Economic_MW_After Competition Groups_Energy Star Air Source Heat Pump
Residential | Res ¦ Building Recommissioning, Operations and Maintenance (O&M) Improvements | 2033 | Economic | MW | After Competition Groups | 89.4898 | 0 | 0 | 1393.1936 | 0.064234 | 4 | Residential_2033_Economic_MW_After Competition Groups_4 | Building Recommissioning, Operations and Maintenance (O&M) Improvements | 6.423% | 0 | 89.4898 | Residential_2033_Economic_MW_After Competition Groups_Building Recommissioning, Operations and Maintenance (O&M) Improvements
Residential | Res ¦ Energy Star A Line, PAR, MR Lamps | 2033 | Economic | MW | After Competition Groups | 84.0752 | 0 | 0 | 1393.1936 | 0.060347 | 5 | Residential_2033_Economic_MW_After Competition Groups_5 | Energy Star A Line, PAR, MR Lamps | 6.035% | 0 | 84.0752 | Residential_2033_Economic_MW_After Competition Groups_Energy Star A Line, PAR, MR Lamps
Residential | Res ¦ Basement Wall Insulation | 2033 | Economic | MW | After Competition Groups | 79.5458 | 0 | 0 | 1393.1936 | 0.057096 | 6 | Residential_2033_Economic_MW_After Competition Groups_6 | Basement Wall Insulation | 5.71% | 0 | 79.5458 | Residential_2033_Economic_MW_After Competition Groups_Basement Wall Insulation
Residential | Res ¦ Energy Star Clothes Washer | 2033 | Economic | MW | After Competition Groups | 76.9412 | 0 | 0 | 1393.1936 | 0.055227 | 7 | Residential_2033_Economic_MW_After Competition Groups_7 | Energy Star Clothes Washer | 5.523% | 0 | 76.9412 | Residential_2033_Economic_MW_After Competition Groups_Energy Star Clothes Washer
Residential | Res ¦ Smart Burners | 2033 | Economic | MW | After Competition Groups | 74.2601 | 0 | 0 | 1393.1936 | 0.053302 | 8 | Residential_2033_Economic_MW_After Competition Groups_8 | Smart Burners | 5.33% | 0 | 74.2601 | Residential_2033_Economic_MW_After Competition Groups_Smart Burners
Residential | Res ¦ Smart Burners | 2033 | Technical | MW | After Competition Groups | 108.2745 | 0 | 0 | 2290.2371 | 0.047277 | 6 | Residential_2033_Technical_MW_After Competition Groups_6 | Smart Burners | 4.728% | 0 | 108.2745 | Residential_2033_Technical_MW_After Competition Groups_Smart Burners
Residential | Res ¦ Smart Power Bar | 2033 | Economic | MW | After Competition Groups | 65.0569 | 0 | 0 | 1393.1936 | 0.046696 | 9 | Residential_2033_Economic_MW_After Competition Groups_9 | Smart Power Bar | 4.67% | 0 | 65.0569 | Residential_2033_Economic_MW_After Competition Groups_Smart Power Bar
Residential | Res ¦ Variable Speed Pool Pump Motor | 2033 | Economic | MW | After Competition Groups | 63.0808 | 0 | 0 | 1393.1936 | 0.045278 | 10 | Residential_2033_Economic_MW_After Competition Groups_10 | Variable Speed Pool Pump Motor | 4.528% | 0 | 63.0808 | Residential_2033_Economic_MW_After Competition Groups_Variable Speed Pool Pump Motor
Residential | Res ¦ Energy Star Room Air Conditioner | 2033 | Economic | MW | After Competition Groups | 62.3106 | 0 | 0 | 1393.1936 | 0.044725 | 11 | Residential_2033_Economic_MW_After Competition Groups_11 | Energy Star Room Air Conditioner | 4.473% | 0 | 62.3106 | Residential_2033_Economic_MW_After Competition Groups_Energy Star Room Air Conditioner
Residential | Res ¦ Attic Insulation | 2033 | Economic | MW | After Competition Groups | 61.3998 | 0 | 0 | 1393.1936 | 0.044071 | 12 | Residential_2033_Economic_MW_After Competition Groups_12 | Attic Insulation | 4.407% | 0 | 61.3998 | Residential_2033_Economic_MW_After Competition Groups_Attic Insulation
Residential | Res ¦ Energy Star Refrigerator | 2033 | Technical | MW | After Competition Groups | 91.8538 | 0 | 0 | 2290.2371 | 0.040107 | 7 | Residential_2033_Technical_MW_After Competition Groups_7 | Energy Star Refrigerator | 4.011% | 0 | 91.8538 | Residential_2033_Technical_MW_After Competition Groups_Energy Star Refrigerator
Residential | Res ¦ Building Recommissioning, Operations and Maintenance (O&M) Improvements | 2033 | Technical | MW | After Competition Groups | 89.4898 | 0 | 0 | 2290.2371 | 0.039074 | 8 | Residential_2033_Technical_MW_After Competition Groups_8 | Building Recommissioning, Operations and Maintenance (O&M) Improvements | 3.907% | 0 | 89.4898 | Residential_2033_Technical_MW_After Competition Groups_Building Recommissioning, Operations and Maintenance (O&M) Improvements
Residential | Res ¦ Energy Star Air Source Heat Pump | 2033 | Achievable | MW | After Competition Groups | 23.8763 | 0 | 0 | 639.9856 | 0.037308 | 6 | Residential_2033_Achievable_MW_After Competition Groups_6 | Energy Star Air Source Heat Pump | 3.731% | 0 | 23.8763 | Residential_2033_Achievable_MW_After Competition Groups_Energy Star Air Source Heat Pump
Residential | Res ¦ Energy Star A Line, PAR, MR Lamps | 2033 | Technical | MW | After Competition Groups | 84.0752 | 0 | 0 | 2290.2371 | 0.03671 | 9 | Residential_2033_Technical_MW_After Competition Groups_9 | Energy Star A Line, PAR, MR Lamps | 3.671% | 0 | 84.0752 | Residential_2033_Technical_MW_After Competition Groups_Energy Star A Line, PAR, MR Lamps
Residential | Res ¦ Heat Pump Clothes Dryer | 2033 | Technical | MW | After Competition Groups | 82.5126 | 0 | 0 | 2290.2371 | 0.036028 | 10 | Residential_2033_Technical_MW_After Competition Groups_10 | Heat Pump Clothes Dryer | 3.603% | 0 | 82.5126 | Residential_2033_Technical_MW_After Competition Groups_Heat Pump Clothes Dryer
Residential | Res ¦ Smart Burners | 2033 | Achievable | MW | After Competition Groups | 23.0082 | 0 | 0 | 639.9856 | 0.035951 | 7 | Residential_2033_Achievable_MW_After Competition Groups_7 | Smart Burners | 3.595% | 0 | 23.0082 | Residential_2033_Achievable_MW_After Competition Groups_Smart Burners
Residential | Res ¦ Basement Wall Insulation | 2033 | Technical | MW | After Competition Groups | 79.5458 | 0 | 0 | 2290.2371 | 0.034733 | 11 | Residential_2033_Technical_MW_After Competition Groups_11 | Basement Wall Insulation | 3.473% | 0 | 79.5458 | Residential_2033_Technical_MW_After Competition Groups_Basement Wall Insulation
Residential | Res ¦ Energy Star Room Air Conditioner | 2033 | Achievable | MW | After Competition Groups | 21.9079 | 0 | 0 | 639.9856 | 0.034232 | 8 | Residential_2033_Achievable_MW_After Competition Groups_8 | Energy Star Room Air Conditioner | 3.423% | 0 | 21.9079 | Residential_2033_Achievable_MW_After Competition Groups_Energy Star Room Air Conditioner
Residential | Res ¦ Energy Star Clothes Washer | 2033 | Technical | MW | After Competition Groups | 76.9412 | 0 | 0 | 2290.2371 | 0.033595 | 12 | Residential_2033_Technical_MW_After Competition Groups_12 | Energy Star Clothes Washer | 3.36% | 0 | 76.9412 | Residential_2033_Technical_MW_After Competition Groups_Energy Star Clothes Washer
Residential | Res ¦ Basement or Crawlspace Insulation | 2033 | Technical | MW | After Competition Groups | 66.1922 | 0 | 0 | 2290.2371 | 0.028902 | 13 | Residential_2033_Technical_MW_After Competition Groups_13 | Basement or Crawlspace Insulation | 2.89% | 0 | 66.1922 | Residential_2033_Technical_MW_After Competition Groups_Basement or Crawlspace Insulation
Residential | Res ¦ Smart Power Bar | 2033 | Technical | MW | After Competition Groups | 65.0569 | 0 | 0 | 2290.2371 | 0.028406 | 14 | Residential_2033_Technical_MW_After Competition Groups_14 | Smart Power Bar | 2.841% | 0 | 65.0569 | Residential_2033_Technical_MW_After Competition Groups_Smart Power Bar
Residential | Res ¦ Smart Power Bar | 2033 | Achievable | MW | After Competition Groups | 18.138 | 0 | 0 | 639.9856 | 0.028341 | 9 | Residential_2033_Achievable_MW_After Competition Groups_9 | Smart Power Bar | 2.834% | 0 | 18.138 | Residential_2033_Achievable_MW_After Competition Groups_Smart Power Bar
Residential | Res ¦ Energy Star LED Bulbs General Purpose LEDs | 2033 | Achievable | MW | After Competition Groups | 18.0481 | 0 | 0 | 639.9856 | 0.028201 | 10 | Residential_2033_Achievable_MW_After Competition Groups_10 | Energy Star LED Bulbs General Purpose LEDs | 2.82% | 0 | 18.0481 | Residential_2033_Achievable_MW_After Competition Groups_Energy Star LED Bulbs General Purpose LEDs
Residential | Res ¦ Variable Speed Pool Pump Motor | 2033 | Technical | MW | After Competition Groups | 63.0808 | 0 | 0 | 2290.2371 | 0.027543 | 15 | Residential_2033_Technical_MW_After Competition Groups_15 | Variable Speed Pool Pump Motor | 2.754% | 0 | 63.0808 | Residential_2033_Technical_MW_After Competition Groups_Variable Speed Pool Pump Motor
Residential | Res ¦ Attic Insulation | 2033 | Technical | MW | After Competition Groups | 61.3998 | 0 | 0 | 2290.2371 | 0.026809 | 16 | Residential_2033_Technical_MW_After Competition Groups_16 | Attic Insulation | 2.681% | 0 | 61.3998 | Residential_2033_Technical_MW_After Competition Groups_Attic Insulation
Residential | Res ¦ Energy Star LED Specialty Bulbs | 2033 | Achievable | MW | After Competition Groups | 16.0548 | 0 | 0 | 639.9856 | 0.025086 | 11 | Residential_2033_Achievable_MW_After Competition Groups_11 | Energy Star LED Specialty Bulbs | 2.509% | 0 | 16.0548 | Residential_2033_Achievable_MW_After Competition Groups_Energy Star LED Specialty Bulbs
Residential | Res ¦ Basement Wall Insulation | 2033 | Achievable | MW | After Competition Groups | 15.8837 | 0 | 0 | 639.9856 | 0.024819 | 12 | Residential_2033_Achievable_MW_After Competition Groups_12 | Basement Wall Insulation | 2.482% | 0 | 15.8837 | Residential_2033_Achievable_MW_After Competition Groups_Basement Wall Insulation
Residential | Res ¦ Wall Insulation | 2033 | Technical | MW | After Competition Groups | 48.1183 | 0 | 0 | 2290.2371 | 0.02101 | 17 | Residential_2033_Technical_MW_After Competition Groups_17 | Wall Insulation | 2.101% | 0 | 48.1183 | Residential_2033_Technical_MW_After Competition Groups_Wall Insulation
Residential | Res ¦ Attic Insulation | 2033 | Achievable | MW | After Competition Groups | 12.258 | 0 | 0 | 639.9856 | 0.019154 | 13 | Residential_2033_Achievable_MW_After Competition Groups_13 | Attic Insulation | 1.915% | 0 | 12.258 | Residential_2033_Achievable_MW_After Competition Groups_Attic Insulation
Residential | Res ¦ Occupancy Sensors MF | 2033 | Achievable | MW | After Competition Groups | 11.9707 | 0 | 0 | 639.9856 | 0.018705 | 14 | Residential_2033_Achievable_MW_After Competition Groups_14 | Occupancy Sensors MF | 1.87% | 0 | 11.9707 | Residential_2033_Achievable_MW_After Competition Groups_Occupancy Sensors MF
Residential | Res ¦ Advanced BAS/Controllers | 2033 | Achievable | MW | After Competition Groups | 11.8224 | 0 | 0 | 639.9856 | 0.018473 | 15 | Residential_2033_Achievable_MW_After Competition Groups_15 | Advanced BAS/Controllers | 1.847% | 0 | 11.8224 | Residential_2033_Achievable_MW_After Competition Groups_Advanced BAS/Controllers
Residential | Res ¦ Energy Star A Line, PAR, MR Lamps | 2033 | Achievable | MW | After Competition Groups | 11.7134 | 0 | 0 | 639.9856 | 0.018303 | 16 | Residential_2033_Achievable_MW_After Competition Groups_16 | Energy Star A Line, PAR, MR Lamps | 1.83% | 0 | 11.7134 | Residential_2033_Achievable_MW_After Competition Groups_Energy Star A Line, PAR, MR Lamps
Residential | Res ¦ Clothes Drying Racks | 2033 | Achievable | MW | After Competition Groups | 10.7454 | 0 | 0 | 639.9856 | 0.01679 | 17 | Residential_2033_Achievable_MW_After Competition Groups_17 | Clothes Drying Racks | 1.679% | 0 | 10.7454 | Residential_2033_Achievable_MW_After Competition Groups_Clothes Drying Racks
Residential | Res ¦ Lighting Motion Sensors, Timers, Dimmers | 2033 | Technical | MW | After Competition Groups | 37.4272 | 0 | 0 | 2290.2371 | 0.016342 | 18 | Residential_2033_Technical_MW_After Competition Groups_18 | Lighting Motion Sensors, Timers, Dimmers | 1.634% | 0 | 37.4272 | Residential_2033_Technical_MW_After Competition Groups_Lighting Motion Sensors, Timers, Dimmers
Residential | Res ¦ Ceiling Insulation | 2033 | Economic | MW | After Competition Groups | 22.1982 | 0 | 0 | 1393.1936 | 0.015933 | 13 | Residential_2033_Economic_MW_After Competition Groups_13 | Ceiling Insulation | 1.593% | 0 | 22.1982 | Residential_2033_Economic_MW_After Competition Groups_Ceiling Insulation
Residential | Res ¦ Energy Star Torchiere | 2033 | Achievable | MW | After Competition Groups | 9.5234 | 0 | 0 | 639.9856 | 0.014881 | 18 | Residential_2033_Achievable_MW_After Competition Groups_18 | Energy Star Torchiere | 1.488% | 0 | 9.5234 | Residential_2033_Achievable_MW_After Competition Groups_Energy Star Torchiere
Residential | Res ¦ Refrigerator Recycling | 2033 | Achievable | MW | After Competition Groups | 9.1092 | 0 | 0 | 639.9856 | 0.014233 | 19 | Residential_2033_Achievable_MW_After Competition Groups_19 | Refrigerator Recycling | 1.423% | 0 | 9.1092 | Residential_2033_Achievable_MW_After Competition Groups_Refrigerator Recycling
Residential | Res ¦ Duct Insulation | 2033 | Economic | MW | After Competition Groups | 19.6013 | 0 | 0 | 1393.1936 | 0.014069 | 14 | Residential_2033_Economic_MW_After Competition Groups_14 | Duct Insulation | 1.407% | 0 | 19.6013 | Residential_2033_Economic_MW_After Competition Groups_Duct Insulation
Residential | Res ¦ Variable Refrigerant Flow Heat Pump | 2033 | Technical | MW | After Competition Groups | 31.0264 | 0 | 0 | 2290.2371 | 0.013547 | 19 | Residential_2033_Technical_MW_After Competition Groups_19 | Variable Refrigerant Flow Heat Pump | 1.355% | 0 | 31.0264 | Residential_2033_Technical_MW_After Competition Groups_Variable Refrigerant Flow Heat Pump
Residential | Res ¦ Freezer Recycling | 2033 | Achievable | MW | After Competition Groups | 8.4721 | 0 | 0 | 639.9856 | 0.013238 | 20 | Residential_2033_Achievable_MW_After Competition Groups_20 | Freezer Recycling | 1.324% | 0 | 8.4721 | Residential_2033_Achievable_MW_After Competition Groups_Freezer Recycling
Residential | Res ¦ High Efficiency Chiller (avg of water and air cooled) | 2033 | Achievable | MW | After Competition Groups | 8.181 | 0 | 0 | 639.9856 | 0.012783 | 21 | Residential_2033_Achievable_MW_After Competition Groups_21 | High Efficiency Chiller (avg of water and air cooled) | 1.278% | 0 | 8.181 | Residential_2033_Achievable_MW_After Competition Groups_High Efficiency Chiller (avg of water and air cooled)
Residential | Res ¦ Energy Star Clothes Dryer | 2033 | Economic | MW | After Competition Groups | 17.2786 | 0 | 0 | 1393.1936 | 0.012402 | 15 | Residential_2033_Economic_MW_After Competition Groups_15 | Energy Star Clothes Dryer | 1.24% | 0 | 17.2786 | Residential_2033_Economic_MW_After Competition Groups_Energy Star Clothes Dryer
Residential | Res ¦ Energy Star Clothes Dryer | 2033 | Achievable | MW | After Competition Groups | 7.8283 | 0 | 0 | 639.9856 | 0.012232 | 22 | Residential_2033_Achievable_MW_After Competition Groups_22 | Energy Star Clothes Dryer | 1.223% | 0 | 7.8283 | Residential_2033_Achievable_MW_After Competition Groups_Energy Star Clothes Dryer
Residential | Res ¦ Air Sealing | 2033 | Economic | MW | After Competition Groups | 16.9581 | 0 | 0 | 1393.1936 | 0.012172 | 16 | Residential_2033_Economic_MW_After Competition Groups_16 | Air Sealing | 1.217% | 0 | 16.9581 | Residential_2033_Economic_MW_After Competition Groups_Air Sealing
Residential | Res ¦ Floor Insulation | 2033 | Economic | MW | After Competition Groups | 16.1208 | 0 | 0 | 1393.1936 | 0.011571 | 17 | Residential_2033_Economic_MW_After Competition Groups_17 | Floor Insulation | 1.157% | 0 | 16.1208 | Residential_2033_Economic_MW_After Competition Groups_Floor Insulation
Residential | Res ¦ Energy Star Torchiere | 2033 | Economic | MW | After Competition Groups | 15.999 | 0 | 0 | 1393.1936 | 0.011484 | 18 | Residential_2033_Economic_MW_After Competition Groups_18 | Energy Star Torchiere | 1.148% | 0 | 15.999 | Residential_2033_Economic_MW_After Competition Groups_Energy Star Torchiere
Residential | Res ¦ Energy Star Light Fixture | 2033 | Achievable | MW | After Competition Groups | 7.3346 | 0 | 0 | 639.9856 | 0.011461 | 23 | Residential_2033_Achievable_MW_After Competition Groups_23 | Energy Star Light Fixture | 1.146% | 0 | 7.3346 | Residential_2033_Achievable_MW_After Competition Groups_Energy Star Light Fixture
Residential | Res ¦ Ceiling Insulation | 2033 | Technical | MW | After Competition Groups | 23.9682 | 0 | 0 | 2290.2371 | 0.010465 | 20 | Residential_2033_Technical_MW_After Competition Groups_20 | Ceiling Insulation | 1.047% | 0 | 23.9682 | Residential_2033_Technical_MW_After Competition Groups_Ceiling Insulation
Residential | Res ¦ Occupancy Sensors MF | 2033 | Economic | MW | After Competition Groups | 13.5976 | 0 | 0 | 1393.1936 | 0.00976 | 19 | Residential_2033_Economic_MW_After Competition Groups_19 | Occupancy Sensors MF | 0.976% | 0 | 13.5976 | Residential_2033_Economic_MW_After Competition Groups_Occupancy Sensors MF
Residential | Res ¦ Energy Star Light Fixture | 2033 | Economic | MW | After Competition Groups | 13.2054 | 0 | 0 | 1393.1936 | 0.0094785 | 20 | Residential_2033_Economic_MW_After Competition Groups_20 | Energy Star Light Fixture | 0.9478% | 0 | 13.2054 | Residential_2033_Economic_MW_After Competition Groups_Energy Star Light Fixture
Residential | Res ¦ Advanced BAS/Controllers | 2033 | Economic | MW | After Competition Groups | 13.0723 | 0 | 0 | 1393.1936 | 0.009383 | 21 | Residential_2033_Economic_MW_After Competition Groups_21 | Advanced BAS/Controllers | 0.9383% | 0 | 13.0723 | Residential_2033_Economic_MW_After Competition Groups_Advanced BAS/Controllers
Residential | Res ¦ Energy Star Light Fixture | 2033 | Technical | MW | After Competition Groups | 20.7981 | 0 | 0 | 2290.2371 | 0.0090812 | 21 | Residential_2033_Technical_MW_After Competition Groups_21 | Energy Star Light Fixture | 0.9081% | 0 | 20.7981 | Residential_2033_Technical_MW_After Competition Groups_Energy Star Light Fixture
Residential | Res ¦ Wall Insulation | 2033 | Economic | MW | After Competition Groups | 12.2357 | 0 | 0 | 1393.1936 | 0.0087825 | 22 | Residential_2033_Economic_MW_After Competition Groups_22 | Wall Insulation | 0.8782% | 0 | 12.2357 | Residential_2033_Economic_MW_After Competition Groups_Wall Insulation
Residential | Res ¦ Duct Insulation | 2033 | Technical | MW | After Competition Groups | 19.9848 | 0 | 0 | 2290.2371 | 0.0087261 | 22 | Residential_2033_Technical_MW_After Competition Groups_22 | Duct Insulation | 0.8726% | 0 | 19.9848 | Residential_2033_Technical_MW_After Competition Groups_Duct Insulation
Residential | Res ¦ Home Energy Reports | 2033 | Technical | MW | After Competition Groups | 19.8518 | 0 | 0 | 2290.2371 | 0.008668 | 23 | Residential_2033_Technical_MW_After Competition Groups_23 | Home Energy Reports | 0.8668% | 0 | 19.8518 | Residential_2033_Technical_MW_After Competition Groups_Home Energy Reports
Residential | Res ¦ Clothes Drying Racks | 2033 | Economic | MW | After Competition Groups | 11.8842 | 0 | 0 | 1393.1936 | 0.0085302 | 23 | Residential_2033_Economic_MW_After Competition Groups_23 | Clothes Drying Racks | 0.853% | 0 | 11.8842 | Residential_2033_Economic_MW_After Competition Groups_Clothes Drying Racks
Residential | Res ¦ Air Sealing | 2033 | Technical | MW | After Competition Groups | 16.9581 | 0 | 0 | 2290.2371 | 0.0074045 | 24 | Residential_2033_Technical_MW_After Competition Groups_24 | Air Sealing | 0.7404% | 0 | 16.9581 | Residential_2033_Technical_MW_After Competition Groups_Air Sealing
Residential | Res ¦ Refrigerator Recycling | 2033 | Economic | MW | After Competition Groups | 10.0721 | 0 | 0 | 1393.1936 | 0.0072295 | 24 | Residential_2033_Economic_MW_After Competition Groups_24 | Refrigerator Recycling | 0.723% | 0 | 10.0721 | Residential_2033_Economic_MW_After Competition Groups_Refrigerator Recycling
Residential | Res ¦ Central Air Conditioner Maintenance | 2033 | Technical | MW | After Competition Groups | 16.3739 | 0 | 0 | 2290.2371 | 0.0071494 | 25 | Residential_2033_Technical_MW_After Competition Groups_25 | Central Air Conditioner Maintenance | 0.7149% | 0 | 16.3739 | Residential_2033_Technical_MW_After Competition Groups_Central Air Conditioner Maintenance
Residential | Res ¦ Floor Insulation | 2033 | Technical | MW | After Competition Groups | 16.1208 | 0 | 0 | 2290.2371 | 0.0070389 | 26 | Residential_2033_Technical_MW_After Competition Groups_26 | Floor Insulation | 0.7039% | 0 | 16.1208 | Residential_2033_Technical_MW_After Competition Groups_Floor Insulation
Residential | Res ¦ Energy Star Torchiere | 2033 | Technical | MW | After Competition Groups | 15.999 | 0 | 0 | 2290.2371 | 0.0069858 | 27 | Residential_2033_Technical_MW_After Competition Groups_27 | Energy Star Torchiere | 0.6986% | 0 | 15.999 | Residential_2033_Technical_MW_After Competition Groups_Energy Star Torchiere
Residential | Res ¦ Freezer Recycling | 2033 | Economic | MW | After Competition Groups | 9.3821 | 0 | 0 | 1393.1936 | 0.0067343 | 25 | Residential_2033_Economic_MW_After Competition Groups_25 | Freezer Recycling | 0.6734% | 0 | 9.3821 | Residential_2033_Economic_MW_After Competition Groups_Freezer Recycling
Residential | Res ¦ High Efficiency Chiller (avg of water and air cooled) | 2033 | Economic | MW | After Competition Groups | 9.1424 | 0 | 0 | 1393.1936 | 0.0065622 | 26 | Residential_2033_Economic_MW_After Competition Groups_26 | High Efficiency Chiller (avg of water and air cooled) | 0.6562% | 0 | 9.1424 | Residential_2033_Economic_MW_After Competition Groups_High Efficiency Chiller (avg of water and air cooled)
Residential | Res ¦ Dehumidifier Recycling | 2033 | Technical | MW | After Competition Groups | 14.9495 | 0 | 0 | 2290.2371 | 0.0065275 | 28 | Residential_2033_Technical_MW_After Competition Groups_28 | Dehumidifier Recycling | 0.6527% | 0 | 14.9495 | Residential_2033_Technical_MW_After Competition Groups_Dehumidifier Recycling
Residential | Res ¦ Basement or Crawlspace Insulation | 2033 | Economic | MW | After Competition Groups | 9.0547 | 0 | 0 | 1393.1936 | 0.0064993 | 27 | Residential_2033_Economic_MW_After Competition Groups_27 | Basement or Crawlspace Insulation | 0.6499% | 0 | 9.0547 | Residential_2033_Economic_MW_After Competition Groups_Basement or Crawlspace Insulation
Residential | Res ¦ Duct Insulation MF | 2033 | Economic | MW | After Competition Groups | 9.005 | 0 | 0 | 1393.1936 | 0.0064636 | 28 | Residential_2033_Economic_MW_After Competition Groups_28 | Duct Insulation MF | 0.6464% | 0 | 9.005 | Residential_2033_Economic_MW_After Competition Groups_Duct Insulation MF
Residential | Res ¦ Duct Insulation | 2033 | Achievable | MW | After Competition Groups | 3.8216 | 0 | 0 | 639.9856 | 0.0059714 | 24 | Residential_2033_Achievable_MW_After Competition Groups_24 | Duct Insulation | 0.5971% | 0 | 3.8216 | Residential_2033_Achievable_MW_After Competition Groups_Duct Insulation
Residential | Res ¦ Occupancy Sensors MF | 2033 | Technical | MW | After Competition Groups | 13.5976 | 0 | 0 | 2290.2371 | 0.0059372 | 29 | Residential_2033_Technical_MW_After Competition Groups_29 | Occupancy Sensors MF | 0.5937% | 0 | 13.5976 | Residential_2033_Technical_MW_After Competition Groups_Occupancy Sensors MF
Residential | Res ¦ Advanced BAS/Controllers | 2033 | Technical | MW | After Competition Groups | 13.0723 | 0 | 0 | 2290.2371 | 0.0057078 | 30 | Residential_2033_Technical_MW_After Competition Groups_30 | Advanced BAS/Controllers | 0.5708% | 0 | 13.0723 | Residential_2033_Technical_MW_After Competition Groups_Advanced BAS/Controllers
Residential | Res ¦ Air Sealing | 2033 | Achievable | MW | After Competition Groups | 3.386 | 0 | 0 | 639.9856 | 0.0052907 | 25 | Residential_2033_Achievable_MW_After Competition Groups_25 | Air Sealing | 0.5291% | 0 | 3.386 | Residential_2033_Achievable_MW_After Competition Groups_Air Sealing
Residential | Res ¦ Clothes Drying Racks | 2033 | Technical | MW | After Competition Groups | 11.8842 | 0 | 0 | 2290.2371 | 0.0051891 | 31 | Residential_2033_Technical_MW_After Competition Groups_31 | Clothes Drying Racks | 0.5189% | 0 | 11.8842 | Residential_2033_Technical_MW_After Competition Groups_Clothes Drying Racks
Residential | Res ¦ Floor Insulation | 2033 | Achievable | MW | After Competition Groups | 3.2171 | 0 | 0 | 639.9856 | 0.0050269 | 26 | Residential_2033_Achievable_MW_After Competition Groups_26 | Floor Insulation | 0.5027% | 0 | 3.2171 | Residential_2033_Achievable_MW_After Competition Groups_Floor Insulation
Residential | Res ¦ Outside Air Economizer | 2033 | Achievable | MW | After Competition Groups | 3.1644 | 0 | 0 | 639.9856 | 0.0049445 | 27 | Residential_2033_Achievable_MW_After Competition Groups_27 | Outside Air Economizer | 0.4944% | 0 | 3.1644 | Residential_2033_Achievable_MW_After Competition Groups_Outside Air Economizer
Residential | Res ¦ Energy Star Freezer | 2033 | Achievable | MW | After Competition Groups | 3.1569 | 0 | 0 | 639.9856 | 0.0049328 | 28 | Residential_2033_Achievable_MW_After Competition Groups_28 | Energy Star Freezer | 0.4933% | 0 | 3.1569 | Residential_2033_Achievable_MW_After Competition Groups_Energy Star Freezer
Residential | Res ¦ Furnace with ECM | 2033 | Economic | MW | After Competition Groups | 6.5331 | 0 | 0 | 1393.1936 | 0.0046893 | 29 | Residential_2033_Economic_MW_After Competition Groups_29 | Furnace with ECM | 0.4689% | 0 | 6.5331 | Residential_2033_Economic_MW_After Competition Groups_Furnace with ECM
Residential | Res ¦ Home Energy Reports | 2033 | Achievable | MW | After Competition Groups | 2.8267 | 0 | 0 | 639.9856 | 0.0044167 | 29 | Residential_2033_Achievable_MW_After Competition Groups_29 | Home Energy Reports | 0.4417% | 0 | 2.8267 | Residential_2033_Achievable_MW_After Competition Groups_Home Energy Reports
Residential | Res ¦ Refrigerator Recycling | 2033 | Technical | MW | After Competition Groups | 10.0721 | 0 | 0 | 2290.2371 | 0.0043978 | 32 | Residential_2033_Technical_MW_After Competition Groups_32 | Refrigerator Recycling | 0.4398% | 0 | 10.0721 | Residential_2033_Technical_MW_After Competition Groups_Refrigerator Recycling
Residential | Res ¦ Home Energy Reports | 2033 | Economic | MW | After Competition Groups | 5.7199 | 0 | 0 | 1393.1936 | 0.0041056 | 30 | Residential_2033_Economic_MW_After Competition Groups_30 | Home Energy Reports | 0.4106% | 0 | 5.7199 | Residential_2033_Economic_MW_After Competition Groups_Home Energy Reports
Residential | Res ¦ Freezer Recycling | 2033 | Technical | MW | After Competition Groups | 9.3821 | 0 | 0 | 2290.2371 | 0.0040966 | 33 | Residential_2033_Technical_MW_After Competition Groups_33 | Freezer Recycling | 0.4097% | 0 | 9.3821 | Residential_2033_Technical_MW_After Competition Groups_Freezer Recycling
Residential | Res ¦ Energy Star Freezer | 2033 | Technical | MW | After Competition Groups | 9.1647 | 0 | 0 | 2290.2371 | 0.0040016 | 34 | Residential_2033_Technical_MW_After Competition Groups_34 | Energy Star Freezer | 0.4002% | 0 | 9.1647 | Residential_2033_Technical_MW_After Competition Groups_Energy Star Freezer
Residential | Res ¦ High Efficiency Chiller (avg of water and air cooled) | 2033 | Technical | MW | After Competition Groups | 9.1424 | 0 | 0 | 2290.2371 | 0.0039919 | 35 | Residential_2033_Technical_MW_After Competition Groups_35 | High Efficiency Chiller (avg of water and air cooled) | 0.3992% | 0 | 9.1424 | Residential_2033_Technical_MW_After Competition Groups_High Efficiency Chiller (avg of water and air cooled)
Residential | Res ¦ Duct Insulation MF | 2033 | Technical | MW | After Competition Groups | 9.005 | 0 | 0 | 2290.2371 | 0.0039319 | 36 | Residential_2033_Technical_MW_After Competition Groups_36 | Duct Insulation MF | 0.3932% | 0 | 9.005 | Residential_2033_Technical_MW_After Competition Groups_Duct Insulation MF
Residential | Res ¦ LED Tube Re-Lamp | 2033 | Achievable | MW | After Competition Groups | 2.4823 | 0 | 0 | 639.9856 | 0.0038787 | 30 | Residential_2033_Achievable_MW_After Competition Groups_30 | LED Tube Re-Lamp | 0.3879% | 0 | 2.4823 | Residential_2033_Achievable_MW_After Competition Groups_LED Tube Re-Lamp
Residential | Res ¦ Energy Star Dehumidifier | 2033 | Technical | MW | After Competition Groups | 8.7886 | 0 | 0 | 2290.2371 | 0.0038374 | 37 | Residential_2033_Technical_MW_After Competition Groups_37 | Energy Star Dehumidifier | 0.3837% | 0 | 8.7886 | Residential_2033_Technical_MW_After Competition Groups_Energy Star Dehumidifier
Residential | Res ¦ Minimize Hot and Warm Clothes Wash | 2033 | Achievable | MW | After Competition Groups | 2.3638 | 0 | 0 | 639.9856 | 0.0036935 | 31 | Residential_2033_Achievable_MW_After Competition Groups_31 | Minimize Hot and Warm Clothes Wash | 0.3694% | 0 | 2.3638 | Residential_2033_Achievable_MW_After Competition Groups_Minimize Hot and Warm Clothes Wash
Residential | Res ¦ Wall Insulation | 2033 | Achievable | MW | After Competition Groups | 2.3534 | 0 | 0 | 639.9856 | 0.0036773 | 32 | Residential_2033_Achievable_MW_After Competition Groups_32 | Wall Insulation | 0.3677% | 0 | 2.3534 | Residential_2033_Achievable_MW_After Competition Groups_Wall Insulation
Residential | Res ¦ Minimize Hot and Warm Clothes Wash | 2033 | Economic | MW | After Competition Groups | 4.9602 | 0 | 0 | 1393.1936 | 0.0035603 | 31 | Residential_2033_Economic_MW_After Competition Groups_31 | Minimize Hot and Warm Clothes Wash | 0.356% | 0 | 4.9602 | Residential_2033_Economic_MW_After Competition Groups_Minimize Hot and Warm Clothes Wash
Residential | Res ¦ ENERGY STAR LED LAMPS (REFLECTOR LAMPs/MR16/PAR 16) | 2033 | Achievable | MW | After Competition Groups | 2.1939 | 0 | 0 | 639.9856 | 0.0034281 | 33 | Residential_2033_Achievable_MW_After Competition Groups_33 | ENERGY STAR LED LAMPS (REFLECTOR LAMPs/MR16/PAR 16) | 0.3428% | 0 | 2.1939 | Residential_2033_Achievable_MW_After Competition Groups_ENERGY STAR LED LAMPS (REFLECTOR LAMPs/MR16/PAR 16)
Residential | Res ¦ INTEGRAL LED TROFFERS | 2033 | Technical | MW | After Competition Groups | 7.448 | 0 | 0 | 2290.2371 | 0.0032521 | 38 | Residential_2033_Technical_MW_After Competition Groups_38 | INTEGRAL LED TROFFERS | 0.3252% | 0 | 7.448 | Residential_2033_Technical_MW_After Competition Groups_INTEGRAL LED TROFFERS
Residential | Res ¦ LED Downlight | 2033 | Achievable | MW | After Competition Groups | 2.0419 | 0 | 0 | 639.9856 | 0.0031905 | 34 | Residential_2033_Achievable_MW_After Competition Groups_34 | LED Downlight | 0.3191% | 0 | 2.0419 | Residential_2033_Achievable_MW_After Competition Groups_LED Downlight
Residential | Res ¦ Furnace Whistle | 2033 | Achievable | MW | After Competition Groups | 1.9432 | 0 | 0 | 639.9856 | 0.0030363 | 35 | Residential_2033_Achievable_MW_After Competition Groups_35 | Furnace Whistle | 0.3036% | 0 | 1.9432 | Residential_2033_Achievable_MW_After Competition Groups_Furnace Whistle
Residential | Res ¦ Energy Star Windows | 2033 | Technical | MW | After Competition Groups | 6.8655 | 0 | 0 | 2290.2371 | 0.0029977 | 39 | Residential_2033_Technical_MW_After Competition Groups_39 | Energy Star Windows | 0.2998% | 0 | 6.8655 | Residential_2033_Technical_MW_After Competition Groups_Energy Star Windows
Residential | Res ¦ Furnace with ECM | 2033 | Technical | MW | After Competition Groups | 6.5331 | 0 | 0 | 2290.2371 | 0.0028526 | 40 | Residential_2033_Technical_MW_After Competition Groups_40 | Furnace with ECM | 0.2853% | 0 | 6.5331 | Residential_2033_Technical_MW_After Competition Groups_Furnace with ECM
Residential | Res ¦ Heat Recovery Ventilator | 2033 | Economic | MW | After Competition Groups | 3.7627 | 0 | 0 | 1393.1936 | 0.0027008 | 32 | Residential_2033_Economic_MW_After Competition Groups_32 | Heat Recovery Ventilator | 0.2701% | 0 | 3.7627 | Residential_2033_Economic_MW_After Competition Groups_Heat Recovery Ventilator
Residential | Res ¦ Comprehensive Draft Proofing | 2033 | Achievable | MW | After Competition Groups | 1.6786 | 0 | 0 | 639.9856 | 0.0026229 | 36 | Residential_2033_Achievable_MW_After Competition Groups_36 | Comprehensive Draft Proofing | 0.2623% | 0 | 1.6786 | Residential_2033_Achievable_MW_After Competition Groups_Comprehensive Draft Proofing
Residential | Res ¦ CO Sensors for parking garage exhaust fans | 2033 | Achievable | MW | After Competition Groups | 1.6694 | 0 | 0 | 639.9856 | 0.0026086 | 37 | Residential_2033_Achievable_MW_After Competition Groups_37 | CO Sensors for parking garage exhaust fans | 0.2609% | 0 | 1.6694 | Residential_2033_Achievable_MW_After Competition Groups_CO Sensors for parking garage exhaust fans
Residential | Res ¦ Variable Frequency Drive (VFD) | 2033 | Achievable | MW | After Competition Groups | 1.6279 | 0 | 0 | 639.9856 | 0.0025436 | 38 | Residential_2033_Achievable_MW_After Competition Groups_38 | Variable Frequency Drive (VFD) | 0.2544% | 0 | 1.6279 | Residential_2033_Achievable_MW_After Competition Groups_Variable Frequency Drive (VFD)
Residential | Res ¦ Outside Air Economizer | 2033 | Economic | MW | After Competition Groups | 3.4289 | 0 | 0 | 1393.1936 | 0.0024612 | 33 | Residential_2033_Economic_MW_After Competition Groups_33 | Outside Air Economizer | 0.2461% | 0 | 3.4289 | Residential_2033_Economic_MW_After Competition Groups_Outside Air Economizer
Residential | Res ¦ Central Lighting Control System | 2033 | Technical | MW | After Competition Groups | 5.3239 | 0 | 0 | 2290.2371 | 0.0023246 | 41 | Residential_2033_Technical_MW_After Competition Groups_41 | Central Lighting Control System | 0.2325% | 0 | 5.3239 | Residential_2033_Technical_MW_After Competition Groups_Central Lighting Control System
Residential | Res ¦ Early Hot Water Heater Replacement | 2033 | Economic | MW | After Competition Groups | 3.208 | 0 | 0 | 1393.1936 | 0.0023026 | 34 | Residential_2033_Economic_MW_After Competition Groups_34 | Early Hot Water Heater Replacement | 0.2303% | 0 | 3.208 | Residential_2033_Economic_MW_After Competition Groups_Early Hot Water Heater Replacement
Residential | Res ¦ Duct Insulation MF | 2033 | Achievable | MW | After Competition Groups | 1.4617 | 0 | 0 | 639.9856 | 0.002284 | 39 | Residential_2033_Achievable_MW_After Competition Groups_39 | Duct Insulation MF | 0.2284% | 0 | 1.4617 | Residential_2033_Achievable_MW_After Competition Groups_Duct Insulation MF
Residential | Res ¦ Minimize Hot and Warm Clothes Wash | 2033 | Technical | MW | After Competition Groups | 4.9602 | 0 | 0 | 2290.2371 | 0.0021658 | 42 | Residential_2033_Technical_MW_After Competition Groups_42 | Minimize Hot and Warm Clothes Wash | 0.2166% | 0 | 4.9602 | Residential_2033_Technical_MW_After Competition Groups_Minimize Hot and Warm Clothes Wash
Residential | Res ¦ Heat Pump Water Heater | 2033 | Technical | MW | After Competition Groups | 4.7941 | 0 | 0 | 2290.2371 | 0.0020933 | 43 | Residential_2033_Technical_MW_After Competition Groups_43 | Heat Pump Water Heater | 0.2093% | 0 | 4.7941 | Residential_2033_Technical_MW_After Competition Groups_Heat Pump Water Heater
Residential | Res ¦ LED Downlight | 2033 | Technical | MW | After Competition Groups | 4.6611 | 0 | 0 | 2290.2371 | 0.0020352 | 44 | Residential_2033_Technical_MW_After Competition Groups_44 | LED Downlight | 0.2035% | 0 | 4.6611 | Residential_2033_Technical_MW_After Competition Groups_LED Downlight
Residential | Res ¦ Demand Control Ventilation | 2033 | Achievable | MW | After Competition Groups | 1.2079 | 0 | 0 | 639.9856 | 0.0018874 | 40 | Residential_2033_Achievable_MW_After Competition Groups_40 | Demand Control Ventilation | 0.1887% | 0 | 1.2079 | Residential_2033_Achievable_MW_After Competition Groups_Demand Control Ventilation
Residential | Res ¦ LED Tube Re-Lamp | 2033 | Economic | MW | After Competition Groups | 2.6211 | 0 | 0 | 1393.1936 | 0.0018814 | 35 | Residential_2033_Economic_MW_After Competition Groups_35 | LED Tube Re-Lamp | 0.1881% | 0 | 2.6211 | Residential_2033_Economic_MW_After Competition Groups_LED Tube Re-Lamp
Residential | Res ¦ Passive Attic Ventilation | 2033 | Technical | MW | After Competition Groups | 4.247 | 0 | 0 | 2290.2371 | 0.0018544 | 45 | Residential_2033_Technical_MW_After Competition Groups_45 | Passive Attic Ventilation | 0.1854% | 0 | 4.247 | Residential_2033_Technical_MW_After Competition Groups_Passive Attic Ventilation
Residential | Res ¦ Energy Star Freezer | 2033 | Economic | MW | After Competition Groups | 2.5795 | 0 | 0 | 1393.1936 | 0.0018515 | 36 | Residential_2033_Economic_MW_After Competition Groups_36 | Energy Star Freezer | 0.1851% | 0 | 2.5795 | Residential_2033_Economic_MW_After Competition Groups_Energy Star Freezer
Residential | Res ¦ LED Tube Re-Lamp | 2033 | Technical | MW | After Competition Groups | 4.2115 | 0 | 0 | 2290.2371 | 0.0018389 | 46 | Residential_2033_Technical_MW_After Competition Groups_46 | LED Tube Re-Lamp | 0.1839% | 0 | 4.2115 | Residential_2033_Technical_MW_After Competition Groups_LED Tube Re-Lamp
Residential | Res ¦ Energy Star Ceiling Fan/Lighting | 2033 | Technical | MW | After Competition Groups | 3.9675 | 0 | 0 | 2290.2371 | 0.0017324 | 47 | Residential_2033_Technical_MW_After Competition Groups_47 | Energy Star Ceiling Fan/Lighting | 0.1732% | 0 | 3.9675 | Residential_2033_Technical_MW_After Competition Groups_Energy Star Ceiling Fan/Lighting
Residential | Res ¦ ENERGY STAR LED LAMPS (REFLECTOR LAMPs/MR16/PAR 16) | 2033 | Economic | MW | After Competition Groups | 2.3688 | 0 | 0 | 1393.1936 | 0.0017003 | 37 | Residential_2033_Economic_MW_After Competition Groups_37 | ENERGY STAR LED LAMPS (REFLECTOR LAMPs/MR16/PAR 16) | 0.17% | 0 | 2.3688 | Residential_2033_Economic_MW_After Competition Groups_ENERGY STAR LED LAMPS (REFLECTOR LAMPs/MR16/PAR 16)
Residential | Res ¦ Heat Recovery Ventilator | 2033 | Technical | MW | After Competition Groups | 3.8889 | 0 | 0 | 2290.2371 | 0.001698 | 48 | Residential_2033_Technical_MW_After Competition Groups_48 | Heat Recovery Ventilator | 0.1698% | 0 | 3.8889 | Residential_2033_Technical_MW_After Competition Groups_Heat Recovery Ventilator
Residential | Res ¦ Demand Control Ventilation | 2033 | Economic | MW | After Competition Groups | 2.2909 | 0 | 0 | 1393.1936 | 0.0016444 | 38 | Residential_2033_Economic_MW_After Competition Groups_38 | Demand Control Ventilation | 0.1644% | 0 | 2.2909 | Residential_2033_Economic_MW_After Competition Groups_Demand Control Ventilation
Residential | Res ¦ Basement or Crawlspace Insulation | 2033 | Achievable | MW | After Competition Groups | 1.0324 | 0 | 0 | 639.9856 | 0.0016132 | 41 | Residential_2033_Achievable_MW_After Competition Groups_41 | Basement or Crawlspace Insulation | 0.1613% | 0 | 1.0324 | Residential_2033_Achievable_MW_After Competition Groups_Basement or Crawlspace Insulation
Residential | Res ¦ Water Heater Temperature Setback | 2033 | Achievable | MW | After Competition Groups | 1.0182 | 0 | 0 | 639.9856 | 0.0015909 | 42 | Residential_2033_Achievable_MW_After Competition Groups_42 | Water Heater Temperature Setback | 0.1591% | 0 | 1.0182 | Residential_2033_Achievable_MW_After Competition Groups_Water Heater Temperature Setback
Residential | Res ¦ Tankless Water Heater | 2033 | Economic | MW | After Competition Groups | 2.2099 | 0 | 0 | 1393.1936 | 0.0015862 | 39 | Residential_2033_Economic_MW_After Competition Groups_39 | Tankless Water Heater | 0.1586% | 0 | 2.2099 | Residential_2033_Economic_MW_After Competition Groups_Tankless Water Heater
Residential | Res ¦ LED Parking Lot Fixture | 2033 | Achievable | MW | After Competition Groups | 1.0026 | 0 | 0 | 639.9856 | 0.0015666 | 43 | Residential_2033_Achievable_MW_After Competition Groups_43 | LED Parking Lot Fixture | 0.1567% | 0 | 1.0026 | Residential_2033_Achievable_MW_After Competition Groups_LED Parking Lot Fixture
Residential | Res ¦ Furnace with ECM | 2033 | Achievable | MW | After Competition Groups | 0.9959 | 0 | 0 | 639.9856 | 0.0015561 | 44 | Residential_2033_Achievable_MW_After Competition Groups_44 | Furnace with ECM | 0.1556% | 0 | 0.9959 | Residential_2033_Achievable_MW_After Competition Groups_Furnace with ECM
Residential | Res ¦ CO Sensors for parking garage exhaust fans | 2033 | Economic | MW | After Competition Groups | 2.1634 | 0 | 0 | 1393.1936 | 0.0015528 | 40 | Residential_2033_Economic_MW_After Competition Groups_40 | CO Sensors for parking garage exhaust fans | 0.1553% | 0 | 2.1634 | Residential_2033_Economic_MW_After Competition Groups_CO Sensors for parking garage exhaust fans
Residential | Res ¦ Drain Water Heat Recovery | 2033 | Economic | MW | After Competition Groups | 2.1534 | 0 | 0 | 1393.1936 | 0.0015456 | 41 | Residential_2033_Economic_MW_After Competition Groups_41 | Drain Water Heat Recovery | 0.1546% | 0 | 2.1534 | Residential_2033_Economic_MW_After Competition Groups_Drain Water Heat Recovery
Residential | Res ¦ Furnace Whistle | 2033 | Economic | MW | After Competition Groups | 2.1484 | 0 | 0 | 1393.1936 | 0.0015421 | 42 | Residential_2033_Economic_MW_After Competition Groups_42 | Furnace Whistle | 0.1542% | 0 | 2.1484 | Residential_2033_Economic_MW_After Competition Groups_Furnace Whistle
Residential | Res ¦ Variable Refrigerant Flow Heat Pump | 2033 | Achievable | MW | After Competition Groups | 0.96055 | 0 | 0 | 639.9856 | 0.0015009 | 45 | Residential_2033_Achievable_MW_After Competition Groups_45 | Variable Refrigerant Flow Heat Pump | 0.1501% | 0 | 0.96055 | Residential_2033_Achievable_MW_After Competition Groups_Variable Refrigerant Flow Heat Pump
Residential | Res ¦ Outside Air Economizer | 2033 | Technical | MW | After Competition Groups | 3.4289 | 0 | 0 | 2290.2371 | 0.0014972 | 49 | Residential_2033_Technical_MW_After Competition Groups_49 | Outside Air Economizer | 0.1497% | 0 | 3.4289 | Residential_2033_Technical_MW_After Competition Groups_Outside Air Economizer
Residential | Res ¦ Tankless Water Heater | 2033 | Achievable | MW | After Competition Groups | 0.94222 | 0 | 0 | 639.9856 | 0.0014722 | 46 | Residential_2033_Achievable_MW_After Competition Groups_46 | Tankless Water Heater | 0.1472% | 0 | 0.94222 | Residential_2033_Achievable_MW_After Competition Groups_Tankless Water Heater
Residential | Res ¦ Condensing Make Up Air Unit | 2033 | Achievable | MW | After Competition Groups | 0.91392 | 0 | 0 | 639.9856 | 0.001428 | 47 | Residential_2033_Achievable_MW_After Competition Groups_47 | Condensing Make Up Air Unit | 0.1428% | 0 | 0.91392 | Residential_2033_Achievable_MW_After Competition Groups_Condensing Make Up Air Unit
Residential | Res ¦ Early Hot Water Heater Replacement | 2033 | Technical | MW | After Competition Groups | 3.208 | 0 | 0 | 2290.2371 | 0.0014007 | 50 | Residential_2033_Technical_MW_After Competition Groups_50 | Early Hot Water Heater Replacement | 0.1401% | 0 | 3.208 | Residential_2033_Technical_MW_After Competition Groups_Early Hot Water Heater Replacement
Residential | Res ¦ Comprehensive Draft Proofing | 2033 | Economic | MW | After Competition Groups | 1.856 | 0 | 0 | 1393.1936 | 0.0013322 | 43 | Residential_2033_Economic_MW_After Competition Groups_43 | Comprehensive Draft Proofing | 0.1332% | 0 | 1.856 | Residential_2033_Economic_MW_After Competition Groups_Comprehensive Draft Proofing
Residential | Res ¦ Variable Frequency Drive (VFD) | 2033 | Economic | MW | After Competition Groups | 1.7999 | 0 | 0 | 1393.1936 | 0.0012919 | 44 | Residential_2033_Economic_MW_After Competition Groups_44 | Variable Frequency Drive (VFD) | 0.1292% | 0 | 1.7999 | Residential_2033_Economic_MW_After Competition Groups_Variable Frequency Drive (VFD)
Residential | Res ¦ Air Source Heat Pump Maintenance | 2033 | Technical | MW | After Competition Groups | 2.8377 | 0 | 0 | 2290.2371 | 0.001239 | 51 | Residential_2033_Technical_MW_After Competition Groups_51 | Air Source Heat Pump Maintenance | 0.1239% | 0 | 2.8377 | Residential_2033_Technical_MW_After Competition Groups_Air Source Heat Pump Maintenance
Residential | Res ¦ Condensing Make Up Air Unit | 2033 | Economic | MW | After Competition Groups | 1.6248 | 0 | 0 | 1393.1936 | 0.0011662 | 45 | Residential_2033_Economic_MW_After Competition Groups_45 | Condensing Make Up Air Unit | 0.1166% | 0 | 1.6248 | Residential_2033_Economic_MW_After Competition Groups_Condensing Make Up Air Unit
Residential | Res ¦ Energy Star Windows | 2033 | Economic | MW | After Competition Groups | 1.6142 | 0 | 0 | 1393.1936 | 0.0011587 | 46 | Residential_2033_Economic_MW_After Competition Groups_46 | Energy Star Windows | 0.1159% | 0 | 1.6142 | Residential_2033_Economic_MW_After Competition Groups_Energy Star Windows
Residential | Res ¦ Energy Star Dishwasher | 2033 | Technical | MW | After Competition Groups | 2.4494 | 0 | 0 | 2290.2371 | 0.0010695 | 52 | Residential_2033_Technical_MW_After Competition Groups_52 | Energy Star Dishwasher | 0.107% | 0 | 2.4494 | Residential_2033_Technical_MW_After Competition Groups_Energy Star Dishwasher
Residential | Res ¦ ENERGY STAR LED LAMPS (REFLECTOR LAMPs/MR16/PAR 16) | 2033 | Technical | MW | After Competition Groups | 2.3688 | 0 | 0 | 2290.2371 | 0.0010343 | 53 | Residential_2033_Technical_MW_After Competition Groups_53 | ENERGY STAR LED LAMPS (REFLECTOR LAMPs/MR16/PAR 16) | 0.1034% | 0 | 2.3688 | Residential_2033_Technical_MW_After Competition Groups_ENERGY STAR LED LAMPS (REFLECTOR LAMPs/MR16/PAR 16)
Residential | Res ¦ Demand Control Ventilation | 2033 | Technical | MW | After Competition Groups | 2.2909 | 0 | 0 | 2290.2371 | 0.0010003 | 54 | Residential_2033_Technical_MW_After Competition Groups_54 | Demand Control Ventilation | 0.1% | 0 | 2.2909 | Residential_2033_Technical_MW_After Competition Groups_Demand Control Ventilation
Residential | Res ¦ CO Sensors for parking garage exhaust fans | 2033 | Technical | MW | After Competition Groups | 2.1634 | 0 | 0 | 2290.2371 | 0.0009446 | 55 | Residential_2033_Technical_MW_After Competition Groups_55 | CO Sensors for parking garage exhaust fans | 0.09446% | 0 | 2.1634 | Residential_2033_Technical_MW_After Competition Groups_CO Sensors for parking garage exhaust fans
Residential | Res ¦ Drain Water Heat Recovery | 2033 | Technical | MW | After Competition Groups | 2.1534 | 0 | 0 | 2290.2371 | 0.00094025 | 56 | Residential_2033_Technical_MW_After Competition Groups_56 | Drain Water Heat Recovery | 0.09402% | 0 | 2.1534 | Residential_2033_Technical_MW_After Competition Groups_Drain Water Heat Recovery
Residential | Res ¦ Furnace Whistle | 2033 | Technical | MW | After Competition Groups | 2.1484 | 0 | 0 | 2290.2371 | 0.00093809 | 57 | Residential_2033_Technical_MW_After Competition Groups_57 | Furnace Whistle | 0.09381% | 0 | 2.1484 | Residential_2033_Technical_MW_After Competition Groups_Furnace Whistle
Residential | Res ¦ Energy Star Windows | 2033 | Achievable | MW | After Competition Groups | 0.59754 | 0 | 0 | 639.9856 | 0.00093368 | 48 | Residential_2033_Achievable_MW_After Competition Groups_48 | Energy Star Windows | 0.09337% | 0 | 0.59754 | Residential_2033_Achievable_MW_After Competition Groups_Energy Star Windows
Residential | Res ¦ Window Film | 2033 | Technical | MW | After Competition Groups | 1.9902 | 0 | 0 | 2290.2371 | 0.00086898 | 58 | Residential_2033_Technical_MW_After Competition Groups_58 | Window Film | 0.0869% | 0 | 1.9902 | Residential_2033_Technical_MW_After Competition Groups_Window Film
Residential | Res ¦ Variable Refrigerant Flow Heat Pump | 2033 | Economic | MW | After Competition Groups | 1.1759 | 0 | 0 | 1393.1936 | 0.00084404 | 47 | Residential_2033_Economic_MW_After Competition Groups_47 | Variable Refrigerant Flow Heat Pump | 0.0844% | 0 | 1.1759 | Residential_2033_Economic_MW_After Competition Groups_Variable Refrigerant Flow Heat Pump
Residential | Res ¦ Early Hot Water Heater Replacement | 2033 | Achievable | MW | After Competition Groups | 0.53687 | 0 | 0 | 639.9856 | 0.00083888 | 49 | Residential_2033_Achievable_MW_After Competition Groups_49 | Early Hot Water Heater Replacement | 0.08389% | 0 | 0.53687 | Residential_2033_Achievable_MW_After Competition Groups_Early Hot Water Heater Replacement
Residential | Res ¦ Heat Recovery Ventilator | 2033 | Achievable | MW | After Competition Groups | 0.52491 | 0 | 0 | 639.9856 | 0.00082019 | 50 | Residential_2033_Achievable_MW_After Competition Groups_50 | Heat Recovery Ventilator | 0.08202% | 0 | 0.52491 | Residential_2033_Achievable_MW_After Competition Groups_Heat Recovery Ventilator
Residential | Res ¦ Comprehensive Draft Proofing | 2033 | Technical | MW | After Competition Groups | 1.856 | 0 | 0 | 2290.2371 | 0.00081039 | 59 | Residential_2033_Technical_MW_After Competition Groups_59 | Comprehensive Draft Proofing | 0.08104% | 0 | 1.856 | Residential_2033_Technical_MW_After Competition Groups_Comprehensive Draft Proofing
Residential | Res ¦ Water Heater Temperature Setback | 2033 | Economic | MW | After Competition Groups | 1.1257 | 0 | 0 | 1393.1936 | 0.00080801 | 48 | Residential_2033_Economic_MW_After Competition Groups_48 | Water Heater Temperature Setback | 0.0808% | 0 | 1.1257 | Residential_2033_Economic_MW_After Competition Groups_Water Heater Temperature Setback
Residential | Res ¦ LED Parking Lot Fixture | 2033 | Economic | MW | After Competition Groups | 1.1034 | 0 | 0 | 1393.1936 | 0.000792 | 49 | Residential_2033_Economic_MW_After Competition Groups_49 | LED Parking Lot Fixture | 0.0792% | 0 | 1.1034 | Residential_2033_Economic_MW_After Competition Groups_LED Parking Lot Fixture
Residential | Res ¦ Variable Frequency Drive (VFD) | 2033 | Technical | MW | After Competition Groups | 1.7999 | 0 | 0 | 2290.2371 | 0.00078591 | 60 | Residential_2033_Technical_MW_After Competition Groups_60 | Variable Frequency Drive (VFD) | 0.07859% | 0 | 1.7999 | Residential_2033_Technical_MW_After Competition Groups_Variable Frequency Drive (VFD)
Residential | Res ¦ VFD on Pumps | 2033 | Achievable | MW | After Competition Groups | 0.50059 | 0 | 0 | 639.9856 | 0.00078219 | 51 | Residential_2033_Achievable_MW_After Competition Groups_51 | VFD on Pumps | 0.07822% | 0 | 0.50059 | Residential_2033_Achievable_MW_After Competition Groups_VFD on Pumps
Residential | Res ¦ LED Exterior Area Lights - LED Fixture (200W) | 2033 | Achievable | MW | After Competition Groups | 0.46749 | 0 | 0 | 639.9856 | 0.00073047 | 52 | Residential_2033_Achievable_MW_After Competition Groups_52 | LED Exterior Area Lights - LED Fixture (200W) | 0.07305% | 0 | 0.46749 | Residential_2033_Achievable_MW_After Competition Groups_LED Exterior Area Lights - LED Fixture (200W)
Residential | Res ¦ Ceiling Insulation | 2033 | Achievable | MW | After Competition Groups | 0.45589 | 0 | 0 | 639.9856 | 0.00071234 | 53 | Residential_2033_Achievable_MW_After Competition Groups_53 | Ceiling Insulation | 0.07123% | 0 | 0.45589 | Residential_2033_Achievable_MW_After Competition Groups_Ceiling Insulation
Residential | Res ¦ Drain Water Heat Recovery | 2033 | Achievable | MW | After Competition Groups | 0.4546 | 0 | 0 | 639.9856 | 0.00071033 | 54 | Residential_2033_Achievable_MW_After Competition Groups_54 | Drain Water Heat Recovery | 0.07103% | 0 | 0.4546 | Residential_2033_Achievable_MW_After Competition Groups_Drain Water Heat Recovery
Residential | Res ¦ Condensing Make Up Air Unit | 2033 | Technical | MW | After Competition Groups | 1.6248 | 0 | 0 | 2290.2371 | 0.00070943 | 61 | Residential_2033_Technical_MW_After Competition Groups_61 | Condensing Make Up Air Unit | 0.07094% | 0 | 1.6248 | Residential_2033_Technical_MW_After Competition Groups_Condensing Make Up Air Unit
Residential | Res ¦ DHW Recirculation Systems | 2033 | Technical | MW | After Competition Groups | 1.3944 | 0 | 0 | 2290.2371 | 0.00060886 | 62 | Residential_2033_Technical_MW_After Competition Groups_62 | DHW Recirculation Systems | 0.06089% | 0 | 1.3944 | Residential_2033_Technical_MW_After Competition Groups_DHW Recirculation Systems
Residential | Res ¦ ENERGY STAR LED Lamps (General Service Lamps) | 2033 | Achievable | MW | After Competition Groups | 0.37992 | 0 | 0 | 639.9856 | 0.00059364 | 55 | Residential_2033_Achievable_MW_After Competition Groups_55 | ENERGY STAR LED Lamps (General Service Lamps) | 0.05936% | 0 | 0.37992 | Residential_2033_Achievable_MW_After Competition Groups_ENERGY STAR LED Lamps (General Service Lamps)
Residential | Res ¦ Solar Powered Attic Fan | 2033 | Technical | MW | After Competition Groups | 1.3057 | 0 | 0 | 2290.2371 | 0.00057013 | 63 | Residential_2033_Technical_MW_After Competition Groups_63 | Solar Powered Attic Fan | 0.05701% | 0 | 1.3057 | Residential_2033_Technical_MW_After Competition Groups_Solar Powered Attic Fan
Residential | Res ¦ Water Heater Temperature Setback | 2033 | Technical | MW | After Competition Groups | 1.1257 | 0 | 0 | 2290.2371 | 0.00049153 | 64 | Residential_2033_Technical_MW_After Competition Groups_64 | Water Heater Temperature Setback | 0.04915% | 0 | 1.1257 | Residential_2033_Technical_MW_After Competition Groups_Water Heater Temperature Setback
Residential | Res ¦ LED Parking Lot Fixture | 2033 | Technical | MW | After Competition Groups | 1.1034 | 0 | 0 | 2290.2371 | 0.00048179 | 65 | Residential_2033_Technical_MW_After Competition Groups_65 | LED Parking Lot Fixture | 0.04818% | 0 | 1.1034 | Residential_2033_Technical_MW_After Competition Groups_LED Parking Lot Fixture
Residential | Res ¦ ECM MOTORS FOR HVAC APPLICATION (FAN-POWERED VAV BOX) | 2033 | Achievable | MW | After Competition Groups | 0.27135 | 0 | 0 | 639.9856 | 0.00042399 | 56 | Residential_2033_Achievable_MW_After Competition Groups_56 | ECM MOTORS FOR HVAC APPLICATION (FAN-POWERED VAV BOX) | 0.0424% | 0 | 0.27135 | Residential_2033_Achievable_MW_After Competition Groups_ECM MOTORS FOR HVAC APPLICATION (FAN-POWERED VAV BOX)
Residential | Res ¦ VFD on Pumps | 2033 | Economic | MW | After Competition Groups | 0.5535 | 0 | 0 | 1393.1936 | 0.00039729 | 50 | Residential_2033_Economic_MW_After Competition Groups_50 | VFD on Pumps | 0.03973% | 0 | 0.5535 | Residential_2033_Economic_MW_After Competition Groups_VFD on Pumps
Residential | Res ¦ HVAC Optimization | 2033 | Technical | MW | After Competition Groups | 0.85494 | 0 | 0 | 2290.2371 | 0.0003733 | 66 | Residential_2033_Technical_MW_After Competition Groups_66 | HVAC Optimization | 0.03733% | 0 | 0.85494 | Residential_2033_Technical_MW_After Competition Groups_HVAC Optimization
Residential | Res ¦ LED Exterior Area Lights - LED Fixture (200W) | 2033 | Economic | MW | After Competition Groups | 0.5177 | 0 | 0 | 1393.1936 | 0.00037159 | 51 | Residential_2033_Economic_MW_After Competition Groups_51 | LED Exterior Area Lights - LED Fixture (200W) | 0.03716% | 0 | 0.5177 | Residential_2033_Economic_MW_After Competition Groups_LED Exterior Area Lights - LED Fixture (200W)
Residential | Res ¦ Heat Pump Water Heater | 2033 | Economic | MW | After Competition Groups | 0.46564 | 0 | 0 | 1393.1936 | 0.00033422 | 52 | Residential_2033_Economic_MW_After Competition Groups_52 | Heat Pump Water Heater | 0.03342% | 0 | 0.46564 | Residential_2033_Economic_MW_After Competition Groups_Heat Pump Water Heater
Residential | Res ¦ ENERGY STAR LED Lamps (General Service Lamps) | 2033 | Economic | MW | After Competition Groups | 0.41888 | 0 | 0 | 1393.1936 | 0.00030066 | 53 | Residential_2033_Economic_MW_After Competition Groups_53 | ENERGY STAR LED Lamps (General Service Lamps) | 0.03007% | 0 | 0.41888 | Residential_2033_Economic_MW_After Competition Groups_ENERGY STAR LED Lamps (General Service Lamps)
Residential | Res ¦ Beverage Vending Machine Controls | 2033 | Achievable | MW | After Competition Groups | 0.1771 | 0 | 0 | 639.9856 | 0.00027672 | 57 | Residential_2033_Achievable_MW_After Competition Groups_57 | Beverage Vending Machine Controls | 0.02767% | 0 | 0.1771 | Residential_2033_Achievable_MW_After Competition Groups_Beverage Vending Machine Controls
Residential | Res ¦ ECM MOTORS FOR HVAC APPLICATION (FAN-POWERED VAV BOX) | 2033 | Economic | MW | After Competition Groups | 0.36028 | 0 | 0 | 1393.1936 | 0.0002586 | 54 | Residential_2033_Economic_MW_After Competition Groups_54 | ECM MOTORS FOR HVAC APPLICATION (FAN-POWERED VAV BOX) | 0.02586% | 0 | 0.36028 | Residential_2033_Economic_MW_After Competition Groups_ECM MOTORS FOR HVAC APPLICATION (FAN-POWERED VAV BOX)
Residential | Res ¦ VFD on Pumps | 2033 | Technical | MW | After Competition Groups | 0.5535 | 0 | 0 | 2290.2371 | 0.00024168 | 67 | Residential_2033_Technical_MW_After Competition Groups_67 | VFD on Pumps | 0.02417% | 0 | 0.5535 | Residential_2033_Technical_MW_After Competition Groups_VFD on Pumps
Residential | Res ¦ LED Exterior Area Lights - LED Fixture (200W) | 2033 | Technical | MW | After Competition Groups | 0.5177 | 0 | 0 | 2290.2371 | 0.00022605 | 68 | Residential_2033_Technical_MW_After Competition Groups_68 | LED Exterior Area Lights - LED Fixture (200W) | 0.0226% | 0 | 0.5177 | Residential_2033_Technical_MW_After Competition Groups_LED Exterior Area Lights - LED Fixture (200W)
Residential | Res ¦ LED Downlight | 2033 | Economic | MW | After Competition Groups | 0.30378 | 0 | 0 | 1393.1936 | 0.00021804 | 55 | Residential_2033_Economic_MW_After Competition Groups_55 | LED Downlight | 0.0218% | 0 | 0.30378 | Residential_2033_Economic_MW_After Competition Groups_LED Downlight
Residential | Res ¦ Chilled Water Optimization | 2033 | Achievable | MW | After Competition Groups | 0.13562 | 0 | 0 | 639.9856 | 0.00021191 | 58 | Residential_2033_Achievable_MW_After Competition Groups_58 | Chilled Water Optimization | 0.02119% | 0 | 0.13562 | Residential_2033_Achievable_MW_After Competition Groups_Chilled Water Optimization
Residential | Res ¦ Beverage Vending Machine Controls | 2033 | Economic | MW | After Competition Groups | 0.25701 | 0 | 0 | 1393.1936 | 0.00018447 | 56 | Residential_2033_Economic_MW_After Competition Groups_56 | Beverage Vending Machine Controls | 0.01845% | 0 | 0.25701 | Residential_2033_Economic_MW_After Competition Groups_Beverage Vending Machine Controls
Residential | Res ¦ ENERGY STAR LED Lamps (General Service Lamps) | 2033 | Technical | MW | After Competition Groups | 0.41888 | 0 | 0 | 2290.2371 | 0.0001829 | 69 | Residential_2033_Technical_MW_After Competition Groups_69 | ENERGY STAR LED Lamps (General Service Lamps) | 0.01829% | 0 | 0.41888 | Residential_2033_Technical_MW_After Competition Groups_ENERGY STAR LED Lamps (General Service Lamps)
Residential | Res ¦ Chilled Water Optimization | 2033 | Economic | MW | After Competition Groups | 0.23302 | 0 | 0 | 1393.1936 | 0.00016725 | 57 | Residential_2033_Economic_MW_After Competition Groups_57 | Chilled Water Optimization | 0.01673% | 0 | 0.23302 | Residential_2033_Economic_MW_After Competition Groups_Chilled Water Optimization
Residential | Res ¦ ECM MOTORS FOR HVAC APPLICATION (FAN-POWERED VAV BOX) | 2033 | Technical | MW | After Competition Groups | 0.36028 | 0 | 0 | 2290.2371 | 0.00015731 | 70 | Residential_2033_Technical_MW_After Competition Groups_70 | ECM MOTORS FOR HVAC APPLICATION (FAN-POWERED VAV BOX) | 0.01573% | 0 | 0.36028 | Residential_2033_Technical_MW_After Competition Groups_ECM MOTORS FOR HVAC APPLICATION (FAN-POWERED VAV BOX)
Residential | Res ¦ Tankless Water Heater | 2033 | Technical | MW | After Competition Groups | 0.29829 | 0 | 0 | 2290.2371 | 0.00013024 | 71 | Residential_2033_Technical_MW_After Competition Groups_71 | Tankless Water Heater | 0.01302% | 0 | 0.29829 | Residential_2033_Technical_MW_After Competition Groups_Tankless Water Heater
Residential | Res ¦ Beverage Vending Machine Controls | 2033 | Technical | MW | After Competition Groups | 0.25701 | 0 | 0 | 2290.2371 | 0.00011222 | 72 | Residential_2033_Technical_MW_After Competition Groups_72 | Beverage Vending Machine Controls | 0.01122% | 0 | 0.25701 | Residential_2033_Technical_MW_After Competition Groups_Beverage Vending Machine Controls
Residential | Res ¦ Chilled Water Optimization | 2033 | Technical | MW | After Competition Groups | 0.23302 | 0 | 0 | 2290.2371 | 0.00010174 | 73 | Residential_2033_Technical_MW_After Competition Groups_73 | Chilled Water Optimization | 0.01017% | 0 | 0.23302 | Residential_2033_Technical_MW_After Competition Groups_Chilled Water Optimization
Residential | Res ¦ Wall Insulation MF | 2033 | Technical | MW | After Competition Groups | 0.17671 | 0 | 0 | 2290.2371 | 7.716e-05 | 74 | Residential_2033_Technical_MW_After Competition Groups_74 | Wall Insulation MF | 0.007716% | 0 | 0.17671 | Residential_2033_Technical_MW_After Competition Groups_Wall Insulation MF
Residential | Res ¦ Heat Pump Water Heater | 2033 | Achievable | MW | After Competition Groups | 0.028655 | 0 | 0 | 639.9856 | 4.4774e-05 | 59 | Residential_2033_Achievable_MW_After Competition Groups_59 | Heat Pump Water Heater | 0.004477% | 0 | 0.028655 | Residential_2033_Achievable_MW_After Competition Groups_Heat Pump Water Heater
Residential | Res ¦ Air Source Heat Pump | 2033 | Achievable | MW | After Competition Groups | 0.022914 | 0 | 0 | 639.9856 | 3.5804e-05 | 60 | Residential_2033_Achievable_MW_After Competition Groups_60 | Air Source Heat Pump | 0.00358% | 0 | 0.022914 | Residential_2033_Achievable_MW_After Competition Groups_Air Source Heat Pump
Residential | Res ¦ LED High Bay Fixture | 2033 | Achievable | MW | After Competition Groups | 0.017598 | 0 | 0 | 639.9856 | 2.7498e-05 | 61 | Residential_2033_Achievable_MW_After Competition Groups_61 | LED High Bay Fixture | 0.00275% | 0 | 0.017598 | Residential_2033_Achievable_MW_After Competition Groups_LED High Bay Fixture
Residential | Res ¦ LED High Bay Fixture | 2033 | Economic | MW | After Competition Groups | 0.034324 | 0 | 0 | 1393.1936 | 2.4637e-05 | 58 | Residential_2033_Economic_MW_After Competition Groups_58 | LED High Bay Fixture | 0.002464% | 0 | 0.034324 | Residential_2033_Economic_MW_After Competition Groups_LED High Bay Fixture
Residential | Res ¦ LED Recessed Downlights | 2033 | Technical | MW | After Competition Groups | 0.039928 | 0 | 0 | 2290.2371 | 1.7434e-05 | 75 | Residential_2033_Technical_MW_After Competition Groups_75 | LED Recessed Downlights | 0.001743% | 0 | 0.039928 | Residential_2033_Technical_MW_After Competition Groups_LED Recessed Downlights
Residential | Res ¦ LED High Bay Fixture | 2033 | Technical | MW | After Competition Groups | 0.034324 | 0 | 0 | 2290.2371 | 1.4987e-05 | 76 | Residential_2033_Technical_MW_After Competition Groups_76 | LED High Bay Fixture | 0.001499% | 0 | 0.034324 | Residential_2033_Technical_MW_After Competition Groups_LED High Bay Fixture
Residential | Res ¦ Wall Insulation MF | 2033 | Economic | MW | After Competition Groups | 0.014505 | 0 | 0 | 1393.1936 | 1.0412e-05 | 59 | Residential_2033_Economic_MW_After Competition Groups_59 | Wall Insulation MF | 0.001041% | 0 | 0.014505 | Residential_2033_Economic_MW_After Competition Groups_Wall Insulation MF
Residential | Res ¦ Radiant Barrier | 2033 | Technical | MW | After Competition Groups | 0.013511 | 0 | 0 | 2290.2371 | 5.8995e-06 | 77 | Residential_2033_Technical_MW_After Competition Groups_77 | Radiant Barrier | 0.0005899% | 0 | 0.013511 | Residential_2033_Technical_MW_After Competition Groups_Radiant Barrier
Residential | Res ¦ Wall Insulation MF | 2033 | Achievable | MW | After Competition Groups | 0.0028967 | 0 | 0 | 639.9856 | 4.5261e-06 | 62 | Residential_2033_Achievable_MW_After Competition Groups_62 | Wall Insulation MF | 0.0004526% | 0 | 0.0028967 | Residential_2033_Achievable_MW_After Competition Groups_Wall Insulation MF
Residential | Res ¦ Solar Water Preheat (Pools/DHW) | 2033 | Technical | MW | After Competition Groups | 0.0085744 | 0 | 0 | 2290.2371 | 3.7439e-06 | 78 | Residential_2033_Technical_MW_After Competition Groups_78 | Solar Water Preheat (Pools/DHW) | 0.0003744% | 0 | 0.0085744 | Residential_2033_Technical_MW_After Competition Groups_Solar Water Preheat (Pools/DHW)
Residential | Res ¦ Networked/ Connected - Indoor LED Luminaire | 2033 | Achievable | MW | After Competition Groups | 0.00017063 | 0 | 0 | 639.9856 | 2.6661e-07 | 63 | Residential_2033_Achievable_MW_After Competition Groups_63 | Networked/ Connected - Indoor LED Luminaire | 2.666e-05% | 0 | 0.00017063 | Residential_2033_Achievable_MW_After Competition Groups_Networked/ Connected - Indoor LED Luminaire
Residential | Res ¦ Photocell Controls (Outdoor) | 2033 | Technical | MW | After Competition Groups | 8.0461e-05 | 0 | 0 | 2290.2371 | 3.5132e-08 | 79 | Residential_2033_Technical_MW_After Competition Groups_79 | Photocell Controls (Outdoor) | 3.513e-06% | 0 | 8.0461e-05 | Residential_2033_Technical_MW_After Competition Groups_Photocell Controls (Outdoor)
Residential | Res ¦ DHW Recirculation Systems | 2033 | Achievable | MW | After Competition Groups | 0 | 0 | 0 | 639.9856 | 0 | 64 | Residential_2033_Achievable_MW_After Competition Groups_64 | DHW Recirculation Systems | 0% | 0 | 0 | Residential_2033_Achievable_MW_After Competition Groups_DHW Recirculation Systems
Residential | Res ¦ DHW Recirculation Systems | 2033 | Economic | MW | After Competition Groups | 0 | 0 | 0 | 1393.1936 | 0 | 60 | Residential_2033_Economic_MW_After Competition Groups_60 | DHW Recirculation Systems | 0% | 0 | 0 | Residential_2033_Economic_MW_After Competition Groups_DHW Recirculation Systems
Residential | Res ¦ Energy Star Dehumidifier | 2033 | Achievable | MW | After Competition Groups | 0 | 0 | 0 | 639.9856 | 0 | 65 | Residential_2033_Achievable_MW_After Competition Groups_65 | Energy Star Dehumidifier | 0% | 0 | 0 | Residential_2033_Achievable_MW_After Competition Groups_Energy Star Dehumidifier
Residential | Res ¦ Energy Star Dehumidifier | 2033 | Economic | MW | After Competition Groups | 0 | 0 | 0 | 1393.1936 | 0 | 61 | Residential_2033_Economic_MW_After Competition Groups_61 | Energy Star Dehumidifier | 0% | 0 | 0 | Residential_2033_Economic_MW_After Competition Groups_Energy Star Dehumidifier
Residential | Res ¦ Lighting Motion Sensors, Timers, Dimmers | 2033 | Achievable | MW | After Competition Groups | 0 | 0 | 0 | 639.9856 | 0 | 66 | Residential_2033_Achievable_MW_After Competition Groups_66 | Lighting Motion Sensors, Timers, Dimmers | 0% | 0 | 0 | Residential_2033_Achievable_MW_After Competition Groups_Lighting Motion Sensors, Timers, Dimmers
Residential | Res ¦ Lighting Motion Sensors, Timers, Dimmers | 2033 | Economic | MW | After Competition Groups | 0 | 0 | 0 | 1393.1936 | 0 | 62 | Residential_2033_Economic_MW_After Competition Groups_62 | Lighting Motion Sensors, Timers, Dimmers | 0% | 0 | 0 | Residential_2033_Economic_MW_After Competition Groups_Lighting Motion Sensors, Timers, Dimmers
Residential | Res ¦ Radiant Barrier | 2033 | Achievable | MW | After Competition Groups | 0 | 0 | 0 | 639.9856 | 0 | 67 | Residential_2033_Achievable_MW_After Competition Groups_67 | Radiant Barrier | 0% | 0 | 0 | Residential_2033_Achievable_MW_After Competition Groups_Radiant Barrier
Residential | Res ¦ Radiant Barrier | 2033 | Economic | MW | After Competition Groups | 0 | 0 | 0 | 1393.1936 | 0 | 63 | Residential_2033_Economic_MW_After Competition Groups_63 | Radiant Barrier | 0% | 0 | 0 | Residential_2033_Economic_MW_After Competition Groups_Radiant Barrier
Residential | Res ¦ Adaptive Thermostat | 2034 | Economic | MW | After Competition Groups | 205.6807 | 0 | 0 | 1452.6974 | 0.14159 | 1 | Residential_2034_Economic_MW_After Competition Groups_1 | Adaptive Thermostat | 14.16% | 0 | 205.6807 | Residential_2034_Economic_MW_After Competition Groups_Adaptive Thermostat
Residential | Res ¦ Ductless Mini-Split Heat Pump | 2034 | Achievable | MW | After Competition Groups | 100.0553 | 0 | 0 | 709.7826 | 0.14097 | 1 | Residential_2034_Achievable_MW_After Competition Groups_1 | Ductless Mini-Split Heat Pump | 14.1% | 0 | 100.0553 | Residential_2034_Achievable_MW_After Competition Groups_Ductless Mini-Split Heat Pump
Residential | Res ¦ Ductless Mini-Split Heat Pump | 2034 | Economic | MW | After Competition Groups | 175.3808 | 0 | 0 | 1452.6974 | 0.12073 | 2 | Residential_2034_Economic_MW_After Competition Groups_2 | Ductless Mini-Split Heat Pump | 12.07% | 0 | 175.3808 | Residential_2034_Economic_MW_After Competition Groups_Ductless Mini-Split Heat Pump
Residential | Res ¦ Building Recommissioning, Operations and Maintenance (O&M) Improvements | 2034 | Achievable | MW | After Competition Groups | 84.5594 | 0 | 0 | 709.7826 | 0.11913 | 2 | Residential_2034_Achievable_MW_After Competition Groups_2 | Building Recommissioning, Operations and Maintenance (O&M) Improvements | 11.91% | 0 | 84.5594 | Residential_2034_Achievable_MW_After Competition Groups_Building Recommissioning, Operations and Maintenance (O&M) Improvements
Residential | Res ¦ Energy Star Central Air Conditioner | 2034 | Technical | MW | After Competition Groups | 260.5315 | 0 | 0 | 2351.1847 | 0.11081 | 1 | Residential_2034_Technical_MW_After Competition Groups_1 | Energy Star Central Air Conditioner | 11.08% | 0 | 260.5315 | Residential_2034_Technical_MW_After Competition Groups_Energy Star Central Air Conditioner
Residential | Res ¦ Energy Star Clothes Washer | 2034 | Achievable | MW | After Competition Groups | 64.5271 | 0 | 0 | 709.7826 | 0.090911 | 3 | Residential_2034_Achievable_MW_After Competition Groups_3 | Energy Star Clothes Washer | 9.091% | 0 | 64.5271 | Residential_2034_Achievable_MW_After Competition Groups_Energy Star Clothes Washer
Residential | Res ¦ Adaptive Thermostat | 2034 | Achievable | MW | After Competition Groups | 62.8246 | 0 | 0 | 709.7826 | 0.088512 | 4 | Residential_2034_Achievable_MW_After Competition Groups_4 | Adaptive Thermostat | 8.851% | 0 | 62.8246 | Residential_2034_Achievable_MW_After Competition Groups_Adaptive Thermostat
Residential | Res ¦ Adaptive Thermostat | 2034 | Technical | MW | After Competition Groups | 205.6807 | 0 | 0 | 2351.1847 | 0.08748 | 2 | Residential_2034_Technical_MW_After Competition Groups_2 | Adaptive Thermostat | 8.748% | 0 | 205.6807 | Residential_2034_Technical_MW_After Competition Groups_Adaptive Thermostat
Residential | Res ¦ Variable Speed Pool Pump Motor | 2034 | Achievable | MW | After Competition Groups | 59.603 | 0 | 0 | 709.7826 | 0.083974 | 5 | Residential_2034_Achievable_MW_After Competition Groups_5 | Variable Speed Pool Pump Motor | 8.397% | 0 | 59.603 | Residential_2034_Achievable_MW_After Competition Groups_Variable Speed Pool Pump Motor
Residential | Res ¦ Ductless Mini-Split Heat Pump | 2034 | Technical | MW | After Competition Groups | 175.3808 | 0 | 0 | 2351.1847 | 0.074593 | 3 | Residential_2034_Technical_MW_After Competition Groups_3 | Ductless Mini-Split Heat Pump | 7.459% | 0 | 175.3808 | Residential_2034_Technical_MW_After Competition Groups_Ductless Mini-Split Heat Pump
Residential | Res ¦ Ductless Mini-Split Air Conditioner | 2034 | Technical | MW | After Competition Groups | 172.9784 | 0 | 0 | 2351.1847 | 0.073571 | 4 | Residential_2034_Technical_MW_After Competition Groups_4 | Ductless Mini-Split Air Conditioner | 7.357% | 0 | 172.9784 | Residential_2034_Technical_MW_After Competition Groups_Ductless Mini-Split Air Conditioner
Residential | Res ¦ Energy Star Ground Source Heat Pump | 2034 | Technical | MW | After Competition Groups | 171.4772 | 0 | 0 | 2351.1847 | 0.072932 | 5 | Residential_2034_Technical_MW_After Competition Groups_5 | Energy Star Ground Source Heat Pump | 7.293% | 0 | 171.4772 | Residential_2034_Technical_MW_After Competition Groups_Energy Star Ground Source Heat Pump
Residential | Res ¦ Energy Star Air Source Heat Pump | 2034 | Economic | MW | After Competition Groups | 96.915 | 0 | 0 | 1452.6974 | 0.066714 | 3 | Residential_2034_Economic_MW_After Competition Groups_3 | Energy Star Air Source Heat Pump | 6.671% | 0 | 96.915 | Residential_2034_Economic_MW_After Competition Groups_Energy Star Air Source Heat Pump
Residential | Res ¦ Building Recommissioning, Operations and Maintenance (O&M) Improvements | 2034 | Economic | MW | After Competition Groups | 88.0758 | 0 | 0 | 1452.6974 | 0.060629 | 4 | Residential_2034_Economic_MW_After Competition Groups_4 | Building Recommissioning, Operations and Maintenance (O&M) Improvements | 6.063% | 0 | 88.0758 | Residential_2034_Economic_MW_After Competition Groups_Building Recommissioning, Operations and Maintenance (O&M) Improvements
Residential | Res ¦ Energy Star A Line, PAR, MR Lamps | 2034 | Economic | MW | After Competition Groups | 86.8067 | 0 | 0 | 1452.6974 | 0.059756 | 5 | Residential_2034_Economic_MW_After Competition Groups_5 | Energy Star A Line, PAR, MR Lamps | 5.976% | 0 | 86.8067 | Residential_2034_Economic_MW_After Competition Groups_Energy Star A Line, PAR, MR Lamps
Residential | Res ¦ Smart Burners | 2034 | Economic | MW | After Competition Groups | 82.2948 | 0 | 0 | 1452.6974 | 0.05665 | 6 | Residential_2034_Economic_MW_After Competition Groups_6 | Smart Burners | 5.665% | 0 | 82.2948 | Residential_2034_Economic_MW_After Competition Groups_Smart Burners
Residential | Res ¦ Energy Star Clothes Washer | 2034 | Economic | MW | After Competition Groups | 81.5638 | 0 | 0 | 1452.6974 | 0.056146 | 7 | Residential_2034_Economic_MW_After Competition Groups_7 | Energy Star Clothes Washer | 5.615% | 0 | 81.5638 | Residential_2034_Economic_MW_After Competition Groups_Energy Star Clothes Washer
Residential | Res ¦ Basement Wall Insulation | 2034 | Economic | MW | After Competition Groups | 78.289 | 0 | 0 | 1452.6974 | 0.053892 | 8 | Residential_2034_Economic_MW_After Competition Groups_8 | Basement Wall Insulation | 5.389% | 0 | 78.289 | Residential_2034_Economic_MW_After Competition Groups_Basement Wall Insulation
Residential | Res ¦ Smart Burners | 2034 | Technical | MW | After Competition Groups | 116.3093 | 0 | 0 | 2351.1847 | 0.049468 | 6 | Residential_2034_Technical_MW_After Competition Groups_6 | Smart Burners | 4.947% | 0 | 116.3093 | Residential_2034_Technical_MW_After Competition Groups_Smart Burners
Residential | Res ¦ Energy Star Room Air Conditioner | 2034 | Economic | MW | After Competition Groups | 65.9655 | 0 | 0 | 1452.6974 | 0.045409 | 9 | Residential_2034_Economic_MW_After Competition Groups_9 | Energy Star Room Air Conditioner | 4.541% | 0 | 65.9655 | Residential_2034_Economic_MW_After Competition Groups_Energy Star Room Air Conditioner
Residential | Res ¦ Smart Power Bar | 2034 | Economic | MW | After Competition Groups | 64.029 | 0 | 0 | 1452.6974 | 0.044076 | 10 | Residential_2034_Economic_MW_After Competition Groups_10 | Smart Power Bar | 4.408% | 0 | 64.029 | Residential_2034_Economic_MW_After Competition Groups_Smart Power Bar
Residential | Res ¦ Variable Speed Pool Pump Motor | 2034 | Economic | MW | After Competition Groups | 62.0841 | 0 | 0 | 1452.6974 | 0.042737 | 11 | Residential_2034_Economic_MW_After Competition Groups_11 | Variable Speed Pool Pump Motor | 4.274% | 0 | 62.0841 | Residential_2034_Economic_MW_After Competition Groups_Variable Speed Pool Pump Motor
Residential | Res ¦ Energy Star Refrigerator | 2034 | Technical | MW | After Competition Groups | 98.0324 | 0 | 0 | 2351.1847 | 0.041695 | 7 | Residential_2034_Technical_MW_After Competition Groups_7 | Energy Star Refrigerator | 4.169% | 0 | 98.0324 | Residential_2034_Technical_MW_After Competition Groups_Energy Star Refrigerator
Residential | Res ¦ Attic Insulation | 2034 | Economic | MW | After Competition Groups | 60.4297 | 0 | 0 | 1452.6974 | 0.041598 | 12 | Residential_2034_Economic_MW_After Competition Groups_12 | Attic Insulation | 4.16% | 0 | 60.4297 | Residential_2034_Economic_MW_After Competition Groups_Attic Insulation
Residential | Res ¦ Energy Star Air Source Heat Pump | 2034 | Achievable | MW | After Competition Groups | 27.9057 | 0 | 0 | 709.7826 | 0.039316 | 6 | Residential_2034_Achievable_MW_After Competition Groups_6 | Energy Star Air Source Heat Pump | 3.932% | 0 | 27.9057 | Residential_2034_Achievable_MW_After Competition Groups_Energy Star Air Source Heat Pump
Residential | Res ¦ Smart Burners | 2034 | Achievable | MW | After Competition Groups | 27.8429 | 0 | 0 | 709.7826 | 0.039227 | 7 | Residential_2034_Achievable_MW_After Competition Groups_7 | Smart Burners | 3.923% | 0 | 27.8429 | Residential_2034_Achievable_MW_After Competition Groups_Smart Burners
Residential | Res ¦ Building Recommissioning, Operations and Maintenance (O&M) Improvements | 2034 | Technical | MW | After Competition Groups | 88.0758 | 0 | 0 | 2351.1847 | 0.03746 | 8 | Residential_2034_Technical_MW_After Competition Groups_8 | Building Recommissioning, Operations and Maintenance (O&M) Improvements | 3.746% | 0 | 88.0758 | Residential_2034_Technical_MW_After Competition Groups_Building Recommissioning, Operations and Maintenance (O&M) Improvements
Residential | Res ¦ Heat Pump Clothes Dryer | 2034 | Technical | MW | After Competition Groups | 87.7046 | 0 | 0 | 2351.1847 | 0.037302 | 9 | Residential_2034_Technical_MW_After Competition Groups_9 | Heat Pump Clothes Dryer | 3.73% | 0 | 87.7046 | Residential_2034_Technical_MW_After Competition Groups_Heat Pump Clothes Dryer
Residential | Res ¦ Energy Star A Line, PAR, MR Lamps | 2034 | Technical | MW | After Competition Groups | 86.8067 | 0 | 0 | 2351.1847 | 0.03692 | 10 | Residential_2034_Technical_MW_After Competition Groups_10 | Energy Star A Line, PAR, MR Lamps | 3.692% | 0 | 86.8067 | Residential_2034_Technical_MW_After Competition Groups_Energy Star A Line, PAR, MR Lamps
Residential | Res ¦ Energy Star Room Air Conditioner | 2034 | Achievable | MW | After Competition Groups | 24.7164 | 0 | 0 | 709.7826 | 0.034823 | 8 | Residential_2034_Achievable_MW_After Competition Groups_8 | Energy Star Room Air Conditioner | 3.482% | 0 | 24.7164 | Residential_2034_Achievable_MW_After Competition Groups_Energy Star Room Air Conditioner
Residential | Res ¦ Energy Star Clothes Washer | 2034 | Technical | MW | After Competition Groups | 81.5638 | 0 | 0 | 2351.1847 | 0.03469 | 11 | Residential_2034_Technical_MW_After Competition Groups_11 | Energy Star Clothes Washer | 3.469% | 0 | 81.5638 | Residential_2034_Technical_MW_After Competition Groups_Energy Star Clothes Washer
Residential | Res ¦ Basement Wall Insulation | 2034 | Technical | MW | After Competition Groups | 78.289 | 0 | 0 | 2351.1847 | 0.033298 | 12 | Residential_2034_Technical_MW_After Competition Groups_12 | Basement Wall Insulation | 3.33% | 0 | 78.289 | Residential_2034_Technical_MW_After Competition Groups_Basement Wall Insulation
Residential | Res ¦ Smart Power Bar | 2034 | Achievable | MW | After Competition Groups | 23.313 | 0 | 0 | 709.7826 | 0.032845 | 9 | Residential_2034_Achievable_MW_After Competition Groups_9 | Smart Power Bar | 3.285% | 0 | 23.313 | Residential_2034_Achievable_MW_After Competition Groups_Smart Power Bar
Residential | Res ¦ Basement or Crawlspace Insulation | 2034 | Technical | MW | After Competition Groups | 65.1464 | 0 | 0 | 2351.1847 | 0.027708 | 13 | Residential_2034_Technical_MW_After Competition Groups_13 | Basement or Crawlspace Insulation | 2.771% | 0 | 65.1464 | Residential_2034_Technical_MW_After Competition Groups_Basement or Crawlspace Insulation
Residential | Res ¦ Energy Star LED Bulbs General Purpose LEDs | 2034 | Achievable | MW | After Competition Groups | 19.4415 | 0 | 0 | 709.7826 | 0.027391 | 10 | Residential_2034_Achievable_MW_After Competition Groups_10 | Energy Star LED Bulbs General Purpose LEDs | 2.739% | 0 | 19.4415 | Residential_2034_Achievable_MW_After Competition Groups_Energy Star LED Bulbs General Purpose LEDs
Residential | Res ¦ Smart Power Bar | 2034 | Technical | MW | After Competition Groups | 64.029 | 0 | 0 | 2351.1847 | 0.027233 | 14 | Residential_2034_Technical_MW_After Competition Groups_14 | Smart Power Bar | 2.723% | 0 | 64.029 | Residential_2034_Technical_MW_After Competition Groups_Smart Power Bar
Residential | Res ¦ Variable Speed Pool Pump Motor | 2034 | Technical | MW | After Competition Groups | 62.0841 | 0 | 0 | 2351.1847 | 0.026405 | 15 | Residential_2034_Technical_MW_After Competition Groups_15 | Variable Speed Pool Pump Motor | 2.641% | 0 | 62.0841 | Residential_2034_Technical_MW_After Competition Groups_Variable Speed Pool Pump Motor
Residential | Res ¦ Attic Insulation | 2034 | Technical | MW | After Competition Groups | 60.4297 | 0 | 0 | 2351.1847 | 0.025702 | 16 | Residential_2034_Technical_MW_After Competition Groups_16 | Attic Insulation | 2.57% | 0 | 60.4297 | Residential_2034_Technical_MW_After Competition Groups_Attic Insulation
Residential | Res ¦ Basement Wall Insulation | 2034 | Achievable | MW | After Competition Groups | 18.0131 | 0 | 0 | 709.7826 | 0.025378 | 11 | Residential_2034_Achievable_MW_After Competition Groups_11 | Basement Wall Insulation | 2.538% | 0 | 18.0131 | Residential_2034_Achievable_MW_After Competition Groups_Basement Wall Insulation
Residential | Res ¦ Energy Star LED Specialty Bulbs | 2034 | Achievable | MW | After Competition Groups | 17.3234 | 0 | 0 | 709.7826 | 0.024407 | 12 | Residential_2034_Achievable_MW_After Competition Groups_12 | Energy Star LED Specialty Bulbs | 2.441% | 0 | 17.3234 | Residential_2034_Achievable_MW_After Competition Groups_Energy Star LED Specialty Bulbs
Residential | Res ¦ Wall Insulation | 2034 | Technical | MW | After Competition Groups | 47.3581 | 0 | 0 | 2351.1847 | 0.020142 | 17 | Residential_2034_Technical_MW_After Competition Groups_17 | Wall Insulation | 2.014% | 0 | 47.3581 | Residential_2034_Technical_MW_After Competition Groups_Wall Insulation
Residential | Res ¦ Attic Insulation | 2034 | Achievable | MW | After Competition Groups | 13.9013 | 0 | 0 | 709.7826 | 0.019585 | 13 | Residential_2034_Achievable_MW_After Competition Groups_13 | Attic Insulation | 1.959% | 0 | 13.9013 | Residential_2034_Achievable_MW_After Competition Groups_Attic Insulation
Residential | Res ¦ Energy Star A Line, PAR, MR Lamps | 2034 | Achievable | MW | After Competition Groups | 12.9944 | 0 | 0 | 709.7826 | 0.018308 | 14 | Residential_2034_Achievable_MW_After Competition Groups_14 | Energy Star A Line, PAR, MR Lamps | 1.831% | 0 | 12.9944 | Residential_2034_Achievable_MW_After Competition Groups_Energy Star A Line, PAR, MR Lamps
Residential | Res ¦ Occupancy Sensors MF | 2034 | Achievable | MW | After Competition Groups | 12.5208 | 0 | 0 | 709.7826 | 0.01764 | 15 | Residential_2034_Achievable_MW_After Competition Groups_15 | Occupancy Sensors MF | 1.764% | 0 | 12.5208 | Residential_2034_Achievable_MW_After Competition Groups_Occupancy Sensors MF
Residential | Res ¦ Advanced BAS/Controllers | 2034 | Achievable | MW | After Competition Groups | 12.3513 | 0 | 0 | 709.7826 | 0.017402 | 16 | Residential_2034_Achievable_MW_After Competition Groups_16 | Advanced BAS/Controllers | 1.74% | 0 | 12.3513 | Residential_2034_Achievable_MW_After Competition Groups_Advanced BAS/Controllers
Residential | Res ¦ Lighting Motion Sensors, Timers, Dimmers | 2034 | Technical | MW | After Competition Groups | 39.6591 | 0 | 0 | 2351.1847 | 0.016868 | 18 | Residential_2034_Technical_MW_After Competition Groups_18 | Lighting Motion Sensors, Timers, Dimmers | 1.687% | 0 | 39.6591 | Residential_2034_Technical_MW_After Competition Groups_Lighting Motion Sensors, Timers, Dimmers
Residential | Res ¦ Clothes Drying Racks | 2034 | Achievable | MW | After Competition Groups | 11.2267 | 0 | 0 | 709.7826 | 0.015817 | 17 | Residential_2034_Achievable_MW_After Competition Groups_17 | Clothes Drying Racks | 1.582% | 0 | 11.2267 | Residential_2034_Achievable_MW_After Competition Groups_Clothes Drying Racks
Residential | Res ¦ Energy Star Torchiere | 2034 | Achievable | MW | After Competition Groups | 10.7298 | 0 | 0 | 709.7826 | 0.015117 | 18 | Residential_2034_Achievable_MW_After Competition Groups_18 | Energy Star Torchiere | 1.512% | 0 | 10.7298 | Residential_2034_Achievable_MW_After Competition Groups_Energy Star Torchiere
Residential | Res ¦ Ceiling Insulation | 2034 | Economic | MW | After Competition Groups | 21.8475 | 0 | 0 | 1452.6974 | 0.015039 | 13 | Residential_2034_Economic_MW_After Competition Groups_13 | Ceiling Insulation | 1.504% | 0 | 21.8475 | Residential_2034_Economic_MW_After Competition Groups_Ceiling Insulation
Residential | Res ¦ Variable Refrigerant Flow Heat Pump | 2034 | Technical | MW | After Competition Groups | 31.9152 | 0 | 0 | 2351.1847 | 0.013574 | 19 | Residential_2034_Technical_MW_After Competition Groups_19 | Variable Refrigerant Flow Heat Pump | 1.357% | 0 | 31.9152 | Residential_2034_Technical_MW_After Competition Groups_Variable Refrigerant Flow Heat Pump
Residential | Res ¦ Energy Star Clothes Dryer | 2034 | Economic | MW | After Competition Groups | 19.6246 | 0 | 0 | 1452.6974 | 0.013509 | 14 | Residential_2034_Economic_MW_After Competition Groups_14 | Energy Star Clothes Dryer | 1.351% | 0 | 19.6246 | Residential_2034_Economic_MW_After Competition Groups_Energy Star Clothes Dryer
Residential | Res ¦ Refrigerator Recycling | 2034 | Achievable | MW | After Competition Groups | 9.5167 | 0 | 0 | 709.7826 | 0.013408 | 19 | Residential_2034_Achievable_MW_After Competition Groups_19 | Refrigerator Recycling | 1.341% | 0 | 9.5167 | Residential_2034_Achievable_MW_After Competition Groups_Refrigerator Recycling
Residential | Res ¦ Duct Insulation | 2034 | Economic | MW | After Competition Groups | 19.2916 | 0 | 0 | 1452.6974 | 0.01328 | 15 | Residential_2034_Economic_MW_After Competition Groups_15 | Duct Insulation | 1.328% | 0 | 19.2916 | Residential_2034_Economic_MW_After Competition Groups_Duct Insulation
Residential | Res ¦ Energy Star Clothes Dryer | 2034 | Achievable | MW | After Competition Groups | 9.3186 | 0 | 0 | 709.7826 | 0.013129 | 20 | Residential_2034_Achievable_MW_After Competition Groups_20 | Energy Star Clothes Dryer | 1.313% | 0 | 9.3186 | Residential_2034_Achievable_MW_After Competition Groups_Energy Star Clothes Dryer
Residential | Res ¦ High Efficiency Chiller (avg of water and air cooled) | 2034 | Achievable | MW | After Competition Groups | 8.8612 | 0 | 0 | 709.7826 | 0.012484 | 21 | Residential_2034_Achievable_MW_After Competition Groups_21 | High Efficiency Chiller (avg of water and air cooled) | 1.248% | 0 | 8.8612 | Residential_2034_Achievable_MW_After Competition Groups_High Efficiency Chiller (avg of water and air cooled)
Residential | Res ¦ Freezer Recycling | 2034 | Achievable | MW | After Competition Groups | 8.8535 | 0 | 0 | 709.7826 | 0.012474 | 22 | Residential_2034_Achievable_MW_After Competition Groups_22 | Freezer Recycling | 1.247% | 0 | 8.8535 | Residential_2034_Achievable_MW_After Competition Groups_Freezer Recycling
Residential | Res ¦ Basement or Crawlspace Insulation | 2034 | Economic | MW | After Competition Groups | 17.5271 | 0 | 0 | 1452.6974 | 0.012065 | 16 | Residential_2034_Economic_MW_After Competition Groups_16 | Basement or Crawlspace Insulation | 1.207% | 0 | 17.5271 | Residential_2034_Economic_MW_After Competition Groups_Basement or Crawlspace Insulation
Residential | Res ¦ Energy Star Torchiere | 2034 | Economic | MW | After Competition Groups | 16.8415 | 0 | 0 | 1452.6974 | 0.011593 | 17 | Residential_2034_Economic_MW_After Competition Groups_17 | Energy Star Torchiere | 1.159% | 0 | 16.8415 | Residential_2034_Economic_MW_After Competition Groups_Energy Star Torchiere
Residential | Res ¦ Energy Star Light Fixture | 2034 | Achievable | MW | After Competition Groups | 8.2029 | 0 | 0 | 709.7826 | 0.011557 | 23 | Residential_2034_Achievable_MW_After Competition Groups_23 | Energy Star Light Fixture | 1.156% | 0 | 8.2029 | Residential_2034_Achievable_MW_After Competition Groups_Energy Star Light Fixture
Residential | Res ¦ Air Sealing | 2034 | Economic | MW | After Competition Groups | 16.6901 | 0 | 0 | 1452.6974 | 0.011489 | 18 | Residential_2034_Economic_MW_After Competition Groups_18 | Air Sealing | 1.149% | 0 | 16.6901 | Residential_2034_Economic_MW_After Competition Groups_Air Sealing
Residential | Res ¦ Wall Insulation | 2034 | Economic | MW | After Competition Groups | 16.2942 | 0 | 0 | 1452.6974 | 0.011216 | 19 | Residential_2034_Economic_MW_After Competition Groups_19 | Wall Insulation | 1.122% | 0 | 16.2942 | Residential_2034_Economic_MW_After Competition Groups_Wall Insulation
Residential | Res ¦ Floor Insulation | 2034 | Economic | MW | After Competition Groups | 15.8661 | 0 | 0 | 1452.6974 | 0.010922 | 20 | Residential_2034_Economic_MW_After Competition Groups_20 | Floor Insulation | 1.092% | 0 | 15.8661 | Residential_2034_Economic_MW_After Competition Groups_Floor Insulation
Residential | Res ¦ Ceiling Insulation | 2034 | Technical | MW | After Competition Groups | 23.5895 | 0 | 0 | 2351.1847 | 0.010033 | 20 | Residential_2034_Technical_MW_After Competition Groups_20 | Ceiling Insulation | 1.003% | 0 | 23.5895 | Residential_2034_Technical_MW_After Competition Groups_Ceiling Insulation
Residential | Res ¦ Energy Star Light Fixture | 2034 | Economic | MW | After Competition Groups | 13.9143 | 0 | 0 | 1452.6974 | 0.0095782 | 21 | Residential_2034_Economic_MW_After Competition Groups_21 | Energy Star Light Fixture | 0.9578% | 0 | 13.9143 | Residential_2034_Economic_MW_After Competition Groups_Energy Star Light Fixture
Residential | Res ¦ Occupancy Sensors MF | 2034 | Economic | MW | After Competition Groups | 13.3828 | 0 | 0 | 1452.6974 | 0.0092124 | 22 | Residential_2034_Economic_MW_After Competition Groups_22 | Occupancy Sensors MF | 0.9212% | 0 | 13.3828 | Residential_2034_Economic_MW_After Competition Groups_Occupancy Sensors MF
Residential | Res ¦ Energy Star Light Fixture | 2034 | Technical | MW | After Competition Groups | 21.507 | 0 | 0 | 2351.1847 | 0.0091473 | 21 | Residential_2034_Technical_MW_After Competition Groups_21 | Energy Star Light Fixture | 0.9147% | 0 | 21.507 | Residential_2034_Technical_MW_After Competition Groups_Energy Star Light Fixture
Residential | Res ¦ Home Energy Reports | 2034 | Technical | MW | After Competition Groups | 21.4362 | 0 | 0 | 2351.1847 | 0.0091172 | 22 | Residential_2034_Technical_MW_After Competition Groups_22 | Home Energy Reports | 0.9117% | 0 | 21.4362 | Residential_2034_Technical_MW_After Competition Groups_Home Energy Reports
Residential | Res ¦ Advanced BAS/Controllers | 2034 | Economic | MW | After Competition Groups | 12.8658 | 0 | 0 | 1452.6974 | 0.0088565 | 23 | Residential_2034_Economic_MW_After Competition Groups_23 | Advanced BAS/Controllers | 0.8856% | 0 | 12.8658 | Residential_2034_Economic_MW_After Competition Groups_Advanced BAS/Controllers
Residential | Res ¦ Duct Insulation | 2034 | Technical | MW | After Competition Groups | 19.6691 | 0 | 0 | 2351.1847 | 0.0083656 | 23 | Residential_2034_Technical_MW_After Competition Groups_23 | Duct Insulation | 0.8366% | 0 | 19.6691 | Residential_2034_Technical_MW_After Competition Groups_Duct Insulation
Residential | Res ¦ Clothes Drying Racks | 2034 | Economic | MW | After Competition Groups | 11.6964 | 0 | 0 | 1452.6974 | 0.0080515 | 24 | Residential_2034_Economic_MW_After Competition Groups_24 | Clothes Drying Racks | 0.8052% | 0 | 11.6964 | Residential_2034_Economic_MW_After Competition Groups_Clothes Drying Racks
Residential | Res ¦ Energy Star Torchiere | 2034 | Technical | MW | After Competition Groups | 16.8415 | 0 | 0 | 2351.1847 | 0.007163 | 24 | Residential_2034_Technical_MW_After Competition Groups_24 | Energy Star Torchiere | 0.7163% | 0 | 16.8415 | Residential_2034_Technical_MW_After Competition Groups_Energy Star Torchiere
Residential | Res ¦ Air Sealing | 2034 | Technical | MW | After Competition Groups | 16.6901 | 0 | 0 | 2351.1847 | 0.0070986 | 25 | Residential_2034_Technical_MW_After Competition Groups_25 | Air Sealing | 0.7099% | 0 | 16.6901 | Residential_2034_Technical_MW_After Competition Groups_Air Sealing
Residential | Res ¦ Central Air Conditioner Maintenance | 2034 | Technical | MW | After Competition Groups | 16.1152 | 0 | 0 | 2351.1847 | 0.0068541 | 26 | Residential_2034_Technical_MW_After Competition Groups_26 | Central Air Conditioner Maintenance | 0.6854% | 0 | 16.1152 | Residential_2034_Technical_MW_After Competition Groups_Central Air Conditioner Maintenance
Residential | Res ¦ Refrigerator Recycling | 2034 | Economic | MW | After Competition Groups | 9.913 | 0 | 0 | 1452.6974 | 0.0068238 | 25 | Residential_2034_Economic_MW_After Competition Groups_25 | Refrigerator Recycling | 0.6824% | 0 | 9.913 | Residential_2034_Economic_MW_After Competition Groups_Refrigerator Recycling
Residential | Res ¦ High Efficiency Chiller (avg of water and air cooled) | 2034 | Economic | MW | After Competition Groups | 9.8609 | 0 | 0 | 1452.6974 | 0.006788 | 26 | Residential_2034_Economic_MW_After Competition Groups_26 | High Efficiency Chiller (avg of water and air cooled) | 0.6788% | 0 | 9.8609 | Residential_2034_Economic_MW_After Competition Groups_High Efficiency Chiller (avg of water and air cooled)
Residential | Res ¦ Floor Insulation | 2034 | Technical | MW | After Competition Groups | 15.8661 | 0 | 0 | 2351.1847 | 0.0067481 | 27 | Residential_2034_Technical_MW_After Competition Groups_27 | Floor Insulation | 0.6748% | 0 | 15.8661 | Residential_2034_Technical_MW_After Competition Groups_Floor Insulation
Residential | Res ¦ Freezer Recycling | 2034 | Economic | MW | After Competition Groups | 9.2339 | 0 | 0 | 1452.6974 | 0.0063564 | 27 | Residential_2034_Economic_MW_After Competition Groups_27 | Freezer Recycling | 0.6356% | 0 | 9.2339 | Residential_2034_Economic_MW_After Competition Groups_Freezer Recycling
Residential | Res ¦ Dehumidifier Recycling | 2034 | Technical | MW | After Competition Groups | 14.7133 | 0 | 0 | 2351.1847 | 0.0062578 | 28 | Residential_2034_Technical_MW_After Competition Groups_28 | Dehumidifier Recycling | 0.6258% | 0 | 14.7133 | Residential_2034_Technical_MW_After Competition Groups_Dehumidifier Recycling
Residential | Res ¦ Duct Insulation | 2034 | Achievable | MW | After Competition Groups | 4.3392 | 0 | 0 | 709.7826 | 0.0061134 | 24 | Residential_2034_Achievable_MW_After Competition Groups_24 | Duct Insulation | 0.6113% | 0 | 4.3392 | Residential_2034_Achievable_MW_After Competition Groups_Duct Insulation
Residential | Res ¦ Duct Insulation MF | 2034 | Economic | MW | After Competition Groups | 8.8627 | 0 | 0 | 1452.6974 | 0.0061009 | 28 | Residential_2034_Economic_MW_After Competition Groups_28 | Duct Insulation MF | 0.6101% | 0 | 8.8627 | Residential_2034_Economic_MW_After Competition Groups_Duct Insulation MF
Residential | Res ¦ Energy Star Dehumidifier | 2034 | Economic | MW | After Competition Groups | 8.6498 | 0 | 0 | 1452.6974 | 0.0059543 | 29 | Residential_2034_Economic_MW_After Competition Groups_29 | Energy Star Dehumidifier | 0.5954% | 0 | 8.6498 | Residential_2034_Economic_MW_After Competition Groups_Energy Star Dehumidifier
Residential | Res ¦ Occupancy Sensors MF | 2034 | Technical | MW | After Competition Groups | 13.3828 | 0 | 0 | 2351.1847 | 0.0056919 | 29 | Residential_2034_Technical_MW_After Competition Groups_29 | Occupancy Sensors MF | 0.5692% | 0 | 13.3828 | Residential_2034_Technical_MW_After Competition Groups_Occupancy Sensors MF
Residential | Res ¦ Energy Star Freezer | 2034 | Achievable | MW | After Competition Groups | 3.9211 | 0 | 0 | 709.7826 | 0.0055244 | 25 | Residential_2034_Achievable_MW_After Competition Groups_25 | Energy Star Freezer | 0.5524% | 0 | 3.9211 | Residential_2034_Achievable_MW_After Competition Groups_Energy Star Freezer
Residential | Res ¦ Advanced BAS/Controllers | 2034 | Technical | MW | After Competition Groups | 12.8658 | 0 | 0 | 2351.1847 | 0.005472 | 30 | Residential_2034_Technical_MW_After Competition Groups_30 | Advanced BAS/Controllers | 0.5472% | 0 | 12.8658 | Residential_2034_Technical_MW_After Competition Groups_Advanced BAS/Controllers
Residential | Res ¦ Air Sealing | 2034 | Achievable | MW | After Competition Groups | 3.8399 | 0 | 0 | 709.7826 | 0.0054099 | 26 | Residential_2034_Achievable_MW_After Competition Groups_26 | Air Sealing | 0.541% | 0 | 3.8399 | Residential_2034_Achievable_MW_After Competition Groups_Air Sealing
Residential | Res ¦ Floor Insulation | 2034 | Achievable | MW | After Competition Groups | 3.6484 | 0 | 0 | 709.7826 | 0.0051401 | 27 | Residential_2034_Achievable_MW_After Competition Groups_27 | Floor Insulation | 0.514% | 0 | 3.6484 | Residential_2034_Achievable_MW_After Competition Groups_Floor Insulation
Residential | Res ¦ Clothes Drying Racks | 2034 | Technical | MW | After Competition Groups | 11.6964 | 0 | 0 | 2351.1847 | 0.0049747 | 31 | Residential_2034_Technical_MW_After Competition Groups_31 | Clothes Drying Racks | 0.4975% | 0 | 11.6964 | Residential_2034_Technical_MW_After Competition Groups_Clothes Drying Racks
Residential | Res ¦ Outside Air Economizer | 2034 | Achievable | MW | After Competition Groups | 3.3523 | 0 | 0 | 709.7826 | 0.004723 | 28 | Residential_2034_Achievable_MW_After Competition Groups_28 | Outside Air Economizer | 0.4723% | 0 | 3.3523 | Residential_2034_Achievable_MW_After Competition Groups_Outside Air Economizer
Residential | Res ¦ Home Energy Reports | 2034 | Achievable | MW | After Competition Groups | 3.3003 | 0 | 0 | 709.7826 | 0.0046498 | 29 | Residential_2034_Achievable_MW_After Competition Groups_29 | Home Energy Reports | 0.465% | 0 | 3.3003 | Residential_2034_Achievable_MW_After Competition Groups_Home Energy Reports
Residential | Res ¦ Home Energy Reports | 2034 | Economic | MW | After Competition Groups | 6.4761 | 0 | 0 | 1452.6974 | 0.004458 | 30 | Residential_2034_Economic_MW_After Competition Groups_30 | Home Energy Reports | 0.4458% | 0 | 6.4761 | Residential_2034_Economic_MW_After Competition Groups_Home Energy Reports
Residential | Res ¦ Furnace with ECM | 2034 | Economic | MW | After Competition Groups | 6.4299 | 0 | 0 | 1452.6974 | 0.0044262 | 31 | Residential_2034_Economic_MW_After Competition Groups_31 | Furnace with ECM | 0.4426% | 0 | 6.4299 | Residential_2034_Economic_MW_After Competition Groups_Furnace with ECM
Residential | Res ¦ Refrigerator Recycling | 2034 | Technical | MW | After Competition Groups | 9.913 | 0 | 0 | 2351.1847 | 0.0042162 | 32 | Residential_2034_Technical_MW_After Competition Groups_32 | Refrigerator Recycling | 0.4216% | 0 | 9.913 | Residential_2034_Technical_MW_After Competition Groups_Refrigerator Recycling
Residential | Res ¦ High Efficiency Chiller (avg of water and air cooled) | 2034 | Technical | MW | After Competition Groups | 9.8609 | 0 | 0 | 2351.1847 | 0.004194 | 33 | Residential_2034_Technical_MW_After Competition Groups_33 | High Efficiency Chiller (avg of water and air cooled) | 0.4194% | 0 | 9.8609 | Residential_2034_Technical_MW_After Competition Groups_High Efficiency Chiller (avg of water and air cooled)
Residential | Res ¦ Energy Star Freezer | 2034 | Technical | MW | After Competition Groups | 9.7168 | 0 | 0 | 2351.1847 | 0.0041327 | 34 | Residential_2034_Technical_MW_After Competition Groups_34 | Energy Star Freezer | 0.4133% | 0 | 9.7168 | Residential_2034_Technical_MW_After Competition Groups_Energy Star Freezer
Residential | Res ¦ Freezer Recycling | 2034 | Technical | MW | After Competition Groups | 9.2339 | 0 | 0 | 2351.1847 | 0.0039273 | 35 | Residential_2034_Technical_MW_After Competition Groups_35 | Freezer Recycling | 0.3927% | 0 | 9.2339 | Residential_2034_Technical_MW_After Competition Groups_Freezer Recycling
Residential | Res ¦ Wall Insulation | 2034 | Achievable | MW | After Competition Groups | 2.7223 | 0 | 0 | 709.7826 | 0.0038354 | 30 | Residential_2034_Achievable_MW_After Competition Groups_30 | Wall Insulation | 0.3835% | 0 | 2.7223 | Residential_2034_Achievable_MW_After Competition Groups_Wall Insulation
Residential | Res ¦ Duct Insulation MF | 2034 | Technical | MW | After Competition Groups | 8.8627 | 0 | 0 | 2351.1847 | 0.0037695 | 36 | Residential_2034_Technical_MW_After Competition Groups_36 | Duct Insulation MF | 0.3769% | 0 | 8.8627 | Residential_2034_Technical_MW_After Competition Groups_Duct Insulation MF
Residential | Res ¦ LED Tube Re-Lamp | 2034 | Achievable | MW | After Competition Groups | 2.6719 | 0 | 0 | 709.7826 | 0.0037645 | 31 | Residential_2034_Achievable_MW_After Competition Groups_31 | LED Tube Re-Lamp | 0.3764% | 0 | 2.6719 | Residential_2034_Achievable_MW_After Competition Groups_LED Tube Re-Lamp
Residential | Res ¦ Energy Star Dehumidifier | 2034 | Technical | MW | After Competition Groups | 8.6498 | 0 | 0 | 2351.1847 | 0.0036789 | 37 | Residential_2034_Technical_MW_After Competition Groups_37 | Energy Star Dehumidifier | 0.3679% | 0 | 8.6498 | Residential_2034_Technical_MW_After Competition Groups_Energy Star Dehumidifier
Residential | Res ¦ Minimize Hot and Warm Clothes Wash | 2034 | Achievable | MW | After Competition Groups | 2.5787 | 0 | 0 | 709.7826 | 0.0036331 | 32 | Residential_2034_Achievable_MW_After Competition Groups_32 | Minimize Hot and Warm Clothes Wash | 0.3633% | 0 | 2.5787 | Residential_2034_Achievable_MW_After Competition Groups_Minimize Hot and Warm Clothes Wash
Residential | Res ¦ Variable Refrigerant Flow Heat Pump | 2034 | Achievable | MW | After Competition Groups | 2.4386 | 0 | 0 | 709.7826 | 0.0034357 | 33 | Residential_2034_Achievable_MW_After Competition Groups_33 | Variable Refrigerant Flow Heat Pump | 0.3436% | 0 | 2.4386 | Residential_2034_Achievable_MW_After Competition Groups_Variable Refrigerant Flow Heat Pump
Residential | Res ¦ Minimize Hot and Warm Clothes Wash | 2034 | Economic | MW | After Competition Groups | 4.8818 | 0 | 0 | 1452.6974 | 0.0033605 | 32 | Residential_2034_Economic_MW_After Competition Groups_32 | Minimize Hot and Warm Clothes Wash | 0.3361% | 0 | 4.8818 | Residential_2034_Economic_MW_After Competition Groups_Minimize Hot and Warm Clothes Wash
Residential | Res ¦ ENERGY STAR LED LAMPS (REFLECTOR LAMPs/MR16/PAR 16) | 2034 | Achievable | MW | After Competition Groups | 2.2702 | 0 | 0 | 709.7826 | 0.0031985 | 34 | Residential_2034_Achievable_MW_After Competition Groups_34 | ENERGY STAR LED LAMPS (REFLECTOR LAMPs/MR16/PAR 16) | 0.3199% | 0 | 2.2702 | Residential_2034_Achievable_MW_After Competition Groups_ENERGY STAR LED LAMPS (REFLECTOR LAMPs/MR16/PAR 16)
Residential | Res ¦ LED Downlight | 2034 | Achievable | MW | After Competition Groups | 2.2677 | 0 | 0 | 709.7826 | 0.0031949 | 35 | Residential_2034_Achievable_MW_After Competition Groups_35 | LED Downlight | 0.3195% | 0 | 2.2677 | Residential_2034_Achievable_MW_After Competition Groups_LED Downlight
Residential | Res ¦ INTEGRAL LED TROFFERS | 2034 | Technical | MW | After Competition Groups | 7.3303 | 0 | 0 | 2351.1847 | 0.0031177 | 38 | Residential_2034_Technical_MW_After Competition Groups_38 | INTEGRAL LED TROFFERS | 0.3118% | 0 | 7.3303 | Residential_2034_Technical_MW_After Competition Groups_INTEGRAL LED TROFFERS
Residential | Res ¦ Energy Star Windows | 2034 | Technical | MW | After Competition Groups | 6.7571 | 0 | 0 | 2351.1847 | 0.0028739 | 39 | Residential_2034_Technical_MW_After Competition Groups_39 | Energy Star Windows | 0.2874% | 0 | 6.7571 | Residential_2034_Technical_MW_After Competition Groups_Energy Star Windows
Residential | Res ¦ Furnace Whistle | 2034 | Achievable | MW | After Competition Groups | 2.0301 | 0 | 0 | 709.7826 | 0.0028601 | 36 | Residential_2034_Achievable_MW_After Competition Groups_36 | Furnace Whistle | 0.286% | 0 | 2.0301 | Residential_2034_Achievable_MW_After Competition Groups_Furnace Whistle
Residential | Res ¦ Heat Recovery Ventilator | 2034 | Economic | MW | After Competition Groups | 4.0616 | 0 | 0 | 1452.6974 | 0.0027959 | 33 | Residential_2034_Economic_MW_After Competition Groups_33 | Heat Recovery Ventilator | 0.2796% | 0 | 4.0616 | Residential_2034_Economic_MW_After Competition Groups_Heat Recovery Ventilator
Residential | Res ¦ Furnace with ECM | 2034 | Technical | MW | After Competition Groups | 6.4299 | 0 | 0 | 2351.1847 | 0.0027348 | 40 | Residential_2034_Technical_MW_After Competition Groups_40 | Furnace with ECM | 0.2735% | 0 | 6.4299 | Residential_2034_Technical_MW_After Competition Groups_Furnace with ECM
Residential | Res ¦ CO Sensors for parking garage exhaust fans | 2034 | Achievable | MW | After Competition Groups | 1.7819 | 0 | 0 | 709.7826 | 0.0025104 | 37 | Residential_2034_Achievable_MW_After Competition Groups_37 | CO Sensors for parking garage exhaust fans | 0.251% | 0 | 1.7819 | Residential_2034_Achievable_MW_After Competition Groups_CO Sensors for parking garage exhaust fans
Residential | Res ¦ Comprehensive Draft Proofing | 2034 | Achievable | MW | After Competition Groups | 1.7537 | 0 | 0 | 709.7826 | 0.0024708 | 38 | Residential_2034_Achievable_MW_After Competition Groups_38 | Comprehensive Draft Proofing | 0.2471% | 0 | 1.7537 | Residential_2034_Achievable_MW_After Competition Groups_Comprehensive Draft Proofing
Residential | Res ¦ Outside Air Economizer | 2034 | Economic | MW | After Competition Groups | 3.4816 | 0 | 0 | 1452.6974 | 0.0023966 | 34 | Residential_2034_Economic_MW_After Competition Groups_34 | Outside Air Economizer | 0.2397% | 0 | 3.4816 | Residential_2034_Economic_MW_After Competition Groups_Outside Air Economizer
Residential | Res ¦ Variable Frequency Drive (VFD) | 2034 | Achievable | MW | After Competition Groups | 1.7007 | 0 | 0 | 709.7826 | 0.0023961 | 39 | Residential_2034_Achievable_MW_After Competition Groups_39 | Variable Frequency Drive (VFD) | 0.2396% | 0 | 1.7007 | Residential_2034_Achievable_MW_After Competition Groups_Variable Frequency Drive (VFD)
Residential | Res ¦ Central Lighting Control System | 2034 | Technical | MW | After Competition Groups | 5.6178 | 0 | 0 | 2351.1847 | 0.0023893 | 41 | Residential_2034_Technical_MW_After Competition Groups_41 | Central Lighting Control System | 0.2389% | 0 | 5.6178 | Residential_2034_Technical_MW_After Competition Groups_Central Lighting Control System
Residential | Res ¦ Duct Insulation MF | 2034 | Achievable | MW | After Competition Groups | 1.6777 | 0 | 0 | 709.7826 | 0.0023637 | 40 | Residential_2034_Achievable_MW_After Competition Groups_40 | Duct Insulation MF | 0.2364% | 0 | 1.6777 | Residential_2034_Achievable_MW_After Competition Groups_Duct Insulation MF
Residential | Res ¦ Furnace with ECM | 2034 | Achievable | MW | After Competition Groups | 1.5631 | 0 | 0 | 709.7826 | 0.0022022 | 41 | Residential_2034_Achievable_MW_After Competition Groups_41 | Furnace with ECM | 0.2202% | 0 | 1.5631 | Residential_2034_Achievable_MW_After Competition Groups_Furnace with ECM
Residential | Res ¦ Early Hot Water Heater Replacement | 2034 | Economic | MW | After Competition Groups | 3.1573 | 0 | 0 | 1452.6974 | 0.0021734 | 35 | Residential_2034_Economic_MW_After Competition Groups_35 | Early Hot Water Heater Replacement | 0.2173% | 0 | 3.1573 | Residential_2034_Economic_MW_After Competition Groups_Early Hot Water Heater Replacement
Residential | Res ¦ Heat Pump Water Heater | 2034 | Technical | MW | After Competition Groups | 5.1004 | 0 | 0 | 2351.1847 | 0.0021693 | 42 | Residential_2034_Technical_MW_After Competition Groups_42 | Heat Pump Water Heater | 0.2169% | 0 | 5.1004 | Residential_2034_Technical_MW_After Competition Groups_Heat Pump Water Heater
Residential | Res ¦ Energy Star Freezer | 2034 | Economic | MW | After Competition Groups | 3.1315 | 0 | 0 | 1452.6974 | 0.0021557 | 36 | Residential_2034_Economic_MW_After Competition Groups_36 | Energy Star Freezer | 0.2156% | 0 | 3.1315 | Residential_2034_Economic_MW_After Competition Groups_Energy Star Freezer
Residential | Res ¦ Minimize Hot and Warm Clothes Wash | 2034 | Technical | MW | After Competition Groups | 4.8818 | 0 | 0 | 2351.1847 | 0.0020763 | 43 | Residential_2034_Technical_MW_After Competition Groups_43 | Minimize Hot and Warm Clothes Wash | 0.2076% | 0 | 4.8818 | Residential_2034_Technical_MW_After Competition Groups_Minimize Hot and Warm Clothes Wash
Residential | Res ¦ LED Downlight | 2034 | Technical | MW | After Competition Groups | 4.7576 | 0 | 0 | 2351.1847 | 0.0020235 | 44 | Residential_2034_Technical_MW_After Competition Groups_44 | LED Downlight | 0.2024% | 0 | 4.7576 | Residential_2034_Technical_MW_After Competition Groups_LED Downlight
Residential | Res ¦ LED Tube Re-Lamp | 2034 | Economic | MW | After Competition Groups | 2.8182 | 0 | 0 | 1452.6974 | 0.00194 | 37 | Residential_2034_Economic_MW_After Competition Groups_37 | LED Tube Re-Lamp | 0.194% | 0 | 2.8182 | Residential_2034_Economic_MW_After Competition Groups_LED Tube Re-Lamp
Residential | Res ¦ LED Tube Re-Lamp | 2034 | Technical | MW | After Competition Groups | 4.4087 | 0 | 0 | 2351.1847 | 0.0018751 | 45 | Residential_2034_Technical_MW_After Competition Groups_45 | LED Tube Re-Lamp | 0.1875% | 0 | 4.4087 | Residential_2034_Technical_MW_After Competition Groups_LED Tube Re-Lamp
Residential | Res ¦ Basement or Crawlspace Insulation | 2034 | Achievable | MW | After Competition Groups | 1.3091 | 0 | 0 | 709.7826 | 0.0018443 | 42 | Residential_2034_Achievable_MW_After Competition Groups_42 | Basement or Crawlspace Insulation | 0.1844% | 0 | 1.3091 | Residential_2034_Achievable_MW_After Competition Groups_Basement or Crawlspace Insulation
Residential | Res ¦ Demand Control Ventilation | 2034 | Achievable | MW | After Competition Groups | 1.308 | 0 | 0 | 709.7826 | 0.0018428 | 43 | Residential_2034_Achievable_MW_After Competition Groups_43 | Demand Control Ventilation | 0.1843% | 0 | 1.308 | Residential_2034_Achievable_MW_After Competition Groups_Demand Control Ventilation
Residential | Res ¦ Heat Recovery Ventilator | 2034 | Technical | MW | After Competition Groups | 4.1986 | 0 | 0 | 2351.1847 | 0.0017857 | 46 | Residential_2034_Technical_MW_After Competition Groups_46 | Heat Recovery Ventilator | 0.1786% | 0 | 4.1986 | Residential_2034_Technical_MW_After Competition Groups_Heat Recovery Ventilator
Residential | Res ¦ Energy Star Ceiling Fan/Lighting | 2034 | Technical | MW | After Competition Groups | 4.1973 | 0 | 0 | 2351.1847 | 0.0017852 | 47 | Residential_2034_Technical_MW_After Competition Groups_47 | Energy Star Ceiling Fan/Lighting | 0.1785% | 0 | 4.1973 | Residential_2034_Technical_MW_After Competition Groups_Energy Star Ceiling Fan/Lighting
Residential | Res ¦ Passive Attic Ventilation | 2034 | Technical | MW | After Competition Groups | 4.1799 | 0 | 0 | 2351.1847 | 0.0017778 | 48 | Residential_2034_Technical_MW_After Competition Groups_48 | Passive Attic Ventilation | 0.1778% | 0 | 4.1799 | Residential_2034_Technical_MW_After Competition Groups_Passive Attic Ventilation
Residential | Res ¦ ENERGY STAR LED LAMPS (REFLECTOR LAMPs/MR16/PAR 16) | 2034 | Economic | MW | After Competition Groups | 2.3892 | 0 | 0 | 1452.6974 | 0.0016447 | 38 | Residential_2034_Economic_MW_After Competition Groups_38 | ENERGY STAR LED LAMPS (REFLECTOR LAMPs/MR16/PAR 16) | 0.1645% | 0 | 2.3892 | Residential_2034_Economic_MW_After Competition Groups_ENERGY STAR LED LAMPS (REFLECTOR LAMPs/MR16/PAR 16)
Residential | Res ¦ Variable Refrigerant Flow Heat Pump | 2034 | Economic | MW | After Competition Groups | 2.3185 | 0 | 0 | 1452.6974 | 0.001596 | 39 | Residential_2034_Economic_MW_After Competition Groups_39 | Variable Refrigerant Flow Heat Pump | 0.1596% | 0 | 2.3185 | Residential_2034_Economic_MW_After Competition Groups_Variable Refrigerant Flow Heat Pump
Residential | Res ¦ Tankless Water Heater | 2034 | Achievable | MW | After Competition Groups | 1.1266 | 0 | 0 | 709.7826 | 0.0015872 | 44 | Residential_2034_Achievable_MW_After Competition Groups_44 | Tankless Water Heater | 0.1587% | 0 | 1.1266 | Residential_2034_Achievable_MW_After Competition Groups_Tankless Water Heater
Residential | Res ¦ Demand Control Ventilation | 2034 | Economic | MW | After Competition Groups | 2.2547 | 0 | 0 | 1452.6974 | 0.0015521 | 40 | Residential_2034_Economic_MW_After Competition Groups_40 | Demand Control Ventilation | 0.1552% | 0 | 2.2547 | Residential_2034_Economic_MW_After Competition Groups_Demand Control Ventilation
Residential | Res ¦ Tankless Water Heater | 2034 | Economic | MW | After Competition Groups | 2.229 | 0 | 0 | 1452.6974 | 0.0015344 | 41 | Residential_2034_Economic_MW_After Competition Groups_41 | Tankless Water Heater | 0.1534% | 0 | 2.229 | Residential_2034_Economic_MW_After Competition Groups_Tankless Water Heater
Residential | Res ¦ CO Sensors for parking garage exhaust fans | 2034 | Economic | MW | After Competition Groups | 2.1966 | 0 | 0 | 1452.6974 | 0.0015121 | 42 | Residential_2034_Economic_MW_After Competition Groups_42 | CO Sensors for parking garage exhaust fans | 0.1512% | 0 | 2.1966 | Residential_2034_Economic_MW_After Competition Groups_CO Sensors for parking garage exhaust fans
Residential | Res ¦ Water Heater Temperature Setback | 2034 | Achievable | MW | After Competition Groups | 1.0637 | 0 | 0 | 709.7826 | 0.0014986 | 45 | Residential_2034_Achievable_MW_After Competition Groups_45 | Water Heater Temperature Setback | 0.1499% | 0 | 1.0637 | Residential_2034_Achievable_MW_After Competition Groups_Water Heater Temperature Setback
Residential | Res ¦ Outside Air Economizer | 2034 | Technical | MW | After Competition Groups | 3.4816 | 0 | 0 | 2351.1847 | 0.0014808 | 49 | Residential_2034_Technical_MW_After Competition Groups_49 | Outside Air Economizer | 0.1481% | 0 | 3.4816 | Residential_2034_Technical_MW_After Competition Groups_Outside Air Economizer
Residential | Res ¦ LED Parking Lot Fixture | 2034 | Achievable | MW | After Competition Groups | 1.0447 | 0 | 0 | 709.7826 | 0.0014718 | 46 | Residential_2034_Achievable_MW_After Competition Groups_46 | LED Parking Lot Fixture | 0.1472% | 0 | 1.0447 | Residential_2034_Achievable_MW_After Competition Groups_LED Parking Lot Fixture
Residential | Res ¦ Condensing Make Up Air Unit | 2034 | Achievable | MW | After Competition Groups | 1.0395 | 0 | 0 | 709.7826 | 0.0014645 | 47 | Residential_2034_Achievable_MW_After Competition Groups_47 | Condensing Make Up Air Unit | 0.1465% | 0 | 1.0395 | Residential_2034_Achievable_MW_After Competition Groups_Condensing Make Up Air Unit
Residential | Res ¦ Drain Water Heat Recovery | 2034 | Economic | MW | After Competition Groups | 2.1194 | 0 | 0 | 1452.6974 | 0.0014589 | 43 | Residential_2034_Economic_MW_After Competition Groups_43 | Drain Water Heat Recovery | 0.1459% | 0 | 2.1194 | Residential_2034_Economic_MW_After Competition Groups_Drain Water Heat Recovery
Residential | Res ¦ Furnace Whistle | 2034 | Economic | MW | After Competition Groups | 2.1145 | 0 | 0 | 1452.6974 | 0.0014556 | 44 | Residential_2034_Economic_MW_After Competition Groups_44 | Furnace Whistle | 0.1456% | 0 | 2.1145 | Residential_2034_Economic_MW_After Competition Groups_Furnace Whistle
Residential | Res ¦ Early Hot Water Heater Replacement | 2034 | Technical | MW | After Competition Groups | 3.1573 | 0 | 0 | 2351.1847 | 0.0013429 | 50 | Residential_2034_Technical_MW_After Competition Groups_50 | Early Hot Water Heater Replacement | 0.1343% | 0 | 3.1573 | Residential_2034_Technical_MW_After Competition Groups_Early Hot Water Heater Replacement
Residential | Res ¦ Comprehensive Draft Proofing | 2034 | Economic | MW | After Competition Groups | 1.8267 | 0 | 0 | 1452.6974 | 0.0012574 | 45 | Residential_2034_Economic_MW_After Competition Groups_45 | Comprehensive Draft Proofing | 0.1257% | 0 | 1.8267 | Residential_2034_Economic_MW_After Competition Groups_Comprehensive Draft Proofing
Residential | Res ¦ Variable Frequency Drive (VFD) | 2034 | Economic | MW | After Competition Groups | 1.7715 | 0 | 0 | 1452.6974 | 0.0012194 | 46 | Residential_2034_Economic_MW_After Competition Groups_46 | Variable Frequency Drive (VFD) | 0.1219% | 0 | 1.7715 | Residential_2034_Economic_MW_After Competition Groups_Variable Frequency Drive (VFD)
Residential | Res ¦ Condensing Make Up Air Unit | 2034 | Economic | MW | After Competition Groups | 1.7447 | 0 | 0 | 1452.6974 | 0.001201 | 47 | Residential_2034_Economic_MW_After Competition Groups_47 | Condensing Make Up Air Unit | 0.1201% | 0 | 1.7447 | Residential_2034_Economic_MW_After Competition Groups_Condensing Make Up Air Unit
Residential | Res ¦ Air Source Heat Pump Maintenance | 2034 | Technical | MW | After Competition Groups | 2.7928 | 0 | 0 | 2351.1847 | 0.0011878 | 51 | Residential_2034_Technical_MW_After Competition Groups_51 | Air Source Heat Pump Maintenance | 0.1188% | 0 | 2.7928 | Residential_2034_Technical_MW_After Competition Groups_Air Source Heat Pump Maintenance
Residential | Res ¦ Early Hot Water Heater Replacement | 2034 | Achievable | MW | After Competition Groups | 0.81593 | 0 | 0 | 709.7826 | 0.0011496 | 48 | Residential_2034_Achievable_MW_After Competition Groups_48 | Early Hot Water Heater Replacement | 0.115% | 0 | 0.81593 | Residential_2034_Achievable_MW_After Competition Groups_Early Hot Water Heater Replacement
Residential | Res ¦ Energy Star Dishwasher | 2034 | Technical | MW | After Competition Groups | 2.6087 | 0 | 0 | 2351.1847 | 0.0011095 | 52 | Residential_2034_Technical_MW_After Competition Groups_52 | Energy Star Dishwasher | 0.111% | 0 | 2.6087 | Residential_2034_Technical_MW_After Competition Groups_Energy Star Dishwasher
Residential | Res ¦ Energy Star Windows | 2034 | Economic | MW | After Competition Groups | 1.5887 | 0 | 0 | 1452.6974 | 0.0010936 | 48 | Residential_2034_Economic_MW_After Competition Groups_48 | Energy Star Windows | 0.1094% | 0 | 1.5887 | Residential_2034_Economic_MW_After Competition Groups_Energy Star Windows
Residential | Res ¦ Energy Star Windows | 2034 | Achievable | MW | After Competition Groups | 0.73993 | 0 | 0 | 709.7826 | 0.0010425 | 49 | Residential_2034_Achievable_MW_After Competition Groups_49 | Energy Star Windows | 0.1042% | 0 | 0.73993 | Residential_2034_Achievable_MW_After Competition Groups_Energy Star Windows
Residential | Res ¦ Ceiling Insulation | 2034 | Achievable | MW | After Competition Groups | 0.72669 | 0 | 0 | 709.7826 | 0.0010238 | 50 | Residential_2034_Achievable_MW_After Competition Groups_50 | Ceiling Insulation | 0.1024% | 0 | 0.72669 | Residential_2034_Achievable_MW_After Competition Groups_Ceiling Insulation
Residential | Res ¦ ENERGY STAR LED LAMPS (REFLECTOR LAMPs/MR16/PAR 16) | 2034 | Technical | MW | After Competition Groups | 2.3892 | 0 | 0 | 2351.1847 | 0.0010162 | 53 | Residential_2034_Technical_MW_After Competition Groups_53 | ENERGY STAR LED LAMPS (REFLECTOR LAMPs/MR16/PAR 16) | 0.1016% | 0 | 2.3892 | Residential_2034_Technical_MW_After Competition Groups_ENERGY STAR LED LAMPS (REFLECTOR LAMPs/MR16/PAR 16)
Residential | Res ¦ Demand Control Ventilation | 2034 | Technical | MW | After Competition Groups | 2.2547 | 0 | 0 | 2351.1847 | 0.00095897 | 54 | Residential_2034_Technical_MW_After Competition Groups_54 | Demand Control Ventilation | 0.0959% | 0 | 2.2547 | Residential_2034_Technical_MW_After Competition Groups_Demand Control Ventilation
Residential | Res ¦ Energy Star Dehumidifier | 2034 | Achievable | MW | After Competition Groups | 0.67932 | 0 | 0 | 709.7826 | 0.00095709 | 51 | Residential_2034_Achievable_MW_After Competition Groups_51 | Energy Star Dehumidifier | 0.09571% | 0 | 0.67932 | Residential_2034_Achievable_MW_After Competition Groups_Energy Star Dehumidifier
Residential | Res ¦ CO Sensors for parking garage exhaust fans | 2034 | Technical | MW | After Competition Groups | 2.1966 | 0 | 0 | 2351.1847 | 0.00093425 | 55 | Residential_2034_Technical_MW_After Competition Groups_55 | CO Sensors for parking garage exhaust fans | 0.09343% | 0 | 2.1966 | Residential_2034_Technical_MW_After Competition Groups_CO Sensors for parking garage exhaust fans
Residential | Res ¦ Drain Water Heat Recovery | 2034 | Achievable | MW | After Competition Groups | 0.64002 | 0 | 0 | 709.7826 | 0.00090171 | 52 | Residential_2034_Achievable_MW_After Competition Groups_52 | Drain Water Heat Recovery | 0.09017% | 0 | 0.64002 | Residential_2034_Achievable_MW_After Competition Groups_Drain Water Heat Recovery
Residential | Res ¦ Drain Water Heat Recovery | 2034 | Technical | MW | After Competition Groups | 2.1194 | 0 | 0 | 2351.1847 | 0.0009014 | 56 | Residential_2034_Technical_MW_After Competition Groups_56 | Drain Water Heat Recovery | 0.09014% | 0 | 2.1194 | Residential_2034_Technical_MW_After Competition Groups_Drain Water Heat Recovery
Residential | Res ¦ Furnace Whistle | 2034 | Technical | MW | After Competition Groups | 2.1145 | 0 | 0 | 2351.1847 | 0.00089933 | 57 | Residential_2034_Technical_MW_After Competition Groups_57 | Furnace Whistle | 0.08993% | 0 | 2.1145 | Residential_2034_Technical_MW_After Competition Groups_Furnace Whistle
Residential | Res ¦ Heat Recovery Ventilator | 2034 | Achievable | MW | After Competition Groups | 0.62733 | 0 | 0 | 709.7826 | 0.00088383 | 53 | Residential_2034_Achievable_MW_After Competition Groups_53 | Heat Recovery Ventilator | 0.08838% | 0 | 0.62733 | Residential_2034_Achievable_MW_After Competition Groups_Heat Recovery Ventilator
Residential | Res ¦ Window Film | 2034 | Technical | MW | After Competition Groups | 1.9587 | 0 | 0 | 2351.1847 | 0.00083308 | 58 | Residential_2034_Technical_MW_After Competition Groups_58 | Window Film | 0.08331% | 0 | 1.9587 | Residential_2034_Technical_MW_After Competition Groups_Window Film
Residential | Res ¦ Comprehensive Draft Proofing | 2034 | Technical | MW | After Competition Groups | 1.8267 | 0 | 0 | 2351.1847 | 0.00077691 | 59 | Residential_2034_Technical_MW_After Competition Groups_59 | Comprehensive Draft Proofing | 0.07769% | 0 | 1.8267 | Residential_2034_Technical_MW_After Competition Groups_Comprehensive Draft Proofing
Residential | Res ¦ LED Parking Lot Fixture | 2034 | Economic | MW | After Competition Groups | 1.1184 | 0 | 0 | 1452.6974 | 0.0007699 | 49 | Residential_2034_Economic_MW_After Competition Groups_49 | LED Parking Lot Fixture | 0.07699% | 0 | 1.1184 | Residential_2034_Economic_MW_After Competition Groups_LED Parking Lot Fixture
Residential | Res ¦ Water Heater Temperature Setback | 2034 | Economic | MW | After Competition Groups | 1.1079 | 0 | 0 | 1452.6974 | 0.00076267 | 50 | Residential_2034_Economic_MW_After Competition Groups_50 | Water Heater Temperature Setback | 0.07627% | 0 | 1.1079 | Residential_2034_Economic_MW_After Competition Groups_Water Heater Temperature Setback
Residential | Res ¦ Variable Frequency Drive (VFD) | 2034 | Technical | MW | After Competition Groups | 1.7715 | 0 | 0 | 2351.1847 | 0.00075345 | 60 | Residential_2034_Technical_MW_After Competition Groups_60 | Variable Frequency Drive (VFD) | 0.07534% | 0 | 1.7715 | Residential_2034_Technical_MW_After Competition Groups_Variable Frequency Drive (VFD)
Residential | Res ¦ Condensing Make Up Air Unit | 2034 | Technical | MW | After Competition Groups | 1.7447 | 0 | 0 | 2351.1847 | 0.00074204 | 61 | Residential_2034_Technical_MW_After Competition Groups_61 | Condensing Make Up Air Unit | 0.0742% | 0 | 1.7447 | Residential_2034_Technical_MW_After Competition Groups_Condensing Make Up Air Unit
Residential | Res ¦ VFD on Pumps | 2034 | Achievable | MW | After Competition Groups | 0.52299 | 0 | 0 | 709.7826 | 0.00073683 | 54 | Residential_2034_Achievable_MW_After Competition Groups_54 | VFD on Pumps | 0.07368% | 0 | 0.52299 | Residential_2034_Achievable_MW_After Competition Groups_VFD on Pumps
Residential | Res ¦ LED Exterior Area Lights - LED Fixture (200W) | 2034 | Achievable | MW | After Competition Groups | 0.48878 | 0 | 0 | 709.7826 | 0.00068863 | 55 | Residential_2034_Achievable_MW_After Competition Groups_55 | LED Exterior Area Lights - LED Fixture (200W) | 0.06886% | 0 | 0.48878 | Residential_2034_Achievable_MW_After Competition Groups_LED Exterior Area Lights - LED Fixture (200W)
Residential | Res ¦ Solar Powered Attic Fan | 2034 | Technical | MW | After Competition Groups | 1.413 | 0 | 0 | 2351.1847 | 0.00060098 | 62 | Residential_2034_Technical_MW_After Competition Groups_62 | Solar Powered Attic Fan | 0.0601% | 0 | 1.413 | Residential_2034_Technical_MW_After Competition Groups_Solar Powered Attic Fan
Residential | Res ¦ DHW Recirculation Systems | 2034 | Technical | MW | After Competition Groups | 1.3724 | 0 | 0 | 2351.1847 | 0.00058371 | 63 | Residential_2034_Technical_MW_After Competition Groups_63 | DHW Recirculation Systems | 0.05837% | 0 | 1.3724 | Residential_2034_Technical_MW_After Competition Groups_DHW Recirculation Systems
Residential | Res ¦ ENERGY STAR LED Lamps (General Service Lamps) | 2034 | Achievable | MW | After Competition Groups | 0.39448 | 0 | 0 | 709.7826 | 0.00055577 | 56 | Residential_2034_Achievable_MW_After Competition Groups_56 | ENERGY STAR LED Lamps (General Service Lamps) | 0.05558% | 0 | 0.39448 | Residential_2034_Achievable_MW_After Competition Groups_ENERGY STAR LED Lamps (General Service Lamps)
Residential | Res ¦ Heat Pump Water Heater | 2034 | Economic | MW | After Competition Groups | 0.77189 | 0 | 0 | 1452.6974 | 0.00053135 | 51 | Residential_2034_Economic_MW_After Competition Groups_51 | Heat Pump Water Heater | 0.05314% | 0 | 0.77189 | Residential_2034_Economic_MW_After Competition Groups_Heat Pump Water Heater
Residential | Res ¦ LED Parking Lot Fixture | 2034 | Technical | MW | After Competition Groups | 1.1184 | 0 | 0 | 2351.1847 | 0.00047569 | 64 | Residential_2034_Technical_MW_After Competition Groups_64 | LED Parking Lot Fixture | 0.04757% | 0 | 1.1184 | Residential_2034_Technical_MW_After Competition Groups_LED Parking Lot Fixture
Residential | Res ¦ Water Heater Temperature Setback | 2034 | Technical | MW | After Competition Groups | 1.1079 | 0 | 0 | 2351.1847 | 0.00047122 | 65 | Residential_2034_Technical_MW_After Competition Groups_65 | Water Heater Temperature Setback | 0.04712% | 0 | 1.1079 | Residential_2034_Technical_MW_After Competition Groups_Water Heater Temperature Setback
Residential | Res ¦ ECM MOTORS FOR HVAC APPLICATION (FAN-POWERED VAV BOX) | 2034 | Achievable | MW | After Competition Groups | 0.28975 | 0 | 0 | 709.7826 | 0.00040822 | 57 | Residential_2034_Achievable_MW_After Competition Groups_57 | ECM MOTORS FOR HVAC APPLICATION (FAN-POWERED VAV BOX) | 0.04082% | 0 | 0.28975 | Residential_2034_Achievable_MW_After Competition Groups_ECM MOTORS FOR HVAC APPLICATION (FAN-POWERED VAV BOX)
Residential | Res ¦ VFD on Pumps | 2034 | Economic | MW | After Competition Groups | 0.54475 | 0 | 0 | 1452.6974 | 0.00037499 | 52 | Residential_2034_Economic_MW_After Competition Groups_52 | VFD on Pumps | 0.0375% | 0 | 0.54475 | Residential_2034_Economic_MW_After Competition Groups_VFD on Pumps
Residential | Res ¦ HVAC Optimization | 2034 | Technical | MW | After Competition Groups | 0.87533 | 0 | 0 | 2351.1847 | 0.00037229 | 66 | Residential_2034_Technical_MW_After Competition Groups_66 | HVAC Optimization | 0.03723% | 0 | 0.87533 | Residential_2034_Technical_MW_After Competition Groups_HVAC Optimization
Residential | Res ¦ LED Exterior Area Lights - LED Fixture (200W) | 2034 | Economic | MW | After Competition Groups | 0.52631 | 0 | 0 | 1452.6974 | 0.0003623 | 53 | Residential_2034_Economic_MW_After Competition Groups_53 | LED Exterior Area Lights - LED Fixture (200W) | 0.03623% | 0 | 0.52631 | Residential_2034_Economic_MW_After Competition Groups_LED Exterior Area Lights - LED Fixture (200W)
Residential | Res ¦ ENERGY STAR LED Lamps (General Service Lamps) | 2034 | Economic | MW | After Competition Groups | 0.42441 | 0 | 0 | 1452.6974 | 0.00029215 | 54 | Residential_2034_Economic_MW_After Competition Groups_54 | ENERGY STAR LED Lamps (General Service Lamps) | 0.02922% | 0 | 0.42441 | Residential_2034_Economic_MW_After Competition Groups_ENERGY STAR LED Lamps (General Service Lamps)
Residential | Res ¦ LED Downlight | 2034 | Economic | MW | After Competition Groups | 0.4003 | 0 | 0 | 1452.6974 | 0.00027556 | 55 | Residential_2034_Economic_MW_After Competition Groups_55 | LED Downlight | 0.02756% | 0 | 0.4003 | Residential_2034_Economic_MW_After Competition Groups_LED Downlight
Residential | Res ¦ Beverage Vending Machine Controls | 2034 | Achievable | MW | After Competition Groups | 0.19349 | 0 | 0 | 709.7826 | 0.00027261 | 58 | Residential_2034_Achievable_MW_After Competition Groups_58 | Beverage Vending Machine Controls | 0.02726% | 0 | 0.19349 | Residential_2034_Achievable_MW_After Competition Groups_Beverage Vending Machine Controls
Residential | Res ¦ ECM MOTORS FOR HVAC APPLICATION (FAN-POWERED VAV BOX) | 2034 | Economic | MW | After Competition Groups | 0.36581 | 0 | 0 | 1452.6974 | 0.00025182 | 56 | Residential_2034_Economic_MW_After Competition Groups_56 | ECM MOTORS FOR HVAC APPLICATION (FAN-POWERED VAV BOX) | 0.02518% | 0 | 0.36581 | Residential_2034_Economic_MW_After Competition Groups_ECM MOTORS FOR HVAC APPLICATION (FAN-POWERED VAV BOX)
Residential | Res ¦ VFD on Pumps | 2034 | Technical | MW | After Competition Groups | 0.54475 | 0 | 0 | 2351.1847 | 0.00023169 | 67 | Residential_2034_Technical_MW_After Competition Groups_67 | VFD on Pumps | 0.02317% | 0 | 0.54475 | Residential_2034_Technical_MW_After Competition Groups_VFD on Pumps
Residential | Res ¦ LED Exterior Area Lights - LED Fixture (200W) | 2034 | Technical | MW | After Competition Groups | 0.52631 | 0 | 0 | 2351.1847 | 0.00022385 | 68 | Residential_2034_Technical_MW_After Competition Groups_68 | LED Exterior Area Lights - LED Fixture (200W) | 0.02238% | 0 | 0.52631 | Residential_2034_Technical_MW_After Competition Groups_LED Exterior Area Lights - LED Fixture (200W)
Residential | Res ¦ Chilled Water Optimization | 2034 | Achievable | MW | After Competition Groups | 0.15419 | 0 | 0 | 709.7826 | 0.00021723 | 59 | Residential_2034_Achievable_MW_After Competition Groups_59 | Chilled Water Optimization | 0.02172% | 0 | 0.15419 | Residential_2034_Achievable_MW_After Competition Groups_Chilled Water Optimization
Residential | Res ¦ ENERGY STAR LED Lamps (General Service Lamps) | 2034 | Technical | MW | After Competition Groups | 0.42441 | 0 | 0 | 2351.1847 | 0.00018051 | 69 | Residential_2034_Technical_MW_After Competition Groups_69 | ENERGY STAR LED Lamps (General Service Lamps) | 0.01805% | 0 | 0.42441 | Residential_2034_Technical_MW_After Competition Groups_ENERGY STAR LED Lamps (General Service Lamps)
Residential | Res ¦ Beverage Vending Machine Controls | 2034 | Economic | MW | After Competition Groups | 0.26134 | 0 | 0 | 1452.6974 | 0.0001799 | 57 | Residential_2034_Economic_MW_After Competition Groups_57 | Beverage Vending Machine Controls | 0.01799% | 0 | 0.26134 | Residential_2034_Economic_MW_After Competition Groups_Beverage Vending Machine Controls
Residential | Res ¦ Chilled Water Optimization | 2034 | Economic | MW | After Competition Groups | 0.25043 | 0 | 0 | 1452.6974 | 0.00017239 | 58 | Residential_2034_Economic_MW_After Competition Groups_58 | Chilled Water Optimization | 0.01724% | 0 | 0.25043 | Residential_2034_Economic_MW_After Competition Groups_Chilled Water Optimization
Residential | Res ¦ ECM MOTORS FOR HVAC APPLICATION (FAN-POWERED VAV BOX) | 2034 | Technical | MW | After Competition Groups | 0.36581 | 0 | 0 | 2351.1847 | 0.00015559 | 70 | Residential_2034_Technical_MW_After Competition Groups_70 | ECM MOTORS FOR HVAC APPLICATION (FAN-POWERED VAV BOX) | 0.01556% | 0 | 0.36581 | Residential_2034_Technical_MW_After Competition Groups_ECM MOTORS FOR HVAC APPLICATION (FAN-POWERED VAV BOX)
Residential | Res ¦ Tankless Water Heater | 2034 | Technical | MW | After Competition Groups | 0.31737 | 0 | 0 | 2351.1847 | 0.00013498 | 71 | Residential_2034_Technical_MW_After Competition Groups_71 | Tankless Water Heater | 0.0135% | 0 | 0.31737 | Residential_2034_Technical_MW_After Competition Groups_Tankless Water Heater
Residential | Res ¦ Beverage Vending Machine Controls | 2034 | Technical | MW | After Competition Groups | 0.26134 | 0 | 0 | 2351.1847 | 0.00011115 | 72 | Residential_2034_Technical_MW_After Competition Groups_72 | Beverage Vending Machine Controls | 0.01112% | 0 | 0.26134 | Residential_2034_Technical_MW_After Competition Groups_Beverage Vending Machine Controls
Residential | Res ¦ Chilled Water Optimization | 2034 | Technical | MW | After Competition Groups | 0.25043 | 0 | 0 | 2351.1847 | 0.00010651 | 73 | Residential_2034_Technical_MW_After Competition Groups_73 | Chilled Water Optimization | 0.01065% | 0 | 0.25043 | Residential_2034_Technical_MW_After Competition Groups_Chilled Water Optimization
Residential | Res ¦ Air Source Heat Pump | 2034 | Achievable | MW | After Competition Groups | 0.071789 | 0 | 0 | 709.7826 | 0.00010114 | 60 | Residential_2034_Achievable_MW_After Competition Groups_60 | Air Source Heat Pump | 0.01011% | 0 | 0.071789 | Residential_2034_Achievable_MW_After Competition Groups_Air Source Heat Pump
Residential | Res ¦ Heat Pump Water Heater | 2034 | Achievable | MW | After Competition Groups | 0.061098 | 0 | 0 | 709.7826 | 8.608e-05 | 61 | Residential_2034_Achievable_MW_After Competition Groups_61 | Heat Pump Water Heater | 0.008608% | 0 | 0.061098 | Residential_2034_Achievable_MW_After Competition Groups_Heat Pump Water Heater
Residential | Res ¦ Wall Insulation MF | 2034 | Technical | MW | After Competition Groups | 0.17392 | 0 | 0 | 2351.1847 | 7.3972e-05 | 74 | Residential_2034_Technical_MW_After Competition Groups_74 | Wall Insulation MF | 0.007397% | 0 | 0.17392 | Residential_2034_Technical_MW_After Competition Groups_Wall Insulation MF
Residential | Res ¦ LED High Bay Fixture | 2034 | Achievable | MW | After Competition Groups | 0.020434 | 0 | 0 | 709.7826 | 2.8789e-05 | 62 | Residential_2034_Achievable_MW_After Competition Groups_62 | LED High Bay Fixture | 0.002879% | 0 | 0.020434 | Residential_2034_Achievable_MW_After Competition Groups_LED High Bay Fixture
Residential | Res ¦ LED High Bay Fixture | 2034 | Economic | MW | After Competition Groups | 0.033782 | 0 | 0 | 1452.6974 | 2.3255e-05 | 59 | Residential_2034_Economic_MW_After Competition Groups_59 | LED High Bay Fixture | 0.002325% | 0 | 0.033782 | Residential_2034_Economic_MW_After Competition Groups_LED High Bay Fixture
Residential | Res ¦ LED Recessed Downlights | 2034 | Technical | MW | After Competition Groups | 0.039297 | 0 | 0 | 2351.1847 | 1.6714e-05 | 75 | Residential_2034_Technical_MW_After Competition Groups_75 | LED Recessed Downlights | 0.001671% | 0 | 0.039297 | Residential_2034_Technical_MW_After Competition Groups_LED Recessed Downlights
Residential | Res ¦ LED High Bay Fixture | 2034 | Technical | MW | After Competition Groups | 0.033782 | 0 | 0 | 2351.1847 | 1.4368e-05 | 76 | Residential_2034_Technical_MW_After Competition Groups_76 | LED High Bay Fixture | 0.001437% | 0 | 0.033782 | Residential_2034_Technical_MW_After Competition Groups_LED High Bay Fixture
Residential | Res ¦ Wall Insulation MF | 2034 | Economic | MW | After Competition Groups | 0.014276 | 0 | 0 | 1452.6974 | 9.8273e-06 | 60 | Residential_2034_Economic_MW_After Competition Groups_60 | Wall Insulation MF | 0.0009827% | 0 | 0.014276 | Residential_2034_Economic_MW_After Competition Groups_Wall Insulation MF
Residential | Res ¦ Radiant Barrier | 2034 | Economic | MW | After Competition Groups | 0.008957 | 0 | 0 | 1452.6974 | 6.1658e-06 | 61 | Residential_2034_Economic_MW_After Competition Groups_61 | Radiant Barrier | 0.0006166% | 0 | 0.008957 | Residential_2034_Economic_MW_After Competition Groups_Radiant Barrier
Residential | Res ¦ Radiant Barrier | 2034 | Technical | MW | After Competition Groups | 0.013298 | 0 | 0 | 2351.1847 | 5.6557e-06 | 77 | Residential_2034_Technical_MW_After Competition Groups_77 | Radiant Barrier | 0.0005656% | 0 | 0.013298 | Residential_2034_Technical_MW_After Competition Groups_Radiant Barrier
Residential | Res ¦ Wall Insulation MF | 2034 | Achievable | MW | After Competition Groups | 0.003285 | 0 | 0 | 709.7826 | 4.6282e-06 | 63 | Residential_2034_Achievable_MW_After Competition Groups_63 | Wall Insulation MF | 0.0004628% | 0 | 0.003285 | Residential_2034_Achievable_MW_After Competition Groups_Wall Insulation MF
Residential | Res ¦ Solar Water Preheat (Pools/DHW) | 2034 | Technical | MW | After Competition Groups | 0.0093416 | 0 | 0 | 2351.1847 | 3.9732e-06 | 78 | Residential_2034_Technical_MW_After Competition Groups_78 | Solar Water Preheat (Pools/DHW) | 0.0003973% | 0 | 0.0093416 | Residential_2034_Technical_MW_After Competition Groups_Solar Water Preheat (Pools/DHW)
Residential | Res ¦ Radiant Barrier | 2034 | Achievable | MW | After Competition Groups | 0.00060311 | 0 | 0 | 709.7826 | 8.4971e-07 | 64 | Residential_2034_Achievable_MW_After Competition Groups_64 | Radiant Barrier | 8.497e-05% | 0 | 0.00060311 | Residential_2034_Achievable_MW_After Competition Groups_Radiant Barrier
Residential | Res ¦ Networked/ Connected - Indoor LED Luminaire | 2034 | Achievable | MW | After Competition Groups | 0.00050475 | 0 | 0 | 709.7826 | 7.1114e-07 | 65 | Residential_2034_Achievable_MW_After Competition Groups_65 | Networked/ Connected - Indoor LED Luminaire | 7.111e-05% | 0 | 0.00050475 | Residential_2034_Achievable_MW_After Competition Groups_Networked/ Connected - Indoor LED Luminaire
Residential | Res ¦ Photocell Controls (Outdoor) | 2034 | Technical | MW | After Competition Groups | 7.919e-05 | 0 | 0 | 2351.1847 | 3.3681e-08 | 79 | Residential_2034_Technical_MW_After Competition Groups_79 | Photocell Controls (Outdoor) | 3.368e-06% | 0 | 7.919e-05 | Residential_2034_Technical_MW_After Competition Groups_Photocell Controls (Outdoor)
Residential | Res ¦ DHW Recirculation Systems | 2034 | Achievable | MW | After Competition Groups | 0 | 0 | 0 | 709.7826 | 0 | 66 | Residential_2034_Achievable_MW_After Competition Groups_66 | DHW Recirculation Systems | 0% | 0 | 0 | Residential_2034_Achievable_MW_After Competition Groups_DHW Recirculation Systems
Residential | Res ¦ DHW Recirculation Systems | 2034 | Economic | MW | After Competition Groups | 0 | 0 | 0 | 1452.6974 | 0 | 62 | Residential_2034_Economic_MW_After Competition Groups_62 | DHW Recirculation Systems | 0% | 0 | 0 | Residential_2034_Economic_MW_After Competition Groups_DHW Recirculation Systems
Residential | Res ¦ Lighting Motion Sensors, Timers, Dimmers | 2034 | Achievable | MW | After Competition Groups | 0 | 0 | 0 | 709.7826 | 0 | 67 | Residential_2034_Achievable_MW_After Competition Groups_67 | Lighting Motion Sensors, Timers, Dimmers | 0% | 0 | 0 | Residential_2034_Achievable_MW_After Competition Groups_Lighting Motion Sensors, Timers, Dimmers
Residential | Res ¦ Lighting Motion Sensors, Timers, Dimmers | 2034 | Economic | MW | After Competition Groups | 0 | 0 | 0 | 1452.6974 | 0 | 63 | Residential_2034_Economic_MW_After Competition Groups_63 | Lighting Motion Sensors, Timers, Dimmers | 0% | 0 | 0 | Residential_2034_Economic_MW_After Competition Groups_Lighting Motion Sensors, Timers, Dimmers
Residential | Res ¦ Ductless Mini-Split Heat Pump | 2035 | Achievable | MW | After Competition Groups | 111.3083 | 0 | 0 | 776.7012 | 0.14331 | 1 | Residential_2035_Achievable_MW_After Competition Groups_1 | Ductless Mini-Split Heat Pump | 14.33% | 0 | 111.3083 | Residential_2035_Achievable_MW_After Competition Groups_Ductless Mini-Split Heat Pump
Residential | Res ¦ Adaptive Thermostat | 2035 | Economic | MW | After Competition Groups | 206.4939 | 0 | 0 | 1489.4377 | 0.13864 | 1 | Residential_2035_Economic_MW_After Competition Groups_1 | Adaptive Thermostat | 13.86% | 0 | 206.4939 | Residential_2035_Economic_MW_After Competition Groups_Adaptive Thermostat
Residential | Res ¦ Ductless Mini-Split Heat Pump | 2035 | Economic | MW | After Competition Groups | 186.9887 | 0 | 0 | 1489.4377 | 0.12554 | 2 | Residential_2035_Economic_MW_After Competition Groups_2 | Ductless Mini-Split Heat Pump | 12.55% | 0 | 186.9887 | Residential_2035_Economic_MW_After Competition Groups_Ductless Mini-Split Heat Pump
Residential | Res ¦ Building Recommissioning, Operations and Maintenance (O&M) Improvements | 2035 | Achievable | MW | After Competition Groups | 87.246 | 0 | 0 | 776.7012 | 0.11233 | 2 | Residential_2035_Achievable_MW_After Competition Groups_2 | Building Recommissioning, Operations and Maintenance (O&M) Improvements | 11.23% | 0 | 87.246 | Residential_2035_Achievable_MW_After Competition Groups_Building Recommissioning, Operations and Maintenance (O&M) Improvements
Residential | Res ¦ Energy Star Central Air Conditioner | 2035 | Technical | MW | After Competition Groups | 262.2628 | 0 | 0 | 2408.9073 | 0.10887 | 1 | Residential_2035_Technical_MW_After Competition Groups_1 | Energy Star Central Air Conditioner | 10.89% | 0 | 262.2628 | Residential_2035_Technical_MW_After Competition Groups_Energy Star Central Air Conditioner
Residential | Res ¦ Adaptive Thermostat | 2035 | Achievable | MW | After Competition Groups | 69.9411 | 0 | 0 | 776.7012 | 0.090049 | 3 | Residential_2035_Achievable_MW_After Competition Groups_3 | Adaptive Thermostat | 9.005% | 0 | 69.9411 | Residential_2035_Achievable_MW_After Competition Groups_Adaptive Thermostat
Residential | Res ¦ Energy Star Clothes Washer | 2035 | Achievable | MW | After Competition Groups | 69.2967 | 0 | 0 | 776.7012 | 0.089219 | 4 | Residential_2035_Achievable_MW_After Competition Groups_4 | Energy Star Clothes Washer | 8.922% | 0 | 69.2967 | Residential_2035_Achievable_MW_After Competition Groups_Energy Star Clothes Washer
Residential | Res ¦ Adaptive Thermostat | 2035 | Technical | MW | After Competition Groups | 206.4939 | 0 | 0 | 2408.9073 | 0.085721 | 2 | Residential_2035_Technical_MW_After Competition Groups_2 | Adaptive Thermostat | 8.572% | 0 | 206.4939 | Residential_2035_Technical_MW_After Competition Groups_Adaptive Thermostat
Residential | Res ¦ Variable Speed Pool Pump Motor | 2035 | Achievable | MW | After Competition Groups | 61.4971 | 0 | 0 | 776.7012 | 0.079177 | 5 | Residential_2035_Achievable_MW_After Competition Groups_5 | Variable Speed Pool Pump Motor | 7.918% | 0 | 61.4971 | Residential_2035_Achievable_MW_After Competition Groups_Variable Speed Pool Pump Motor
Residential | Res ¦ Ductless Mini-Split Heat Pump | 2035 | Technical | MW | After Competition Groups | 186.9887 | 0 | 0 | 2408.9073 | 0.077624 | 3 | Residential_2035_Technical_MW_After Competition Groups_3 | Ductless Mini-Split Heat Pump | 7.762% | 0 | 186.9887 | Residential_2035_Technical_MW_After Competition Groups_Ductless Mini-Split Heat Pump
Residential | Res ¦ Energy Star Ground Source Heat Pump | 2035 | Technical | MW | After Competition Groups | 182.5469 | 0 | 0 | 2408.9073 | 0.07578 | 4 | Residential_2035_Technical_MW_After Competition Groups_4 | Energy Star Ground Source Heat Pump | 7.578% | 0 | 182.5469 | Residential_2035_Technical_MW_After Competition Groups_Energy Star Ground Source Heat Pump
Residential | Res ¦ Ductless Mini-Split Air Conditioner | 2035 | Technical | MW | After Competition Groups | 181.9945 | 0 | 0 | 2408.9073 | 0.075551 | 5 | Residential_2035_Technical_MW_After Competition Groups_5 | Ductless Mini-Split Air Conditioner | 7.555% | 0 | 181.9945 | Residential_2035_Technical_MW_After Competition Groups_Ductless Mini-Split Air Conditioner
Residential | Res ¦ Energy Star Air Source Heat Pump | 2035 | Economic | MW | After Competition Groups | 103.1467 | 0 | 0 | 1489.4377 | 0.069252 | 3 | Residential_2035_Economic_MW_After Competition Groups_3 | Energy Star Air Source Heat Pump | 6.925% | 0 | 103.1467 | Residential_2035_Economic_MW_After Competition Groups_Energy Star Air Source Heat Pump
Residential | Res ¦ Smart Burners | 2035 | Economic | MW | After Competition Groups | 90.0622 | 0 | 0 | 1489.4377 | 0.060467 | 4 | Residential_2035_Economic_MW_After Competition Groups_4 | Smart Burners | 6.047% | 0 | 90.0622 | Residential_2035_Economic_MW_After Competition Groups_Smart Burners
Residential | Res ¦ Energy Star A Line, PAR, MR Lamps | 2035 | Economic | MW | After Competition Groups | 89.3155 | 0 | 0 | 1489.4377 | 0.059966 | 5 | Residential_2035_Economic_MW_After Competition Groups_5 | Energy Star A Line, PAR, MR Lamps | 5.997% | 0 | 89.3155 | Residential_2035_Economic_MW_After Competition Groups_Energy Star A Line, PAR, MR Lamps
Residential | Res ¦ Building Recommissioning, Operations and Maintenance (O&M) Improvements | 2035 | Economic | MW | After Competition Groups | 86.6842 | 0 | 0 | 1489.4377 | 0.058199 | 6 | Residential_2035_Economic_MW_After Competition Groups_6 | Building Recommissioning, Operations and Maintenance (O&M) Improvements | 5.82% | 0 | 86.6842 | Residential_2035_Economic_MW_After Competition Groups_Building Recommissioning, Operations and Maintenance (O&M) Improvements
Residential | Res ¦ Energy Star Clothes Washer | 2035 | Economic | MW | After Competition Groups | 85.9141 | 0 | 0 | 1489.4377 | 0.057682 | 7 | Residential_2035_Economic_MW_After Competition Groups_7 | Energy Star Clothes Washer | 5.768% | 0 | 85.9141 | Residential_2035_Economic_MW_After Competition Groups_Energy Star Clothes Washer
Residential | Res ¦ Basement Wall Insulation | 2035 | Economic | MW | After Competition Groups | 77.0521 | 0 | 0 | 1489.4377 | 0.051732 | 8 | Residential_2035_Economic_MW_After Competition Groups_8 | Basement Wall Insulation | 5.173% | 0 | 77.0521 | Residential_2035_Economic_MW_After Competition Groups_Basement Wall Insulation
Residential | Res ¦ Smart Burners | 2035 | Technical | MW | After Competition Groups | 124.0766 | 0 | 0 | 2408.9073 | 0.051507 | 6 | Residential_2035_Technical_MW_After Competition Groups_6 | Smart Burners | 5.151% | 0 | 124.0766 | Residential_2035_Technical_MW_After Competition Groups_Smart Burners
Residential | Res ¦ Energy Star Room Air Conditioner | 2035 | Economic | MW | After Competition Groups | 69.439 | 0 | 0 | 1489.4377 | 0.046621 | 9 | Residential_2035_Economic_MW_After Competition Groups_9 | Energy Star Room Air Conditioner | 4.662% | 0 | 69.439 | Residential_2035_Economic_MW_After Competition Groups_Energy Star Room Air Conditioner
Residential | Res ¦ Energy Star Refrigerator | 2035 | Technical | MW | After Competition Groups | 103.926 | 0 | 0 | 2408.9073 | 0.043142 | 7 | Residential_2035_Technical_MW_After Competition Groups_7 | Energy Star Refrigerator | 4.314% | 0 | 103.926 | Residential_2035_Technical_MW_After Competition Groups_Energy Star Refrigerator
Residential | Res ¦ Smart Power Bar | 2035 | Economic | MW | After Competition Groups | 63.0174 | 0 | 0 | 1489.4377 | 0.042309 | 10 | Residential_2035_Economic_MW_After Competition Groups_10 | Smart Power Bar | 4.231% | 0 | 63.0174 | Residential_2035_Economic_MW_After Competition Groups_Smart Power Bar
Residential | Res ¦ Smart Burners | 2035 | Achievable | MW | After Competition Groups | 32.8385 | 0 | 0 | 776.7012 | 0.042279 | 6 | Residential_2035_Achievable_MW_After Competition Groups_6 | Smart Burners | 4.228% | 0 | 32.8385 | Residential_2035_Achievable_MW_After Competition Groups_Smart Burners
Residential | Res ¦ Energy Star Air Source Heat Pump | 2035 | Achievable | MW | After Competition Groups | 32.0068 | 0 | 0 | 776.7012 | 0.041209 | 7 | Residential_2035_Achievable_MW_After Competition Groups_7 | Energy Star Air Source Heat Pump | 4.121% | 0 | 32.0068 | Residential_2035_Achievable_MW_After Competition Groups_Energy Star Air Source Heat Pump
Residential | Res ¦ Variable Speed Pool Pump Motor | 2035 | Economic | MW | After Competition Groups | 61.1032 | 0 | 0 | 1489.4377 | 0.041024 | 11 | Residential_2035_Economic_MW_After Competition Groups_11 | Variable Speed Pool Pump Motor | 4.102% | 0 | 61.1032 | Residential_2035_Economic_MW_After Competition Groups_Variable Speed Pool Pump Motor
Residential | Res ¦ Attic Insulation | 2035 | Economic | MW | After Competition Groups | 59.4749 | 0 | 0 | 1489.4377 | 0.039931 | 12 | Residential_2035_Economic_MW_After Competition Groups_12 | Attic Insulation | 3.993% | 0 | 59.4749 | Residential_2035_Economic_MW_After Competition Groups_Attic Insulation
Residential | Res ¦ Heat Pump Clothes Dryer | 2035 | Technical | MW | After Competition Groups | 92.6189 | 0 | 0 | 2408.9073 | 0.038449 | 8 | Residential_2035_Technical_MW_After Competition Groups_8 | Heat Pump Clothes Dryer | 3.845% | 0 | 92.6189 | Residential_2035_Technical_MW_After Competition Groups_Heat Pump Clothes Dryer
Residential | Res ¦ Energy Star A Line, PAR, MR Lamps | 2035 | Technical | MW | After Competition Groups | 89.3155 | 0 | 0 | 2408.9073 | 0.037077 | 9 | Residential_2035_Technical_MW_After Competition Groups_9 | Energy Star A Line, PAR, MR Lamps | 3.708% | 0 | 89.3155 | Residential_2035_Technical_MW_After Competition Groups_Energy Star A Line, PAR, MR Lamps
Residential | Res ¦ Building Recommissioning, Operations and Maintenance (O&M) Improvements | 2035 | Technical | MW | After Competition Groups | 86.6842 | 0 | 0 | 2408.9073 | 0.035985 | 10 | Residential_2035_Technical_MW_After Competition Groups_10 | Building Recommissioning, Operations and Maintenance (O&M) Improvements | 3.598% | 0 | 86.6842 | Residential_2035_Technical_MW_After Competition Groups_Building Recommissioning, Operations and Maintenance (O&M) Improvements
Residential | Res ¦ Smart Power Bar | 2035 | Achievable | MW | After Competition Groups | 27.7172 | 0 | 0 | 776.7012 | 0.035686 | 8 | Residential_2035_Achievable_MW_After Competition Groups_8 | Smart Power Bar | 3.569% | 0 | 27.7172 | Residential_2035_Achievable_MW_After Competition Groups_Smart Power Bar
Residential | Res ¦ Energy Star Clothes Washer | 2035 | Technical | MW | After Competition Groups | 85.9141 | 0 | 0 | 2408.9073 | 0.035665 | 11 | Residential_2035_Technical_MW_After Competition Groups_11 | Energy Star Clothes Washer | 3.567% | 0 | 85.9141 | Residential_2035_Technical_MW_After Competition Groups_Energy Star Clothes Washer
Residential | Res ¦ Energy Star Room Air Conditioner | 2035 | Achievable | MW | After Competition Groups | 27.5293 | 0 | 0 | 776.7012 | 0.035444 | 9 | Residential_2035_Achievable_MW_After Competition Groups_9 | Energy Star Room Air Conditioner | 3.544% | 0 | 27.5293 | Residential_2035_Achievable_MW_After Competition Groups_Energy Star Room Air Conditioner
Residential | Res ¦ Basement Wall Insulation | 2035 | Technical | MW | After Competition Groups | 77.0521 | 0 | 0 | 2408.9073 | 0.031986 | 12 | Residential_2035_Technical_MW_After Competition Groups_12 | Basement Wall Insulation | 3.199% | 0 | 77.0521 | Residential_2035_Technical_MW_After Competition Groups_Basement Wall Insulation
Residential | Res ¦ Energy Star LED Bulbs General Purpose LEDs | 2035 | Achievable | MW | After Competition Groups | 20.7868 | 0 | 0 | 776.7012 | 0.026763 | 10 | Residential_2035_Achievable_MW_After Competition Groups_10 | Energy Star LED Bulbs General Purpose LEDs | 2.676% | 0 | 20.7868 | Residential_2035_Achievable_MW_After Competition Groups_Energy Star LED Bulbs General Purpose LEDs
Residential | Res ¦ Basement or Crawlspace Insulation | 2035 | Technical | MW | After Competition Groups | 64.117 | 0 | 0 | 2408.9073 | 0.026617 | 13 | Residential_2035_Technical_MW_After Competition Groups_13 | Basement or Crawlspace Insulation | 2.662% | 0 | 64.117 | Residential_2035_Technical_MW_After Competition Groups_Basement or Crawlspace Insulation
Residential | Res ¦ Smart Power Bar | 2035 | Technical | MW | After Competition Groups | 63.0174 | 0 | 0 | 2408.9073 | 0.02616 | 14 | Residential_2035_Technical_MW_After Competition Groups_14 | Smart Power Bar | 2.616% | 0 | 63.0174 | Residential_2035_Technical_MW_After Competition Groups_Smart Power Bar
Residential | Res ¦ Basement Wall Insulation | 2035 | Achievable | MW | After Competition Groups | 20.2456 | 0 | 0 | 776.7012 | 0.026066 | 11 | Residential_2035_Achievable_MW_After Competition Groups_11 | Basement Wall Insulation | 2.607% | 0 | 20.2456 | Residential_2035_Achievable_MW_After Competition Groups_Basement Wall Insulation
Residential | Res ¦ Variable Speed Pool Pump Motor | 2035 | Technical | MW | After Competition Groups | 61.1032 | 0 | 0 | 2408.9073 | 0.025366 | 15 | Residential_2035_Technical_MW_After Competition Groups_15 | Variable Speed Pool Pump Motor | 2.537% | 0 | 61.1032 | Residential_2035_Technical_MW_After Competition Groups_Variable Speed Pool Pump Motor
Residential | Res ¦ Attic Insulation | 2035 | Technical | MW | After Competition Groups | 59.4749 | 0 | 0 | 2408.9073 | 0.02469 | 16 | Residential_2035_Technical_MW_After Competition Groups_16 | Attic Insulation | 2.469% | 0 | 59.4749 | Residential_2035_Technical_MW_After Competition Groups_Attic Insulation
Residential | Res ¦ Energy Star LED Specialty Bulbs | 2035 | Achievable | MW | After Competition Groups | 18.5511 | 0 | 0 | 776.7012 | 0.023885 | 12 | Residential_2035_Achievable_MW_After Competition Groups_12 | Energy Star LED Specialty Bulbs | 2.388% | 0 | 18.5511 | Residential_2035_Achievable_MW_After Competition Groups_Energy Star LED Specialty Bulbs
Residential | Res ¦ Attic Insulation | 2035 | Achievable | MW | After Competition Groups | 15.6241 | 0 | 0 | 776.7012 | 0.020116 | 13 | Residential_2035_Achievable_MW_After Competition Groups_13 | Attic Insulation | 2.012% | 0 | 15.6241 | Residential_2035_Achievable_MW_After Competition Groups_Attic Insulation
Residential | Res ¦ Wall Insulation | 2035 | Technical | MW | After Competition Groups | 46.6098 | 0 | 0 | 2408.9073 | 0.019349 | 17 | Residential_2035_Technical_MW_After Competition Groups_17 | Wall Insulation | 1.935% | 0 | 46.6098 | Residential_2035_Technical_MW_After Competition Groups_Wall Insulation
Residential | Res ¦ Energy Star A Line, PAR, MR Lamps | 2035 | Achievable | MW | After Competition Groups | 14.2202 | 0 | 0 | 776.7012 | 0.018308 | 14 | Residential_2035_Achievable_MW_After Competition Groups_14 | Energy Star A Line, PAR, MR Lamps | 1.831% | 0 | 14.2202 | Residential_2035_Achievable_MW_After Competition Groups_Energy Star A Line, PAR, MR Lamps
Residential | Res ¦ Lighting Motion Sensors, Timers, Dimmers | 2035 | Technical | MW | After Competition Groups | 41.7533 | 0 | 0 | 2408.9073 | 0.017333 | 18 | Residential_2035_Technical_MW_After Competition Groups_18 | Lighting Motion Sensors, Timers, Dimmers | 1.733% | 0 | 41.7533 | Residential_2035_Technical_MW_After Competition Groups_Lighting Motion Sensors, Timers, Dimmers
Residential | Res ¦ Occupancy Sensors MF | 2035 | Achievable | MW | After Competition Groups | 12.9291 | 0 | 0 | 776.7012 | 0.016646 | 15 | Residential_2035_Achievable_MW_After Competition Groups_15 | Occupancy Sensors MF | 1.665% | 0 | 12.9291 | Residential_2035_Achievable_MW_After Competition Groups_Occupancy Sensors MF
Residential | Res ¦ Advanced BAS/Controllers | 2035 | Achievable | MW | After Competition Groups | 12.7439 | 0 | 0 | 776.7012 | 0.016408 | 16 | Residential_2035_Achievable_MW_After Competition Groups_16 | Advanced BAS/Controllers | 1.641% | 0 | 12.7439 | Residential_2035_Achievable_MW_After Competition Groups_Advanced BAS/Controllers
Residential | Res ¦ Energy Star Torchiere | 2035 | Achievable | MW | After Competition Groups | 11.8789 | 0 | 0 | 776.7012 | 0.015294 | 17 | Residential_2035_Achievable_MW_After Competition Groups_17 | Energy Star Torchiere | 1.529% | 0 | 11.8789 | Residential_2035_Achievable_MW_After Competition Groups_Energy Star Torchiere
Residential | Res ¦ Ceiling Insulation | 2035 | Economic | MW | After Competition Groups | 22.5738 | 0 | 0 | 1489.4377 | 0.015156 | 13 | Residential_2035_Economic_MW_After Competition Groups_13 | Ceiling Insulation | 1.516% | 0 | 22.5738 | Residential_2035_Economic_MW_After Competition Groups_Ceiling Insulation
Residential | Res ¦ Clothes Drying Racks | 2035 | Achievable | MW | After Competition Groups | 11.5839 | 0 | 0 | 776.7012 | 0.014914 | 18 | Residential_2035_Achievable_MW_After Competition Groups_18 | Clothes Drying Racks | 1.491% | 0 | 11.5839 | Residential_2035_Achievable_MW_After Competition Groups_Clothes Drying Racks
Residential | Res ¦ Energy Star Clothes Dryer | 2035 | Economic | MW | After Competition Groups | 21.8412 | 0 | 0 | 1489.4377 | 0.014664 | 14 | Residential_2035_Economic_MW_After Competition Groups_14 | Energy Star Clothes Dryer | 1.466% | 0 | 21.8412 | Residential_2035_Economic_MW_After Competition Groups_Energy Star Clothes Dryer
Residential | Res ¦ Energy Star Clothes Dryer | 2035 | Achievable | MW | After Competition Groups | 10.8082 | 0 | 0 | 776.7012 | 0.013916 | 19 | Residential_2035_Achievable_MW_After Competition Groups_19 | Energy Star Clothes Dryer | 1.392% | 0 | 10.8082 | Residential_2035_Achievable_MW_After Competition Groups_Energy Star Clothes Dryer
Residential | Res ¦ Variable Refrigerant Flow Heat Pump | 2035 | Technical | MW | After Competition Groups | 32.7745 | 0 | 0 | 2408.9073 | 0.013606 | 19 | Residential_2035_Technical_MW_After Competition Groups_19 | Variable Refrigerant Flow Heat Pump | 1.361% | 0 | 32.7745 | Residential_2035_Technical_MW_After Competition Groups_Variable Refrigerant Flow Heat Pump
Residential | Res ¦ Duct Insulation | 2035 | Economic | MW | After Competition Groups | 18.9868 | 0 | 0 | 1489.4377 | 0.012748 | 15 | Residential_2035_Economic_MW_After Competition Groups_15 | Duct Insulation | 1.275% | 0 | 18.9868 | Residential_2035_Economic_MW_After Competition Groups_Duct Insulation
Residential | Res ¦ Refrigerator Recycling | 2035 | Achievable | MW | After Competition Groups | 9.8192 | 0 | 0 | 776.7012 | 0.012642 | 20 | Residential_2035_Achievable_MW_After Competition Groups_20 | Refrigerator Recycling | 1.264% | 0 | 9.8192 | Residential_2035_Achievable_MW_After Competition Groups_Refrigerator Recycling
Residential | Res ¦ High Efficiency Chiller (avg of water and air cooled) | 2035 | Achievable | MW | After Competition Groups | 9.5219 | 0 | 0 | 776.7012 | 0.012259 | 21 | Residential_2035_Achievable_MW_After Competition Groups_21 | High Efficiency Chiller (avg of water and air cooled) | 1.226% | 0 | 9.5219 | Residential_2035_Achievable_MW_After Competition Groups_High Efficiency Chiller (avg of water and air cooled)
Residential | Res ¦ Energy Star Torchiere | 2035 | Economic | MW | After Competition Groups | 17.6237 | 0 | 0 | 1489.4377 | 0.011832 | 16 | Residential_2035_Economic_MW_After Competition Groups_16 | Energy Star Torchiere | 1.183% | 0 | 17.6237 | Residential_2035_Economic_MW_After Competition Groups_Energy Star Torchiere
Residential | Res ¦ Freezer Recycling | 2035 | Achievable | MW | After Competition Groups | 9.137 | 0 | 0 | 776.7012 | 0.011764 | 22 | Residential_2035_Achievable_MW_After Competition Groups_22 | Freezer Recycling | 1.176% | 0 | 9.137 | Residential_2035_Achievable_MW_After Competition Groups_Freezer Recycling
Residential | Res ¦ Energy Star Light Fixture | 2035 | Achievable | MW | After Competition Groups | 9.0396 | 0 | 0 | 776.7012 | 0.011638 | 23 | Residential_2035_Achievable_MW_After Competition Groups_23 | Energy Star Light Fixture | 1.164% | 0 | 9.0396 | Residential_2035_Achievable_MW_After Competition Groups_Energy Star Light Fixture
Residential | Res ¦ Basement or Crawlspace Insulation | 2035 | Economic | MW | After Competition Groups | 17.2501 | 0 | 0 | 1489.4377 | 0.011582 | 17 | Residential_2035_Economic_MW_After Competition Groups_17 | Basement or Crawlspace Insulation | 1.158% | 0 | 17.2501 | Residential_2035_Economic_MW_After Competition Groups_Basement or Crawlspace Insulation
Residential | Res ¦ Air Sealing | 2035 | Economic | MW | After Competition Groups | 16.4264 | 0 | 0 | 1489.4377 | 0.011029 | 18 | Residential_2035_Economic_MW_After Competition Groups_18 | Air Sealing | 1.103% | 0 | 16.4264 | Residential_2035_Economic_MW_After Competition Groups_Air Sealing
Residential | Res ¦ Wall Insulation | 2035 | Economic | MW | After Competition Groups | 16.0367 | 0 | 0 | 1489.4377 | 0.010767 | 19 | Residential_2035_Economic_MW_After Competition Groups_19 | Wall Insulation | 1.077% | 0 | 16.0367 | Residential_2035_Economic_MW_After Competition Groups_Wall Insulation
Residential | Res ¦ Floor Insulation | 2035 | Economic | MW | After Competition Groups | 15.6154 | 0 | 0 | 1489.4377 | 0.010484 | 20 | Residential_2035_Economic_MW_After Competition Groups_20 | Floor Insulation | 1.048% | 0 | 15.6154 | Residential_2035_Economic_MW_After Competition Groups_Floor Insulation
Residential | Res ¦ Energy Star Light Fixture | 2035 | Economic | MW | After Competition Groups | 14.56 | 0 | 0 | 1489.4377 | 0.0097755 | 21 | Residential_2035_Economic_MW_After Competition Groups_21 | Energy Star Light Fixture | 0.9775% | 0 | 14.56 | Residential_2035_Economic_MW_After Competition Groups_Energy Star Light Fixture
Residential | Res ¦ Ceiling Insulation | 2035 | Technical | MW | After Competition Groups | 23.2168 | 0 | 0 | 2408.9073 | 0.0096379 | 20 | Residential_2035_Technical_MW_After Competition Groups_20 | Ceiling Insulation | 0.9638% | 0 | 23.2168 | Residential_2035_Technical_MW_After Competition Groups_Ceiling Insulation
Residential | Res ¦ Home Energy Reports | 2035 | Technical | MW | After Competition Groups | 22.9826 | 0 | 0 | 2408.9073 | 0.0095407 | 21 | Residential_2035_Technical_MW_After Competition Groups_21 | Home Energy Reports | 0.9541% | 0 | 22.9826 | Residential_2035_Technical_MW_After Competition Groups_Home Energy Reports
Residential | Res ¦ Energy Star Light Fixture | 2035 | Technical | MW | After Competition Groups | 22.1527 | 0 | 0 | 2408.9073 | 0.0091962 | 22 | Residential_2035_Technical_MW_After Competition Groups_22 | Energy Star Light Fixture | 0.9196% | 0 | 22.1527 | Residential_2035_Technical_MW_After Competition Groups_Energy Star Light Fixture
Residential | Res ¦ Occupancy Sensors MF | 2035 | Economic | MW | After Competition Groups | 13.1713 | 0 | 0 | 1489.4377 | 0.0088432 | 22 | Residential_2035_Economic_MW_After Competition Groups_22 | Occupancy Sensors MF | 0.8843% | 0 | 13.1713 | Residential_2035_Economic_MW_After Competition Groups_Occupancy Sensors MF
Residential | Res ¦ Advanced BAS/Controllers | 2035 | Economic | MW | After Competition Groups | 12.6625 | 0 | 0 | 1489.4377 | 0.0085015 | 23 | Residential_2035_Economic_MW_After Competition Groups_23 | Advanced BAS/Controllers | 0.8502% | 0 | 12.6625 | Residential_2035_Economic_MW_After Competition Groups_Advanced BAS/Controllers
Residential | Res ¦ Duct Insulation | 2035 | Technical | MW | After Competition Groups | 19.3583 | 0 | 0 | 2408.9073 | 0.0080361 | 23 | Residential_2035_Technical_MW_After Competition Groups_23 | Duct Insulation | 0.8036% | 0 | 19.3583 | Residential_2035_Technical_MW_After Competition Groups_Duct Insulation
Residential | Res ¦ Clothes Drying Racks | 2035 | Economic | MW | After Competition Groups | 11.5116 | 0 | 0 | 1489.4377 | 0.0077288 | 24 | Residential_2035_Economic_MW_After Competition Groups_24 | Clothes Drying Racks | 0.7729% | 0 | 11.5116 | Residential_2035_Economic_MW_After Competition Groups_Clothes Drying Racks
Residential | Res ¦ Energy Star Torchiere | 2035 | Technical | MW | After Competition Groups | 17.6237 | 0 | 0 | 2408.9073 | 0.007316 | 24 | Residential_2035_Technical_MW_After Competition Groups_24 | Energy Star Torchiere | 0.7316% | 0 | 17.6237 | Residential_2035_Technical_MW_After Competition Groups_Energy Star Torchiere
Residential | Res ¦ High Efficiency Chiller (avg of water and air cooled) | 2035 | Economic | MW | After Competition Groups | 10.5611 | 0 | 0 | 1489.4377 | 0.0070907 | 25 | Residential_2035_Economic_MW_After Competition Groups_25 | High Efficiency Chiller (avg of water and air cooled) | 0.7091% | 0 | 10.5611 | Residential_2035_Economic_MW_After Competition Groups_High Efficiency Chiller (avg of water and air cooled)
Residential | Res ¦ Air Sealing | 2035 | Technical | MW | After Competition Groups | 16.4264 | 0 | 0 | 2408.9073 | 0.006819 | 25 | Residential_2035_Technical_MW_After Competition Groups_25 | Air Sealing | 0.6819% | 0 | 16.4264 | Residential_2035_Technical_MW_After Competition Groups_Air Sealing
Residential | Res ¦ Central Air Conditioner Maintenance | 2035 | Technical | MW | After Competition Groups | 15.8606 | 0 | 0 | 2408.9073 | 0.0065841 | 26 | Residential_2035_Technical_MW_After Competition Groups_26 | Central Air Conditioner Maintenance | 0.6584% | 0 | 15.8606 | Residential_2035_Technical_MW_After Competition Groups_Central Air Conditioner Maintenance
Residential | Res ¦ Refrigerator Recycling | 2035 | Economic | MW | After Competition Groups | 9.7563 | 0 | 0 | 1489.4377 | 0.0065503 | 26 | Residential_2035_Economic_MW_After Competition Groups_26 | Refrigerator Recycling | 0.655% | 0 | 9.7563 | Residential_2035_Economic_MW_After Competition Groups_Refrigerator Recycling
Residential | Res ¦ Floor Insulation | 2035 | Technical | MW | After Competition Groups | 15.6154 | 0 | 0 | 2408.9073 | 0.0064824 | 27 | Residential_2035_Technical_MW_After Competition Groups_27 | Floor Insulation | 0.6482% | 0 | 15.6154 | Residential_2035_Technical_MW_After Competition Groups_Floor Insulation
Residential | Res ¦ Duct Insulation | 2035 | Achievable | MW | After Competition Groups | 4.8822 | 0 | 0 | 776.7012 | 0.0062858 | 24 | Residential_2035_Achievable_MW_After Competition Groups_24 | Duct Insulation | 0.6286% | 0 | 4.8822 | Residential_2035_Achievable_MW_After Competition Groups_Duct Insulation
Residential | Res ¦ Freezer Recycling | 2035 | Economic | MW | After Competition Groups | 9.088 | 0 | 0 | 1489.4377 | 0.0061016 | 27 | Residential_2035_Economic_MW_After Competition Groups_27 | Freezer Recycling | 0.6102% | 0 | 9.088 | Residential_2035_Economic_MW_After Competition Groups_Freezer Recycling
Residential | Res ¦ Dehumidifier Recycling | 2035 | Technical | MW | After Competition Groups | 14.4808 | 0 | 0 | 2408.9073 | 0.0060114 | 28 | Residential_2035_Technical_MW_After Competition Groups_28 | Dehumidifier Recycling | 0.6011% | 0 | 14.4808 | Residential_2035_Technical_MW_After Competition Groups_Dehumidifier Recycling
Residential | Res ¦ Energy Star Freezer | 2035 | Achievable | MW | After Competition Groups | 4.6437 | 0 | 0 | 776.7012 | 0.0059788 | 25 | Residential_2035_Achievable_MW_After Competition Groups_25 | Energy Star Freezer | 0.5979% | 0 | 4.6437 | Residential_2035_Achievable_MW_After Competition Groups_Energy Star Freezer
Residential | Res ¦ Duct Insulation MF | 2035 | Economic | MW | After Competition Groups | 8.7227 | 0 | 0 | 1489.4377 | 0.0058564 | 28 | Residential_2035_Economic_MW_After Competition Groups_28 | Duct Insulation MF | 0.5856% | 0 | 8.7227 | Residential_2035_Economic_MW_After Competition Groups_Duct Insulation MF
Residential | Res ¦ Energy Star Dehumidifier | 2035 | Economic | MW | After Competition Groups | 8.5131 | 0 | 0 | 1489.4377 | 0.0057156 | 29 | Residential_2035_Economic_MW_After Competition Groups_29 | Energy Star Dehumidifier | 0.5716% | 0 | 8.5131 | Residential_2035_Economic_MW_After Competition Groups_Energy Star Dehumidifier
Residential | Res ¦ Air Sealing | 2035 | Achievable | MW | After Competition Groups | 4.3158 | 0 | 0 | 776.7012 | 0.0055565 | 26 | Residential_2035_Achievable_MW_After Competition Groups_26 | Air Sealing | 0.5557% | 0 | 4.3158 | Residential_2035_Achievable_MW_After Competition Groups_Air Sealing
Residential | Res ¦ Occupancy Sensors MF | 2035 | Technical | MW | After Competition Groups | 13.1713 | 0 | 0 | 2408.9073 | 0.0054678 | 29 | Residential_2035_Technical_MW_After Competition Groups_29 | Occupancy Sensors MF | 0.5468% | 0 | 13.1713 | Residential_2035_Technical_MW_After Competition Groups_Occupancy Sensors MF
Residential | Res ¦ Floor Insulation | 2035 | Achievable | MW | After Competition Groups | 4.1005 | 0 | 0 | 776.7012 | 0.0052794 | 27 | Residential_2035_Achievable_MW_After Competition Groups_27 | Floor Insulation | 0.5279% | 0 | 4.1005 | Residential_2035_Achievable_MW_After Competition Groups_Floor Insulation
Residential | Res ¦ Advanced BAS/Controllers | 2035 | Technical | MW | After Competition Groups | 12.6625 | 0 | 0 | 2408.9073 | 0.0052565 | 30 | Residential_2035_Technical_MW_After Competition Groups_30 | Advanced BAS/Controllers | 0.5257% | 0 | 12.6625 | Residential_2035_Technical_MW_After Competition Groups_Advanced BAS/Controllers
Residential | Res ¦ Home Energy Reports | 2035 | Achievable | MW | After Competition Groups | 3.9438 | 0 | 0 | 776.7012 | 0.0050776 | 28 | Residential_2035_Achievable_MW_After Competition Groups_28 | Home Energy Reports | 0.5078% | 0 | 3.9438 | Residential_2035_Achievable_MW_After Competition Groups_Home Energy Reports
Residential | Res ¦ Variable Refrigerant Flow Heat Pump | 2035 | Achievable | MW | After Competition Groups | 3.9023 | 0 | 0 | 776.7012 | 0.0050242 | 29 | Residential_2035_Achievable_MW_After Competition Groups_29 | Variable Refrigerant Flow Heat Pump | 0.5024% | 0 | 3.9023 | Residential_2035_Achievable_MW_After Competition Groups_Variable Refrigerant Flow Heat Pump
Residential | Res ¦ Home Energy Reports | 2035 | Economic | MW | After Competition Groups | 7.163 | 0 | 0 | 1489.4377 | 0.0048092 | 30 | Residential_2035_Economic_MW_After Competition Groups_30 | Home Energy Reports | 0.4809% | 0 | 7.163 | Residential_2035_Economic_MW_After Competition Groups_Home Energy Reports
Residential | Res ¦ Clothes Drying Racks | 2035 | Technical | MW | After Competition Groups | 11.5116 | 0 | 0 | 2408.9073 | 0.0047788 | 31 | Residential_2035_Technical_MW_After Competition Groups_31 | Clothes Drying Racks | 0.4779% | 0 | 11.5116 | Residential_2035_Technical_MW_After Competition Groups_Clothes Drying Racks
Residential | Res ¦ Outside Air Economizer | 2035 | Achievable | MW | After Competition Groups | 3.5142 | 0 | 0 | 776.7012 | 0.0045245 | 30 | Residential_2035_Achievable_MW_After Competition Groups_30 | Outside Air Economizer | 0.4524% | 0 | 3.5142 | Residential_2035_Achievable_MW_After Competition Groups_Outside Air Economizer
Residential | Res ¦ High Efficiency Chiller (avg of water and air cooled) | 2035 | Technical | MW | After Competition Groups | 10.5611 | 0 | 0 | 2408.9073 | 0.0043842 | 32 | Residential_2035_Technical_MW_After Competition Groups_32 | High Efficiency Chiller (avg of water and air cooled) | 0.4384% | 0 | 10.5611 | Residential_2035_Technical_MW_After Competition Groups_High Efficiency Chiller (avg of water and air cooled)
Residential | Res ¦ Energy Star Freezer | 2035 | Technical | MW | After Competition Groups | 10.2363 | 0 | 0 | 2408.9073 | 0.0042494 | 33 | Residential_2035_Technical_MW_After Competition Groups_33 | Energy Star Freezer | 0.4249% | 0 | 10.2363 | Residential_2035_Technical_MW_After Competition Groups_Energy Star Freezer
Residential | Res ¦ Furnace with ECM | 2035 | Economic | MW | After Competition Groups | 6.3283 | 0 | 0 | 1489.4377 | 0.0042488 | 31 | Residential_2035_Economic_MW_After Competition Groups_31 | Furnace with ECM | 0.4249% | 0 | 6.3283 | Residential_2035_Economic_MW_After Competition Groups_Furnace with ECM
Residential | Res ¦ Refrigerator Recycling | 2035 | Technical | MW | After Competition Groups | 9.7563 | 0 | 0 | 2408.9073 | 0.0040501 | 34 | Residential_2035_Technical_MW_After Competition Groups_34 | Refrigerator Recycling | 0.405% | 0 | 9.7563 | Residential_2035_Technical_MW_After Competition Groups_Refrigerator Recycling
Residential | Res ¦ Wall Insulation | 2035 | Achievable | MW | After Competition Groups | 3.1118 | 0 | 0 | 776.7012 | 0.0040064 | 31 | Residential_2035_Achievable_MW_After Competition Groups_31 | Wall Insulation | 0.4006% | 0 | 3.1118 | Residential_2035_Achievable_MW_After Competition Groups_Wall Insulation
Residential | Res ¦ Freezer Recycling | 2035 | Technical | MW | After Competition Groups | 9.088 | 0 | 0 | 2408.9073 | 0.0037727 | 35 | Residential_2035_Technical_MW_After Competition Groups_35 | Freezer Recycling | 0.3773% | 0 | 9.088 | Residential_2035_Technical_MW_After Competition Groups_Freezer Recycling
Residential | Res ¦ LED Tube Re-Lamp | 2035 | Achievable | MW | After Competition Groups | 2.8408 | 0 | 0 | 776.7012 | 0.0036575 | 32 | Residential_2035_Achievable_MW_After Competition Groups_32 | LED Tube Re-Lamp | 0.3657% | 0 | 2.8408 | Residential_2035_Achievable_MW_After Competition Groups_LED Tube Re-Lamp
Residential | Res ¦ Duct Insulation MF | 2035 | Technical | MW | After Competition Groups | 8.7227 | 0 | 0 | 2408.9073 | 0.003621 | 36 | Residential_2035_Technical_MW_After Competition Groups_36 | Duct Insulation MF | 0.3621% | 0 | 8.7227 | Residential_2035_Technical_MW_After Competition Groups_Duct Insulation MF
Residential | Res ¦ Minimize Hot and Warm Clothes Wash | 2035 | Achievable | MW | After Competition Groups | 2.7936 | 0 | 0 | 776.7012 | 0.0035967 | 33 | Residential_2035_Achievable_MW_After Competition Groups_33 | Minimize Hot and Warm Clothes Wash | 0.3597% | 0 | 2.7936 | Residential_2035_Achievable_MW_After Competition Groups_Minimize Hot and Warm Clothes Wash
Residential | Res ¦ Energy Star Dehumidifier | 2035 | Technical | MW | After Competition Groups | 8.5131 | 0 | 0 | 2408.9073 | 0.003534 | 37 | Residential_2035_Technical_MW_After Competition Groups_37 | Energy Star Dehumidifier | 0.3534% | 0 | 8.5131 | Residential_2035_Technical_MW_After Competition Groups_Energy Star Dehumidifier
Residential | Res ¦ Minimize Hot and Warm Clothes Wash | 2035 | Economic | MW | After Competition Groups | 4.8047 | 0 | 0 | 1489.4377 | 0.0032259 | 32 | Residential_2035_Economic_MW_After Competition Groups_32 | Minimize Hot and Warm Clothes Wash | 0.3226% | 0 | 4.8047 | Residential_2035_Economic_MW_After Competition Groups_Minimize Hot and Warm Clothes Wash
Residential | Res ¦ LED Downlight | 2035 | Achievable | MW | After Competition Groups | 2.4272 | 0 | 0 | 776.7012 | 0.003125 | 34 | Residential_2035_Achievable_MW_After Competition Groups_34 | LED Downlight | 0.3125% | 0 | 2.4272 | Residential_2035_Achievable_MW_After Competition Groups_LED Downlight
Residential | Res ¦ ENERGY STAR LED LAMPS (REFLECTOR LAMPs/MR16/PAR 16) | 2035 | Achievable | MW | After Competition Groups | 2.3352 | 0 | 0 | 776.7012 | 0.0030065 | 35 | Residential_2035_Achievable_MW_After Competition Groups_35 | ENERGY STAR LED LAMPS (REFLECTOR LAMPs/MR16/PAR 16) | 0.3007% | 0 | 2.3352 | Residential_2035_Achievable_MW_After Competition Groups_ENERGY STAR LED LAMPS (REFLECTOR LAMPs/MR16/PAR 16)
Residential | Res ¦ INTEGRAL LED TROFFERS | 2035 | Technical | MW | After Competition Groups | 7.2145 | 0 | 0 | 2408.9073 | 0.0029949 | 38 | Residential_2035_Technical_MW_After Competition Groups_38 | INTEGRAL LED TROFFERS | 0.2995% | 0 | 7.2145 | Residential_2035_Technical_MW_After Competition Groups_INTEGRAL LED TROFFERS
Residential | Res ¦ Heat Recovery Ventilator | 2035 | Economic | MW | After Competition Groups | 4.3524 | 0 | 0 | 1489.4377 | 0.0029222 | 33 | Residential_2035_Economic_MW_After Competition Groups_33 | Heat Recovery Ventilator | 0.2922% | 0 | 4.3524 | Residential_2035_Economic_MW_After Competition Groups_Heat Recovery Ventilator
Residential | Res ¦ Furnace with ECM | 2035 | Achievable | MW | After Competition Groups | 2.1503 | 0 | 0 | 776.7012 | 0.0027685 | 36 | Residential_2035_Achievable_MW_After Competition Groups_36 | Furnace with ECM | 0.2769% | 0 | 2.1503 | Residential_2035_Achievable_MW_After Competition Groups_Furnace with ECM
Residential | Res ¦ Energy Star Windows | 2035 | Technical | MW | After Competition Groups | 6.6503 | 0 | 0 | 2408.9073 | 0.0027607 | 39 | Residential_2035_Technical_MW_After Competition Groups_39 | Energy Star Windows | 0.2761% | 0 | 6.6503 | Residential_2035_Technical_MW_After Competition Groups_Energy Star Windows
Residential | Res ¦ Furnace Whistle | 2035 | Achievable | MW | After Competition Groups | 2.0946 | 0 | 0 | 776.7012 | 0.0026968 | 37 | Residential_2035_Achievable_MW_After Competition Groups_37 | Furnace Whistle | 0.2697% | 0 | 2.0946 | Residential_2035_Achievable_MW_After Competition Groups_Furnace Whistle
Residential | Res ¦ Furnace with ECM | 2035 | Technical | MW | After Competition Groups | 6.3283 | 0 | 0 | 2408.9073 | 0.0026271 | 40 | Residential_2035_Technical_MW_After Competition Groups_40 | Furnace with ECM | 0.2627% | 0 | 6.3283 | Residential_2035_Technical_MW_After Competition Groups_Furnace with ECM
Residential | Res ¦ Duct Insulation MF | 2035 | Achievable | MW | After Competition Groups | 1.9052 | 0 | 0 | 776.7012 | 0.0024529 | 38 | Residential_2035_Achievable_MW_After Competition Groups_38 | Duct Insulation MF | 0.2453% | 0 | 1.9052 | Residential_2035_Achievable_MW_After Competition Groups_Duct Insulation MF
Residential | Res ¦ Energy Star Freezer | 2035 | Economic | MW | After Competition Groups | 3.6511 | 0 | 0 | 1489.4377 | 0.0024513 | 34 | Residential_2035_Economic_MW_After Competition Groups_34 | Energy Star Freezer | 0.2451% | 0 | 3.6511 | Residential_2035_Economic_MW_After Competition Groups_Energy Star Freezer
Residential | Res ¦ Central Lighting Control System | 2035 | Technical | MW | After Competition Groups | 5.8929 | 0 | 0 | 2408.9073 | 0.0024463 | 41 | Residential_2035_Technical_MW_After Competition Groups_41 | Central Lighting Control System | 0.2446% | 0 | 5.8929 | Residential_2035_Technical_MW_After Competition Groups_Central Lighting Control System
Residential | Res ¦ CO Sensors for parking garage exhaust fans | 2035 | Achievable | MW | After Competition Groups | 1.8796 | 0 | 0 | 776.7012 | 0.00242 | 39 | Residential_2035_Achievable_MW_After Competition Groups_39 | CO Sensors for parking garage exhaust fans | 0.242% | 0 | 1.8796 | Residential_2035_Achievable_MW_After Competition Groups_CO Sensors for parking garage exhaust fans
Residential | Res ¦ Outside Air Economizer | 2035 | Economic | MW | After Competition Groups | 3.5339 | 0 | 0 | 1489.4377 | 0.0023726 | 35 | Residential_2035_Economic_MW_After Competition Groups_35 | Outside Air Economizer | 0.2373% | 0 | 3.5339 | Residential_2035_Economic_MW_After Competition Groups_Outside Air Economizer
Residential | Res ¦ Comprehensive Draft Proofing | 2035 | Achievable | MW | After Competition Groups | 1.8094 | 0 | 0 | 776.7012 | 0.0023297 | 40 | Residential_2035_Achievable_MW_After Competition Groups_40 | Comprehensive Draft Proofing | 0.233% | 0 | 1.8094 | Residential_2035_Achievable_MW_After Competition Groups_Comprehensive Draft Proofing
Residential | Res ¦ Variable Refrigerant Flow Heat Pump | 2035 | Economic | MW | After Competition Groups | 3.4278 | 0 | 0 | 1489.4377 | 0.0023014 | 36 | Residential_2035_Economic_MW_After Competition Groups_36 | Variable Refrigerant Flow Heat Pump | 0.2301% | 0 | 3.4278 | Residential_2035_Economic_MW_After Competition Groups_Variable Refrigerant Flow Heat Pump
Residential | Res ¦ Variable Frequency Drive (VFD) | 2035 | Achievable | MW | After Competition Groups | 1.7548 | 0 | 0 | 776.7012 | 0.0022593 | 41 | Residential_2035_Achievable_MW_After Competition Groups_41 | Variable Frequency Drive (VFD) | 0.2259% | 0 | 1.7548 | Residential_2035_Achievable_MW_After Competition Groups_Variable Frequency Drive (VFD)
Residential | Res ¦ Heat Pump Water Heater | 2035 | Technical | MW | After Competition Groups | 5.3908 | 0 | 0 | 2408.9073 | 0.0022379 | 42 | Residential_2035_Technical_MW_After Competition Groups_42 | Heat Pump Water Heater | 0.2238% | 0 | 5.3908 | Residential_2035_Technical_MW_After Competition Groups_Heat Pump Water Heater
Residential | Res ¦ Early Hot Water Heater Replacement | 2035 | Economic | MW | After Competition Groups | 3.1074 | 0 | 0 | 1489.4377 | 0.0020863 | 37 | Residential_2035_Economic_MW_After Competition Groups_37 | Early Hot Water Heater Replacement | 0.2086% | 0 | 3.1074 | Residential_2035_Economic_MW_After Competition Groups_Early Hot Water Heater Replacement
Residential | Res ¦ Basement or Crawlspace Insulation | 2035 | Achievable | MW | After Competition Groups | 1.6071 | 0 | 0 | 776.7012 | 0.0020691 | 42 | Residential_2035_Achievable_MW_After Competition Groups_42 | Basement or Crawlspace Insulation | 0.2069% | 0 | 1.6071 | Residential_2035_Achievable_MW_After Competition Groups_Basement or Crawlspace Insulation
Residential | Res ¦ LED Downlight | 2035 | Technical | MW | After Competition Groups | 4.8519 | 0 | 0 | 2408.9073 | 0.0020142 | 43 | Residential_2035_Technical_MW_After Competition Groups_43 | LED Downlight | 0.2014% | 0 | 4.8519 | Residential_2035_Technical_MW_After Competition Groups_LED Downlight
Residential | Res ¦ LED Tube Re-Lamp | 2035 | Economic | MW | After Competition Groups | 2.9957 | 0 | 0 | 1489.4377 | 0.0020113 | 38 | Residential_2035_Economic_MW_After Competition Groups_38 | LED Tube Re-Lamp | 0.2011% | 0 | 2.9957 | Residential_2035_Economic_MW_After Competition Groups_LED Tube Re-Lamp
Residential | Res ¦ Minimize Hot and Warm Clothes Wash | 2035 | Technical | MW | After Competition Groups | 4.8047 | 0 | 0 | 2408.9073 | 0.0019946 | 44 | Residential_2035_Technical_MW_After Competition Groups_44 | Minimize Hot and Warm Clothes Wash | 0.1995% | 0 | 4.8047 | Residential_2035_Technical_MW_After Competition Groups_Minimize Hot and Warm Clothes Wash
Residential | Res ¦ LED Tube Re-Lamp | 2035 | Technical | MW | After Competition Groups | 4.5861 | 0 | 0 | 2408.9073 | 0.0019038 | 45 | Residential_2035_Technical_MW_After Competition Groups_45 | LED Tube Re-Lamp | 0.1904% | 0 | 4.5861 | Residential_2035_Technical_MW_After Competition Groups_LED Tube Re-Lamp
Residential | Res ¦ Heat Recovery Ventilator | 2035 | Technical | MW | After Competition Groups | 4.5 | 0 | 0 | 2408.9073 | 0.0018681 | 46 | Residential_2035_Technical_MW_After Competition Groups_46 | Heat Recovery Ventilator | 0.1868% | 0 | 4.5 | Residential_2035_Technical_MW_After Competition Groups_Heat Recovery Ventilator
Residential | Res ¦ Energy Star Ceiling Fan/Lighting | 2035 | Technical | MW | After Competition Groups | 4.4133 | 0 | 0 | 2408.9073 | 0.0018321 | 47 | Residential_2035_Technical_MW_After Competition Groups_47 | Energy Star Ceiling Fan/Lighting | 0.1832% | 0 | 4.4133 | Residential_2035_Technical_MW_After Competition Groups_Energy Star Ceiling Fan/Lighting
Residential | Res ¦ Energy Star Dehumidifier | 2035 | Achievable | MW | After Competition Groups | 1.418 | 0 | 0 | 776.7012 | 0.0018257 | 43 | Residential_2035_Achievable_MW_After Competition Groups_43 | Energy Star Dehumidifier | 0.1826% | 0 | 1.418 | Residential_2035_Achievable_MW_After Competition Groups_Energy Star Dehumidifier
Residential | Res ¦ Demand Control Ventilation | 2035 | Achievable | MW | After Competition Groups | 1.3976 | 0 | 0 | 776.7012 | 0.0017995 | 44 | Residential_2035_Achievable_MW_After Competition Groups_44 | Demand Control Ventilation | 0.1799% | 0 | 1.3976 | Residential_2035_Achievable_MW_After Competition Groups_Demand Control Ventilation
Residential | Res ¦ Passive Attic Ventilation | 2035 | Technical | MW | After Competition Groups | 4.1138 | 0 | 0 | 2408.9073 | 0.0017078 | 48 | Residential_2035_Technical_MW_After Competition Groups_48 | Passive Attic Ventilation | 0.1708% | 0 | 4.1138 | Residential_2035_Technical_MW_After Competition Groups_Passive Attic Ventilation
Residential | Res ¦ Tankless Water Heater | 2035 | Achievable | MW | After Competition Groups | 1.3141 | 0 | 0 | 776.7012 | 0.0016919 | 45 | Residential_2035_Achievable_MW_After Competition Groups_45 | Tankless Water Heater | 0.1692% | 0 | 1.3141 | Residential_2035_Achievable_MW_After Competition Groups_Tankless Water Heater
Residential | Res ¦ ENERGY STAR LED LAMPS (REFLECTOR LAMPs/MR16/PAR 16) | 2035 | Economic | MW | After Competition Groups | 2.4093 | 0 | 0 | 1489.4377 | 0.0016176 | 39 | Residential_2035_Economic_MW_After Competition Groups_39 | ENERGY STAR LED LAMPS (REFLECTOR LAMPs/MR16/PAR 16) | 0.1618% | 0 | 2.4093 | Residential_2035_Economic_MW_After Competition Groups_ENERGY STAR LED LAMPS (REFLECTOR LAMPs/MR16/PAR 16)
Residential | Res ¦ Tankless Water Heater | 2035 | Economic | MW | After Competition Groups | 2.247 | 0 | 0 | 1489.4377 | 0.0015086 | 40 | Residential_2035_Economic_MW_After Competition Groups_40 | Tankless Water Heater | 0.1509% | 0 | 2.247 | Residential_2035_Economic_MW_After Competition Groups_Tankless Water Heater
Residential | Res ¦ Condensing Make Up Air Unit | 2035 | Achievable | MW | After Competition Groups | 1.1637 | 0 | 0 | 776.7012 | 0.0014982 | 46 | Residential_2035_Achievable_MW_After Competition Groups_46 | Condensing Make Up Air Unit | 0.1498% | 0 | 1.1637 | Residential_2035_Achievable_MW_After Competition Groups_Condensing Make Up Air Unit
Residential | Res ¦ CO Sensors for parking garage exhaust fans | 2035 | Economic | MW | After Competition Groups | 2.2296 | 0 | 0 | 1489.4377 | 0.0014969 | 41 | Residential_2035_Economic_MW_After Competition Groups_41 | CO Sensors for parking garage exhaust fans | 0.1497% | 0 | 2.2296 | Residential_2035_Economic_MW_After Competition Groups_CO Sensors for parking garage exhaust fans
Residential | Res ¦ Demand Control Ventilation | 2035 | Economic | MW | After Competition Groups | 2.2191 | 0 | 0 | 1489.4377 | 0.0014899 | 42 | Residential_2035_Economic_MW_After Competition Groups_42 | Demand Control Ventilation | 0.149% | 0 | 2.2191 | Residential_2035_Economic_MW_After Competition Groups_Demand Control Ventilation
Residential | Res ¦ Outside Air Economizer | 2035 | Technical | MW | After Competition Groups | 3.5339 | 0 | 0 | 2408.9073 | 0.001467 | 49 | Residential_2035_Technical_MW_After Competition Groups_49 | Outside Air Economizer | 0.1467% | 0 | 3.5339 | Residential_2035_Technical_MW_After Competition Groups_Outside Air Economizer
Residential | Res ¦ Early Hot Water Heater Replacement | 2035 | Achievable | MW | After Competition Groups | 1.1038 | 0 | 0 | 776.7012 | 0.0014212 | 47 | Residential_2035_Achievable_MW_After Competition Groups_47 | Early Hot Water Heater Replacement | 0.1421% | 0 | 1.1038 | Residential_2035_Achievable_MW_After Competition Groups_Early Hot Water Heater Replacement
Residential | Res ¦ Water Heater Temperature Setback | 2035 | Achievable | MW | After Competition Groups | 1.0975 | 0 | 0 | 776.7012 | 0.001413 | 48 | Residential_2035_Achievable_MW_After Competition Groups_48 | Water Heater Temperature Setback | 0.1413% | 0 | 1.0975 | Residential_2035_Achievable_MW_After Competition Groups_Water Heater Temperature Setback
Residential | Res ¦ Drain Water Heat Recovery | 2035 | Economic | MW | After Competition Groups | 2.0859 | 0 | 0 | 1489.4377 | 0.0014004 | 43 | Residential_2035_Economic_MW_After Competition Groups_43 | Drain Water Heat Recovery | 0.14% | 0 | 2.0859 | Residential_2035_Economic_MW_After Competition Groups_Drain Water Heat Recovery
Residential | Res ¦ Furnace Whistle | 2035 | Economic | MW | After Competition Groups | 2.0811 | 0 | 0 | 1489.4377 | 0.0013972 | 44 | Residential_2035_Economic_MW_After Competition Groups_44 | Furnace Whistle | 0.1397% | 0 | 2.0811 | Residential_2035_Economic_MW_After Competition Groups_Furnace Whistle
Residential | Res ¦ LED Parking Lot Fixture | 2035 | Achievable | MW | After Competition Groups | 1.0802 | 0 | 0 | 776.7012 | 0.0013907 | 49 | Residential_2035_Achievable_MW_After Competition Groups_49 | LED Parking Lot Fixture | 0.1391% | 0 | 1.0802 | Residential_2035_Achievable_MW_After Competition Groups_LED Parking Lot Fixture
Residential | Res ¦ Ceiling Insulation | 2035 | Achievable | MW | After Competition Groups | 1.0329 | 0 | 0 | 776.7012 | 0.0013299 | 50 | Residential_2035_Achievable_MW_After Competition Groups_50 | Ceiling Insulation | 0.133% | 0 | 1.0329 | Residential_2035_Achievable_MW_After Competition Groups_Ceiling Insulation
Residential | Res ¦ Early Hot Water Heater Replacement | 2035 | Technical | MW | After Competition Groups | 3.1074 | 0 | 0 | 2408.9073 | 0.00129 | 50 | Residential_2035_Technical_MW_After Competition Groups_50 | Early Hot Water Heater Replacement | 0.129% | 0 | 3.1074 | Residential_2035_Technical_MW_After Competition Groups_Early Hot Water Heater Replacement
Residential | Res ¦ Condensing Make Up Air Unit | 2035 | Economic | MW | After Competition Groups | 1.8605 | 0 | 0 | 1489.4377 | 0.0012491 | 45 | Residential_2035_Economic_MW_After Competition Groups_45 | Condensing Make Up Air Unit | 0.1249% | 0 | 1.8605 | Residential_2035_Economic_MW_After Competition Groups_Condensing Make Up Air Unit
Residential | Res ¦ Comprehensive Draft Proofing | 2035 | Economic | MW | After Competition Groups | 1.7978 | 0 | 0 | 1489.4377 | 0.001207 | 46 | Residential_2035_Economic_MW_After Competition Groups_46 | Comprehensive Draft Proofing | 0.1207% | 0 | 1.7978 | Residential_2035_Economic_MW_After Competition Groups_Comprehensive Draft Proofing
Residential | Res ¦ Variable Frequency Drive (VFD) | 2035 | Economic | MW | After Competition Groups | 1.7435 | 0 | 0 | 1489.4377 | 0.0011706 | 47 | Residential_2035_Economic_MW_After Competition Groups_47 | Variable Frequency Drive (VFD) | 0.1171% | 0 | 1.7435 | Residential_2035_Economic_MW_After Competition Groups_Variable Frequency Drive (VFD)
Residential | Res ¦ Energy Star Dishwasher | 2035 | Technical | MW | After Competition Groups | 2.76 | 0 | 0 | 2408.9073 | 0.0011457 | 51 | Residential_2035_Technical_MW_After Competition Groups_51 | Energy Star Dishwasher | 0.1146% | 0 | 2.76 | Residential_2035_Technical_MW_After Competition Groups_Energy Star Dishwasher
Residential | Res ¦ Air Source Heat Pump Maintenance | 2035 | Technical | MW | After Competition Groups | 2.7487 | 0 | 0 | 2408.9073 | 0.0011411 | 52 | Residential_2035_Technical_MW_After Competition Groups_52 | Air Source Heat Pump Maintenance | 0.1141% | 0 | 2.7487 | Residential_2035_Technical_MW_After Competition Groups_Air Source Heat Pump Maintenance
Residential | Res ¦ Energy Star Windows | 2035 | Achievable | MW | After Competition Groups | 0.87835 | 0 | 0 | 776.7012 | 0.0011309 | 51 | Residential_2035_Achievable_MW_After Competition Groups_51 | Energy Star Windows | 0.1131% | 0 | 0.87835 | Residential_2035_Achievable_MW_After Competition Groups_Energy Star Windows
Residential | Res ¦ Drain Water Heat Recovery | 2035 | Achievable | MW | After Competition Groups | 0.82793 | 0 | 0 | 776.7012 | 0.001066 | 52 | Residential_2035_Achievable_MW_After Competition Groups_52 | Drain Water Heat Recovery | 0.1066% | 0 | 0.82793 | Residential_2035_Achievable_MW_After Competition Groups_Drain Water Heat Recovery
Residential | Res ¦ Energy Star Windows | 2035 | Economic | MW | After Competition Groups | 1.5636 | 0 | 0 | 1489.4377 | 0.0010498 | 48 | Residential_2035_Economic_MW_After Competition Groups_48 | Energy Star Windows | 0.105% | 0 | 1.5636 | Residential_2035_Economic_MW_After Competition Groups_Energy Star Windows
Residential | Res ¦ ENERGY STAR LED LAMPS (REFLECTOR LAMPs/MR16/PAR 16) | 2035 | Technical | MW | After Competition Groups | 2.4093 | 0 | 0 | 2408.9073 | 0.0010002 | 53 | Residential_2035_Technical_MW_After Competition Groups_53 | ENERGY STAR LED LAMPS (REFLECTOR LAMPs/MR16/PAR 16) | 0.1% | 0 | 2.4093 | Residential_2035_Technical_MW_After Competition Groups_ENERGY STAR LED LAMPS (REFLECTOR LAMPs/MR16/PAR 16)
Residential | Res ¦ Heat Recovery Ventilator | 2035 | Achievable | MW | After Competition Groups | 0.73292 | 0 | 0 | 776.7012 | 0.00094363 | 53 | Residential_2035_Achievable_MW_After Competition Groups_53 | Heat Recovery Ventilator | 0.09436% | 0 | 0.73292 | Residential_2035_Achievable_MW_After Competition Groups_Heat Recovery Ventilator
Residential | Res ¦ CO Sensors for parking garage exhaust fans | 2035 | Technical | MW | After Competition Groups | 2.2296 | 0 | 0 | 2408.9073 | 0.00092556 | 54 | Residential_2035_Technical_MW_After Competition Groups_54 | CO Sensors for parking garage exhaust fans | 0.09256% | 0 | 2.2296 | Residential_2035_Technical_MW_After Competition Groups_CO Sensors for parking garage exhaust fans
Residential | Res ¦ Demand Control Ventilation | 2035 | Technical | MW | After Competition Groups | 2.2191 | 0 | 0 | 2408.9073 | 0.0009212 | 55 | Residential_2035_Technical_MW_After Competition Groups_55 | Demand Control Ventilation | 0.09212% | 0 | 2.2191 | Residential_2035_Technical_MW_After Competition Groups_Demand Control Ventilation
Residential | Res ¦ Drain Water Heat Recovery | 2035 | Technical | MW | After Competition Groups | 2.0859 | 0 | 0 | 2408.9073 | 0.0008659 | 56 | Residential_2035_Technical_MW_After Competition Groups_56 | Drain Water Heat Recovery | 0.08659% | 0 | 2.0859 | Residential_2035_Technical_MW_After Competition Groups_Drain Water Heat Recovery
Residential | Res ¦ Furnace Whistle | 2035 | Technical | MW | After Competition Groups | 2.0811 | 0 | 0 | 2408.9073 | 0.00086391 | 57 | Residential_2035_Technical_MW_After Competition Groups_57 | Furnace Whistle | 0.08639% | 0 | 2.0811 | Residential_2035_Technical_MW_After Competition Groups_Furnace Whistle
Residential | Res ¦ Window Film | 2035 | Technical | MW | After Competition Groups | 1.9278 | 0 | 0 | 2408.9073 | 0.00080027 | 58 | Residential_2035_Technical_MW_After Competition Groups_58 | Window Film | 0.08003% | 0 | 1.9278 | Residential_2035_Technical_MW_After Competition Groups_Window Film
Residential | Res ¦ Condensing Make Up Air Unit | 2035 | Technical | MW | After Competition Groups | 1.8605 | 0 | 0 | 2408.9073 | 0.00077234 | 59 | Residential_2035_Technical_MW_After Competition Groups_59 | Condensing Make Up Air Unit | 0.07723% | 0 | 1.8605 | Residential_2035_Technical_MW_After Competition Groups_Condensing Make Up Air Unit
Residential | Res ¦ LED Parking Lot Fixture | 2035 | Economic | MW | After Competition Groups | 1.132 | 0 | 0 | 1489.4377 | 0.00076004 | 49 | Residential_2035_Economic_MW_After Competition Groups_49 | LED Parking Lot Fixture | 0.076% | 0 | 1.132 | Residential_2035_Economic_MW_After Competition Groups_LED Parking Lot Fixture
Residential | Res ¦ Comprehensive Draft Proofing | 2035 | Technical | MW | After Competition Groups | 1.7978 | 0 | 0 | 2408.9073 | 0.00074631 | 60 | Residential_2035_Technical_MW_After Competition Groups_60 | Comprehensive Draft Proofing | 0.07463% | 0 | 1.7978 | Residential_2035_Technical_MW_After Competition Groups_Comprehensive Draft Proofing
Residential | Res ¦ Water Heater Temperature Setback | 2035 | Economic | MW | After Competition Groups | 1.0904 | 0 | 0 | 1489.4377 | 0.00073211 | 50 | Residential_2035_Economic_MW_After Competition Groups_50 | Water Heater Temperature Setback | 0.07321% | 0 | 1.0904 | Residential_2035_Economic_MW_After Competition Groups_Water Heater Temperature Setback
Residential | Res ¦ Variable Frequency Drive (VFD) | 2035 | Technical | MW | After Competition Groups | 1.7435 | 0 | 0 | 2408.9073 | 0.00072377 | 61 | Residential_2035_Technical_MW_After Competition Groups_61 | Variable Frequency Drive (VFD) | 0.07238% | 0 | 1.7435 | Residential_2035_Technical_MW_After Competition Groups_Variable Frequency Drive (VFD)
Residential | Res ¦ Heat Pump Water Heater | 2035 | Economic | MW | After Competition Groups | 1.0624 | 0 | 0 | 1489.4377 | 0.00071326 | 51 | Residential_2035_Economic_MW_After Competition Groups_51 | Heat Pump Water Heater | 0.07133% | 0 | 1.0624 | Residential_2035_Economic_MW_After Competition Groups_Heat Pump Water Heater
Residential | Res ¦ VFD on Pumps | 2035 | Achievable | MW | After Competition Groups | 0.53961 | 0 | 0 | 776.7012 | 0.00069474 | 54 | Residential_2035_Achievable_MW_After Competition Groups_54 | VFD on Pumps | 0.06947% | 0 | 0.53961 | Residential_2035_Achievable_MW_After Competition Groups_VFD on Pumps
Residential | Res ¦ LED Exterior Area Lights - LED Fixture (200W) | 2035 | Achievable | MW | After Competition Groups | 0.50681 | 0 | 0 | 776.7012 | 0.00065252 | 55 | Residential_2035_Achievable_MW_After Competition Groups_55 | LED Exterior Area Lights - LED Fixture (200W) | 0.06525% | 0 | 0.50681 | Residential_2035_Achievable_MW_After Competition Groups_LED Exterior Area Lights - LED Fixture (200W)
Residential | Res ¦ Solar Powered Attic Fan | 2035 | Technical | MW | After Competition Groups | 1.5181 | 0 | 0 | 2408.9073 | 0.00063019 | 62 | Residential_2035_Technical_MW_After Competition Groups_62 | Solar Powered Attic Fan | 0.06302% | 0 | 1.5181 | Residential_2035_Technical_MW_After Competition Groups_Solar Powered Attic Fan
Residential | Res ¦ DHW Recirculation Systems | 2035 | Technical | MW | After Competition Groups | 1.3507 | 0 | 0 | 2408.9073 | 0.00056072 | 63 | Residential_2035_Technical_MW_After Competition Groups_63 | DHW Recirculation Systems | 0.05607% | 0 | 1.3507 | Residential_2035_Technical_MW_After Competition Groups_DHW Recirculation Systems
Residential | Res ¦ ENERGY STAR LED Lamps (General Service Lamps) | 2035 | Achievable | MW | After Competition Groups | 0.40698 | 0 | 0 | 776.7012 | 0.00052398 | 56 | Residential_2035_Achievable_MW_After Competition Groups_56 | ENERGY STAR LED Lamps (General Service Lamps) | 0.0524% | 0 | 0.40698 | Residential_2035_Achievable_MW_After Competition Groups_ENERGY STAR LED Lamps (General Service Lamps)
Residential | Res ¦ LED Parking Lot Fixture | 2035 | Technical | MW | After Competition Groups | 1.132 | 0 | 0 | 2408.9073 | 0.00046993 | 64 | Residential_2035_Technical_MW_After Competition Groups_64 | LED Parking Lot Fixture | 0.04699% | 0 | 1.132 | Residential_2035_Technical_MW_After Competition Groups_LED Parking Lot Fixture
Residential | Res ¦ Water Heater Temperature Setback | 2035 | Technical | MW | After Competition Groups | 1.0904 | 0 | 0 | 2408.9073 | 0.00045266 | 65 | Residential_2035_Technical_MW_After Competition Groups_65 | Water Heater Temperature Setback | 0.04527% | 0 | 1.0904 | Residential_2035_Technical_MW_After Competition Groups_Water Heater Temperature Setback
Residential | Res ¦ ECM MOTORS FOR HVAC APPLICATION (FAN-POWERED VAV BOX) | 2035 | Achievable | MW | After Competition Groups | 0.30579 | 0 | 0 | 776.7012 | 0.00039371 | 57 | Residential_2035_Achievable_MW_After Competition Groups_57 | ECM MOTORS FOR HVAC APPLICATION (FAN-POWERED VAV BOX) | 0.03937% | 0 | 0.30579 | Residential_2035_Achievable_MW_After Competition Groups_ECM MOTORS FOR HVAC APPLICATION (FAN-POWERED VAV BOX)
Residential | Res ¦ HVAC Optimization | 2035 | Technical | MW | After Competition Groups | 0.89458 | 0 | 0 | 2408.9073 | 0.00037136 | 66 | Residential_2035_Technical_MW_After Competition Groups_66 | HVAC Optimization | 0.03714% | 0 | 0.89458 | Residential_2035_Technical_MW_After Competition Groups_HVAC Optimization
Residential | Res ¦ VFD on Pumps | 2035 | Economic | MW | After Competition Groups | 0.53615 | 0 | 0 | 1489.4377 | 0.00035996 | 52 | Residential_2035_Economic_MW_After Competition Groups_52 | VFD on Pumps | 0.036% | 0 | 0.53615 | Residential_2035_Economic_MW_After Competition Groups_VFD on Pumps
Residential | Res ¦ LED Exterior Area Lights - LED Fixture (200W) | 2035 | Economic | MW | After Competition Groups | 0.53405 | 0 | 0 | 1489.4377 | 0.00035856 | 53 | Residential_2035_Economic_MW_After Competition Groups_53 | LED Exterior Area Lights - LED Fixture (200W) | 0.03586% | 0 | 0.53405 | Residential_2035_Economic_MW_After Competition Groups_LED Exterior Area Lights - LED Fixture (200W)
Residential | Res ¦ LED Downlight | 2035 | Economic | MW | After Competition Groups | 0.4946 | 0 | 0 | 1489.4377 | 0.00033207 | 54 | Residential_2035_Economic_MW_After Competition Groups_54 | LED Downlight | 0.03321% | 0 | 0.4946 | Residential_2035_Economic_MW_After Competition Groups_LED Downlight
Residential | Res ¦ ENERGY STAR LED Lamps (General Service Lamps) | 2035 | Economic | MW | After Competition Groups | 0.42985 | 0 | 0 | 1489.4377 | 0.0002886 | 55 | Residential_2035_Economic_MW_After Competition Groups_55 | ENERGY STAR LED Lamps (General Service Lamps) | 0.02886% | 0 | 0.42985 | Residential_2035_Economic_MW_After Competition Groups_ENERGY STAR LED Lamps (General Service Lamps)
Residential | Res ¦ Beverage Vending Machine Controls | 2035 | Achievable | MW | After Competition Groups | 0.20819 | 0 | 0 | 776.7012 | 0.00026804 | 58 | Residential_2035_Achievable_MW_After Competition Groups_58 | Beverage Vending Machine Controls | 0.0268% | 0 | 0.20819 | Residential_2035_Achievable_MW_After Competition Groups_Beverage Vending Machine Controls
Residential | Res ¦ ECM MOTORS FOR HVAC APPLICATION (FAN-POWERED VAV BOX) | 2035 | Economic | MW | After Competition Groups | 0.3713 | 0 | 0 | 1489.4377 | 0.00024929 | 56 | Residential_2035_Economic_MW_After Competition Groups_56 | ECM MOTORS FOR HVAC APPLICATION (FAN-POWERED VAV BOX) | 0.02493% | 0 | 0.3713 | Residential_2035_Economic_MW_After Competition Groups_ECM MOTORS FOR HVAC APPLICATION (FAN-POWERED VAV BOX)
Residential | Res ¦ VFD on Pumps | 2035 | Technical | MW | After Competition Groups | 0.53615 | 0 | 0 | 2408.9073 | 0.00022257 | 67 | Residential_2035_Technical_MW_After Competition Groups_67 | VFD on Pumps | 0.02226% | 0 | 0.53615 | Residential_2035_Technical_MW_After Competition Groups_VFD on Pumps
Residential | Res ¦ Chilled Water Optimization | 2035 | Achievable | MW | After Competition Groups | 0.17256 | 0 | 0 | 776.7012 | 0.00022217 | 59 | Residential_2035_Achievable_MW_After Competition Groups_59 | Chilled Water Optimization | 0.02222% | 0 | 0.17256 | Residential_2035_Achievable_MW_After Competition Groups_Chilled Water Optimization
Residential | Res ¦ LED Exterior Area Lights - LED Fixture (200W) | 2035 | Technical | MW | After Competition Groups | 0.53405 | 0 | 0 | 2408.9073 | 0.0002217 | 68 | Residential_2035_Technical_MW_After Competition Groups_68 | LED Exterior Area Lights - LED Fixture (200W) | 0.02217% | 0 | 0.53405 | Residential_2035_Technical_MW_After Competition Groups_LED Exterior Area Lights - LED Fixture (200W)
Residential | Res ¦ Chilled Water Optimization | 2035 | Economic | MW | After Competition Groups | 0.26729 | 0 | 0 | 1489.4377 | 0.00017946 | 57 | Residential_2035_Economic_MW_After Competition Groups_57 | Chilled Water Optimization | 0.01795% | 0 | 0.26729 | Residential_2035_Economic_MW_After Competition Groups_Chilled Water Optimization
Residential | Res ¦ ENERGY STAR LED Lamps (General Service Lamps) | 2035 | Technical | MW | After Competition Groups | 0.42985 | 0 | 0 | 2408.9073 | 0.00017844 | 69 | Residential_2035_Technical_MW_After Competition Groups_69 | ENERGY STAR LED Lamps (General Service Lamps) | 0.01784% | 0 | 0.42985 | Residential_2035_Technical_MW_After Competition Groups_ENERGY STAR LED Lamps (General Service Lamps)
Residential | Res ¦ Beverage Vending Machine Controls | 2035 | Economic | MW | After Competition Groups | 0.26523 | 0 | 0 | 1489.4377 | 0.00017808 | 58 | Residential_2035_Economic_MW_After Competition Groups_58 | Beverage Vending Machine Controls | 0.01781% | 0 | 0.26523 | Residential_2035_Economic_MW_After Competition Groups_Beverage Vending Machine Controls
Residential | Res ¦ ECM MOTORS FOR HVAC APPLICATION (FAN-POWERED VAV BOX) | 2035 | Technical | MW | After Competition Groups | 0.3713 | 0 | 0 | 2408.9073 | 0.00015413 | 70 | Residential_2035_Technical_MW_After Competition Groups_70 | ECM MOTORS FOR HVAC APPLICATION (FAN-POWERED VAV BOX) | 0.01541% | 0 | 0.3713 | Residential_2035_Technical_MW_After Competition Groups_ECM MOTORS FOR HVAC APPLICATION (FAN-POWERED VAV BOX)
Residential | Res ¦ Air Source Heat Pump | 2035 | Achievable | MW | After Competition Groups | 0.10983 | 0 | 0 | 776.7012 | 0.00014141 | 60 | Residential_2035_Achievable_MW_After Competition Groups_60 | Air Source Heat Pump | 0.01414% | 0 | 0.10983 | Residential_2035_Achievable_MW_After Competition Groups_Air Source Heat Pump
Residential | Res ¦ Tankless Water Heater | 2035 | Technical | MW | After Competition Groups | 0.33538 | 0 | 0 | 2408.9073 | 0.00013923 | 71 | Residential_2035_Technical_MW_After Competition Groups_71 | Tankless Water Heater | 0.01392% | 0 | 0.33538 | Residential_2035_Technical_MW_After Competition Groups_Tankless Water Heater
Residential | Res ¦ Heat Pump Water Heater | 2035 | Achievable | MW | After Competition Groups | 0.093064 | 0 | 0 | 776.7012 | 0.00011982 | 61 | Residential_2035_Achievable_MW_After Competition Groups_61 | Heat Pump Water Heater | 0.01198% | 0 | 0.093064 | Residential_2035_Achievable_MW_After Competition Groups_Heat Pump Water Heater
Residential | Res ¦ Chilled Water Optimization | 2035 | Technical | MW | After Competition Groups | 0.26729 | 0 | 0 | 2408.9073 | 0.00011096 | 72 | Residential_2035_Technical_MW_After Competition Groups_72 | Chilled Water Optimization | 0.0111% | 0 | 0.26729 | Residential_2035_Technical_MW_After Competition Groups_Chilled Water Optimization
Residential | Res ¦ Beverage Vending Machine Controls | 2035 | Technical | MW | After Competition Groups | 0.26523 | 0 | 0 | 2408.9073 | 0.00011011 | 73 | Residential_2035_Technical_MW_After Competition Groups_73 | Beverage Vending Machine Controls | 0.01101% | 0 | 0.26523 | Residential_2035_Technical_MW_After Competition Groups_Beverage Vending Machine Controls
Residential | Res ¦ Wall Insulation MF | 2035 | Technical | MW | After Competition Groups | 0.17117 | 0 | 0 | 2408.9073 | 7.1059e-05 | 74 | Residential_2035_Technical_MW_After Competition Groups_74 | Wall Insulation MF | 0.007106% | 0 | 0.17117 | Residential_2035_Technical_MW_After Competition Groups_Wall Insulation MF
Residential | Res ¦ LED High Bay Fixture | 2035 | Achievable | MW | After Competition Groups | 0.022882 | 0 | 0 | 776.7012 | 2.946e-05 | 62 | Residential_2035_Achievable_MW_After Competition Groups_62 | LED High Bay Fixture | 0.002946% | 0 | 0.022882 | Residential_2035_Achievable_MW_After Competition Groups_LED High Bay Fixture
Residential | Res ¦ LED High Bay Fixture | 2035 | Economic | MW | After Competition Groups | 0.033248 | 0 | 0 | 1489.4377 | 2.2323e-05 | 59 | Residential_2035_Economic_MW_After Competition Groups_59 | LED High Bay Fixture | 0.002232% | 0 | 0.033248 | Residential_2035_Economic_MW_After Competition Groups_LED High Bay Fixture
Residential | Res ¦ LED Recessed Downlights | 2035 | Technical | MW | After Competition Groups | 0.038676 | 0 | 0 | 2408.9073 | 1.6055e-05 | 75 | Residential_2035_Technical_MW_After Competition Groups_75 | LED Recessed Downlights | 0.001606% | 0 | 0.038676 | Residential_2035_Technical_MW_After Competition Groups_LED Recessed Downlights
Residential | Res ¦ LED High Bay Fixture | 2035 | Technical | MW | After Competition Groups | 0.033248 | 0 | 0 | 2408.9073 | 1.3802e-05 | 76 | Residential_2035_Technical_MW_After Competition Groups_76 | LED High Bay Fixture | 0.00138% | 0 | 0.033248 | Residential_2035_Technical_MW_After Competition Groups_LED High Bay Fixture
Residential | Res ¦ Wall Insulation MF | 2035 | Economic | MW | After Competition Groups | 0.017977 | 0 | 0 | 1489.4377 | 1.207e-05 | 60 | Residential_2035_Economic_MW_After Competition Groups_60 | Wall Insulation MF | 0.001207% | 0 | 0.017977 | Residential_2035_Economic_MW_After Competition Groups_Wall Insulation MF
Residential | Res ¦ Radiant Barrier | 2035 | Economic | MW | After Competition Groups | 0.0088155 | 0 | 0 | 1489.4377 | 5.9186e-06 | 61 | Residential_2035_Economic_MW_After Competition Groups_61 | Radiant Barrier | 0.0005919% | 0 | 0.0088155 | Residential_2035_Economic_MW_After Competition Groups_Radiant Barrier
Residential | Res ¦ Radiant Barrier | 2035 | Technical | MW | After Competition Groups | 0.013088 | 0 | 0 | 2408.9073 | 5.433e-06 | 77 | Residential_2035_Technical_MW_After Competition Groups_77 | Radiant Barrier | 0.0005433% | 0 | 0.013088 | Residential_2035_Technical_MW_After Competition Groups_Radiant Barrier
Residential | Res ¦ Wall Insulation MF | 2035 | Achievable | MW | After Competition Groups | 0.0037406 | 0 | 0 | 776.7012 | 4.816e-06 | 63 | Residential_2035_Achievable_MW_After Competition Groups_63 | Wall Insulation MF | 0.0004816% | 0 | 0.0037406 | Residential_2035_Achievable_MW_After Competition Groups_Wall Insulation MF
Residential | Res ¦ Solar Water Preheat (Pools/DHW) | 2035 | Technical | MW | After Competition Groups | 0.010101 | 0 | 0 | 2408.9073 | 4.1933e-06 | 78 | Residential_2035_Technical_MW_After Competition Groups_78 | Solar Water Preheat (Pools/DHW) | 0.0004193% | 0 | 0.010101 | Residential_2035_Technical_MW_After Competition Groups_Solar Water Preheat (Pools/DHW)
Residential | Res ¦ Radiant Barrier | 2035 | Achievable | MW | After Competition Groups | 0.0012848 | 0 | 0 | 776.7012 | 1.6542e-06 | 64 | Residential_2035_Achievable_MW_After Competition Groups_64 | Radiant Barrier | 0.0001654% | 0 | 0.0012848 | Residential_2035_Achievable_MW_After Competition Groups_Radiant Barrier
Residential | Res ¦ Networked/ Connected - Indoor LED Luminaire | 2035 | Achievable | MW | After Competition Groups | 0.0012682 | 0 | 0 | 776.7012 | 1.6328e-06 | 65 | Residential_2035_Achievable_MW_After Competition Groups_65 | Networked/ Connected - Indoor LED Luminaire | 0.0001633% | 0 | 0.0012682 | Residential_2035_Achievable_MW_After Competition Groups_Networked/ Connected - Indoor LED Luminaire
Residential | Res ¦ Photocell Controls (Outdoor) | 2035 | Technical | MW | After Competition Groups | 7.7938e-05 | 0 | 0 | 2408.9073 | 3.2354e-08 | 79 | Residential_2035_Technical_MW_After Competition Groups_79 | Photocell Controls (Outdoor) | 3.235e-06% | 0 | 7.7938e-05 | Residential_2035_Technical_MW_After Competition Groups_Photocell Controls (Outdoor)
Residential | Res ¦ DHW Recirculation Systems | 2035 | Achievable | MW | After Competition Groups | 0 | 0 | 0 | 776.7012 | 0 | 66 | Residential_2035_Achievable_MW_After Competition Groups_66 | DHW Recirculation Systems | 0% | 0 | 0 | Residential_2035_Achievable_MW_After Competition Groups_DHW Recirculation Systems
Residential | Res ¦ DHW Recirculation Systems | 2035 | Economic | MW | After Competition Groups | 0 | 0 | 0 | 1489.4377 | 0 | 62 | Residential_2035_Economic_MW_After Competition Groups_62 | DHW Recirculation Systems | 0% | 0 | 0 | Residential_2035_Economic_MW_After Competition Groups_DHW Recirculation Systems
Residential | Res ¦ Lighting Motion Sensors, Timers, Dimmers | 2035 | Achievable | MW | After Competition Groups | 0 | 0 | 0 | 776.7012 | 0 | 67 | Residential_2035_Achievable_MW_After Competition Groups_67 | Lighting Motion Sensors, Timers, Dimmers | 0% | 0 | 0 | Residential_2035_Achievable_MW_After Competition Groups_Lighting Motion Sensors, Timers, Dimmers
Residential | Res ¦ Lighting Motion Sensors, Timers, Dimmers | 2035 | Economic | MW | After Competition Groups | 0 | 0 | 0 | 1489.4377 | 0 | 63 | Residential_2035_Economic_MW_After Competition Groups_63 | Lighting Motion Sensors, Timers, Dimmers | 0% | 0 | 0 | Residential_2035_Economic_MW_After Competition Groups_Lighting Motion Sensors, Timers, Dimmers
Residential | Res ¦ Ductless Mini-Split Heat Pump | 2036 | Achievable | MW | After Competition Groups | 122.1985 | 0 | 0 | 840.3594 | 0.14541 | 1 | Residential_2036_Achievable_MW_After Competition Groups_1 | Ductless Mini-Split Heat Pump | 14.54% | 0 | 122.1985 | Residential_2036_Achievable_MW_After Competition Groups_Ductless Mini-Split Heat Pump
Residential | Res ¦ Adaptive Thermostat | 2036 | Economic | MW | After Competition Groups | 207.2896 | 0 | 0 | 1525.5642 | 0.13588 | 1 | Residential_2036_Economic_MW_After Competition Groups_1 | Adaptive Thermostat | 13.59% | 0 | 207.2896 | Residential_2036_Economic_MW_After Competition Groups_Adaptive Thermostat
Residential | Res ¦ Ductless Mini-Split Heat Pump | 2036 | Economic | MW | After Competition Groups | 198.0457 | 0 | 0 | 1525.5642 | 0.12982 | 2 | Residential_2036_Economic_MW_After Competition Groups_2 | Ductless Mini-Split Heat Pump | 12.98% | 0 | 198.0457 | Residential_2036_Economic_MW_After Competition Groups_Ductless Mini-Split Heat Pump
Residential | Res ¦ Energy Star Central Air Conditioner | 2036 | Technical | MW | After Competition Groups | 263.8204 | 0 | 0 | 2462.9394 | 0.10712 | 1 | Residential_2036_Technical_MW_After Competition Groups_1 | Energy Star Central Air Conditioner | 10.71% | 0 | 263.8204 | Residential_2036_Technical_MW_After Competition Groups_Energy Star Central Air Conditioner
Residential | Res ¦ Building Recommissioning, Operations and Maintenance (O&M) Improvements | 2036 | Achievable | MW | After Competition Groups | 89.1894 | 0 | 0 | 840.3594 | 0.10613 | 2 | Residential_2036_Achievable_MW_After Competition Groups_2 | Building Recommissioning, Operations and Maintenance (O&M) Improvements | 10.61% | 0 | 89.1894 | Residential_2036_Achievable_MW_After Competition Groups_Building Recommissioning, Operations and Maintenance (O&M) Improvements
Residential | Res ¦ Adaptive Thermostat | 2036 | Achievable | MW | After Competition Groups | 77.2798 | 0 | 0 | 840.3594 | 0.09196 | 3 | Residential_2036_Achievable_MW_After Competition Groups_3 | Adaptive Thermostat | 9.196% | 0 | 77.2798 | Residential_2036_Achievable_MW_After Competition Groups_Adaptive Thermostat
Residential | Res ¦ Energy Star Clothes Washer | 2036 | Achievable | MW | After Competition Groups | 73.7616 | 0 | 0 | 840.3594 | 0.087774 | 4 | Residential_2036_Achievable_MW_After Competition Groups_4 | Energy Star Clothes Washer | 8.777% | 0 | 73.7616 | Residential_2036_Achievable_MW_After Competition Groups_Energy Star Clothes Washer
Residential | Res ¦ Adaptive Thermostat | 2036 | Technical | MW | After Competition Groups | 207.2896 | 0 | 0 | 2462.9394 | 0.084163 | 2 | Residential_2036_Technical_MW_After Competition Groups_2 | Adaptive Thermostat | 8.416% | 0 | 207.2896 | Residential_2036_Technical_MW_After Competition Groups_Adaptive Thermostat
Residential | Res ¦ Ductless Mini-Split Heat Pump | 2036 | Technical | MW | After Competition Groups | 198.0457 | 0 | 0 | 2462.9394 | 0.08041 | 3 | Residential_2036_Technical_MW_After Competition Groups_3 | Ductless Mini-Split Heat Pump | 8.041% | 0 | 198.0457 | Residential_2036_Technical_MW_After Competition Groups_Ductless Mini-Split Heat Pump
Residential | Res ¦ Energy Star Ground Source Heat Pump | 2036 | Technical | MW | After Competition Groups | 193.0901 | 0 | 0 | 2462.9394 | 0.078398 | 4 | Residential_2036_Technical_MW_After Competition Groups_4 | Energy Star Ground Source Heat Pump | 7.84% | 0 | 193.0901 | Residential_2036_Technical_MW_After Competition Groups_Energy Star Ground Source Heat Pump
Residential | Res ¦ Ductless Mini-Split Air Conditioner | 2036 | Technical | MW | After Competition Groups | 190.4052 | 0 | 0 | 2462.9394 | 0.077308 | 5 | Residential_2036_Technical_MW_After Competition Groups_5 | Ductless Mini-Split Air Conditioner | 7.731% | 0 | 190.4052 | Residential_2036_Technical_MW_After Competition Groups_Ductless Mini-Split Air Conditioner
Residential | Res ¦ Variable Speed Pool Pump Motor | 2036 | Achievable | MW | After Competition Groups | 62.8674 | 0 | 0 | 840.3594 | 0.07481 | 5 | Residential_2036_Achievable_MW_After Competition Groups_5 | Variable Speed Pool Pump Motor | 7.481% | 0 | 62.8674 | Residential_2036_Achievable_MW_After Competition Groups_Variable Speed Pool Pump Motor
Residential | Res ¦ Energy Star Air Source Heat Pump | 2036 | Economic | MW | After Competition Groups | 109.08 | 0 | 0 | 1525.5642 | 0.071501 | 3 | Residential_2036_Economic_MW_After Competition Groups_3 | Energy Star Air Source Heat Pump | 7.15% | 0 | 109.08 | Residential_2036_Economic_MW_After Competition Groups_Energy Star Air Source Heat Pump
Residential | Res ¦ Smart Burners | 2036 | Economic | MW | After Competition Groups | 97.4904 | 0 | 0 | 1525.5642 | 0.063905 | 4 | Residential_2036_Economic_MW_After Competition Groups_4 | Smart Burners | 6.39% | 0 | 97.4904 | Residential_2036_Economic_MW_After Competition Groups_Smart Burners
Residential | Res ¦ Energy Star A Line, PAR, MR Lamps | 2036 | Economic | MW | After Competition Groups | 91.6131 | 0 | 0 | 1525.5642 | 0.060052 | 5 | Residential_2036_Economic_MW_After Competition Groups_5 | Energy Star A Line, PAR, MR Lamps | 6.005% | 0 | 91.6131 | Residential_2036_Economic_MW_After Competition Groups_Energy Star A Line, PAR, MR Lamps
Residential | Res ¦ Energy Star Clothes Washer | 2036 | Economic | MW | After Competition Groups | 89.9867 | 0 | 0 | 1525.5642 | 0.058986 | 6 | Residential_2036_Economic_MW_After Competition Groups_6 | Energy Star Clothes Washer | 5.899% | 0 | 89.9867 | Residential_2036_Economic_MW_After Competition Groups_Energy Star Clothes Washer
Residential | Res ¦ Building Recommissioning, Operations and Maintenance (O&M) Improvements | 2036 | Economic | MW | After Competition Groups | 85.3146 | 0 | 0 | 1525.5642 | 0.055923 | 7 | Residential_2036_Economic_MW_After Competition Groups_7 | Building Recommissioning, Operations and Maintenance (O&M) Improvements | 5.592% | 0 | 85.3146 | Residential_2036_Economic_MW_After Competition Groups_Building Recommissioning, Operations and Maintenance (O&M) Improvements
Residential | Res ¦ Smart Burners | 2036 | Technical | MW | After Competition Groups | 131.5049 | 0 | 0 | 2462.9394 | 0.053393 | 6 | Residential_2036_Technical_MW_After Competition Groups_6 | Smart Burners | 5.339% | 0 | 131.5049 | Residential_2036_Technical_MW_After Competition Groups_Smart Burners
Residential | Res ¦ Basement Wall Insulation | 2036 | Economic | MW | After Competition Groups | 75.8346 | 0 | 0 | 1525.5642 | 0.049709 | 8 | Residential_2036_Economic_MW_After Competition Groups_8 | Basement Wall Insulation | 4.971% | 0 | 75.8346 | Residential_2036_Economic_MW_After Competition Groups_Basement Wall Insulation
Residential | Res ¦ Energy Star Room Air Conditioner | 2036 | Economic | MW | After Competition Groups | 72.6797 | 0 | 0 | 1525.5642 | 0.047641 | 9 | Residential_2036_Economic_MW_After Competition Groups_9 | Energy Star Room Air Conditioner | 4.764% | 0 | 72.6797 | Residential_2036_Economic_MW_After Competition Groups_Energy Star Room Air Conditioner
Residential | Res ¦ Smart Burners | 2036 | Achievable | MW | After Competition Groups | 37.8538 | 0 | 0 | 840.3594 | 0.045045 | 6 | Residential_2036_Achievable_MW_After Competition Groups_6 | Smart Burners | 4.504% | 0 | 37.8538 | Residential_2036_Achievable_MW_After Competition Groups_Smart Burners
Residential | Res ¦ Energy Star Refrigerator | 2036 | Technical | MW | After Competition Groups | 109.4922 | 0 | 0 | 2462.9394 | 0.044456 | 7 | Residential_2036_Technical_MW_After Competition Groups_7 | Energy Star Refrigerator | 4.446% | 0 | 109.4922 | Residential_2036_Technical_MW_After Competition Groups_Energy Star Refrigerator
Residential | Res ¦ Energy Star Air Source Heat Pump | 2036 | Achievable | MW | After Competition Groups | 36.0775 | 0 | 0 | 840.3594 | 0.042931 | 7 | Residential_2036_Achievable_MW_After Competition Groups_7 | Energy Star Air Source Heat Pump | 4.293% | 0 | 36.0775 | Residential_2036_Achievable_MW_After Competition Groups_Energy Star Air Source Heat Pump
Residential | Res ¦ Smart Power Bar | 2036 | Economic | MW | After Competition Groups | 62.0217 | 0 | 0 | 1525.5642 | 0.040655 | 10 | Residential_2036_Economic_MW_After Competition Groups_10 | Smart Power Bar | 4.065% | 0 | 62.0217 | Residential_2036_Economic_MW_After Competition Groups_Smart Power Bar
Residential | Res ¦ Heat Pump Clothes Dryer | 2036 | Technical | MW | After Competition Groups | 97.2358 | 0 | 0 | 2462.9394 | 0.03948 | 8 | Residential_2036_Technical_MW_After Competition Groups_8 | Heat Pump Clothes Dryer | 3.948% | 0 | 97.2358 | Residential_2036_Technical_MW_After Competition Groups_Heat Pump Clothes Dryer
Residential | Res ¦ Variable Speed Pool Pump Motor | 2036 | Economic | MW | After Competition Groups | 60.1378 | 0 | 0 | 1525.5642 | 0.03942 | 11 | Residential_2036_Economic_MW_After Competition Groups_11 | Variable Speed Pool Pump Motor | 3.942% | 0 | 60.1378 | Residential_2036_Economic_MW_After Competition Groups_Variable Speed Pool Pump Motor
Residential | Res ¦ Attic Insulation | 2036 | Economic | MW | After Competition Groups | 58.5352 | 0 | 0 | 1525.5642 | 0.03837 | 12 | Residential_2036_Economic_MW_After Competition Groups_12 | Attic Insulation | 3.837% | 0 | 58.5352 | Residential_2036_Economic_MW_After Competition Groups_Attic Insulation
Residential | Res ¦ Smart Power Bar | 2036 | Achievable | MW | After Competition Groups | 31.2941 | 0 | 0 | 840.3594 | 0.037239 | 8 | Residential_2036_Achievable_MW_After Competition Groups_8 | Smart Power Bar | 3.724% | 0 | 31.2941 | Residential_2036_Achievable_MW_After Competition Groups_Smart Power Bar
Residential | Res ¦ Energy Star A Line, PAR, MR Lamps | 2036 | Technical | MW | After Competition Groups | 91.6131 | 0 | 0 | 2462.9394 | 0.037197 | 9 | Residential_2036_Technical_MW_After Competition Groups_9 | Energy Star A Line, PAR, MR Lamps | 3.72% | 0 | 91.6131 | Residential_2036_Technical_MW_After Competition Groups_Energy Star A Line, PAR, MR Lamps
Residential | Res ¦ Energy Star Clothes Washer | 2036 | Technical | MW | After Competition Groups | 89.9867 | 0 | 0 | 2462.9394 | 0.036536 | 10 | Residential_2036_Technical_MW_After Competition Groups_10 | Energy Star Clothes Washer | 3.654% | 0 | 89.9867 | Residential_2036_Technical_MW_After Competition Groups_Energy Star Clothes Washer
Residential | Res ¦ Energy Star Room Air Conditioner | 2036 | Achievable | MW | After Competition Groups | 30.2927 | 0 | 0 | 840.3594 | 0.036047 | 9 | Residential_2036_Achievable_MW_After Competition Groups_9 | Energy Star Room Air Conditioner | 3.605% | 0 | 30.2927 | Residential_2036_Achievable_MW_After Competition Groups_Energy Star Room Air Conditioner
Residential | Res ¦ Building Recommissioning, Operations and Maintenance (O&M) Improvements | 2036 | Technical | MW | After Competition Groups | 85.3146 | 0 | 0 | 2462.9394 | 0.034639 | 11 | Residential_2036_Technical_MW_After Competition Groups_11 | Building Recommissioning, Operations and Maintenance (O&M) Improvements | 3.464% | 0 | 85.3146 | Residential_2036_Technical_MW_After Competition Groups_Building Recommissioning, Operations and Maintenance (O&M) Improvements
Residential | Res ¦ Basement Wall Insulation | 2036 | Technical | MW | After Competition Groups | 75.8346 | 0 | 0 | 2462.9394 | 0.03079 | 12 | Residential_2036_Technical_MW_After Competition Groups_12 | Basement Wall Insulation | 3.079% | 0 | 75.8346 | Residential_2036_Technical_MW_After Competition Groups_Basement Wall Insulation
Residential | Res ¦ Basement Wall Insulation | 2036 | Achievable | MW | After Competition Groups | 22.5702 | 0 | 0 | 840.3594 | 0.026858 | 10 | Residential_2036_Achievable_MW_After Competition Groups_10 | Basement Wall Insulation | 2.686% | 0 | 22.5702 | Residential_2036_Achievable_MW_After Competition Groups_Basement Wall Insulation
Residential | Res ¦ Energy Star LED Bulbs General Purpose LEDs | 2036 | Achievable | MW | After Competition Groups | 22.0639 | 0 | 0 | 840.3594 | 0.026255 | 11 | Residential_2036_Achievable_MW_After Competition Groups_11 | Energy Star LED Bulbs General Purpose LEDs | 2.626% | 0 | 22.0639 | Residential_2036_Achievable_MW_After Competition Groups_Energy Star LED Bulbs General Purpose LEDs
Residential | Res ¦ Basement or Crawlspace Insulation | 2036 | Technical | MW | After Competition Groups | 63.104 | 0 | 0 | 2462.9394 | 0.025621 | 13 | Residential_2036_Technical_MW_After Competition Groups_13 | Basement or Crawlspace Insulation | 2.562% | 0 | 63.104 | Residential_2036_Technical_MW_After Competition Groups_Basement or Crawlspace Insulation
Residential | Res ¦ Smart Power Bar | 2036 | Technical | MW | After Competition Groups | 62.0217 | 0 | 0 | 2462.9394 | 0.025182 | 14 | Residential_2036_Technical_MW_After Competition Groups_14 | Smart Power Bar | 2.518% | 0 | 62.0217 | Residential_2036_Technical_MW_After Competition Groups_Smart Power Bar
Residential | Res ¦ Variable Speed Pool Pump Motor | 2036 | Technical | MW | After Competition Groups | 60.1378 | 0 | 0 | 2462.9394 | 0.024417 | 15 | Residential_2036_Technical_MW_After Competition Groups_15 | Variable Speed Pool Pump Motor | 2.442% | 0 | 60.1378 | Residential_2036_Technical_MW_After Competition Groups_Variable Speed Pool Pump Motor
Residential | Res ¦ Attic Insulation | 2036 | Technical | MW | After Competition Groups | 58.5352 | 0 | 0 | 2462.9394 | 0.023766 | 16 | Residential_2036_Technical_MW_After Competition Groups_16 | Attic Insulation | 2.377% | 0 | 58.5352 | Residential_2036_Technical_MW_After Competition Groups_Attic Insulation
Residential | Res ¦ Energy Star LED Specialty Bulbs | 2036 | Achievable | MW | After Competition Groups | 19.7165 | 0 | 0 | 840.3594 | 0.023462 | 12 | Residential_2036_Achievable_MW_After Competition Groups_12 | Energy Star LED Specialty Bulbs | 2.346% | 0 | 19.7165 | Residential_2036_Achievable_MW_After Competition Groups_Energy Star LED Specialty Bulbs
Residential | Res ¦ Attic Insulation | 2036 | Achievable | MW | After Competition Groups | 17.4181 | 0 | 0 | 840.3594 | 0.020727 | 13 | Residential_2036_Achievable_MW_After Competition Groups_13 | Attic Insulation | 2.073% | 0 | 17.4181 | Residential_2036_Achievable_MW_After Competition Groups_Attic Insulation
Residential | Res ¦ Wall Insulation | 2036 | Technical | MW | After Competition Groups | 45.8734 | 0 | 0 | 2462.9394 | 0.018625 | 17 | Residential_2036_Technical_MW_After Competition Groups_17 | Wall Insulation | 1.863% | 0 | 45.8734 | Residential_2036_Technical_MW_After Competition Groups_Wall Insulation
Residential | Res ¦ Energy Star A Line, PAR, MR Lamps | 2036 | Achievable | MW | After Competition Groups | 15.3816 | 0 | 0 | 840.3594 | 0.018304 | 14 | Residential_2036_Achievable_MW_After Competition Groups_14 | Energy Star A Line, PAR, MR Lamps | 1.83% | 0 | 15.3816 | Residential_2036_Achievable_MW_After Competition Groups_Energy Star A Line, PAR, MR Lamps
Residential | Res ¦ Lighting Motion Sensors, Timers, Dimmers | 2036 | Technical | MW | After Competition Groups | 43.7047 | 0 | 0 | 2462.9394 | 0.017745 | 18 | Residential_2036_Technical_MW_After Competition Groups_18 | Lighting Motion Sensors, Timers, Dimmers | 1.774% | 0 | 43.7047 | Residential_2036_Technical_MW_After Competition Groups_Lighting Motion Sensors, Timers, Dimmers
Residential | Res ¦ Occupancy Sensors MF | 2036 | Achievable | MW | After Competition Groups | 13.2243 | 0 | 0 | 840.3594 | 0.015737 | 15 | Residential_2036_Achievable_MW_After Competition Groups_15 | Occupancy Sensors MF | 1.574% | 0 | 13.2243 | Residential_2036_Achievable_MW_After Competition Groups_Occupancy Sensors MF
Residential | Res ¦ Energy Star Clothes Dryer | 2036 | Economic | MW | After Competition Groups | 23.9248 | 0 | 0 | 1525.5642 | 0.015683 | 13 | Residential_2036_Economic_MW_After Competition Groups_13 | Energy Star Clothes Dryer | 1.568% | 0 | 23.9248 | Residential_2036_Economic_MW_After Competition Groups_Energy Star Clothes Dryer
Residential | Res ¦ Advanced BAS/Controllers | 2036 | Achievable | MW | After Competition Groups | 13.0279 | 0 | 0 | 840.3594 | 0.015503 | 16 | Residential_2036_Achievable_MW_After Competition Groups_16 | Advanced BAS/Controllers | 1.55% | 0 | 13.0279 | Residential_2036_Achievable_MW_After Competition Groups_Advanced BAS/Controllers
Residential | Res ¦ Energy Star Torchiere | 2036 | Achievable | MW | After Competition Groups | 12.9549 | 0 | 0 | 840.3594 | 0.015416 | 17 | Residential_2036_Achievable_MW_After Competition Groups_17 | Energy Star Torchiere | 1.542% | 0 | 12.9549 | Residential_2036_Achievable_MW_After Competition Groups_Energy Star Torchiere
Residential | Res ¦ Energy Star Clothes Dryer | 2036 | Achievable | MW | After Competition Groups | 12.2819 | 0 | 0 | 840.3594 | 0.014615 | 18 | Residential_2036_Achievable_MW_After Competition Groups_18 | Energy Star Clothes Dryer | 1.462% | 0 | 12.2819 | Residential_2036_Achievable_MW_After Competition Groups_Energy Star Clothes Dryer
Residential | Res ¦ Ceiling Insulation | 2036 | Economic | MW | After Competition Groups | 22.2171 | 0 | 0 | 1525.5642 | 0.014563 | 14 | Residential_2036_Economic_MW_After Competition Groups_14 | Ceiling Insulation | 1.456% | 0 | 22.2171 | Residential_2036_Economic_MW_After Competition Groups_Ceiling Insulation
Residential | Res ¦ Clothes Drying Racks | 2036 | Achievable | MW | After Competition Groups | 11.8423 | 0 | 0 | 840.3594 | 0.014092 | 19 | Residential_2036_Achievable_MW_After Competition Groups_19 | Clothes Drying Racks | 1.409% | 0 | 11.8423 | Residential_2036_Achievable_MW_After Competition Groups_Clothes Drying Racks
Residential | Res ¦ Variable Refrigerant Flow Heat Pump | 2036 | Technical | MW | After Competition Groups | 33.5862 | 0 | 0 | 2462.9394 | 0.013637 | 19 | Residential_2036_Technical_MW_After Competition Groups_19 | Variable Refrigerant Flow Heat Pump | 1.364% | 0 | 33.5862 | Residential_2036_Technical_MW_After Competition Groups_Variable Refrigerant Flow Heat Pump
Residential | Res ¦ Duct Insulation | 2036 | Economic | MW | After Competition Groups | 18.8267 | 0 | 0 | 1525.5642 | 0.012341 | 15 | Residential_2036_Economic_MW_After Competition Groups_15 | Duct Insulation | 1.234% | 0 | 18.8267 | Residential_2036_Economic_MW_After Competition Groups_Duct Insulation
Residential | Res ¦ High Efficiency Chiller (avg of water and air cooled) | 2036 | Achievable | MW | After Competition Groups | 10.1508 | 0 | 0 | 840.3594 | 0.012079 | 20 | Residential_2036_Achievable_MW_After Competition Groups_20 | High Efficiency Chiller (avg of water and air cooled) | 1.208% | 0 | 10.1508 | Residential_2036_Achievable_MW_After Competition Groups_High Efficiency Chiller (avg of water and air cooled)
Residential | Res ¦ Energy Star Torchiere | 2036 | Economic | MW | After Competition Groups | 18.345 | 0 | 0 | 1525.5642 | 0.012025 | 16 | Residential_2036_Economic_MW_After Competition Groups_16 | Energy Star Torchiere | 1.203% | 0 | 18.345 | Residential_2036_Economic_MW_After Competition Groups_Energy Star Torchiere
Residential | Res ¦ Refrigerator Recycling | 2036 | Achievable | MW | After Competition Groups | 10.038 | 0 | 0 | 840.3594 | 0.011945 | 21 | Residential_2036_Achievable_MW_After Competition Groups_21 | Refrigerator Recycling | 1.194% | 0 | 10.038 | Residential_2036_Achievable_MW_After Competition Groups_Refrigerator Recycling
Residential | Res ¦ Energy Star Light Fixture | 2036 | Achievable | MW | After Competition Groups | 9.8363 | 0 | 0 | 840.3594 | 0.011705 | 22 | Residential_2036_Achievable_MW_After Competition Groups_22 | Energy Star Light Fixture | 1.17% | 0 | 9.8363 | Residential_2036_Achievable_MW_After Competition Groups_Energy Star Light Fixture
Residential | Res ¦ Basement or Crawlspace Insulation | 2036 | Economic | MW | After Competition Groups | 16.9776 | 0 | 0 | 1525.5642 | 0.011129 | 17 | Residential_2036_Economic_MW_After Competition Groups_17 | Basement or Crawlspace Insulation | 1.113% | 0 | 16.9776 | Residential_2036_Economic_MW_After Competition Groups_Basement or Crawlspace Insulation
Residential | Res ¦ Freezer Recycling | 2036 | Achievable | MW | After Competition Groups | 9.3423 | 0 | 0 | 840.3594 | 0.011117 | 23 | Residential_2036_Achievable_MW_After Competition Groups_23 | Freezer Recycling | 1.112% | 0 | 9.3423 | Residential_2036_Achievable_MW_After Competition Groups_Freezer Recycling
Residential | Res ¦ Air Sealing | 2036 | Economic | MW | After Competition Groups | 16.1669 | 0 | 0 | 1525.5642 | 0.010597 | 18 | Residential_2036_Economic_MW_After Competition Groups_18 | Air Sealing | 1.06% | 0 | 16.1669 | Residential_2036_Economic_MW_After Competition Groups_Air Sealing
Residential | Res ¦ Wall Insulation | 2036 | Economic | MW | After Competition Groups | 15.7833 | 0 | 0 | 1525.5642 | 0.010346 | 19 | Residential_2036_Economic_MW_After Competition Groups_19 | Wall Insulation | 1.035% | 0 | 15.7833 | Residential_2036_Economic_MW_After Competition Groups_Wall Insulation
Residential | Res ¦ Floor Insulation | 2036 | Economic | MW | After Competition Groups | 15.3687 | 0 | 0 | 1525.5642 | 0.010074 | 20 | Residential_2036_Economic_MW_After Competition Groups_20 | Floor Insulation | 1.007% | 0 | 15.3687 | Residential_2036_Economic_MW_After Competition Groups_Floor Insulation
Residential | Res ¦ Home Energy Reports | 2036 | Technical | MW | After Competition Groups | 24.4818 | 0 | 0 | 2462.9394 | 0.0099401 | 20 | Residential_2036_Technical_MW_After Competition Groups_20 | Home Energy Reports | 0.994% | 0 | 24.4818 | Residential_2036_Technical_MW_After Competition Groups_Home Energy Reports
Residential | Res ¦ Energy Star Light Fixture | 2036 | Economic | MW | After Competition Groups | 15.1465 | 0 | 0 | 1525.5642 | 0.0099284 | 21 | Residential_2036_Economic_MW_After Competition Groups_21 | Energy Star Light Fixture | 0.9928% | 0 | 15.1465 | Residential_2036_Economic_MW_After Competition Groups_Energy Star Light Fixture
Residential | Res ¦ Ceiling Insulation | 2036 | Technical | MW | After Competition Groups | 22.85 | 0 | 0 | 2462.9394 | 0.0092775 | 21 | Residential_2036_Technical_MW_After Competition Groups_21 | Ceiling Insulation | 0.9278% | 0 | 22.85 | Residential_2036_Technical_MW_After Competition Groups_Ceiling Insulation
Residential | Res ¦ Energy Star Light Fixture | 2036 | Technical | MW | After Competition Groups | 22.7392 | 0 | 0 | 2462.9394 | 0.0092326 | 22 | Residential_2036_Technical_MW_After Competition Groups_22 | Energy Star Light Fixture | 0.9233% | 0 | 22.7392 | Residential_2036_Technical_MW_After Competition Groups_Energy Star Light Fixture
Residential | Res ¦ Occupancy Sensors MF | 2036 | Economic | MW | After Competition Groups | 12.9632 | 0 | 0 | 1525.5642 | 0.0084973 | 22 | Residential_2036_Economic_MW_After Competition Groups_22 | Occupancy Sensors MF | 0.8497% | 0 | 12.9632 | Residential_2036_Economic_MW_After Competition Groups_Occupancy Sensors MF
Residential | Res ¦ Advanced BAS/Controllers | 2036 | Economic | MW | After Competition Groups | 12.4624 | 0 | 0 | 1525.5642 | 0.0081691 | 23 | Residential_2036_Economic_MW_After Competition Groups_23 | Advanced BAS/Controllers | 0.8169% | 0 | 12.4624 | Residential_2036_Economic_MW_After Competition Groups_Advanced BAS/Controllers
Residential | Res ¦ Duct Insulation | 2036 | Technical | MW | After Competition Groups | 19.0524 | 0 | 0 | 2462.9394 | 0.0077357 | 23 | Residential_2036_Technical_MW_After Competition Groups_23 | Duct Insulation | 0.7736% | 0 | 19.0524 | Residential_2036_Technical_MW_After Competition Groups_Duct Insulation
Residential | Res ¦ Energy Star Torchiere | 2036 | Technical | MW | After Competition Groups | 18.345 | 0 | 0 | 2462.9394 | 0.0074484 | 24 | Residential_2036_Technical_MW_After Competition Groups_24 | Energy Star Torchiere | 0.7448% | 0 | 18.345 | Residential_2036_Technical_MW_After Competition Groups_Energy Star Torchiere
Residential | Res ¦ Clothes Drying Racks | 2036 | Economic | MW | After Competition Groups | 11.3297 | 0 | 0 | 1525.5642 | 0.0074266 | 24 | Residential_2036_Economic_MW_After Competition Groups_24 | Clothes Drying Racks | 0.7427% | 0 | 11.3297 | Residential_2036_Economic_MW_After Competition Groups_Clothes Drying Racks
Residential | Res ¦ High Efficiency Chiller (avg of water and air cooled) | 2036 | Economic | MW | After Competition Groups | 11.2307 | 0 | 0 | 1525.5642 | 0.0073617 | 25 | Residential_2036_Economic_MW_After Competition Groups_25 | High Efficiency Chiller (avg of water and air cooled) | 0.7362% | 0 | 11.2307 | Residential_2036_Economic_MW_After Competition Groups_High Efficiency Chiller (avg of water and air cooled)
Residential | Res ¦ Air Sealing | 2036 | Technical | MW | After Competition Groups | 16.1669 | 0 | 0 | 2462.9394 | 0.0065641 | 25 | Residential_2036_Technical_MW_After Competition Groups_25 | Air Sealing | 0.6564% | 0 | 16.1669 | Residential_2036_Technical_MW_After Competition Groups_Air Sealing
Residential | Res ¦ Duct Insulation | 2036 | Achievable | MW | After Competition Groups | 5.4495 | 0 | 0 | 840.3594 | 0.0064847 | 24 | Residential_2036_Achievable_MW_After Competition Groups_24 | Duct Insulation | 0.6485% | 0 | 5.4495 | Residential_2036_Achievable_MW_After Competition Groups_Duct Insulation
Residential | Res ¦ Central Air Conditioner Maintenance | 2036 | Technical | MW | After Competition Groups | 15.61 | 0 | 0 | 2462.9394 | 0.006338 | 26 | Residential_2036_Technical_MW_After Competition Groups_26 | Central Air Conditioner Maintenance | 0.6338% | 0 | 15.61 | Residential_2036_Technical_MW_After Competition Groups_Central Air Conditioner Maintenance
Residential | Res ¦ Variable Refrigerant Flow Heat Pump | 2036 | Achievable | MW | After Competition Groups | 5.3213 | 0 | 0 | 840.3594 | 0.0063322 | 25 | Residential_2036_Achievable_MW_After Competition Groups_25 | Variable Refrigerant Flow Heat Pump | 0.6332% | 0 | 5.3213 | Residential_2036_Achievable_MW_After Competition Groups_Variable Refrigerant Flow Heat Pump
Residential | Res ¦ Energy Star Freezer | 2036 | Achievable | MW | After Competition Groups | 5.3199 | 0 | 0 | 840.3594 | 0.0063305 | 26 | Residential_2036_Achievable_MW_After Competition Groups_26 | Energy Star Freezer | 0.633% | 0 | 5.3199 | Residential_2036_Achievable_MW_After Competition Groups_Energy Star Freezer
Residential | Res ¦ Refrigerator Recycling | 2036 | Economic | MW | After Competition Groups | 9.6022 | 0 | 0 | 1525.5642 | 0.0062942 | 26 | Residential_2036_Economic_MW_After Competition Groups_26 | Refrigerator Recycling | 0.6294% | 0 | 9.6022 | Residential_2036_Economic_MW_After Competition Groups_Refrigerator Recycling
Residential | Res ¦ Floor Insulation | 2036 | Technical | MW | After Competition Groups | 15.3687 | 0 | 0 | 2462.9394 | 0.00624 | 27 | Residential_2036_Technical_MW_After Competition Groups_27 | Floor Insulation | 0.624% | 0 | 15.3687 | Residential_2036_Technical_MW_After Competition Groups_Floor Insulation
Residential | Res ¦ Freezer Recycling | 2036 | Economic | MW | After Competition Groups | 8.9444 | 0 | 0 | 1525.5642 | 0.005863 | 27 | Residential_2036_Economic_MW_After Competition Groups_27 | Freezer Recycling | 0.5863% | 0 | 8.9444 | Residential_2036_Economic_MW_After Competition Groups_Freezer Recycling
Residential | Res ¦ Dehumidifier Recycling | 2036 | Technical | MW | After Competition Groups | 14.252 | 0 | 0 | 2462.9394 | 0.0057866 | 28 | Residential_2036_Technical_MW_After Competition Groups_28 | Dehumidifier Recycling | 0.5787% | 0 | 14.252 | Residential_2036_Technical_MW_After Competition Groups_Dehumidifier Recycling
Residential | Res ¦ Air Sealing | 2036 | Achievable | MW | After Competition Groups | 4.8113 | 0 | 0 | 840.3594 | 0.0057253 | 27 | Residential_2036_Achievable_MW_After Competition Groups_27 | Air Sealing | 0.5725% | 0 | 4.8113 | Residential_2036_Achievable_MW_After Competition Groups_Air Sealing
Residential | Res ¦ Duct Insulation MF | 2036 | Economic | MW | After Competition Groups | 8.5849 | 0 | 0 | 1525.5642 | 0.0056273 | 28 | Residential_2036_Economic_MW_After Competition Groups_28 | Duct Insulation MF | 0.5627% | 0 | 8.5849 | Residential_2036_Economic_MW_After Competition Groups_Duct Insulation MF
Residential | Res ¦ Energy Star Dehumidifier | 2036 | Economic | MW | After Competition Groups | 8.3786 | 0 | 0 | 1525.5642 | 0.0054921 | 29 | Residential_2036_Economic_MW_After Competition Groups_29 | Energy Star Dehumidifier | 0.5492% | 0 | 8.3786 | Residential_2036_Economic_MW_After Competition Groups_Energy Star Dehumidifier
Residential | Res ¦ Home Energy Reports | 2036 | Achievable | MW | After Competition Groups | 4.6001 | 0 | 0 | 840.3594 | 0.005474 | 28 | Residential_2036_Achievable_MW_After Competition Groups_28 | Home Energy Reports | 0.5474% | 0 | 4.6001 | Residential_2036_Achievable_MW_After Competition Groups_Home Energy Reports
Residential | Res ¦ Floor Insulation | 2036 | Achievable | MW | After Competition Groups | 4.5713 | 0 | 0 | 840.3594 | 0.0054397 | 29 | Residential_2036_Achievable_MW_After Competition Groups_29 | Floor Insulation | 0.544% | 0 | 4.5713 | Residential_2036_Achievable_MW_After Competition Groups_Floor Insulation
Residential | Res ¦ Home Energy Reports | 2036 | Economic | MW | After Competition Groups | 8.2388 | 0 | 0 | 1525.5642 | 0.0054005 | 30 | Residential_2036_Economic_MW_After Competition Groups_30 | Home Energy Reports | 0.54% | 0 | 8.2388 | Residential_2036_Economic_MW_After Competition Groups_Home Energy Reports
Residential | Res ¦ Occupancy Sensors MF | 2036 | Technical | MW | After Competition Groups | 12.9632 | 0 | 0 | 2462.9394 | 0.0052633 | 29 | Residential_2036_Technical_MW_After Competition Groups_29 | Occupancy Sensors MF | 0.5263% | 0 | 12.9632 | Residential_2036_Technical_MW_After Competition Groups_Occupancy Sensors MF
Residential | Res ¦ Advanced BAS/Controllers | 2036 | Technical | MW | After Competition Groups | 12.4624 | 0 | 0 | 2462.9394 | 0.00506 | 30 | Residential_2036_Technical_MW_After Competition Groups_30 | Advanced BAS/Controllers | 0.506% | 0 | 12.4624 | Residential_2036_Technical_MW_After Competition Groups_Advanced BAS/Controllers
Residential | Res ¦ Clothes Drying Racks | 2036 | Technical | MW | After Competition Groups | 11.3297 | 0 | 0 | 2462.9394 | 0.0046001 | 31 | Residential_2036_Technical_MW_After Competition Groups_31 | Clothes Drying Racks | 0.46% | 0 | 11.3297 | Residential_2036_Technical_MW_After Competition Groups_Clothes Drying Racks
Residential | Res ¦ High Efficiency Chiller (avg of water and air cooled) | 2036 | Technical | MW | After Competition Groups | 11.2307 | 0 | 0 | 2462.9394 | 0.0045599 | 32 | Residential_2036_Technical_MW_After Competition Groups_32 | High Efficiency Chiller (avg of water and air cooled) | 0.456% | 0 | 11.2307 | Residential_2036_Technical_MW_After Competition Groups_High Efficiency Chiller (avg of water and air cooled)
Residential | Res ¦ Energy Star Freezer | 2036 | Technical | MW | After Competition Groups | 10.7219 | 0 | 0 | 2462.9394 | 0.0043533 | 33 | Residential_2036_Technical_MW_After Competition Groups_33 | Energy Star Freezer | 0.4353% | 0 | 10.7219 | Residential_2036_Technical_MW_After Competition Groups_Energy Star Freezer
Residential | Res ¦ Outside Air Economizer | 2036 | Achievable | MW | After Competition Groups | 3.6522 | 0 | 0 | 840.3594 | 0.004346 | 30 | Residential_2036_Achievable_MW_After Competition Groups_30 | Outside Air Economizer | 0.4346% | 0 | 3.6522 | Residential_2036_Achievable_MW_After Competition Groups_Outside Air Economizer
Residential | Res ¦ Wall Insulation | 2036 | Achievable | MW | After Competition Groups | 3.5204 | 0 | 0 | 840.3594 | 0.0041892 | 31 | Residential_2036_Achievable_MW_After Competition Groups_31 | Wall Insulation | 0.4189% | 0 | 3.5204 | Residential_2036_Achievable_MW_After Competition Groups_Wall Insulation
Residential | Res ¦ Furnace with ECM | 2036 | Economic | MW | After Competition Groups | 6.2283 | 0 | 0 | 1525.5642 | 0.0040826 | 31 | Residential_2036_Economic_MW_After Competition Groups_31 | Furnace with ECM | 0.4083% | 0 | 6.2283 | Residential_2036_Economic_MW_After Competition Groups_Furnace with ECM
Residential | Res ¦ Refrigerator Recycling | 2036 | Technical | MW | After Competition Groups | 9.6022 | 0 | 0 | 2462.9394 | 0.0038987 | 34 | Residential_2036_Technical_MW_After Competition Groups_34 | Refrigerator Recycling | 0.3899% | 0 | 9.6022 | Residential_2036_Technical_MW_After Competition Groups_Refrigerator Recycling
Residential | Res ¦ Freezer Recycling | 2036 | Technical | MW | After Competition Groups | 8.9444 | 0 | 0 | 2462.9394 | 0.0036316 | 35 | Residential_2036_Technical_MW_After Competition Groups_35 | Freezer Recycling | 0.3632% | 0 | 8.9444 | Residential_2036_Technical_MW_After Competition Groups_Freezer Recycling
Residential | Res ¦ Minimize Hot and Warm Clothes Wash | 2036 | Achievable | MW | After Competition Groups | 3.0085 | 0 | 0 | 840.3594 | 0.00358 | 32 | Residential_2036_Achievable_MW_After Competition Groups_32 | Minimize Hot and Warm Clothes Wash | 0.358% | 0 | 3.0085 | Residential_2036_Achievable_MW_After Competition Groups_Minimize Hot and Warm Clothes Wash
Residential | Res ¦ LED Tube Re-Lamp | 2036 | Achievable | MW | After Competition Groups | 2.9909 | 0 | 0 | 840.3594 | 0.0035591 | 33 | Residential_2036_Achievable_MW_After Competition Groups_33 | LED Tube Re-Lamp | 0.3559% | 0 | 2.9909 | Residential_2036_Achievable_MW_After Competition Groups_LED Tube Re-Lamp
Residential | Res ¦ Duct Insulation MF | 2036 | Technical | MW | After Competition Groups | 8.5849 | 0 | 0 | 2462.9394 | 0.0034856 | 36 | Residential_2036_Technical_MW_After Competition Groups_36 | Duct Insulation MF | 0.3486% | 0 | 8.5849 | Residential_2036_Technical_MW_After Competition Groups_Duct Insulation MF
Residential | Res ¦ Energy Star Dehumidifier | 2036 | Technical | MW | After Competition Groups | 8.3786 | 0 | 0 | 2462.9394 | 0.0034019 | 37 | Residential_2036_Technical_MW_After Competition Groups_37 | Energy Star Dehumidifier | 0.3402% | 0 | 8.3786 | Residential_2036_Technical_MW_After Competition Groups_Energy Star Dehumidifier
Residential | Res ¦ Furnace with ECM | 2036 | Achievable | MW | After Competition Groups | 2.7308 | 0 | 0 | 840.3594 | 0.0032495 | 34 | Residential_2036_Achievable_MW_After Competition Groups_34 | Furnace with ECM | 0.325% | 0 | 2.7308 | Residential_2036_Achievable_MW_After Competition Groups_Furnace with ECM
Residential | Res ¦ Minimize Hot and Warm Clothes Wash | 2036 | Economic | MW | After Competition Groups | 4.7288 | 0 | 0 | 1525.5642 | 0.0030997 | 32 | Residential_2036_Economic_MW_After Competition Groups_32 | Minimize Hot and Warm Clothes Wash | 0.31% | 0 | 4.7288 | Residential_2036_Economic_MW_After Competition Groups_Minimize Hot and Warm Clothes Wash
Residential | Res ¦ Heat Recovery Ventilator | 2036 | Economic | MW | After Competition Groups | 4.6349 | 0 | 0 | 1525.5642 | 0.0030382 | 33 | Residential_2036_Economic_MW_After Competition Groups_33 | Heat Recovery Ventilator | 0.3038% | 0 | 4.6349 | Residential_2036_Economic_MW_After Competition Groups_Heat Recovery Ventilator
Residential | Res ¦ LED Downlight | 2036 | Achievable | MW | After Competition Groups | 2.5515 | 0 | 0 | 840.3594 | 0.0030362 | 35 | Residential_2036_Achievable_MW_After Competition Groups_35 | LED Downlight | 0.3036% | 0 | 2.5515 | Residential_2036_Achievable_MW_After Competition Groups_LED Downlight
Residential | Res ¦ Variable Refrigerant Flow Heat Pump | 2036 | Economic | MW | After Competition Groups | 4.4854 | 0 | 0 | 1525.5642 | 0.0029402 | 34 | Residential_2036_Economic_MW_After Competition Groups_34 | Variable Refrigerant Flow Heat Pump | 0.294% | 0 | 4.4854 | Residential_2036_Economic_MW_After Competition Groups_Variable Refrigerant Flow Heat Pump
Residential | Res ¦ INTEGRAL LED TROFFERS | 2036 | Technical | MW | After Competition Groups | 7.1005 | 0 | 0 | 2462.9394 | 0.0028829 | 38 | Residential_2036_Technical_MW_After Competition Groups_38 | INTEGRAL LED TROFFERS | 0.2883% | 0 | 7.1005 | Residential_2036_Technical_MW_After Competition Groups_INTEGRAL LED TROFFERS
Residential | Res ¦ ENERGY STAR LED LAMPS (REFLECTOR LAMPs/MR16/PAR 16) | 2036 | Achievable | MW | After Competition Groups | 2.39 | 0 | 0 | 840.3594 | 0.002844 | 36 | Residential_2036_Achievable_MW_After Competition Groups_36 | ENERGY STAR LED LAMPS (REFLECTOR LAMPs/MR16/PAR 16) | 0.2844% | 0 | 2.39 | Residential_2036_Achievable_MW_After Competition Groups_ENERGY STAR LED LAMPS (REFLECTOR LAMPs/MR16/PAR 16)
Residential | Res ¦ Energy Star Freezer | 2036 | Economic | MW | After Competition Groups | 4.1367 | 0 | 0 | 1525.5642 | 0.0027116 | 35 | Residential_2036_Economic_MW_After Competition Groups_35 | Energy Star Freezer | 0.2712% | 0 | 4.1367 | Residential_2036_Economic_MW_After Competition Groups_Energy Star Freezer
Residential | Res ¦ Energy Star Windows | 2036 | Technical | MW | After Competition Groups | 6.5452 | 0 | 0 | 2462.9394 | 0.0026575 | 39 | Residential_2036_Technical_MW_After Competition Groups_39 | Energy Star Windows | 0.2657% | 0 | 6.5452 | Residential_2036_Technical_MW_After Competition Groups_Energy Star Windows
Residential | Res ¦ Energy Star Dehumidifier | 2036 | Achievable | MW | After Competition Groups | 2.1897 | 0 | 0 | 840.3594 | 0.0026057 | 37 | Residential_2036_Achievable_MW_After Competition Groups_37 | Energy Star Dehumidifier | 0.2606% | 0 | 2.1897 | Residential_2036_Achievable_MW_After Competition Groups_Energy Star Dehumidifier
Residential | Res ¦ Duct Insulation MF | 2036 | Achievable | MW | After Competition Groups | 2.1432 | 0 | 0 | 840.3594 | 0.0025504 | 38 | Residential_2036_Achievable_MW_After Competition Groups_38 | Duct Insulation MF | 0.255% | 0 | 2.1432 | Residential_2036_Achievable_MW_After Competition Groups_Duct Insulation MF
Residential | Res ¦ Furnace Whistle | 2036 | Achievable | MW | After Competition Groups | 2.1412 | 0 | 0 | 840.3594 | 0.002548 | 39 | Residential_2036_Achievable_MW_After Competition Groups_39 | Furnace Whistle | 0.2548% | 0 | 2.1412 | Residential_2036_Achievable_MW_After Competition Groups_Furnace Whistle
Residential | Res ¦ Furnace with ECM | 2036 | Technical | MW | After Competition Groups | 6.2283 | 0 | 0 | 2462.9394 | 0.0025288 | 40 | Residential_2036_Technical_MW_After Competition Groups_40 | Furnace with ECM | 0.2529% | 0 | 6.2283 | Residential_2036_Technical_MW_After Competition Groups_Furnace with ECM
Residential | Res ¦ Central Lighting Control System | 2036 | Technical | MW | After Competition Groups | 6.1462 | 0 | 0 | 2462.9394 | 0.0024955 | 41 | Residential_2036_Technical_MW_After Competition Groups_41 | Central Lighting Control System | 0.2495% | 0 | 6.1462 | Residential_2036_Technical_MW_After Competition Groups_Central Lighting Control System
Residential | Res ¦ Outside Air Economizer | 2036 | Economic | MW | After Competition Groups | 3.5829 | 0 | 0 | 1525.5642 | 0.0023486 | 36 | Residential_2036_Economic_MW_After Competition Groups_36 | Outside Air Economizer | 0.2349% | 0 | 3.5829 | Residential_2036_Economic_MW_After Competition Groups_Outside Air Economizer
Residential | Res ¦ CO Sensors for parking garage exhaust fans | 2036 | Achievable | MW | After Competition Groups | 1.9638 | 0 | 0 | 840.3594 | 0.0023369 | 40 | Residential_2036_Achievable_MW_After Competition Groups_40 | CO Sensors for parking garage exhaust fans | 0.2337% | 0 | 1.9638 | Residential_2036_Achievable_MW_After Competition Groups_CO Sensors for parking garage exhaust fans
Residential | Res ¦ Heat Pump Water Heater | 2036 | Technical | MW | After Competition Groups | 5.6638 | 0 | 0 | 2462.9394 | 0.0022996 | 42 | Residential_2036_Technical_MW_After Competition Groups_42 | Heat Pump Water Heater | 0.23% | 0 | 5.6638 | Residential_2036_Technical_MW_After Competition Groups_Heat Pump Water Heater
Residential | Res ¦ Basement or Crawlspace Insulation | 2036 | Achievable | MW | After Competition Groups | 1.9268 | 0 | 0 | 840.3594 | 0.0022928 | 41 | Residential_2036_Achievable_MW_After Competition Groups_41 | Basement or Crawlspace Insulation | 0.2293% | 0 | 1.9268 | Residential_2036_Achievable_MW_After Competition Groups_Basement or Crawlspace Insulation
Residential | Res ¦ Comprehensive Draft Proofing | 2036 | Achievable | MW | After Competition Groups | 1.8498 | 0 | 0 | 840.3594 | 0.0022011 | 42 | Residential_2036_Achievable_MW_After Competition Groups_42 | Comprehensive Draft Proofing | 0.2201% | 0 | 1.8498 | Residential_2036_Achievable_MW_After Competition Groups_Comprehensive Draft Proofing
Residential | Res ¦ Variable Frequency Drive (VFD) | 2036 | Achievable | MW | After Competition Groups | 1.7939 | 0 | 0 | 840.3594 | 0.0021346 | 43 | Residential_2036_Achievable_MW_After Competition Groups_43 | Variable Frequency Drive (VFD) | 0.2135% | 0 | 1.7939 | Residential_2036_Achievable_MW_After Competition Groups_Variable Frequency Drive (VFD)
Residential | Res ¦ LED Tube Re-Lamp | 2036 | Economic | MW | After Competition Groups | 3.1554 | 0 | 0 | 1525.5642 | 0.0020683 | 37 | Residential_2036_Economic_MW_After Competition Groups_37 | LED Tube Re-Lamp | 0.2068% | 0 | 3.1554 | Residential_2036_Economic_MW_After Competition Groups_LED Tube Re-Lamp
Residential | Res ¦ LED Downlight | 2036 | Technical | MW | After Competition Groups | 4.9428 | 0 | 0 | 2462.9394 | 0.0020069 | 43 | Residential_2036_Technical_MW_After Competition Groups_43 | LED Downlight | 0.2007% | 0 | 4.9428 | Residential_2036_Technical_MW_After Competition Groups_LED Downlight
Residential | Res ¦ Early Hot Water Heater Replacement | 2036 | Economic | MW | After Competition Groups | 3.0583 | 0 | 0 | 1525.5642 | 0.0020047 | 38 | Residential_2036_Economic_MW_After Competition Groups_38 | Early Hot Water Heater Replacement | 0.2005% | 0 | 3.0583 | Residential_2036_Economic_MW_After Competition Groups_Early Hot Water Heater Replacement
Residential | Res ¦ Heat Recovery Ventilator | 2036 | Technical | MW | After Competition Groups | 4.7928 | 0 | 0 | 2462.9394 | 0.001946 | 44 | Residential_2036_Technical_MW_After Competition Groups_44 | Heat Recovery Ventilator | 0.1946% | 0 | 4.7928 | Residential_2036_Technical_MW_After Competition Groups_Heat Recovery Ventilator
Residential | Res ¦ LED Tube Re-Lamp | 2036 | Technical | MW | After Competition Groups | 4.7458 | 0 | 0 | 2462.9394 | 0.0019269 | 45 | Residential_2036_Technical_MW_After Competition Groups_45 | LED Tube Re-Lamp | 0.1927% | 0 | 4.7458 | Residential_2036_Technical_MW_After Competition Groups_LED Tube Re-Lamp
Residential | Res ¦ Minimize Hot and Warm Clothes Wash | 2036 | Technical | MW | After Competition Groups | 4.7288 | 0 | 0 | 2462.9394 | 0.00192 | 46 | Residential_2036_Technical_MW_After Competition Groups_46 | Minimize Hot and Warm Clothes Wash | 0.192% | 0 | 4.7288 | Residential_2036_Technical_MW_After Competition Groups_Minimize Hot and Warm Clothes Wash
Residential | Res ¦ Energy Star Ceiling Fan/Lighting | 2036 | Technical | MW | After Competition Groups | 4.615 | 0 | 0 | 2462.9394 | 0.0018738 | 47 | Residential_2036_Technical_MW_After Competition Groups_47 | Energy Star Ceiling Fan/Lighting | 0.1874% | 0 | 4.615 | Residential_2036_Technical_MW_After Competition Groups_Energy Star Ceiling Fan/Lighting
Residential | Res ¦ Tankless Water Heater | 2036 | Achievable | MW | After Competition Groups | 1.5001 | 0 | 0 | 840.3594 | 0.0017851 | 44 | Residential_2036_Achievable_MW_After Competition Groups_44 | Tankless Water Heater | 0.1785% | 0 | 1.5001 | Residential_2036_Achievable_MW_After Competition Groups_Tankless Water Heater
Residential | Res ¦ Demand Control Ventilation | 2036 | Achievable | MW | After Competition Groups | 1.4772 | 0 | 0 | 840.3594 | 0.0017579 | 45 | Residential_2036_Achievable_MW_After Competition Groups_45 | Demand Control Ventilation | 0.1758% | 0 | 1.4772 | Residential_2036_Achievable_MW_After Competition Groups_Demand Control Ventilation
Residential | Res ¦ Early Hot Water Heater Replacement | 2036 | Achievable | MW | After Competition Groups | 1.3874 | 0 | 0 | 840.3594 | 0.001651 | 46 | Residential_2036_Achievable_MW_After Competition Groups_46 | Early Hot Water Heater Replacement | 0.1651% | 0 | 1.3874 | Residential_2036_Achievable_MW_After Competition Groups_Early Hot Water Heater Replacement
Residential | Res ¦ Passive Attic Ventilation | 2036 | Technical | MW | After Competition Groups | 4.0488 | 0 | 0 | 2462.9394 | 0.0016439 | 48 | Residential_2036_Technical_MW_After Competition Groups_48 | Passive Attic Ventilation | 0.1644% | 0 | 4.0488 | Residential_2036_Technical_MW_After Competition Groups_Passive Attic Ventilation
Residential | Res ¦ Ceiling Insulation | 2036 | Achievable | MW | After Competition Groups | 1.366 | 0 | 0 | 840.3594 | 0.0016255 | 47 | Residential_2036_Achievable_MW_After Competition Groups_47 | Ceiling Insulation | 0.1625% | 0 | 1.366 | Residential_2036_Achievable_MW_After Competition Groups_Ceiling Insulation
Residential | Res ¦ ENERGY STAR LED LAMPS (REFLECTOR LAMPs/MR16/PAR 16) | 2036 | Economic | MW | After Competition Groups | 2.428 | 0 | 0 | 1525.5642 | 0.0015916 | 39 | Residential_2036_Economic_MW_After Competition Groups_39 | ENERGY STAR LED LAMPS (REFLECTOR LAMPs/MR16/PAR 16) | 0.1592% | 0 | 2.428 | Residential_2036_Economic_MW_After Competition Groups_ENERGY STAR LED LAMPS (REFLECTOR LAMPs/MR16/PAR 16)
Residential | Res ¦ Energy Star Windows | 2036 | Economic | MW | After Competition Groups | 2.3819 | 0 | 0 | 1525.5642 | 0.0015613 | 40 | Residential_2036_Economic_MW_After Competition Groups_40 | Energy Star Windows | 0.1561% | 0 | 2.3819 | Residential_2036_Economic_MW_After Competition Groups_Energy Star Windows
Residential | Res ¦ Condensing Make Up Air Unit | 2036 | Achievable | MW | After Competition Groups | 1.2844 | 0 | 0 | 840.3594 | 0.0015284 | 48 | Residential_2036_Achievable_MW_After Competition Groups_48 | Condensing Make Up Air Unit | 0.1528% | 0 | 1.2844 | Residential_2036_Achievable_MW_After Competition Groups_Condensing Make Up Air Unit
Residential | Res ¦ Tankless Water Heater | 2036 | Economic | MW | After Competition Groups | 2.2638 | 0 | 0 | 1525.5642 | 0.0014839 | 41 | Residential_2036_Economic_MW_After Competition Groups_41 | Tankless Water Heater | 0.1484% | 0 | 2.2638 | Residential_2036_Economic_MW_After Competition Groups_Tankless Water Heater
Residential | Res ¦ CO Sensors for parking garage exhaust fans | 2036 | Economic | MW | After Competition Groups | 2.2605 | 0 | 0 | 1525.5642 | 0.0014818 | 42 | Residential_2036_Economic_MW_After Competition Groups_42 | CO Sensors for parking garage exhaust fans | 0.1482% | 0 | 2.2605 | Residential_2036_Economic_MW_After Competition Groups_CO Sensors for parking garage exhaust fans
Residential | Res ¦ Outside Air Economizer | 2036 | Technical | MW | After Competition Groups | 3.5829 | 0 | 0 | 2462.9394 | 0.0014547 | 49 | Residential_2036_Technical_MW_After Competition Groups_49 | Outside Air Economizer | 0.1455% | 0 | 3.5829 | Residential_2036_Technical_MW_After Competition Groups_Outside Air Economizer
Residential | Res ¦ Demand Control Ventilation | 2036 | Economic | MW | After Competition Groups | 2.184 | 0 | 0 | 1525.5642 | 0.0014316 | 43 | Residential_2036_Economic_MW_After Competition Groups_43 | Demand Control Ventilation | 0.1432% | 0 | 2.184 | Residential_2036_Economic_MW_After Competition Groups_Demand Control Ventilation
Residential | Res ¦ Drain Water Heat Recovery | 2036 | Economic | MW | After Competition Groups | 2.0529 | 0 | 0 | 1525.5642 | 0.0013457 | 44 | Residential_2036_Economic_MW_After Competition Groups_44 | Drain Water Heat Recovery | 0.1346% | 0 | 2.0529 | Residential_2036_Economic_MW_After Competition Groups_Drain Water Heat Recovery
Residential | Res ¦ Furnace Whistle | 2036 | Economic | MW | After Competition Groups | 2.0482 | 0 | 0 | 1525.5642 | 0.0013426 | 45 | Residential_2036_Economic_MW_After Competition Groups_45 | Furnace Whistle | 0.1343% | 0 | 2.0482 | Residential_2036_Economic_MW_After Competition Groups_Furnace Whistle
Residential | Res ¦ Water Heater Temperature Setback | 2036 | Achievable | MW | After Competition Groups | 1.1219 | 0 | 0 | 840.3594 | 0.0013351 | 49 | Residential_2036_Achievable_MW_After Competition Groups_49 | Water Heater Temperature Setback | 0.1335% | 0 | 1.1219 | Residential_2036_Achievable_MW_After Competition Groups_Water Heater Temperature Setback
Residential | Res ¦ LED Parking Lot Fixture | 2036 | Achievable | MW | After Competition Groups | 1.1099 | 0 | 0 | 840.3594 | 0.0013207 | 50 | Residential_2036_Achievable_MW_After Competition Groups_50 | LED Parking Lot Fixture | 0.1321% | 0 | 1.1099 | Residential_2036_Achievable_MW_After Competition Groups_LED Parking Lot Fixture
Residential | Res ¦ Condensing Make Up Air Unit | 2036 | Economic | MW | After Competition Groups | 1.9714 | 0 | 0 | 1525.5642 | 0.0012923 | 46 | Residential_2036_Economic_MW_After Competition Groups_46 | Condensing Make Up Air Unit | 0.1292% | 0 | 1.9714 | Residential_2036_Economic_MW_After Competition Groups_Condensing Make Up Air Unit
Residential | Res ¦ Energy Star Windows | 2036 | Achievable | MW | After Competition Groups | 1.0616 | 0 | 0 | 840.3594 | 0.0012633 | 51 | Residential_2036_Achievable_MW_After Competition Groups_51 | Energy Star Windows | 0.1263% | 0 | 1.0616 | Residential_2036_Achievable_MW_After Competition Groups_Energy Star Windows
Residential | Res ¦ Early Hot Water Heater Replacement | 2036 | Technical | MW | After Competition Groups | 3.0583 | 0 | 0 | 2462.9394 | 0.0012417 | 50 | Residential_2036_Technical_MW_After Competition Groups_50 | Early Hot Water Heater Replacement | 0.1242% | 0 | 3.0583 | Residential_2036_Technical_MW_After Competition Groups_Early Hot Water Heater Replacement
Residential | Res ¦ Drain Water Heat Recovery | 2036 | Achievable | MW | After Competition Groups | 1.0104 | 0 | 0 | 840.3594 | 0.0012023 | 52 | Residential_2036_Achievable_MW_After Competition Groups_52 | Drain Water Heat Recovery | 0.1202% | 0 | 1.0104 | Residential_2036_Achievable_MW_After Competition Groups_Drain Water Heat Recovery
Residential | Res ¦ Energy Star Dishwasher | 2036 | Technical | MW | After Competition Groups | 2.9026 | 0 | 0 | 2462.9394 | 0.0011785 | 51 | Residential_2036_Technical_MW_After Competition Groups_51 | Energy Star Dishwasher | 0.1179% | 0 | 2.9026 | Residential_2036_Technical_MW_After Competition Groups_Energy Star Dishwasher
Residential | Res ¦ Comprehensive Draft Proofing | 2036 | Economic | MW | After Competition Groups | 1.7694 | 0 | 0 | 1525.5642 | 0.0011598 | 47 | Residential_2036_Economic_MW_After Competition Groups_47 | Comprehensive Draft Proofing | 0.116% | 0 | 1.7694 | Residential_2036_Economic_MW_After Competition Groups_Comprehensive Draft Proofing
Residential | Res ¦ Variable Frequency Drive (VFD) | 2036 | Economic | MW | After Competition Groups | 1.716 | 0 | 0 | 1525.5642 | 0.0011248 | 48 | Residential_2036_Economic_MW_After Competition Groups_48 | Variable Frequency Drive (VFD) | 0.1125% | 0 | 1.716 | Residential_2036_Economic_MW_After Competition Groups_Variable Frequency Drive (VFD)
Residential | Res ¦ Air Source Heat Pump Maintenance | 2036 | Technical | MW | After Competition Groups | 2.7053 | 0 | 0 | 2462.9394 | 0.0010984 | 52 | Residential_2036_Technical_MW_After Competition Groups_52 | Air Source Heat Pump Maintenance | 0.1098% | 0 | 2.7053 | Residential_2036_Technical_MW_After Competition Groups_Air Source Heat Pump Maintenance
Residential | Res ¦ Heat Recovery Ventilator | 2036 | Achievable | MW | After Competition Groups | 0.83336 | 0 | 0 | 840.3594 | 0.00099167 | 53 | Residential_2036_Achievable_MW_After Competition Groups_53 | Heat Recovery Ventilator | 0.09917% | 0 | 0.83336 | Residential_2036_Achievable_MW_After Competition Groups_Heat Recovery Ventilator
Residential | Res ¦ ENERGY STAR LED LAMPS (REFLECTOR LAMPs/MR16/PAR 16) | 2036 | Technical | MW | After Competition Groups | 2.428 | 0 | 0 | 2462.9394 | 0.00098582 | 53 | Residential_2036_Technical_MW_After Competition Groups_53 | ENERGY STAR LED LAMPS (REFLECTOR LAMPs/MR16/PAR 16) | 0.09858% | 0 | 2.428 | Residential_2036_Technical_MW_After Competition Groups_ENERGY STAR LED LAMPS (REFLECTOR LAMPs/MR16/PAR 16)
Residential | Res ¦ CO Sensors for parking garage exhaust fans | 2036 | Technical | MW | After Competition Groups | 2.2605 | 0 | 0 | 2462.9394 | 0.00091781 | 54 | Residential_2036_Technical_MW_After Competition Groups_54 | CO Sensors for parking garage exhaust fans | 0.09178% | 0 | 2.2605 | Residential_2036_Technical_MW_After Competition Groups_CO Sensors for parking garage exhaust fans
Residential | Res ¦ Demand Control Ventilation | 2036 | Technical | MW | After Competition Groups | 2.184 | 0 | 0 | 2462.9394 | 0.00088676 | 55 | Residential_2036_Technical_MW_After Competition Groups_55 | Demand Control Ventilation | 0.08868% | 0 | 2.184 | Residential_2036_Technical_MW_After Competition Groups_Demand Control Ventilation
Residential | Res ¦ Heat Pump Water Heater | 2036 | Economic | MW | After Competition Groups | 1.3354 | 0 | 0 | 1525.5642 | 0.00087533 | 49 | Residential_2036_Economic_MW_After Competition Groups_49 | Heat Pump Water Heater | 0.08753% | 0 | 1.3354 | Residential_2036_Economic_MW_After Competition Groups_Heat Pump Water Heater
Residential | Res ¦ DHW Recirculation Systems | 2036 | Economic | MW | After Competition Groups | 1.3294 | 0 | 0 | 1525.5642 | 0.0008714 | 50 | Residential_2036_Economic_MW_After Competition Groups_50 | DHW Recirculation Systems | 0.08714% | 0 | 1.3294 | Residential_2036_Economic_MW_After Competition Groups_DHW Recirculation Systems
Residential | Res ¦ Drain Water Heat Recovery | 2036 | Technical | MW | After Competition Groups | 2.0529 | 0 | 0 | 2462.9394 | 0.00083352 | 56 | Residential_2036_Technical_MW_After Competition Groups_56 | Drain Water Heat Recovery | 0.08335% | 0 | 2.0529 | Residential_2036_Technical_MW_After Competition Groups_Drain Water Heat Recovery
Residential | Res ¦ Furnace Whistle | 2036 | Technical | MW | After Competition Groups | 2.0482 | 0 | 0 | 2462.9394 | 0.00083161 | 57 | Residential_2036_Technical_MW_After Competition Groups_57 | Furnace Whistle | 0.08316% | 0 | 2.0482 | Residential_2036_Technical_MW_After Competition Groups_Furnace Whistle
Residential | Res ¦ Condensing Make Up Air Unit | 2036 | Technical | MW | After Competition Groups | 1.9714 | 0 | 0 | 2462.9394 | 0.00080044 | 58 | Residential_2036_Technical_MW_After Competition Groups_58 | Condensing Make Up Air Unit | 0.08004% | 0 | 1.9714 | Residential_2036_Technical_MW_After Competition Groups_Condensing Make Up Air Unit
Residential | Res ¦ Window Film | 2036 | Technical | MW | After Competition Groups | 1.8973 | 0 | 0 | 2462.9394 | 0.00077035 | 59 | Residential_2036_Technical_MW_After Competition Groups_59 | Window Film | 0.07703% | 0 | 1.8973 | Residential_2036_Technical_MW_After Competition Groups_Window Film
Residential | Res ¦ LED Parking Lot Fixture | 2036 | Economic | MW | After Competition Groups | 1.144 | 0 | 0 | 1525.5642 | 0.00074989 | 51 | Residential_2036_Economic_MW_After Competition Groups_51 | LED Parking Lot Fixture | 0.07499% | 0 | 1.144 | Residential_2036_Economic_MW_After Competition Groups_LED Parking Lot Fixture
Residential | Res ¦ Comprehensive Draft Proofing | 2036 | Technical | MW | After Competition Groups | 1.7694 | 0 | 0 | 2462.9394 | 0.00071841 | 60 | Residential_2036_Technical_MW_After Competition Groups_60 | Comprehensive Draft Proofing | 0.07184% | 0 | 1.7694 | Residential_2036_Technical_MW_After Competition Groups_Comprehensive Draft Proofing
Residential | Res ¦ Water Heater Temperature Setback | 2036 | Economic | MW | After Competition Groups | 1.0732 | 0 | 0 | 1525.5642 | 0.00070348 | 52 | Residential_2036_Economic_MW_After Competition Groups_52 | Water Heater Temperature Setback | 0.07035% | 0 | 1.0732 | Residential_2036_Economic_MW_After Competition Groups_Water Heater Temperature Setback
Residential | Res ¦ Variable Frequency Drive (VFD) | 2036 | Technical | MW | After Competition Groups | 1.716 | 0 | 0 | 2462.9394 | 0.00069671 | 61 | Residential_2036_Technical_MW_After Competition Groups_61 | Variable Frequency Drive (VFD) | 0.06967% | 0 | 1.716 | Residential_2036_Technical_MW_After Competition Groups_Variable Frequency Drive (VFD)
Residential | Res ¦ Solar Powered Attic Fan | 2036 | Technical | MW | After Competition Groups | 1.6197 | 0 | 0 | 2462.9394 | 0.00065761 | 62 | Residential_2036_Technical_MW_After Competition Groups_62 | Solar Powered Attic Fan | 0.06576% | 0 | 1.6197 | Residential_2036_Technical_MW_After Competition Groups_Solar Powered Attic Fan
Residential | Res ¦ VFD on Pumps | 2036 | Achievable | MW | After Competition Groups | 0.55163 | 0 | 0 | 840.3594 | 0.00065642 | 54 | Residential_2036_Achievable_MW_After Competition Groups_54 | VFD on Pumps | 0.06564% | 0 | 0.55163 | Residential_2036_Achievable_MW_After Competition Groups_VFD on Pumps
Residential | Res ¦ LED Exterior Area Lights - LED Fixture (200W) | 2036 | Achievable | MW | After Competition Groups | 0.52197 | 0 | 0 | 840.3594 | 0.00062113 | 55 | Residential_2036_Achievable_MW_After Competition Groups_55 | LED Exterior Area Lights - LED Fixture (200W) | 0.06211% | 0 | 0.52197 | Residential_2036_Achievable_MW_After Competition Groups_LED Exterior Area Lights - LED Fixture (200W)
Residential | Res ¦ DHW Recirculation Systems | 2036 | Technical | MW | After Competition Groups | 1.3294 | 0 | 0 | 2462.9394 | 0.00053975 | 63 | Residential_2036_Technical_MW_After Competition Groups_63 | DHW Recirculation Systems | 0.05398% | 0 | 1.3294 | Residential_2036_Technical_MW_After Competition Groups_DHW Recirculation Systems
Residential | Res ¦ ENERGY STAR LED Lamps (General Service Lamps) | 2036 | Achievable | MW | After Competition Groups | 0.41753 | 0 | 0 | 840.3594 | 0.00049685 | 56 | Residential_2036_Achievable_MW_After Competition Groups_56 | ENERGY STAR LED Lamps (General Service Lamps) | 0.04968% | 0 | 0.41753 | Residential_2036_Achievable_MW_After Competition Groups_ENERGY STAR LED Lamps (General Service Lamps)
Residential | Res ¦ LED Parking Lot Fixture | 2036 | Technical | MW | After Competition Groups | 1.144 | 0 | 0 | 2462.9394 | 0.00046449 | 64 | Residential_2036_Technical_MW_After Competition Groups_64 | LED Parking Lot Fixture | 0.04645% | 0 | 1.144 | Residential_2036_Technical_MW_After Competition Groups_LED Parking Lot Fixture
Residential | Res ¦ Water Heater Temperature Setback | 2036 | Technical | MW | After Competition Groups | 1.0732 | 0 | 0 | 2462.9394 | 0.00043574 | 65 | Residential_2036_Technical_MW_After Competition Groups_65 | Water Heater Temperature Setback | 0.04357% | 0 | 1.0732 | Residential_2036_Technical_MW_After Competition Groups_Water Heater Temperature Setback
Residential | Res ¦ LED Downlight | 2036 | Economic | MW | After Competition Groups | 0.58545 | 0 | 0 | 1525.5642 | 0.00038376 | 53 | Residential_2036_Economic_MW_After Competition Groups_53 | LED Downlight | 0.03838% | 0 | 0.58545 | Residential_2036_Economic_MW_After Competition Groups_LED Downlight
Residential | Res ¦ ECM MOTORS FOR HVAC APPLICATION (FAN-POWERED VAV BOX) | 2036 | Achievable | MW | After Competition Groups | 0.31964 | 0 | 0 | 840.3594 | 0.00038036 | 57 | Residential_2036_Achievable_MW_After Competition Groups_57 | ECM MOTORS FOR HVAC APPLICATION (FAN-POWERED VAV BOX) | 0.03804% | 0 | 0.31964 | Residential_2036_Achievable_MW_After Competition Groups_ECM MOTORS FOR HVAC APPLICATION (FAN-POWERED VAV BOX)
Residential | Res ¦ HVAC Optimization | 2036 | Technical | MW | After Competition Groups | 0.91268 | 0 | 0 | 2462.9394 | 0.00037057 | 66 | Residential_2036_Technical_MW_After Competition Groups_66 | HVAC Optimization | 0.03706% | 0 | 0.91268 | Residential_2036_Technical_MW_After Competition Groups_HVAC Optimization
Residential | Res ¦ LED Exterior Area Lights - LED Fixture (200W) | 2036 | Economic | MW | After Competition Groups | 0.54084 | 0 | 0 | 1525.5642 | 0.00035452 | 54 | Residential_2036_Economic_MW_After Competition Groups_54 | LED Exterior Area Lights - LED Fixture (200W) | 0.03545% | 0 | 0.54084 | Residential_2036_Economic_MW_After Competition Groups_LED Exterior Area Lights - LED Fixture (200W)
Residential | Res ¦ VFD on Pumps | 2036 | Economic | MW | After Competition Groups | 0.52767 | 0 | 0 | 1525.5642 | 0.00034589 | 55 | Residential_2036_Economic_MW_After Competition Groups_55 | VFD on Pumps | 0.03459% | 0 | 0.52767 | Residential_2036_Economic_MW_After Competition Groups_VFD on Pumps
Residential | Res ¦ ENERGY STAR LED Lamps (General Service Lamps) | 2036 | Economic | MW | After Competition Groups | 0.43346 | 0 | 0 | 1525.5642 | 0.00028413 | 56 | Residential_2036_Economic_MW_After Competition Groups_56 | ENERGY STAR LED Lamps (General Service Lamps) | 0.02841% | 0 | 0.43346 | Residential_2036_Economic_MW_After Competition Groups_ENERGY STAR LED Lamps (General Service Lamps)
Residential | Res ¦ Beverage Vending Machine Controls | 2036 | Achievable | MW | After Competition Groups | 0.22112 | 0 | 0 | 840.3594 | 0.00026312 | 58 | Residential_2036_Achievable_MW_After Competition Groups_58 | Beverage Vending Machine Controls | 0.02631% | 0 | 0.22112 | Residential_2036_Achievable_MW_After Competition Groups_Beverage Vending Machine Controls
Residential | Res ¦ ECM MOTORS FOR HVAC APPLICATION (FAN-POWERED VAV BOX) | 2036 | Economic | MW | After Competition Groups | 0.37644 | 0 | 0 | 1525.5642 | 0.00024676 | 57 | Residential_2036_Economic_MW_After Competition Groups_57 | ECM MOTORS FOR HVAC APPLICATION (FAN-POWERED VAV BOX) | 0.02468% | 0 | 0.37644 | Residential_2036_Economic_MW_After Competition Groups_ECM MOTORS FOR HVAC APPLICATION (FAN-POWERED VAV BOX)
Residential | Res ¦ Chilled Water Optimization | 2036 | Achievable | MW | After Competition Groups | 0.1903 | 0 | 0 | 840.3594 | 0.00022646 | 59 | Residential_2036_Achievable_MW_After Competition Groups_59 | Chilled Water Optimization | 0.02265% | 0 | 0.1903 | Residential_2036_Achievable_MW_After Competition Groups_Chilled Water Optimization
Residential | Res ¦ LED Exterior Area Lights - LED Fixture (200W) | 2036 | Technical | MW | After Competition Groups | 0.54084 | 0 | 0 | 2462.9394 | 0.00021959 | 67 | Residential_2036_Technical_MW_After Competition Groups_67 | LED Exterior Area Lights - LED Fixture (200W) | 0.02196% | 0 | 0.54084 | Residential_2036_Technical_MW_After Competition Groups_LED Exterior Area Lights - LED Fixture (200W)
Residential | Res ¦ VFD on Pumps | 2036 | Technical | MW | After Competition Groups | 0.52767 | 0 | 0 | 2462.9394 | 0.00021425 | 68 | Residential_2036_Technical_MW_After Competition Groups_68 | VFD on Pumps | 0.02142% | 0 | 0.52767 | Residential_2036_Technical_MW_After Competition Groups_VFD on Pumps
Residential | Res ¦ Chilled Water Optimization | 2036 | Economic | MW | After Competition Groups | 0.28332 | 0 | 0 | 1525.5642 | 0.00018572 | 58 | Residential_2036_Economic_MW_After Competition Groups_58 | Chilled Water Optimization | 0.01857% | 0 | 0.28332 | Residential_2036_Economic_MW_After Competition Groups_Chilled Water Optimization
Residential | Res ¦ Beverage Vending Machine Controls | 2036 | Economic | MW | After Competition Groups | 0.26866 | 0 | 0 | 1525.5642 | 0.0001761 | 59 | Residential_2036_Economic_MW_After Competition Groups_59 | Beverage Vending Machine Controls | 0.01761% | 0 | 0.26866 | Residential_2036_Economic_MW_After Competition Groups_Beverage Vending Machine Controls
Residential | Res ¦ ENERGY STAR LED Lamps (General Service Lamps) | 2036 | Technical | MW | After Competition Groups | 0.43346 | 0 | 0 | 2462.9394 | 0.00017599 | 69 | Residential_2036_Technical_MW_After Competition Groups_69 | ENERGY STAR LED Lamps (General Service Lamps) | 0.0176% | 0 | 0.43346 | Residential_2036_Technical_MW_After Competition Groups_ENERGY STAR LED Lamps (General Service Lamps)
Residential | Res ¦ Air Source Heat Pump | 2036 | Achievable | MW | After Competition Groups | 0.13638 | 0 | 0 | 840.3594 | 0.00016228 | 60 | Residential_2036_Achievable_MW_After Competition Groups_60 | Air Source Heat Pump | 0.01623% | 0 | 0.13638 | Residential_2036_Achievable_MW_After Competition Groups_Air Source Heat Pump
Residential | Res ¦ ECM MOTORS FOR HVAC APPLICATION (FAN-POWERED VAV BOX) | 2036 | Technical | MW | After Competition Groups | 0.37644 | 0 | 0 | 2462.9394 | 0.00015284 | 70 | Residential_2036_Technical_MW_After Competition Groups_70 | ECM MOTORS FOR HVAC APPLICATION (FAN-POWERED VAV BOX) | 0.01528% | 0 | 0.37644 | Residential_2036_Technical_MW_After Competition Groups_ECM MOTORS FOR HVAC APPLICATION (FAN-POWERED VAV BOX)
Residential | Res ¦ Heat Pump Water Heater | 2036 | Achievable | MW | After Competition Groups | 0.12466 | 0 | 0 | 840.3594 | 0.00014834 | 61 | Residential_2036_Achievable_MW_After Competition Groups_61 | Heat Pump Water Heater | 0.01483% | 0 | 0.12466 | Residential_2036_Achievable_MW_After Competition Groups_Heat Pump Water Heater
Residential | Res ¦ Tankless Water Heater | 2036 | Technical | MW | After Competition Groups | 0.35211 | 0 | 0 | 2462.9394 | 0.00014296 | 71 | Residential_2036_Technical_MW_After Competition Groups_71 | Tankless Water Heater | 0.0143% | 0 | 0.35211 | Residential_2036_Technical_MW_After Competition Groups_Tankless Water Heater
Residential | Res ¦ DHW Recirculation Systems | 2036 | Achievable | MW | After Competition Groups | 0.10041 | 0 | 0 | 840.3594 | 0.00011948 | 62 | Residential_2036_Achievable_MW_After Competition Groups_62 | DHW Recirculation Systems | 0.01195% | 0 | 0.10041 | Residential_2036_Achievable_MW_After Competition Groups_DHW Recirculation Systems
Residential | Res ¦ Chilled Water Optimization | 2036 | Technical | MW | After Competition Groups | 0.28332 | 0 | 0 | 2462.9394 | 0.00011504 | 72 | Residential_2036_Technical_MW_After Competition Groups_72 | Chilled Water Optimization | 0.0115% | 0 | 0.28332 | Residential_2036_Technical_MW_After Competition Groups_Chilled Water Optimization
Residential | Res ¦ Beverage Vending Machine Controls | 2036 | Technical | MW | After Competition Groups | 0.26866 | 0 | 0 | 2462.9394 | 0.00010908 | 73 | Residential_2036_Technical_MW_After Competition Groups_73 | Beverage Vending Machine Controls | 0.01091% | 0 | 0.26866 | Residential_2036_Technical_MW_After Competition Groups_Beverage Vending Machine Controls
Residential | Res ¦ Wall Insulation MF | 2036 | Technical | MW | After Competition Groups | 0.16847 | 0 | 0 | 2462.9394 | 6.8402e-05 | 74 | Residential_2036_Technical_MW_After Competition Groups_74 | Wall Insulation MF | 0.00684% | 0 | 0.16847 | Residential_2036_Technical_MW_After Competition Groups_Wall Insulation MF
Residential | Res ¦ LED High Bay Fixture | 2036 | Achievable | MW | After Competition Groups | 0.024895 | 0 | 0 | 840.3594 | 2.9624e-05 | 63 | Residential_2036_Achievable_MW_After Competition Groups_63 | LED High Bay Fixture | 0.002962% | 0 | 0.024895 | Residential_2036_Achievable_MW_After Competition Groups_LED High Bay Fixture
Residential | Res ¦ LED High Bay Fixture | 2036 | Economic | MW | After Competition Groups | 0.032723 | 0 | 0 | 1525.5642 | 2.145e-05 | 60 | Residential_2036_Economic_MW_After Competition Groups_60 | LED High Bay Fixture | 0.002145% | 0 | 0.032723 | Residential_2036_Economic_MW_After Competition Groups_LED High Bay Fixture
Residential | Res ¦ LED Recessed Downlights | 2036 | Technical | MW | After Competition Groups | 0.038065 | 0 | 0 | 2462.9394 | 1.5455e-05 | 75 | Residential_2036_Technical_MW_After Competition Groups_75 | LED Recessed Downlights | 0.001545% | 0 | 0.038065 | Residential_2036_Technical_MW_After Competition Groups_LED Recessed Downlights
Residential | Res ¦ LED High Bay Fixture | 2036 | Technical | MW | After Competition Groups | 0.032723 | 0 | 0 | 2462.9394 | 1.3286e-05 | 76 | Residential_2036_Technical_MW_After Competition Groups_76 | LED High Bay Fixture | 0.001329% | 0 | 0.032723 | Residential_2036_Technical_MW_After Competition Groups_LED High Bay Fixture
Residential | Res ¦ Wall Insulation MF | 2036 | Economic | MW | After Competition Groups | 0.017693 | 0 | 0 | 1525.5642 | 1.1598e-05 | 61 | Residential_2036_Economic_MW_After Competition Groups_61 | Wall Insulation MF | 0.00116% | 0 | 0.017693 | Residential_2036_Economic_MW_After Competition Groups_Wall Insulation MF
Residential | Res ¦ Radiant Barrier | 2036 | Economic | MW | After Competition Groups | 0.0086762 | 0 | 0 | 1525.5642 | 5.6872e-06 | 62 | Residential_2036_Economic_MW_After Competition Groups_62 | Radiant Barrier | 0.0005687% | 0 | 0.0086762 | Residential_2036_Economic_MW_After Competition Groups_Radiant Barrier
Residential | Res ¦ Radiant Barrier | 2036 | Technical | MW | After Competition Groups | 0.012881 | 0 | 0 | 2462.9394 | 5.2298e-06 | 77 | Residential_2036_Technical_MW_After Competition Groups_77 | Radiant Barrier | 0.000523% | 0 | 0.012881 | Residential_2036_Technical_MW_After Competition Groups_Radiant Barrier
Residential | Res ¦ Wall Insulation MF | 2036 | Achievable | MW | After Competition Groups | 0.0042174 | 0 | 0 | 840.3594 | 5.0186e-06 | 64 | Residential_2036_Achievable_MW_After Competition Groups_64 | Wall Insulation MF | 0.0005019% | 0 | 0.0042174 | Residential_2036_Achievable_MW_After Competition Groups_Wall Insulation MF
Residential | Res ¦ Solar Water Preheat (Pools/DHW) | 2036 | Technical | MW | After Competition Groups | 0.010832 | 0 | 0 | 2462.9394 | 4.3979e-06 | 78 | Residential_2036_Technical_MW_After Competition Groups_78 | Solar Water Preheat (Pools/DHW) | 0.0004398% | 0 | 0.010832 | Residential_2036_Technical_MW_After Competition Groups_Solar Water Preheat (Pools/DHW)
Residential | Res ¦ Networked/ Connected - Indoor LED Luminaire | 2036 | Achievable | MW | After Competition Groups | 0.0026532 | 0 | 0 | 840.3594 | 3.1572e-06 | 65 | Residential_2036_Achievable_MW_After Competition Groups_65 | Networked/ Connected - Indoor LED Luminaire | 0.0003157% | 0 | 0.0026532 | Residential_2036_Achievable_MW_After Competition Groups_Networked/ Connected - Indoor LED Luminaire
Residential | Res ¦ Radiant Barrier | 2036 | Achievable | MW | After Competition Groups | 0.0020299 | 0 | 0 | 840.3594 | 2.4156e-06 | 66 | Residential_2036_Achievable_MW_After Competition Groups_66 | Radiant Barrier | 0.0002416% | 0 | 0.0020299 | Residential_2036_Achievable_MW_After Competition Groups_Radiant Barrier
Residential | Res ¦ Photocell Controls (Outdoor) | 2036 | Technical | MW | After Competition Groups | 7.6707e-05 | 0 | 0 | 2462.9394 | 3.1144e-08 | 79 | Residential_2036_Technical_MW_After Competition Groups_79 | Photocell Controls (Outdoor) | 3.114e-06% | 0 | 7.6707e-05 | Residential_2036_Technical_MW_After Competition Groups_Photocell Controls (Outdoor)
Residential | Res ¦ Lighting Motion Sensors, Timers, Dimmers | 2036 | Achievable | MW | After Competition Groups | 0 | 0 | 0 | 840.3594 | 0 | 67 | Residential_2036_Achievable_MW_After Competition Groups_67 | Lighting Motion Sensors, Timers, Dimmers | 0% | 0 | 0 | Residential_2036_Achievable_MW_After Competition Groups_Lighting Motion Sensors, Timers, Dimmers
Residential | Res ¦ Lighting Motion Sensors, Timers, Dimmers | 2036 | Economic | MW | After Competition Groups | 0 | 0 | 0 | 1525.5642 | 0 | 63 | Residential_2036_Economic_MW_After Competition Groups_63 | Lighting Motion Sensors, Timers, Dimmers | 0% | 0 | 0 | Residential_2036_Economic_MW_After Competition Groups_Lighting Motion Sensors, Timers, Dimmers
Residential | Res ¦ Ductless Mini-Split Heat Pump | 2037 | Achievable | MW | After Competition Groups | 132.6405 | 0 | 0 | 901.0684 | 0.1472 | 1 | Residential_2037_Achievable_MW_After Competition Groups_1 | Ductless Mini-Split Heat Pump | 14.72% | 0 | 132.6405 | Residential_2037_Achievable_MW_After Competition Groups_Ductless Mini-Split Heat Pump
Residential | Res ¦ Ductless Mini-Split Heat Pump | 2037 | Economic | MW | After Competition Groups | 208.5383 | 0 | 0 | 1585.2958 | 0.13155 | 1 | Residential_2037_Economic_MW_After Competition Groups_1 | Ductless Mini-Split Heat Pump | 13.15% | 0 | 208.5383 | Residential_2037_Economic_MW_After Competition Groups_Ductless Mini-Split Heat Pump
Residential | Res ¦ Adaptive Thermostat | 2037 | Economic | MW | After Competition Groups | 208.0273 | 0 | 0 | 1585.2958 | 0.13122 | 2 | Residential_2037_Economic_MW_After Competition Groups_2 | Adaptive Thermostat | 13.12% | 0 | 208.0273 | Residential_2037_Economic_MW_After Competition Groups_Adaptive Thermostat
Residential | Res ¦ Energy Star Central Air Conditioner | 2037 | Technical | MW | After Competition Groups | 265.1742 | 0 | 0 | 2513.0867 | 0.10552 | 1 | Residential_2037_Technical_MW_After Competition Groups_1 | Energy Star Central Air Conditioner | 10.55% | 0 | 265.1742 | Residential_2037_Technical_MW_After Competition Groups_Energy Star Central Air Conditioner
Residential | Res ¦ Building Recommissioning, Operations and Maintenance (O&M) Improvements | 2037 | Achievable | MW | After Competition Groups | 90.5682 | 0 | 0 | 901.0684 | 0.10051 | 2 | Residential_2037_Achievable_MW_After Competition Groups_2 | Building Recommissioning, Operations and Maintenance (O&M) Improvements | 10.05% | 0 | 90.5682 | Residential_2037_Achievable_MW_After Competition Groups_Building Recommissioning, Operations and Maintenance (O&M) Improvements
Residential | Res ¦ Adaptive Thermostat | 2037 | Achievable | MW | After Competition Groups | 84.7704 | 0 | 0 | 901.0684 | 0.094078 | 3 | Residential_2037_Achievable_MW_After Competition Groups_3 | Adaptive Thermostat | 9.408% | 0 | 84.7704 | Residential_2037_Achievable_MW_After Competition Groups_Adaptive Thermostat
Residential | Res ¦ Energy Star Clothes Washer | 2037 | Achievable | MW | After Competition Groups | 77.9026 | 0 | 0 | 901.0684 | 0.086456 | 4 | Residential_2037_Achievable_MW_After Competition Groups_4 | Energy Star Clothes Washer | 8.646% | 0 | 77.9026 | Residential_2037_Achievable_MW_After Competition Groups_Energy Star Clothes Washer
Residential | Res ¦ Ductless Mini-Split Heat Pump | 2037 | Technical | MW | After Competition Groups | 208.5383 | 0 | 0 | 2513.0867 | 0.082981 | 2 | Residential_2037_Technical_MW_After Competition Groups_2 | Ductless Mini-Split Heat Pump | 8.298% | 0 | 208.5383 | Residential_2037_Technical_MW_After Competition Groups_Ductless Mini-Split Heat Pump
Residential | Res ¦ Adaptive Thermostat | 2037 | Technical | MW | After Competition Groups | 208.0273 | 0 | 0 | 2513.0867 | 0.082778 | 3 | Residential_2037_Technical_MW_After Competition Groups_3 | Adaptive Thermostat | 8.278% | 0 | 208.0273 | Residential_2037_Technical_MW_After Competition Groups_Adaptive Thermostat
Residential | Res ¦ Energy Star Ground Source Heat Pump | 2037 | Technical | MW | After Competition Groups | 203.0628 | 0 | 0 | 2513.0867 | 0.080802 | 4 | Residential_2037_Technical_MW_After Competition Groups_4 | Energy Star Ground Source Heat Pump | 8.08% | 0 | 203.0628 | Residential_2037_Technical_MW_After Competition Groups_Energy Star Ground Source Heat Pump
Residential | Res ¦ Ductless Mini-Split Air Conditioner | 2037 | Technical | MW | After Competition Groups | 198.2009 | 0 | 0 | 2513.0867 | 0.078868 | 5 | Residential_2037_Technical_MW_After Competition Groups_5 | Ductless Mini-Split Air Conditioner | 7.887% | 0 | 198.2009 | Residential_2037_Technical_MW_After Competition Groups_Ductless Mini-Split Air Conditioner
Residential | Res ¦ Energy Star Air Source Heat Pump | 2037 | Economic | MW | After Competition Groups | 114.6902 | 0 | 0 | 1585.2958 | 0.072346 | 3 | Residential_2037_Economic_MW_After Competition Groups_3 | Energy Star Air Source Heat Pump | 7.235% | 0 | 114.6902 | Residential_2037_Economic_MW_After Competition Groups_Energy Star Air Source Heat Pump
Residential | Res ¦ Variable Speed Pool Pump Motor | 2037 | Achievable | MW | After Competition Groups | 63.8396 | 0 | 0 | 901.0684 | 0.070849 | 5 | Residential_2037_Achievable_MW_After Competition Groups_5 | Variable Speed Pool Pump Motor | 7.085% | 0 | 63.8396 | Residential_2037_Achievable_MW_After Competition Groups_Variable Speed Pool Pump Motor
Residential | Res ¦ Smart Burners | 2037 | Economic | MW | After Competition Groups | 104.5536 | 0 | 0 | 1585.2958 | 0.065952 | 4 | Residential_2037_Economic_MW_After Competition Groups_4 | Smart Burners | 6.595% | 0 | 104.5536 | Residential_2037_Economic_MW_After Competition Groups_Smart Burners
Residential | Res ¦ Energy Star Clothes Washer | 2037 | Economic | MW | After Competition Groups | 93.7709 | 0 | 0 | 1585.2958 | 0.05915 | 5 | Residential_2037_Economic_MW_After Competition Groups_5 | Energy Star Clothes Washer | 5.915% | 0 | 93.7709 | Residential_2037_Economic_MW_After Competition Groups_Energy Star Clothes Washer
Residential | Res ¦ Energy Star A Line, PAR, MR Lamps | 2037 | Economic | MW | After Competition Groups | 93.7084 | 0 | 0 | 1585.2958 | 0.059111 | 6 | Residential_2037_Economic_MW_After Competition Groups_6 | Energy Star A Line, PAR, MR Lamps | 5.911% | 0 | 93.7084 | Residential_2037_Economic_MW_After Competition Groups_Energy Star A Line, PAR, MR Lamps
Residential | Res ¦ Smart Burners | 2037 | Technical | MW | After Competition Groups | 138.568 | 0 | 0 | 2513.0867 | 0.055139 | 6 | Residential_2037_Technical_MW_After Competition Groups_6 | Smart Burners | 5.514% | 0 | 138.568 | Residential_2037_Technical_MW_After Competition Groups_Smart Burners
Residential | Res ¦ Building Recommissioning, Operations and Maintenance (O&M) Improvements | 2037 | Economic | MW | After Competition Groups | 83.9667 | 0 | 0 | 1585.2958 | 0.052966 | 7 | Residential_2037_Economic_MW_After Competition Groups_7 | Building Recommissioning, Operations and Maintenance (O&M) Improvements | 5.297% | 0 | 83.9667 | Residential_2037_Economic_MW_After Competition Groups_Building Recommissioning, Operations and Maintenance (O&M) Improvements
Residential | Res ¦ Energy Star Room Air Conditioner | 2037 | Economic | MW | After Competition Groups | 75.683 | 0 | 0 | 1585.2958 | 0.047741 | 8 | Residential_2037_Economic_MW_After Competition Groups_8 | Energy Star Room Air Conditioner | 4.774% | 0 | 75.683 | Residential_2037_Economic_MW_After Competition Groups_Energy Star Room Air Conditioner
Residential | Res ¦ Smart Burners | 2037 | Achievable | MW | After Competition Groups | 42.7964 | 0 | 0 | 901.0684 | 0.047495 | 6 | Residential_2037_Achievable_MW_After Competition Groups_6 | Smart Burners | 4.75% | 0 | 42.7964 | Residential_2037_Achievable_MW_After Competition Groups_Smart Burners
Residential | Res ¦ Basement Wall Insulation | 2037 | Economic | MW | After Competition Groups | 74.6364 | 0 | 0 | 1585.2958 | 0.04708 | 9 | Residential_2037_Economic_MW_After Competition Groups_9 | Basement Wall Insulation | 4.708% | 0 | 74.6364 | Residential_2037_Economic_MW_After Competition Groups_Basement Wall Insulation
Residential | Res ¦ Energy Star Refrigerator | 2037 | Technical | MW | After Competition Groups | 114.7235 | 0 | 0 | 2513.0867 | 0.04565 | 7 | Residential_2037_Technical_MW_After Competition Groups_7 | Energy Star Refrigerator | 4.565% | 0 | 114.7235 | Residential_2037_Technical_MW_After Competition Groups_Energy Star Refrigerator
Residential | Res ¦ Energy Star Air Source Heat Pump | 2037 | Achievable | MW | After Competition Groups | 40.0472 | 0 | 0 | 901.0684 | 0.044444 | 7 | Residential_2037_Achievable_MW_After Competition Groups_7 | Energy Star Air Source Heat Pump | 4.444% | 0 | 40.0472 | Residential_2037_Achievable_MW_After Competition Groups_Energy Star Air Source Heat Pump
Residential | Res ¦ Heat Pump Clothes Dryer | 2037 | Technical | MW | After Competition Groups | 101.5449 | 0 | 0 | 2513.0867 | 0.040406 | 8 | Residential_2037_Technical_MW_After Competition Groups_8 | Heat Pump Clothes Dryer | 4.041% | 0 | 101.5449 | Residential_2037_Technical_MW_After Competition Groups_Heat Pump Clothes Dryer
Residential | Res ¦ Smart Power Bar | 2037 | Economic | MW | After Competition Groups | 61.0417 | 0 | 0 | 1585.2958 | 0.038505 | 10 | Residential_2037_Economic_MW_After Competition Groups_10 | Smart Power Bar | 3.85% | 0 | 61.0417 | Residential_2037_Economic_MW_After Competition Groups_Smart Power Bar
Residential | Res ¦ Smart Power Bar | 2037 | Achievable | MW | After Competition Groups | 34.0808 | 0 | 0 | 901.0684 | 0.037823 | 8 | Residential_2037_Achievable_MW_After Competition Groups_8 | Smart Power Bar | 3.782% | 0 | 34.0808 | Residential_2037_Achievable_MW_After Competition Groups_Smart Power Bar
Residential | Res ¦ Variable Speed Pool Pump Motor | 2037 | Economic | MW | After Competition Groups | 59.1876 | 0 | 0 | 1585.2958 | 0.037335 | 11 | Residential_2037_Economic_MW_After Competition Groups_11 | Variable Speed Pool Pump Motor | 3.734% | 0 | 59.1876 | Residential_2037_Economic_MW_After Competition Groups_Variable Speed Pool Pump Motor
Residential | Res ¦ Energy Star Clothes Washer | 2037 | Technical | MW | After Competition Groups | 93.7709 | 0 | 0 | 2513.0867 | 0.037313 | 9 | Residential_2037_Technical_MW_After Competition Groups_9 | Energy Star Clothes Washer | 3.731% | 0 | 93.7709 | Residential_2037_Technical_MW_After Competition Groups_Energy Star Clothes Washer
Residential | Res ¦ Energy Star A Line, PAR, MR Lamps | 2037 | Technical | MW | After Competition Groups | 93.7084 | 0 | 0 | 2513.0867 | 0.037288 | 10 | Residential_2037_Technical_MW_After Competition Groups_10 | Energy Star A Line, PAR, MR Lamps | 3.729% | 0 | 93.7084 | Residential_2037_Technical_MW_After Competition Groups_Energy Star A Line, PAR, MR Lamps
Residential | Res ¦ Energy Star Room Air Conditioner | 2037 | Achievable | MW | After Competition Groups | 32.961 | 0 | 0 | 901.0684 | 0.03658 | 9 | Residential_2037_Achievable_MW_After Competition Groups_9 | Energy Star Room Air Conditioner | 3.658% | 0 | 32.961 | Residential_2037_Achievable_MW_After Competition Groups_Energy Star Room Air Conditioner
Residential | Res ¦ Attic Insulation | 2037 | Economic | MW | After Competition Groups | 57.6103 | 0 | 0 | 1585.2958 | 0.03634 | 12 | Residential_2037_Economic_MW_After Competition Groups_12 | Attic Insulation | 3.634% | 0 | 57.6103 | Residential_2037_Economic_MW_After Competition Groups_Attic Insulation
Residential | Res ¦ Building Recommissioning, Operations and Maintenance (O&M) Improvements | 2037 | Technical | MW | After Competition Groups | 83.9667 | 0 | 0 | 2513.0867 | 0.033412 | 11 | Residential_2037_Technical_MW_After Competition Groups_11 | Building Recommissioning, Operations and Maintenance (O&M) Improvements | 3.341% | 0 | 83.9667 | Residential_2037_Technical_MW_After Competition Groups_Building Recommissioning, Operations and Maintenance (O&M) Improvements
Residential | Res ¦ Basement Wall Insulation | 2037 | Technical | MW | After Competition Groups | 74.6364 | 0 | 0 | 2513.0867 | 0.029699 | 12 | Residential_2037_Technical_MW_After Competition Groups_12 | Basement Wall Insulation | 2.97% | 0 | 74.6364 | Residential_2037_Technical_MW_After Competition Groups_Basement Wall Insulation
Residential | Res ¦ Basement Wall Insulation | 2037 | Achievable | MW | After Competition Groups | 24.9732 | 0 | 0 | 901.0684 | 0.027715 | 10 | Residential_2037_Achievable_MW_After Competition Groups_10 | Basement Wall Insulation | 2.772% | 0 | 24.9732 | Residential_2037_Achievable_MW_After Competition Groups_Basement Wall Insulation
Residential | Res ¦ Wall Insulation | 2037 | Economic | MW | After Competition Groups | 43.4058 | 0 | 0 | 1585.2958 | 0.02738 | 13 | Residential_2037_Economic_MW_After Competition Groups_13 | Wall Insulation | 2.738% | 0 | 43.4058 | Residential_2037_Economic_MW_After Competition Groups_Wall Insulation
Residential | Res ¦ Energy Star LED Bulbs General Purpose LEDs | 2037 | Achievable | MW | After Competition Groups | 23.2653 | 0 | 0 | 901.0684 | 0.02582 | 11 | Residential_2037_Achievable_MW_After Competition Groups_11 | Energy Star LED Bulbs General Purpose LEDs | 2.582% | 0 | 23.2653 | Residential_2037_Achievable_MW_After Competition Groups_Energy Star LED Bulbs General Purpose LEDs
Residential | Res ¦ Basement or Crawlspace Insulation | 2037 | Technical | MW | After Competition Groups | 62.107 | 0 | 0 | 2513.0867 | 0.024713 | 13 | Residential_2037_Technical_MW_After Competition Groups_13 | Basement or Crawlspace Insulation | 2.471% | 0 | 62.107 | Residential_2037_Technical_MW_After Competition Groups_Basement or Crawlspace Insulation
Residential | Res ¦ Smart Power Bar | 2037 | Technical | MW | After Competition Groups | 61.0417 | 0 | 0 | 2513.0867 | 0.02429 | 14 | Residential_2037_Technical_MW_After Competition Groups_14 | Smart Power Bar | 2.429% | 0 | 61.0417 | Residential_2037_Technical_MW_After Competition Groups_Smart Power Bar
Residential | Res ¦ Variable Speed Pool Pump Motor | 2037 | Technical | MW | After Competition Groups | 59.1876 | 0 | 0 | 2513.0867 | 0.023552 | 15 | Residential_2037_Technical_MW_After Competition Groups_15 | Variable Speed Pool Pump Motor | 2.355% | 0 | 59.1876 | Residential_2037_Technical_MW_After Competition Groups_Variable Speed Pool Pump Motor
Residential | Res ¦ Energy Star LED Specialty Bulbs | 2037 | Achievable | MW | After Competition Groups | 20.8129 | 0 | 0 | 901.0684 | 0.023098 | 12 | Residential_2037_Achievable_MW_After Competition Groups_12 | Energy Star LED Specialty Bulbs | 2.31% | 0 | 20.8129 | Residential_2037_Achievable_MW_After Competition Groups_Energy Star LED Specialty Bulbs
Residential | Res ¦ Attic Insulation | 2037 | Technical | MW | After Competition Groups | 57.6103 | 0 | 0 | 2513.0867 | 0.022924 | 16 | Residential_2037_Technical_MW_After Competition Groups_16 | Attic Insulation | 2.292% | 0 | 57.6103 | Residential_2037_Technical_MW_After Competition Groups_Attic Insulation
Residential | Res ¦ Attic Insulation | 2037 | Achievable | MW | After Competition Groups | 19.2725 | 0 | 0 | 901.0684 | 0.021389 | 13 | Residential_2037_Achievable_MW_After Competition Groups_13 | Attic Insulation | 2.139% | 0 | 19.2725 | Residential_2037_Achievable_MW_After Competition Groups_Attic Insulation
Residential | Res ¦ Energy Star A Line, PAR, MR Lamps | 2037 | Achievable | MW | After Competition Groups | 16.4727 | 0 | 0 | 901.0684 | 0.018281 | 14 | Residential_2037_Achievable_MW_After Competition Groups_14 | Energy Star A Line, PAR, MR Lamps | 1.828% | 0 | 16.4727 | Residential_2037_Achievable_MW_After Competition Groups_Energy Star A Line, PAR, MR Lamps
Residential | Res ¦ Lighting Motion Sensors, Timers, Dimmers | 2037 | Technical | MW | After Competition Groups | 45.5111 | 0 | 0 | 2513.0867 | 0.01811 | 17 | Residential_2037_Technical_MW_After Competition Groups_17 | Lighting Motion Sensors, Timers, Dimmers | 1.811% | 0 | 45.5111 | Residential_2037_Technical_MW_After Competition Groups_Lighting Motion Sensors, Timers, Dimmers
Residential | Res ¦ Wall Insulation | 2037 | Technical | MW | After Competition Groups | 45.1486 | 0 | 0 | 2513.0867 | 0.017965 | 18 | Residential_2037_Technical_MW_After Competition Groups_18 | Wall Insulation | 1.797% | 0 | 45.1486 | Residential_2037_Technical_MW_After Competition Groups_Wall Insulation
Residential | Res ¦ Energy Star Clothes Dryer | 2037 | Economic | MW | After Competition Groups | 26.386 | 0 | 0 | 1585.2958 | 0.016644 | 14 | Residential_2037_Economic_MW_After Competition Groups_14 | Energy Star Clothes Dryer | 1.664% | 0 | 26.386 | Residential_2037_Economic_MW_After Competition Groups_Energy Star Clothes Dryer
Residential | Res ¦ Energy Star Torchiere | 2037 | Achievable | MW | After Competition Groups | 13.9483 | 0 | 0 | 901.0684 | 0.01548 | 15 | Residential_2037_Achievable_MW_After Competition Groups_15 | Energy Star Torchiere | 1.548% | 0 | 13.9483 | Residential_2037_Achievable_MW_After Competition Groups_Energy Star Torchiere
Residential | Res ¦ Energy Star Clothes Dryer | 2037 | Achievable | MW | After Competition Groups | 13.9222 | 0 | 0 | 901.0684 | 0.015451 | 16 | Residential_2037_Achievable_MW_After Competition Groups_16 | Energy Star Clothes Dryer | 1.545% | 0 | 13.9222 | Residential_2037_Achievable_MW_After Competition Groups_Energy Star Clothes Dryer
Residential | Res ¦ Occupancy Sensors MF | 2037 | Achievable | MW | After Competition Groups | 13.4338 | 0 | 0 | 901.0684 | 0.014909 | 17 | Residential_2037_Achievable_MW_After Competition Groups_17 | Occupancy Sensors MF | 1.491% | 0 | 13.4338 | Residential_2037_Achievable_MW_After Competition Groups_Occupancy Sensors MF
Residential | Res ¦ Advanced BAS/Controllers | 2037 | Achievable | MW | After Competition Groups | 13.2294 | 0 | 0 | 901.0684 | 0.014682 | 18 | Residential_2037_Achievable_MW_After Competition Groups_18 | Advanced BAS/Controllers | 1.468% | 0 | 13.2294 | Residential_2037_Achievable_MW_After Competition Groups_Advanced BAS/Controllers
Residential | Res ¦ Ceiling Insulation | 2037 | Economic | MW | After Competition Groups | 21.8661 | 0 | 0 | 1585.2958 | 0.013793 | 15 | Residential_2037_Economic_MW_After Competition Groups_15 | Ceiling Insulation | 1.379% | 0 | 21.8661 | Residential_2037_Economic_MW_After Competition Groups_Ceiling Insulation
Residential | Res ¦ Variable Refrigerant Flow Heat Pump | 2037 | Technical | MW | After Competition Groups | 34.351 | 0 | 0 | 2513.0867 | 0.013669 | 19 | Residential_2037_Technical_MW_After Competition Groups_19 | Variable Refrigerant Flow Heat Pump | 1.367% | 0 | 34.351 | Residential_2037_Technical_MW_After Competition Groups_Variable Refrigerant Flow Heat Pump
Residential | Res ¦ Clothes Drying Racks | 2037 | Achievable | MW | After Competition Groups | 12.0258 | 0 | 0 | 901.0684 | 0.013346 | 19 | Residential_2037_Achievable_MW_After Competition Groups_19 | Clothes Drying Racks | 1.335% | 0 | 12.0258 | Residential_2037_Achievable_MW_After Competition Groups_Clothes Drying Racks
Residential | Res ¦ Energy Star Torchiere | 2037 | Economic | MW | After Competition Groups | 19.006 | 0 | 0 | 1585.2958 | 0.011989 | 16 | Residential_2037_Economic_MW_After Competition Groups_16 | Energy Star Torchiere | 1.199% | 0 | 19.006 | Residential_2037_Economic_MW_After Competition Groups_Energy Star Torchiere
Residential | Res ¦ High Efficiency Chiller (avg of water and air cooled) | 2037 | Achievable | MW | After Competition Groups | 10.7483 | 0 | 0 | 901.0684 | 0.011928 | 20 | Residential_2037_Achievable_MW_After Competition Groups_20 | High Efficiency Chiller (avg of water and air cooled) | 1.193% | 0 | 10.7483 | Residential_2037_Achievable_MW_After Competition Groups_High Efficiency Chiller (avg of water and air cooled)
Residential | Res ¦ Energy Star Light Fixture | 2037 | Achievable | MW | After Competition Groups | 10.5857 | 0 | 0 | 901.0684 | 0.011748 | 21 | Residential_2037_Achievable_MW_After Competition Groups_21 | Energy Star Light Fixture | 1.175% | 0 | 10.5857 | Residential_2037_Achievable_MW_After Competition Groups_Energy Star Light Fixture
Residential | Res ¦ Duct Insulation | 2037 | Economic | MW | After Competition Groups | 18.5292 | 0 | 0 | 1585.2958 | 0.011688 | 17 | Residential_2037_Economic_MW_After Competition Groups_17 | Duct Insulation | 1.169% | 0 | 18.5292 | Residential_2037_Economic_MW_After Competition Groups_Duct Insulation
Residential | Res ¦ Refrigerator Recycling | 2037 | Achievable | MW | After Competition Groups | 10.1932 | 0 | 0 | 901.0684 | 0.011312 | 22 | Residential_2037_Achievable_MW_After Competition Groups_22 | Refrigerator Recycling | 1.131% | 0 | 10.1932 | Residential_2037_Achievable_MW_After Competition Groups_Refrigerator Recycling
Residential | Res ¦ Basement or Crawlspace Insulation | 2037 | Economic | MW | After Competition Groups | 16.7093 | 0 | 0 | 1585.2958 | 0.01054 | 18 | Residential_2037_Economic_MW_After Competition Groups_18 | Basement or Crawlspace Insulation | 1.054% | 0 | 16.7093 | Residential_2037_Economic_MW_After Competition Groups_Basement or Crawlspace Insulation
Residential | Res ¦ Freezer Recycling | 2037 | Achievable | MW | After Competition Groups | 9.4882 | 0 | 0 | 901.0684 | 0.01053 | 23 | Residential_2037_Achievable_MW_After Competition Groups_23 | Freezer Recycling | 1.053% | 0 | 9.4882 | Residential_2037_Achievable_MW_After Competition Groups_Freezer Recycling
Residential | Res ¦ Home Energy Reports | 2037 | Technical | MW | After Competition Groups | 25.9197 | 0 | 0 | 2513.0867 | 0.010314 | 20 | Residential_2037_Technical_MW_After Competition Groups_20 | Home Energy Reports | 1.031% | 0 | 25.9197 | Residential_2037_Technical_MW_After Competition Groups_Home Energy Reports
Residential | Res ¦ Air Sealing | 2037 | Economic | MW | After Competition Groups | 15.9114 | 0 | 0 | 1585.2958 | 0.010037 | 19 | Residential_2037_Economic_MW_After Competition Groups_19 | Air Sealing | 1.004% | 0 | 15.9114 | Residential_2037_Economic_MW_After Competition Groups_Air Sealing
Residential | Res ¦ Energy Star Light Fixture | 2037 | Economic | MW | After Competition Groups | 15.6786 | 0 | 0 | 1585.2958 | 0.00989 | 20 | Residential_2037_Economic_MW_After Competition Groups_20 | Energy Star Light Fixture | 0.989% | 0 | 15.6786 | Residential_2037_Economic_MW_After Competition Groups_Energy Star Light Fixture
Residential | Res ¦ Floor Insulation | 2037 | Economic | MW | After Competition Groups | 15.1259 | 0 | 0 | 1585.2958 | 0.0095414 | 21 | Residential_2037_Economic_MW_After Competition Groups_21 | Floor Insulation | 0.9541% | 0 | 15.1259 | Residential_2037_Economic_MW_After Competition Groups_Floor Insulation
Residential | Res ¦ Energy Star Light Fixture | 2037 | Technical | MW | After Competition Groups | 23.2713 | 0 | 0 | 2513.0867 | 0.0092601 | 21 | Residential_2037_Technical_MW_After Competition Groups_21 | Energy Star Light Fixture | 0.926% | 0 | 23.2713 | Residential_2037_Technical_MW_After Competition Groups_Energy Star Light Fixture
Residential | Res ¦ Ceiling Insulation | 2037 | Technical | MW | After Competition Groups | 22.489 | 0 | 0 | 2513.0867 | 0.0089487 | 22 | Residential_2037_Technical_MW_After Competition Groups_22 | Ceiling Insulation | 0.8949% | 0 | 22.489 | Residential_2037_Technical_MW_After Competition Groups_Ceiling Insulation
Residential | Res ¦ Occupancy Sensors MF | 2037 | Economic | MW | After Competition Groups | 12.7584 | 0 | 0 | 1585.2958 | 0.008048 | 22 | Residential_2037_Economic_MW_After Competition Groups_22 | Occupancy Sensors MF | 0.8048% | 0 | 12.7584 | Residential_2037_Economic_MW_After Competition Groups_Occupancy Sensors MF
Residential | Res ¦ Advanced BAS/Controllers | 2037 | Economic | MW | After Competition Groups | 12.2655 | 0 | 0 | 1585.2958 | 0.007737 | 23 | Residential_2037_Economic_MW_After Competition Groups_23 | Advanced BAS/Controllers | 0.7737% | 0 | 12.2655 | Residential_2037_Economic_MW_After Competition Groups_Advanced BAS/Controllers
Residential | Res ¦ Energy Star Torchiere | 2037 | Technical | MW | After Competition Groups | 19.006 | 0 | 0 | 2513.0867 | 0.0075628 | 23 | Residential_2037_Technical_MW_After Competition Groups_23 | Energy Star Torchiere | 0.7563% | 0 | 19.006 | Residential_2037_Technical_MW_After Competition Groups_Energy Star Torchiere
Residential | Res ¦ High Efficiency Chiller (avg of water and air cooled) | 2037 | Economic | MW | After Competition Groups | 11.8702 | 0 | 0 | 1585.2958 | 0.0074877 | 24 | Residential_2037_Economic_MW_After Competition Groups_24 | High Efficiency Chiller (avg of water and air cooled) | 0.7488% | 0 | 11.8702 | Residential_2037_Economic_MW_After Competition Groups_High Efficiency Chiller (avg of water and air cooled)
Residential | Res ¦ Duct Insulation | 2037 | Technical | MW | After Competition Groups | 18.7514 | 0 | 0 | 2513.0867 | 0.0074615 | 24 | Residential_2037_Technical_MW_After Competition Groups_24 | Duct Insulation | 0.7462% | 0 | 18.7514 | Residential_2037_Technical_MW_After Competition Groups_Duct Insulation
Residential | Res ¦ Variable Refrigerant Flow Heat Pump | 2037 | Achievable | MW | After Competition Groups | 6.6862 | 0 | 0 | 901.0684 | 0.0074203 | 24 | Residential_2037_Achievable_MW_After Competition Groups_24 | Variable Refrigerant Flow Heat Pump | 0.742% | 0 | 6.6862 | Residential_2037_Achievable_MW_After Competition Groups_Variable Refrigerant Flow Heat Pump
Residential | Res ¦ Clothes Drying Racks | 2037 | Economic | MW | After Competition Groups | 11.1507 | 0 | 0 | 1585.2958 | 0.0070338 | 25 | Residential_2037_Economic_MW_After Competition Groups_25 | Clothes Drying Racks | 0.7034% | 0 | 11.1507 | Residential_2037_Economic_MW_After Competition Groups_Clothes Drying Racks
Residential | Res ¦ Duct Insulation | 2037 | Achievable | MW | After Competition Groups | 6.0364 | 0 | 0 | 901.0684 | 0.0066992 | 25 | Residential_2037_Achievable_MW_After Competition Groups_25 | Duct Insulation | 0.6699% | 0 | 6.0364 | Residential_2037_Achievable_MW_After Competition Groups_Duct Insulation
Residential | Res ¦ Energy Star Freezer | 2037 | Achievable | MW | After Competition Groups | 5.9476 | 0 | 0 | 901.0684 | 0.0066006 | 26 | Residential_2037_Achievable_MW_After Competition Groups_26 | Energy Star Freezer | 0.6601% | 0 | 5.9476 | Residential_2037_Achievable_MW_After Competition Groups_Energy Star Freezer
Residential | Res ¦ Air Sealing | 2037 | Technical | MW | After Competition Groups | 15.9114 | 0 | 0 | 2513.0867 | 0.0063314 | 25 | Residential_2037_Technical_MW_After Competition Groups_25 | Air Sealing | 0.6331% | 0 | 15.9114 | Residential_2037_Technical_MW_After Competition Groups_Air Sealing
Residential | Res ¦ Central Air Conditioner Maintenance | 2037 | Technical | MW | After Competition Groups | 15.3634 | 0 | 0 | 2513.0867 | 0.0061133 | 26 | Residential_2037_Technical_MW_After Competition Groups_26 | Central Air Conditioner Maintenance | 0.6113% | 0 | 15.3634 | Residential_2037_Technical_MW_After Competition Groups_Central Air Conditioner Maintenance
Residential | Res ¦ Floor Insulation | 2037 | Technical | MW | After Competition Groups | 15.1259 | 0 | 0 | 2513.0867 | 0.0060188 | 27 | Residential_2037_Technical_MW_After Competition Groups_27 | Floor Insulation | 0.6019% | 0 | 15.1259 | Residential_2037_Technical_MW_After Competition Groups_Floor Insulation
Residential | Res ¦ Refrigerator Recycling | 2037 | Economic | MW | After Competition Groups | 9.4505 | 0 | 0 | 1585.2958 | 0.0059613 | 26 | Residential_2037_Economic_MW_After Competition Groups_26 | Refrigerator Recycling | 0.5961% | 0 | 9.4505 | Residential_2037_Economic_MW_After Competition Groups_Refrigerator Recycling
Residential | Res ¦ Home Energy Reports | 2037 | Achievable | MW | After Competition Groups | 5.3678 | 0 | 0 | 901.0684 | 0.0059571 | 27 | Residential_2037_Achievable_MW_After Competition Groups_27 | Home Energy Reports | 0.5957% | 0 | 5.3678 | Residential_2037_Achievable_MW_After Competition Groups_Home Energy Reports
Residential | Res ¦ Air Sealing | 2037 | Achievable | MW | After Competition Groups | 5.3236 | 0 | 0 | 901.0684 | 0.0059081 | 28 | Residential_2037_Achievable_MW_After Competition Groups_28 | Air Sealing | 0.5908% | 0 | 5.3236 | Residential_2037_Achievable_MW_After Competition Groups_Air Sealing
Residential | Res ¦ Home Energy Reports | 2037 | Economic | MW | After Competition Groups | 9.0666 | 0 | 0 | 1585.2958 | 0.0057192 | 27 | Residential_2037_Economic_MW_After Competition Groups_27 | Home Energy Reports | 0.5719% | 0 | 9.0666 | Residential_2037_Economic_MW_After Competition Groups_Home Energy Reports
Residential | Res ¦ Floor Insulation | 2037 | Achievable | MW | After Competition Groups | 5.058 | 0 | 0 | 901.0684 | 0.0056133 | 29 | Residential_2037_Achievable_MW_After Competition Groups_29 | Floor Insulation | 0.5613% | 0 | 5.058 | Residential_2037_Achievable_MW_After Competition Groups_Floor Insulation
Residential | Res ¦ Dehumidifier Recycling | 2037 | Technical | MW | After Competition Groups | 14.0268 | 0 | 0 | 2513.0867 | 0.0055815 | 28 | Residential_2037_Technical_MW_After Competition Groups_28 | Dehumidifier Recycling | 0.5582% | 0 | 14.0268 | Residential_2037_Technical_MW_After Competition Groups_Dehumidifier Recycling
Residential | Res ¦ Freezer Recycling | 2037 | Economic | MW | After Competition Groups | 8.8031 | 0 | 0 | 1585.2958 | 0.005553 | 28 | Residential_2037_Economic_MW_After Competition Groups_28 | Freezer Recycling | 0.5553% | 0 | 8.8031 | Residential_2037_Economic_MW_After Competition Groups_Freezer Recycling
Residential | Res ¦ Duct Insulation MF | 2037 | Economic | MW | After Competition Groups | 8.4492 | 0 | 0 | 1585.2958 | 0.0053298 | 29 | Residential_2037_Economic_MW_After Competition Groups_29 | Duct Insulation MF | 0.533% | 0 | 8.4492 | Residential_2037_Economic_MW_After Competition Groups_Duct Insulation MF
Residential | Res ¦ Energy Star Dehumidifier | 2037 | Economic | MW | After Competition Groups | 8.2462 | 0 | 0 | 1585.2958 | 0.0052017 | 30 | Residential_2037_Economic_MW_After Competition Groups_30 | Energy Star Dehumidifier | 0.5202% | 0 | 8.2462 | Residential_2037_Economic_MW_After Competition Groups_Energy Star Dehumidifier
Residential | Res ¦ Occupancy Sensors MF | 2037 | Technical | MW | After Competition Groups | 12.7584 | 0 | 0 | 2513.0867 | 0.0050768 | 29 | Residential_2037_Technical_MW_After Competition Groups_29 | Occupancy Sensors MF | 0.5077% | 0 | 12.7584 | Residential_2037_Technical_MW_After Competition Groups_Occupancy Sensors MF
Residential | Res ¦ Advanced BAS/Controllers | 2037 | Technical | MW | After Competition Groups | 12.2655 | 0 | 0 | 2513.0867 | 0.0048807 | 30 | Residential_2037_Technical_MW_After Competition Groups_30 | Advanced BAS/Controllers | 0.4881% | 0 | 12.2655 | Residential_2037_Technical_MW_After Competition Groups_Advanced BAS/Controllers
Residential | Res ¦ High Efficiency Chiller (avg of water and air cooled) | 2037 | Technical | MW | After Competition Groups | 11.8702 | 0 | 0 | 2513.0867 | 0.0047234 | 31 | Residential_2037_Technical_MW_After Competition Groups_31 | High Efficiency Chiller (avg of water and air cooled) | 0.4723% | 0 | 11.8702 | Residential_2037_Technical_MW_After Competition Groups_High Efficiency Chiller (avg of water and air cooled)
Residential | Res ¦ Wall Insulation | 2037 | Achievable | MW | After Competition Groups | 4.2456 | 0 | 0 | 901.0684 | 0.0047118 | 30 | Residential_2037_Achievable_MW_After Competition Groups_30 | Wall Insulation | 0.4712% | 0 | 4.2456 | Residential_2037_Achievable_MW_After Competition Groups_Wall Insulation
Residential | Res ¦ Energy Star Freezer | 2037 | Technical | MW | After Competition Groups | 11.1735 | 0 | 0 | 2513.0867 | 0.0044461 | 32 | Residential_2037_Technical_MW_After Competition Groups_32 | Energy Star Freezer | 0.4446% | 0 | 11.1735 | Residential_2037_Technical_MW_After Competition Groups_Energy Star Freezer
Residential | Res ¦ Clothes Drying Racks | 2037 | Technical | MW | After Competition Groups | 11.1507 | 0 | 0 | 2513.0867 | 0.0044371 | 33 | Residential_2037_Technical_MW_After Competition Groups_33 | Clothes Drying Racks | 0.4437% | 0 | 11.1507 | Residential_2037_Technical_MW_After Competition Groups_Clothes Drying Racks
Residential | Res ¦ Outside Air Economizer | 2037 | Achievable | MW | After Competition Groups | 3.7711 | 0 | 0 | 901.0684 | 0.0041851 | 31 | Residential_2037_Achievable_MW_After Competition Groups_31 | Outside Air Economizer | 0.4185% | 0 | 3.7711 | Residential_2037_Achievable_MW_After Competition Groups_Outside Air Economizer
Residential | Res ¦ Furnace with ECM | 2037 | Economic | MW | After Competition Groups | 6.1299 | 0 | 0 | 1585.2958 | 0.0038667 | 31 | Residential_2037_Economic_MW_After Competition Groups_31 | Furnace with ECM | 0.3867% | 0 | 6.1299 | Residential_2037_Economic_MW_After Competition Groups_Furnace with ECM
Residential | Res ¦ Refrigerator Recycling | 2037 | Technical | MW | After Competition Groups | 9.4505 | 0 | 0 | 2513.0867 | 0.0037605 | 34 | Residential_2037_Technical_MW_After Competition Groups_34 | Refrigerator Recycling | 0.3761% | 0 | 9.4505 | Residential_2037_Technical_MW_After Competition Groups_Refrigerator Recycling
Residential | Res ¦ Furnace with ECM | 2037 | Achievable | MW | After Competition Groups | 3.2766 | 0 | 0 | 901.0684 | 0.0036364 | 32 | Residential_2037_Achievable_MW_After Competition Groups_32 | Furnace with ECM | 0.3636% | 0 | 3.2766 | Residential_2037_Achievable_MW_After Competition Groups_Furnace with ECM
Residential | Res ¦ Freezer Recycling | 2037 | Technical | MW | After Competition Groups | 8.8031 | 0 | 0 | 2513.0867 | 0.0035029 | 35 | Residential_2037_Technical_MW_After Competition Groups_35 | Freezer Recycling | 0.3503% | 0 | 8.8031 | Residential_2037_Technical_MW_After Competition Groups_Freezer Recycling
Residential | Res ¦ Minimize Hot and Warm Clothes Wash | 2037 | Achievable | MW | After Competition Groups | 3.1374 | 0 | 0 | 901.0684 | 0.0034819 | 33 | Residential_2037_Achievable_MW_After Competition Groups_33 | Minimize Hot and Warm Clothes Wash | 0.3482% | 0 | 3.1374 | Residential_2037_Achievable_MW_After Competition Groups_Minimize Hot and Warm Clothes Wash
Residential | Res ¦ LED Tube Re-Lamp | 2037 | Achievable | MW | After Competition Groups | 3.1243 | 0 | 0 | 901.0684 | 0.0034673 | 34 | Residential_2037_Achievable_MW_After Competition Groups_34 | LED Tube Re-Lamp | 0.3467% | 0 | 3.1243 | Residential_2037_Achievable_MW_After Competition Groups_LED Tube Re-Lamp
Residential | Res ¦ Variable Refrigerant Flow Heat Pump | 2037 | Economic | MW | After Competition Groups | 5.4923 | 0 | 0 | 1585.2958 | 0.0034645 | 32 | Residential_2037_Economic_MW_After Competition Groups_32 | Variable Refrigerant Flow Heat Pump | 0.3465% | 0 | 5.4923 | Residential_2037_Economic_MW_After Competition Groups_Variable Refrigerant Flow Heat Pump
Residential | Res ¦ Duct Insulation MF | 2037 | Technical | MW | After Competition Groups | 8.4492 | 0 | 0 | 2513.0867 | 0.0033621 | 36 | Residential_2037_Technical_MW_After Competition Groups_36 | Duct Insulation MF | 0.3362% | 0 | 8.4492 | Residential_2037_Technical_MW_After Competition Groups_Duct Insulation MF
Residential | Res ¦ Energy Star Dehumidifier | 2037 | Achievable | MW | After Competition Groups | 2.9602 | 0 | 0 | 901.0684 | 0.0032852 | 35 | Residential_2037_Achievable_MW_After Competition Groups_35 | Energy Star Dehumidifier | 0.3285% | 0 | 2.9602 | Residential_2037_Achievable_MW_After Competition Groups_Energy Star Dehumidifier
Residential | Res ¦ Energy Star Dehumidifier | 2037 | Technical | MW | After Competition Groups | 8.2462 | 0 | 0 | 2513.0867 | 0.0032813 | 37 | Residential_2037_Technical_MW_After Competition Groups_37 | Energy Star Dehumidifier | 0.3281% | 0 | 8.2462 | Residential_2037_Technical_MW_After Competition Groups_Energy Star Dehumidifier
Residential | Res ¦ Heat Recovery Ventilator | 2037 | Economic | MW | After Competition Groups | 4.9098 | 0 | 0 | 1585.2958 | 0.0030971 | 33 | Residential_2037_Economic_MW_After Competition Groups_33 | Heat Recovery Ventilator | 0.3097% | 0 | 4.9098 | Residential_2037_Economic_MW_After Competition Groups_Heat Recovery Ventilator
Residential | Res ¦ LED Downlight | 2037 | Achievable | MW | After Competition Groups | 2.6553 | 0 | 0 | 901.0684 | 0.0029468 | 36 | Residential_2037_Achievable_MW_After Competition Groups_36 | LED Downlight | 0.2947% | 0 | 2.6553 | Residential_2037_Achievable_MW_After Competition Groups_LED Downlight
Residential | Res ¦ Minimize Hot and Warm Clothes Wash | 2037 | Economic | MW | After Competition Groups | 4.6541 | 0 | 0 | 1585.2958 | 0.0029358 | 34 | Residential_2037_Economic_MW_After Competition Groups_34 | Minimize Hot and Warm Clothes Wash | 0.2936% | 0 | 4.6541 | Residential_2037_Economic_MW_After Competition Groups_Minimize Hot and Warm Clothes Wash
Residential | Res ¦ Energy Star Freezer | 2037 | Economic | MW | After Competition Groups | 4.5883 | 0 | 0 | 1585.2958 | 0.0028943 | 35 | Residential_2037_Economic_MW_After Competition Groups_35 | Energy Star Freezer | 0.2894% | 0 | 4.5883 | Residential_2037_Economic_MW_After Competition Groups_Energy Star Freezer
Residential | Res ¦ INTEGRAL LED TROFFERS | 2037 | Technical | MW | After Competition Groups | 6.9883 | 0 | 0 | 2513.0867 | 0.0027808 | 38 | Residential_2037_Technical_MW_After Competition Groups_38 | INTEGRAL LED TROFFERS | 0.2781% | 0 | 6.9883 | Residential_2037_Technical_MW_After Competition Groups_INTEGRAL LED TROFFERS
Residential | Res ¦ ENERGY STAR LED LAMPS (REFLECTOR LAMPs/MR16/PAR 16) | 2037 | Achievable | MW | After Competition Groups | 2.4368 | 0 | 0 | 901.0684 | 0.0027044 | 37 | Residential_2037_Achievable_MW_After Competition Groups_37 | ENERGY STAR LED LAMPS (REFLECTOR LAMPs/MR16/PAR 16) | 0.2704% | 0 | 2.4368 | Residential_2037_Achievable_MW_After Competition Groups_ENERGY STAR LED LAMPS (REFLECTOR LAMPs/MR16/PAR 16)
Residential | Res ¦ Duct Insulation MF | 2037 | Achievable | MW | After Competition Groups | 2.3907 | 0 | 0 | 901.0684 | 0.0026532 | 38 | Residential_2037_Achievable_MW_After Competition Groups_38 | Duct Insulation MF | 0.2653% | 0 | 2.3907 | Residential_2037_Achievable_MW_After Competition Groups_Duct Insulation MF
Residential | Res ¦ Energy Star Windows | 2037 | Technical | MW | After Competition Groups | 6.4418 | 0 | 0 | 2513.0867 | 0.0025633 | 39 | Residential_2037_Technical_MW_After Competition Groups_39 | Energy Star Windows | 0.2563% | 0 | 6.4418 | Residential_2037_Technical_MW_After Competition Groups_Energy Star Windows
Residential | Res ¦ Central Lighting Control System | 2037 | Technical | MW | After Competition Groups | 6.3795 | 0 | 0 | 2513.0867 | 0.0025385 | 40 | Residential_2037_Technical_MW_After Competition Groups_40 | Central Lighting Control System | 0.2539% | 0 | 6.3795 | Residential_2037_Technical_MW_After Competition Groups_Central Lighting Control System
Residential | Res ¦ Basement or Crawlspace Insulation | 2037 | Achievable | MW | After Competition Groups | 2.2682 | 0 | 0 | 901.0684 | 0.0025172 | 39 | Residential_2037_Achievable_MW_After Competition Groups_39 | Basement or Crawlspace Insulation | 0.2517% | 0 | 2.2682 | Residential_2037_Achievable_MW_After Competition Groups_Basement or Crawlspace Insulation
Residential | Res ¦ Furnace with ECM | 2037 | Technical | MW | After Competition Groups | 6.1299 | 0 | 0 | 2513.0867 | 0.0024392 | 41 | Residential_2037_Technical_MW_After Competition Groups_41 | Furnace with ECM | 0.2439% | 0 | 6.1299 | Residential_2037_Technical_MW_After Competition Groups_Furnace with ECM
Residential | Res ¦ Furnace Whistle | 2037 | Achievable | MW | After Competition Groups | 2.1743 | 0 | 0 | 901.0684 | 0.0024131 | 40 | Residential_2037_Achievable_MW_After Competition Groups_40 | Furnace Whistle | 0.2413% | 0 | 2.1743 | Residential_2037_Achievable_MW_After Competition Groups_Furnace Whistle
Residential | Res ¦ Heat Pump Water Heater | 2037 | Technical | MW | After Competition Groups | 5.9192 | 0 | 0 | 2513.0867 | 0.0023554 | 42 | Residential_2037_Technical_MW_After Competition Groups_42 | Heat Pump Water Heater | 0.2355% | 0 | 5.9192 | Residential_2037_Technical_MW_After Competition Groups_Heat Pump Water Heater
Residential | Res ¦ Outside Air Economizer | 2037 | Economic | MW | After Competition Groups | 3.6285 | 0 | 0 | 1585.2958 | 0.0022888 | 36 | Residential_2037_Economic_MW_After Competition Groups_36 | Outside Air Economizer | 0.2289% | 0 | 3.6285 | Residential_2037_Economic_MW_After Competition Groups_Outside Air Economizer
Residential | Res ¦ CO Sensors for parking garage exhaust fans | 2037 | Achievable | MW | After Competition Groups | 2.0368 | 0 | 0 | 901.0684 | 0.0022605 | 41 | Residential_2037_Achievable_MW_After Competition Groups_41 | CO Sensors for parking garage exhaust fans | 0.226% | 0 | 2.0368 | Residential_2037_Achievable_MW_After Competition Groups_CO Sensors for parking garage exhaust fans
Residential | Res ¦ Comprehensive Draft Proofing | 2037 | Achievable | MW | After Competition Groups | 1.8783 | 0 | 0 | 901.0684 | 0.0020846 | 42 | Residential_2037_Achievable_MW_After Competition Groups_42 | Comprehensive Draft Proofing | 0.2085% | 0 | 1.8783 | Residential_2037_Achievable_MW_After Competition Groups_Comprehensive Draft Proofing
Residential | Res ¦ LED Tube Re-Lamp | 2037 | Economic | MW | After Competition Groups | 3.2991 | 0 | 0 | 1585.2958 | 0.0020811 | 37 | Residential_2037_Economic_MW_After Competition Groups_37 | LED Tube Re-Lamp | 0.2081% | 0 | 3.2991 | Residential_2037_Economic_MW_After Competition Groups_LED Tube Re-Lamp
Residential | Res ¦ Variable Frequency Drive (VFD) | 2037 | Achievable | MW | After Competition Groups | 1.8216 | 0 | 0 | 901.0684 | 0.0020216 | 43 | Residential_2037_Achievable_MW_After Competition Groups_43 | Variable Frequency Drive (VFD) | 0.2022% | 0 | 1.8216 | Residential_2037_Achievable_MW_After Competition Groups_Variable Frequency Drive (VFD)
Residential | Res ¦ Heat Recovery Ventilator | 2037 | Technical | MW | After Competition Groups | 5.0774 | 0 | 0 | 2513.0867 | 0.0020204 | 43 | Residential_2037_Technical_MW_After Competition Groups_43 | Heat Recovery Ventilator | 0.202% | 0 | 5.0774 | Residential_2037_Technical_MW_After Competition Groups_Heat Recovery Ventilator
Residential | Res ¦ LED Downlight | 2037 | Technical | MW | After Competition Groups | 5.0291 | 0 | 0 | 2513.0867 | 0.0020012 | 44 | Residential_2037_Technical_MW_After Competition Groups_44 | LED Downlight | 0.2001% | 0 | 5.0291 | Residential_2037_Technical_MW_After Competition Groups_LED Downlight
Residential | Res ¦ LED Tube Re-Lamp | 2037 | Technical | MW | After Competition Groups | 4.8896 | 0 | 0 | 2513.0867 | 0.0019456 | 45 | Residential_2037_Technical_MW_After Competition Groups_45 | LED Tube Re-Lamp | 0.1946% | 0 | 4.8896 | Residential_2037_Technical_MW_After Competition Groups_LED Tube Re-Lamp
Residential | Res ¦ Ceiling Insulation | 2037 | Achievable | MW | After Competition Groups | 1.7271 | 0 | 0 | 901.0684 | 0.0019167 | 44 | Residential_2037_Achievable_MW_After Competition Groups_44 | Ceiling Insulation | 0.1917% | 0 | 1.7271 | Residential_2037_Achievable_MW_After Competition Groups_Ceiling Insulation
Residential | Res ¦ Energy Star Ceiling Fan/Lighting | 2037 | Technical | MW | After Competition Groups | 4.8018 | 0 | 0 | 2513.0867 | 0.0019107 | 46 | Residential_2037_Technical_MW_After Competition Groups_46 | Energy Star Ceiling Fan/Lighting | 0.1911% | 0 | 4.8018 | Residential_2037_Technical_MW_After Competition Groups_Energy Star Ceiling Fan/Lighting
Residential | Res ¦ Early Hot Water Heater Replacement | 2037 | Economic | MW | After Competition Groups | 3.01 | 0 | 0 | 1585.2958 | 0.0018987 | 38 | Residential_2037_Economic_MW_After Competition Groups_38 | Early Hot Water Heater Replacement | 0.1899% | 0 | 3.01 | Residential_2037_Economic_MW_After Competition Groups_Early Hot Water Heater Replacement
Residential | Res ¦ Tankless Water Heater | 2037 | Achievable | MW | After Competition Groups | 1.6818 | 0 | 0 | 901.0684 | 0.0018664 | 45 | Residential_2037_Achievable_MW_After Competition Groups_45 | Tankless Water Heater | 0.1866% | 0 | 1.6818 | Residential_2037_Achievable_MW_After Competition Groups_Tankless Water Heater
Residential | Res ¦ Minimize Hot and Warm Clothes Wash | 2037 | Technical | MW | After Competition Groups | 4.6541 | 0 | 0 | 2513.0867 | 0.0018519 | 47 | Residential_2037_Technical_MW_After Competition Groups_47 | Minimize Hot and Warm Clothes Wash | 0.1852% | 0 | 4.6541 | Residential_2037_Technical_MW_After Competition Groups_Minimize Hot and Warm Clothes Wash
Residential | Res ¦ Early Hot Water Heater Replacement | 2037 | Achievable | MW | After Competition Groups | 1.6533 | 0 | 0 | 901.0684 | 0.0018348 | 46 | Residential_2037_Achievable_MW_After Competition Groups_46 | Early Hot Water Heater Replacement | 0.1835% | 0 | 1.6533 | Residential_2037_Achievable_MW_After Competition Groups_Early Hot Water Heater Replacement
Residential | Res ¦ Demand Control Ventilation | 2037 | Achievable | MW | After Competition Groups | 1.5469 | 0 | 0 | 901.0684 | 0.0017168 | 47 | Residential_2037_Achievable_MW_After Competition Groups_47 | Demand Control Ventilation | 0.1717% | 0 | 1.5469 | Residential_2037_Achievable_MW_After Competition Groups_Demand Control Ventilation
Residential | Res ¦ Passive Attic Ventilation | 2037 | Technical | MW | After Competition Groups | 3.9849 | 0 | 0 | 2513.0867 | 0.0015856 | 48 | Residential_2037_Technical_MW_After Competition Groups_48 | Passive Attic Ventilation | 0.1586% | 0 | 3.9849 | Residential_2037_Technical_MW_After Competition Groups_Passive Attic Ventilation
Residential | Res ¦ Condensing Make Up Air Unit | 2037 | Achievable | MW | After Competition Groups | 1.4005 | 0 | 0 | 901.0684 | 0.0015543 | 48 | Residential_2037_Achievable_MW_After Competition Groups_48 | Condensing Make Up Air Unit | 0.1554% | 0 | 1.4005 | Residential_2037_Achievable_MW_After Competition Groups_Condensing Make Up Air Unit
Residential | Res ¦ ENERGY STAR LED LAMPS (REFLECTOR LAMPs/MR16/PAR 16) | 2037 | Economic | MW | After Competition Groups | 2.4454 | 0 | 0 | 1585.2958 | 0.0015426 | 39 | Residential_2037_Economic_MW_After Competition Groups_39 | ENERGY STAR LED LAMPS (REFLECTOR LAMPs/MR16/PAR 16) | 0.1543% | 0 | 2.4454 | Residential_2037_Economic_MW_After Competition Groups_ENERGY STAR LED LAMPS (REFLECTOR LAMPs/MR16/PAR 16)
Residential | Res ¦ Energy Star Windows | 2037 | Economic | MW | After Competition Groups | 2.3442 | 0 | 0 | 1585.2958 | 0.0014787 | 40 | Residential_2037_Economic_MW_After Competition Groups_40 | Energy Star Windows | 0.1479% | 0 | 2.3442 | Residential_2037_Economic_MW_After Competition Groups_Energy Star Windows
Residential | Res ¦ CO Sensors for parking garage exhaust fans | 2037 | Economic | MW | After Competition Groups | 2.2893 | 0 | 0 | 1585.2958 | 0.0014441 | 41 | Residential_2037_Economic_MW_After Competition Groups_41 | CO Sensors for parking garage exhaust fans | 0.1444% | 0 | 2.2893 | Residential_2037_Economic_MW_After Competition Groups_CO Sensors for parking garage exhaust fans
Residential | Res ¦ Outside Air Economizer | 2037 | Technical | MW | After Competition Groups | 3.6285 | 0 | 0 | 2513.0867 | 0.0014438 | 49 | Residential_2037_Technical_MW_After Competition Groups_49 | Outside Air Economizer | 0.1444% | 0 | 3.6285 | Residential_2037_Technical_MW_After Competition Groups_Outside Air Economizer
Residential | Res ¦ Tankless Water Heater | 2037 | Economic | MW | After Competition Groups | 2.2793 | 0 | 0 | 1585.2958 | 0.0014378 | 42 | Residential_2037_Economic_MW_After Competition Groups_42 | Tankless Water Heater | 0.1438% | 0 | 2.2793 | Residential_2037_Economic_MW_After Competition Groups_Tankless Water Heater
Residential | Res ¦ Energy Star Windows | 2037 | Achievable | MW | After Competition Groups | 1.2379 | 0 | 0 | 901.0684 | 0.0013738 | 49 | Residential_2037_Achievable_MW_After Competition Groups_49 | Energy Star Windows | 0.1374% | 0 | 1.2379 | Residential_2037_Achievable_MW_After Competition Groups_Energy Star Windows
Residential | Res ¦ Demand Control Ventilation | 2037 | Economic | MW | After Competition Groups | 2.1495 | 0 | 0 | 1585.2958 | 0.0013559 | 43 | Residential_2037_Economic_MW_After Competition Groups_43 | Demand Control Ventilation | 0.1356% | 0 | 2.1495 | Residential_2037_Economic_MW_After Competition Groups_Demand Control Ventilation
Residential | Res ¦ Condensing Make Up Air Unit | 2037 | Economic | MW | After Competition Groups | 2.0771 | 0 | 0 | 1585.2958 | 0.0013102 | 44 | Residential_2037_Economic_MW_After Competition Groups_44 | Condensing Make Up Air Unit | 0.131% | 0 | 2.0771 | Residential_2037_Economic_MW_After Competition Groups_Condensing Make Up Air Unit
Residential | Res ¦ Drain Water Heat Recovery | 2037 | Achievable | MW | After Competition Groups | 1.1796 | 0 | 0 | 901.0684 | 0.0013092 | 50 | Residential_2037_Achievable_MW_After Competition Groups_50 | Drain Water Heat Recovery | 0.1309% | 0 | 1.1796 | Residential_2037_Achievable_MW_After Competition Groups_Drain Water Heat Recovery
Residential | Res ¦ Drain Water Heat Recovery | 2037 | Economic | MW | After Competition Groups | 2.0205 | 0 | 0 | 1585.2958 | 0.0012745 | 45 | Residential_2037_Economic_MW_After Competition Groups_45 | Drain Water Heat Recovery | 0.1275% | 0 | 2.0205 | Residential_2037_Economic_MW_After Competition Groups_Drain Water Heat Recovery
Residential | Res ¦ Furnace Whistle | 2037 | Economic | MW | After Competition Groups | 2.0158 | 0 | 0 | 1585.2958 | 0.0012716 | 46 | Residential_2037_Economic_MW_After Competition Groups_46 | Furnace Whistle | 0.1272% | 0 | 2.0158 | Residential_2037_Economic_MW_After Competition Groups_Furnace Whistle
Residential | Res ¦ Water Heater Temperature Setback | 2037 | Achievable | MW | After Competition Groups | 1.1393 | 0 | 0 | 901.0684 | 0.0012644 | 51 | Residential_2037_Achievable_MW_After Competition Groups_51 | Water Heater Temperature Setback | 0.1264% | 0 | 1.1393 | Residential_2037_Achievable_MW_After Competition Groups_Water Heater Temperature Setback
Residential | Res ¦ LED Parking Lot Fixture | 2037 | Achievable | MW | After Competition Groups | 1.135 | 0 | 0 | 901.0684 | 0.0012597 | 52 | Residential_2037_Achievable_MW_After Competition Groups_52 | LED Parking Lot Fixture | 0.126% | 0 | 1.135 | Residential_2037_Achievable_MW_After Competition Groups_LED Parking Lot Fixture
Residential | Res ¦ Energy Star Dishwasher | 2037 | Technical | MW | After Competition Groups | 3.0363 | 0 | 0 | 2513.0867 | 0.0012082 | 50 | Residential_2037_Technical_MW_After Competition Groups_50 | Energy Star Dishwasher | 0.1208% | 0 | 3.0363 | Residential_2037_Technical_MW_After Competition Groups_Energy Star Dishwasher
Residential | Res ¦ Early Hot Water Heater Replacement | 2037 | Technical | MW | After Competition Groups | 3.01 | 0 | 0 | 2513.0867 | 0.0011977 | 51 | Residential_2037_Technical_MW_After Competition Groups_51 | Early Hot Water Heater Replacement | 0.1198% | 0 | 3.01 | Residential_2037_Technical_MW_After Competition Groups_Early Hot Water Heater Replacement
Residential | Res ¦ Comprehensive Draft Proofing | 2037 | Economic | MW | After Competition Groups | 1.7414 | 0 | 0 | 1585.2958 | 0.0010985 | 47 | Residential_2037_Economic_MW_After Competition Groups_47 | Comprehensive Draft Proofing | 0.1098% | 0 | 1.7414 | Residential_2037_Economic_MW_After Competition Groups_Comprehensive Draft Proofing
Residential | Res ¦ Variable Frequency Drive (VFD) | 2037 | Economic | MW | After Competition Groups | 1.6888 | 0 | 0 | 1585.2958 | 0.0010653 | 48 | Residential_2037_Economic_MW_After Competition Groups_48 | Variable Frequency Drive (VFD) | 0.1065% | 0 | 1.6888 | Residential_2037_Economic_MW_After Competition Groups_Variable Frequency Drive (VFD)
Residential | Res ¦ Air Source Heat Pump Maintenance | 2037 | Technical | MW | After Competition Groups | 2.6625 | 0 | 0 | 2513.0867 | 0.0010595 | 52 | Residential_2037_Technical_MW_After Competition Groups_52 | Air Source Heat Pump Maintenance | 0.1059% | 0 | 2.6625 | Residential_2037_Technical_MW_After Competition Groups_Air Source Heat Pump Maintenance
Residential | Res ¦ Heat Recovery Ventilator | 2037 | Achievable | MW | After Competition Groups | 0.93333 | 0 | 0 | 901.0684 | 0.0010358 | 53 | Residential_2037_Achievable_MW_After Competition Groups_53 | Heat Recovery Ventilator | 0.1036% | 0 | 0.93333 | Residential_2037_Achievable_MW_After Competition Groups_Heat Recovery Ventilator
Residential | Res ¦ Heat Pump Water Heater | 2037 | Economic | MW | After Competition Groups | 1.5907 | 0 | 0 | 1585.2958 | 0.0010034 | 49 | Residential_2037_Economic_MW_After Competition Groups_49 | Heat Pump Water Heater | 0.1003% | 0 | 1.5907 | Residential_2037_Economic_MW_After Competition Groups_Heat Pump Water Heater
Residential | Res ¦ ENERGY STAR LED LAMPS (REFLECTOR LAMPs/MR16/PAR 16) | 2037 | Technical | MW | After Competition Groups | 2.4454 | 0 | 0 | 2513.0867 | 0.00097307 | 53 | Residential_2037_Technical_MW_After Competition Groups_53 | ENERGY STAR LED LAMPS (REFLECTOR LAMPs/MR16/PAR 16) | 0.09731% | 0 | 2.4454 | Residential_2037_Technical_MW_After Competition Groups_ENERGY STAR LED LAMPS (REFLECTOR LAMPs/MR16/PAR 16)
Residential | Res ¦ CO Sensors for parking garage exhaust fans | 2037 | Technical | MW | After Competition Groups | 2.2893 | 0 | 0 | 2513.0867 | 0.00091094 | 54 | Residential_2037_Technical_MW_After Competition Groups_54 | CO Sensors for parking garage exhaust fans | 0.09109% | 0 | 2.2893 | Residential_2037_Technical_MW_After Competition Groups_CO Sensors for parking garage exhaust fans
Residential | Res ¦ Demand Control Ventilation | 2037 | Technical | MW | After Competition Groups | 2.1495 | 0 | 0 | 2513.0867 | 0.00085533 | 55 | Residential_2037_Technical_MW_After Competition Groups_55 | Demand Control Ventilation | 0.08553% | 0 | 2.1495 | Residential_2037_Technical_MW_After Competition Groups_Demand Control Ventilation
Residential | Res ¦ Condensing Make Up Air Unit | 2037 | Technical | MW | After Competition Groups | 2.0771 | 0 | 0 | 2513.0867 | 0.00082652 | 56 | Residential_2037_Technical_MW_After Competition Groups_56 | Condensing Make Up Air Unit | 0.08265% | 0 | 2.0771 | Residential_2037_Technical_MW_After Competition Groups_Condensing Make Up Air Unit
Residential | Res ¦ DHW Recirculation Systems | 2037 | Economic | MW | After Competition Groups | 1.3084 | 0 | 0 | 1585.2958 | 0.00082532 | 50 | Residential_2037_Economic_MW_After Competition Groups_50 | DHW Recirculation Systems | 0.08253% | 0 | 1.3084 | Residential_2037_Economic_MW_After Competition Groups_DHW Recirculation Systems
Residential | Res ¦ Drain Water Heat Recovery | 2037 | Technical | MW | After Competition Groups | 2.0205 | 0 | 0 | 2513.0867 | 0.00080398 | 57 | Residential_2037_Technical_MW_After Competition Groups_57 | Drain Water Heat Recovery | 0.0804% | 0 | 2.0205 | Residential_2037_Technical_MW_After Competition Groups_Drain Water Heat Recovery
Residential | Res ¦ Furnace Whistle | 2037 | Technical | MW | After Competition Groups | 2.0158 | 0 | 0 | 2513.0867 | 0.00080214 | 58 | Residential_2037_Technical_MW_After Competition Groups_58 | Furnace Whistle | 0.08021% | 0 | 2.0158 | Residential_2037_Technical_MW_After Competition Groups_Furnace Whistle
Residential | Res ¦ Window Film | 2037 | Technical | MW | After Competition Groups | 1.8673 | 0 | 0 | 2513.0867 | 0.00074305 | 59 | Residential_2037_Technical_MW_After Competition Groups_59 | Window Film | 0.0743% | 0 | 1.8673 | Residential_2037_Technical_MW_After Competition Groups_Window Film
Residential | Res ¦ LED Parking Lot Fixture | 2037 | Economic | MW | After Competition Groups | 1.1546 | 0 | 0 | 1585.2958 | 0.00072832 | 51 | Residential_2037_Economic_MW_After Competition Groups_51 | LED Parking Lot Fixture | 0.07283% | 0 | 1.1546 | Residential_2037_Economic_MW_After Competition Groups_LED Parking Lot Fixture
Residential | Res ¦ Comprehensive Draft Proofing | 2037 | Technical | MW | After Competition Groups | 1.7414 | 0 | 0 | 2513.0867 | 0.00069295 | 60 | Residential_2037_Technical_MW_After Competition Groups_60 | Comprehensive Draft Proofing | 0.06929% | 0 | 1.7414 | Residential_2037_Technical_MW_After Competition Groups_Comprehensive Draft Proofing
Residential | Res ¦ Solar Powered Attic Fan | 2037 | Technical | MW | After Competition Groups | 1.7162 | 0 | 0 | 2513.0867 | 0.0006829 | 61 | Residential_2037_Technical_MW_After Competition Groups_61 | Solar Powered Attic Fan | 0.06829% | 0 | 1.7162 | Residential_2037_Technical_MW_After Competition Groups_Solar Powered Attic Fan
Residential | Res ¦ Variable Frequency Drive (VFD) | 2037 | Technical | MW | After Competition Groups | 1.6888 | 0 | 0 | 2513.0867 | 0.00067202 | 62 | Residential_2037_Technical_MW_After Competition Groups_62 | Variable Frequency Drive (VFD) | 0.0672% | 0 | 1.6888 | Residential_2037_Technical_MW_After Competition Groups_Variable Frequency Drive (VFD)
Residential | Res ¦ Water Heater Temperature Setback | 2037 | Economic | MW | After Competition Groups | 1.0562 | 0 | 0 | 1585.2958 | 0.00066627 | 52 | Residential_2037_Economic_MW_After Competition Groups_52 | Water Heater Temperature Setback | 0.06663% | 0 | 1.0562 | Residential_2037_Economic_MW_After Competition Groups_Water Heater Temperature Setback
Residential | Res ¦ VFD on Pumps | 2037 | Achievable | MW | After Competition Groups | 0.56016 | 0 | 0 | 901.0684 | 0.00062166 | 54 | Residential_2037_Achievable_MW_After Competition Groups_54 | VFD on Pumps | 0.06217% | 0 | 0.56016 | Residential_2037_Achievable_MW_After Competition Groups_VFD on Pumps
Residential | Res ¦ LED Exterior Area Lights - LED Fixture (200W) | 2037 | Achievable | MW | After Competition Groups | 0.53482 | 0 | 0 | 901.0684 | 0.00059354 | 55 | Residential_2037_Achievable_MW_After Competition Groups_55 | LED Exterior Area Lights - LED Fixture (200W) | 0.05935% | 0 | 0.53482 | Residential_2037_Achievable_MW_After Competition Groups_LED Exterior Area Lights - LED Fixture (200W)
Residential | Res ¦ DHW Recirculation Systems | 2037 | Technical | MW | After Competition Groups | 1.3084 | 0 | 0 | 2513.0867 | 0.00052063 | 63 | Residential_2037_Technical_MW_After Competition Groups_63 | DHW Recirculation Systems | 0.05206% | 0 | 1.3084 | Residential_2037_Technical_MW_After Competition Groups_DHW Recirculation Systems
Residential | Res ¦ ENERGY STAR LED Lamps (General Service Lamps) | 2037 | Achievable | MW | After Competition Groups | 0.42655 | 0 | 0 | 901.0684 | 0.00047338 | 56 | Residential_2037_Achievable_MW_After Competition Groups_56 | ENERGY STAR LED Lamps (General Service Lamps) | 0.04734% | 0 | 0.42655 | Residential_2037_Achievable_MW_After Competition Groups_ENERGY STAR LED Lamps (General Service Lamps)
Residential | Res ¦ LED Parking Lot Fixture | 2037 | Technical | MW | After Competition Groups | 1.1546 | 0 | 0 | 2513.0867 | 0.00045943 | 64 | Residential_2037_Technical_MW_After Competition Groups_64 | LED Parking Lot Fixture | 0.04594% | 0 | 1.1546 | Residential_2037_Technical_MW_After Competition Groups_LED Parking Lot Fixture
Residential | Res ¦ LED Downlight | 2037 | Economic | MW | After Competition Groups | 0.67173 | 0 | 0 | 1585.2958 | 0.00042373 | 53 | Residential_2037_Economic_MW_After Competition Groups_53 | LED Downlight | 0.04237% | 0 | 0.67173 | Residential_2037_Economic_MW_After Competition Groups_LED Downlight
Residential | Res ¦ Water Heater Temperature Setback | 2037 | Technical | MW | After Competition Groups | 1.0562 | 0 | 0 | 2513.0867 | 0.0004203 | 65 | Residential_2037_Technical_MW_After Competition Groups_65 | Water Heater Temperature Setback | 0.04203% | 0 | 1.0562 | Residential_2037_Technical_MW_After Competition Groups_Water Heater Temperature Setback
Residential | Res ¦ HVAC Optimization | 2037 | Technical | MW | After Competition Groups | 0.92966 | 0 | 0 | 2513.0867 | 0.00036993 | 66 | Residential_2037_Technical_MW_After Competition Groups_66 | HVAC Optimization | 0.03699% | 0 | 0.92966 | Residential_2037_Technical_MW_After Competition Groups_HVAC Optimization
Residential | Res ¦ ECM MOTORS FOR HVAC APPLICATION (FAN-POWERED VAV BOX) | 2037 | Achievable | MW | After Competition Groups | 0.33169 | 0 | 0 | 901.0684 | 0.00036811 | 57 | Residential_2037_Achievable_MW_After Competition Groups_57 | ECM MOTORS FOR HVAC APPLICATION (FAN-POWERED VAV BOX) | 0.03681% | 0 | 0.33169 | Residential_2037_Achievable_MW_After Competition Groups_ECM MOTORS FOR HVAC APPLICATION (FAN-POWERED VAV BOX)
Residential | Res ¦ LED Exterior Area Lights - LED Fixture (200W) | 2037 | Economic | MW | After Competition Groups | 0.54682 | 0 | 0 | 1585.2958 | 0.00034493 | 54 | Residential_2037_Economic_MW_After Competition Groups_54 | LED Exterior Area Lights - LED Fixture (200W) | 0.03449% | 0 | 0.54682 | Residential_2037_Economic_MW_After Competition Groups_LED Exterior Area Lights - LED Fixture (200W)
Residential | Res ¦ VFD on Pumps | 2037 | Economic | MW | After Competition Groups | 0.51934 | 0 | 0 | 1585.2958 | 0.0003276 | 55 | Residential_2037_Economic_MW_After Competition Groups_55 | VFD on Pumps | 0.03276% | 0 | 0.51934 | Residential_2037_Economic_MW_After Competition Groups_VFD on Pumps
Residential | Res ¦ ENERGY STAR LED Lamps (General Service Lamps) | 2037 | Economic | MW | After Competition Groups | 0.43681 | 0 | 0 | 1585.2958 | 0.00027554 | 56 | Residential_2037_Economic_MW_After Competition Groups_56 | ENERGY STAR LED Lamps (General Service Lamps) | 0.02755% | 0 | 0.43681 | Residential_2037_Economic_MW_After Competition Groups_ENERGY STAR LED Lamps (General Service Lamps)
Residential | Res ¦ Beverage Vending Machine Controls | 2037 | Achievable | MW | After Competition Groups | 0.2324 | 0 | 0 | 901.0684 | 0.00025791 | 58 | Residential_2037_Achievable_MW_After Competition Groups_58 | Beverage Vending Machine Controls | 0.02579% | 0 | 0.2324 | Residential_2037_Achievable_MW_After Competition Groups_Beverage Vending Machine Controls
Residential | Res ¦ ECM MOTORS FOR HVAC APPLICATION (FAN-POWERED VAV BOX) | 2037 | Economic | MW | After Competition Groups | 0.38123 | 0 | 0 | 1585.2958 | 0.00024048 | 57 | Residential_2037_Economic_MW_After Competition Groups_57 | ECM MOTORS FOR HVAC APPLICATION (FAN-POWERED VAV BOX) | 0.02405% | 0 | 0.38123 | Residential_2037_Economic_MW_After Competition Groups_ECM MOTORS FOR HVAC APPLICATION (FAN-POWERED VAV BOX)
Residential | Res ¦ DHW Recirculation Systems | 2037 | Achievable | MW | After Competition Groups | 0.21086 | 0 | 0 | 901.0684 | 0.00023401 | 59 | Residential_2037_Achievable_MW_After Competition Groups_59 | DHW Recirculation Systems | 0.0234% | 0 | 0.21086 | Residential_2037_Achievable_MW_After Competition Groups_DHW Recirculation Systems
Residential | Res ¦ Chilled Water Optimization | 2037 | Achievable | MW | After Competition Groups | 0.20731 | 0 | 0 | 901.0684 | 0.00023007 | 60 | Residential_2037_Achievable_MW_After Competition Groups_60 | Chilled Water Optimization | 0.02301% | 0 | 0.20731 | Residential_2037_Achievable_MW_After Competition Groups_Chilled Water Optimization
Residential | Res ¦ LED Exterior Area Lights - LED Fixture (200W) | 2037 | Technical | MW | After Competition Groups | 0.54682 | 0 | 0 | 2513.0867 | 0.00021759 | 67 | Residential_2037_Technical_MW_After Competition Groups_67 | LED Exterior Area Lights - LED Fixture (200W) | 0.02176% | 0 | 0.54682 | Residential_2037_Technical_MW_After Competition Groups_LED Exterior Area Lights - LED Fixture (200W)
Residential | Res ¦ VFD on Pumps | 2037 | Technical | MW | After Competition Groups | 0.51934 | 0 | 0 | 2513.0867 | 0.00020665 | 68 | Residential_2037_Technical_MW_After Competition Groups_68 | VFD on Pumps | 0.02067% | 0 | 0.51934 | Residential_2037_Technical_MW_After Competition Groups_VFD on Pumps
Residential | Res ¦ Chilled Water Optimization | 2037 | Economic | MW | After Competition Groups | 0.29855 | 0 | 0 | 1585.2958 | 0.00018832 | 58 | Residential_2037_Economic_MW_After Competition Groups_58 | Chilled Water Optimization | 0.01883% | 0 | 0.29855 | Residential_2037_Economic_MW_After Competition Groups_Chilled Water Optimization
Residential | Res ¦ ENERGY STAR LED Lamps (General Service Lamps) | 2037 | Technical | MW | After Competition Groups | 0.43681 | 0 | 0 | 2513.0867 | 0.00017381 | 69 | Residential_2037_Technical_MW_After Competition Groups_69 | ENERGY STAR LED Lamps (General Service Lamps) | 0.01738% | 0 | 0.43681 | Residential_2037_Technical_MW_After Competition Groups_ENERGY STAR LED Lamps (General Service Lamps)
Residential | Res ¦ Heat Pump Water Heater | 2037 | Achievable | MW | After Competition Groups | 0.15573 | 0 | 0 | 901.0684 | 0.00017283 | 61 | Residential_2037_Achievable_MW_After Competition Groups_61 | Heat Pump Water Heater | 0.01728% | 0 | 0.15573 | Residential_2037_Achievable_MW_After Competition Groups_Heat Pump Water Heater
Residential | Res ¦ Air Source Heat Pump | 2037 | Achievable | MW | After Competition Groups | 0.15449 | 0 | 0 | 901.0684 | 0.00017145 | 62 | Residential_2037_Achievable_MW_After Competition Groups_62 | Air Source Heat Pump | 0.01715% | 0 | 0.15449 | Residential_2037_Achievable_MW_After Competition Groups_Air Source Heat Pump
Residential | Res ¦ Beverage Vending Machine Controls | 2037 | Economic | MW | After Competition Groups | 0.27167 | 0 | 0 | 1585.2958 | 0.00017137 | 59 | Residential_2037_Economic_MW_After Competition Groups_59 | Beverage Vending Machine Controls | 0.01714% | 0 | 0.27167 | Residential_2037_Economic_MW_After Competition Groups_Beverage Vending Machine Controls
Residential | Res ¦ ECM MOTORS FOR HVAC APPLICATION (FAN-POWERED VAV BOX) | 2037 | Technical | MW | After Competition Groups | 0.38123 | 0 | 0 | 2513.0867 | 0.0001517 | 70 | Residential_2037_Technical_MW_After Competition Groups_70 | ECM MOTORS FOR HVAC APPLICATION (FAN-POWERED VAV BOX) | 0.01517% | 0 | 0.38123 | Residential_2037_Technical_MW_After Competition Groups_ECM MOTORS FOR HVAC APPLICATION (FAN-POWERED VAV BOX)
Residential | Res ¦ Tankless Water Heater | 2037 | Technical | MW | After Competition Groups | 0.36763 | 0 | 0 | 2513.0867 | 0.00014628 | 71 | Residential_2037_Technical_MW_After Competition Groups_71 | Tankless Water Heater | 0.01463% | 0 | 0.36763 | Residential_2037_Technical_MW_After Competition Groups_Tankless Water Heater
Residential | Res ¦ Chilled Water Optimization | 2037 | Technical | MW | After Competition Groups | 0.29855 | 0 | 0 | 2513.0867 | 0.0001188 | 72 | Residential_2037_Technical_MW_After Competition Groups_72 | Chilled Water Optimization | 0.01188% | 0 | 0.29855 | Residential_2037_Technical_MW_After Competition Groups_Chilled Water Optimization
Residential | Res ¦ Beverage Vending Machine Controls | 2037 | Technical | MW | After Competition Groups | 0.27167 | 0 | 0 | 2513.0867 | 0.0001081 | 73 | Residential_2037_Technical_MW_After Competition Groups_73 | Beverage Vending Machine Controls | 0.01081% | 0 | 0.27167 | Residential_2037_Technical_MW_After Competition Groups_Beverage Vending Machine Controls
Residential | Res ¦ Wall Insulation MF | 2037 | Economic | MW | After Competition Groups | 0.15873 | 0 | 0 | 1585.2958 | 0.00010012 | 60 | Residential_2037_Economic_MW_After Competition Groups_60 | Wall Insulation MF | 0.01001% | 0 | 0.15873 | Residential_2037_Economic_MW_After Competition Groups_Wall Insulation MF
Residential | Res ¦ Wall Insulation MF | 2037 | Technical | MW | After Competition Groups | 0.16581 | 0 | 0 | 2513.0867 | 6.5978e-05 | 74 | Residential_2037_Technical_MW_After Competition Groups_74 | Wall Insulation MF | 0.006598% | 0 | 0.16581 | Residential_2037_Technical_MW_After Competition Groups_Wall Insulation MF
Residential | Res ¦ LED High Bay Fixture | 2037 | Achievable | MW | After Competition Groups | 0.02648 | 0 | 0 | 901.0684 | 2.9388e-05 | 63 | Residential_2037_Achievable_MW_After Competition Groups_63 | LED High Bay Fixture | 0.002939% | 0 | 0.02648 | Residential_2037_Achievable_MW_After Competition Groups_LED High Bay Fixture
Residential | Res ¦ LED High Bay Fixture | 2037 | Economic | MW | After Competition Groups | 0.032206 | 0 | 0 | 1585.2958 | 2.0315e-05 | 61 | Residential_2037_Economic_MW_After Competition Groups_61 | LED High Bay Fixture | 0.002032% | 0 | 0.032206 | Residential_2037_Economic_MW_After Competition Groups_LED High Bay Fixture
Residential | Res ¦ LED Recessed Downlights | 2037 | Technical | MW | After Competition Groups | 0.037463 | 0 | 0 | 2513.0867 | 1.4907e-05 | 75 | Residential_2037_Technical_MW_After Competition Groups_75 | LED Recessed Downlights | 0.001491% | 0 | 0.037463 | Residential_2037_Technical_MW_After Competition Groups_LED Recessed Downlights
Residential | Res ¦ LED High Bay Fixture | 2037 | Technical | MW | After Competition Groups | 0.032206 | 0 | 0 | 2513.0867 | 1.2815e-05 | 76 | Residential_2037_Technical_MW_After Competition Groups_76 | LED High Bay Fixture | 0.001282% | 0 | 0.032206 | Residential_2037_Technical_MW_After Competition Groups_LED High Bay Fixture
Residential | Res ¦ Networked/ Connected - Indoor LED Luminaire | 2037 | Achievable | MW | After Competition Groups | 0.008448 | 0 | 0 | 901.0684 | 9.3756e-06 | 64 | Residential_2037_Achievable_MW_After Competition Groups_64 | Networked/ Connected - Indoor LED Luminaire | 0.0009376% | 0 | 0.008448 | Residential_2037_Achievable_MW_After Competition Groups_Networked/ Connected - Indoor LED Luminaire
Residential | Res ¦ Radiant Barrier | 2037 | Economic | MW | After Competition Groups | 0.012331 | 0 | 0 | 1585.2958 | 7.7782e-06 | 62 | Residential_2037_Economic_MW_After Competition Groups_62 | Radiant Barrier | 0.0007778% | 0 | 0.012331 | Residential_2037_Economic_MW_After Competition Groups_Radiant Barrier
Residential | Res ¦ Wall Insulation MF | 2037 | Achievable | MW | After Competition Groups | 0.0064187 | 0 | 0 | 901.0684 | 7.1234e-06 | 65 | Residential_2037_Achievable_MW_After Competition Groups_65 | Wall Insulation MF | 0.0007123% | 0 | 0.0064187 | Residential_2037_Achievable_MW_After Competition Groups_Wall Insulation MF
Residential | Res ¦ Radiant Barrier | 2037 | Technical | MW | After Competition Groups | 0.012677 | 0 | 0 | 2513.0867 | 5.0445e-06 | 77 | Residential_2037_Technical_MW_After Competition Groups_77 | Radiant Barrier | 0.0005045% | 0 | 0.012677 | Residential_2037_Technical_MW_After Competition Groups_Radiant Barrier
Residential | Res ¦ Solar Water Preheat (Pools/DHW) | 2037 | Technical | MW | After Competition Groups | 0.011527 | 0 | 0 | 2513.0867 | 4.5869e-06 | 78 | Residential_2037_Technical_MW_After Competition Groups_78 | Solar Water Preheat (Pools/DHW) | 0.0004587% | 0 | 0.011527 | Residential_2037_Technical_MW_After Competition Groups_Solar Water Preheat (Pools/DHW)
Residential | Res ¦ Radiant Barrier | 2037 | Achievable | MW | After Competition Groups | 0.0030569 | 0 | 0 | 901.0684 | 3.3925e-06 | 66 | Residential_2037_Achievable_MW_After Competition Groups_66 | Radiant Barrier | 0.0003392% | 0 | 0.0030569 | Residential_2037_Achievable_MW_After Competition Groups_Radiant Barrier
Residential | Res ¦ Photocell Controls (Outdoor) | 2037 | Technical | MW | After Competition Groups | 7.5495e-05 | 0 | 0 | 2513.0867 | 3.0041e-08 | 79 | Residential_2037_Technical_MW_After Competition Groups_79 | Photocell Controls (Outdoor) | 3.004e-06% | 0 | 7.5495e-05 | Residential_2037_Technical_MW_After Competition Groups_Photocell Controls (Outdoor)
Residential | Res ¦ Lighting Motion Sensors, Timers, Dimmers | 2037 | Achievable | MW | After Competition Groups | 0 | 0 | 0 | 901.0684 | 0 | 67 | Residential_2037_Achievable_MW_After Competition Groups_67 | Lighting Motion Sensors, Timers, Dimmers | 0% | 0 | 0 | Residential_2037_Achievable_MW_After Competition Groups_Lighting Motion Sensors, Timers, Dimmers
Residential | Res ¦ Lighting Motion Sensors, Timers, Dimmers | 2037 | Economic | MW | After Competition Groups | 0 | 0 | 0 | 1585.2958 | 0 | 63 | Residential_2037_Economic_MW_After Competition Groups_63 | Lighting Motion Sensors, Timers, Dimmers | 0% | 0 | 0 | Residential_2037_Economic_MW_After Competition Groups_Lighting Motion Sensors, Timers, Dimmers
Residential | Res ¦ Ductless Mini-Split Heat Pump | 2038 | Achievable | MW | After Competition Groups | 142.6025 | 0 | 0 | 959.0909 | 0.14869 | 1 | Residential_2038_Achievable_MW_After Competition Groups_1 | Ductless Mini-Split Heat Pump | 14.87% | 0 | 142.6025 | Residential_2038_Achievable_MW_After Competition Groups_Ductless Mini-Split Heat Pump
Residential | Res ¦ Ductless Mini-Split Heat Pump | 2038 | Economic | MW | After Competition Groups | 218.4845 | 0 | 0 | 1656.8253 | 0.13187 | 1 | Residential_2038_Economic_MW_After Competition Groups_1 | Ductless Mini-Split Heat Pump | 13.19% | 0 | 218.4845 | Residential_2038_Economic_MW_After Competition Groups_Ductless Mini-Split Heat Pump
Residential | Res ¦ Adaptive Thermostat | 2038 | Economic | MW | After Competition Groups | 208.7032 | 0 | 0 | 1656.8253 | 0.12597 | 2 | Residential_2038_Economic_MW_After Competition Groups_2 | Adaptive Thermostat | 12.6% | 0 | 208.7032 | Residential_2038_Economic_MW_After Competition Groups_Adaptive Thermostat
Residential | Res ¦ Energy Star Central Air Conditioner | 2038 | Technical | MW | After Competition Groups | 266.3351 | 0 | 0 | 2559.5555 | 0.10406 | 1 | Residential_2038_Technical_MW_After Competition Groups_1 | Energy Star Central Air Conditioner | 10.41% | 0 | 266.3351 | Residential_2038_Technical_MW_After Competition Groups_Energy Star Central Air Conditioner
Residential | Res ¦ Adaptive Thermostat | 2038 | Achievable | MW | After Competition Groups | 92.3663 | 0 | 0 | 959.0909 | 0.096306 | 2 | Residential_2038_Achievable_MW_After Competition Groups_2 | Adaptive Thermostat | 9.631% | 0 | 92.3663 | Residential_2038_Achievable_MW_After Competition Groups_Adaptive Thermostat
Residential | Res ¦ Building Recommissioning, Operations and Maintenance (O&M) Improvements | 2038 | Achievable | MW | After Competition Groups | 91.5324 | 0 | 0 | 959.0909 | 0.095437 | 3 | Residential_2038_Achievable_MW_After Competition Groups_3 | Building Recommissioning, Operations and Maintenance (O&M) Improvements | 9.544% | 0 | 91.5324 | Residential_2038_Achievable_MW_After Competition Groups_Building Recommissioning, Operations and Maintenance (O&M) Improvements
Residential | Res ¦ Ductless Mini-Split Heat Pump | 2038 | Technical | MW | After Competition Groups | 218.4845 | 0 | 0 | 2559.5555 | 0.08536 | 2 | Residential_2038_Technical_MW_After Competition Groups_2 | Ductless Mini-Split Heat Pump | 8.536% | 0 | 218.4845 | Residential_2038_Technical_MW_After Competition Groups_Ductless Mini-Split Heat Pump
Residential | Res ¦ Energy Star Clothes Washer | 2038 | Achievable | MW | After Competition Groups | 81.7343 | 0 | 0 | 959.0909 | 0.085221 | 4 | Residential_2038_Achievable_MW_After Competition Groups_4 | Energy Star Clothes Washer | 8.522% | 0 | 81.7343 | Residential_2038_Achievable_MW_After Competition Groups_Energy Star Clothes Washer
Residential | Res ¦ Energy Star Ground Source Heat Pump | 2038 | Technical | MW | After Competition Groups | 212.482 | 0 | 0 | 2559.5555 | 0.083015 | 3 | Residential_2038_Technical_MW_After Competition Groups_3 | Energy Star Ground Source Heat Pump | 8.302% | 0 | 212.482 | Residential_2038_Technical_MW_After Competition Groups_Energy Star Ground Source Heat Pump
Residential | Res ¦ Adaptive Thermostat | 2038 | Technical | MW | After Competition Groups | 208.7032 | 0 | 0 | 2559.5555 | 0.081539 | 4 | Residential_2038_Technical_MW_After Competition Groups_4 | Adaptive Thermostat | 8.154% | 0 | 208.7032 | Residential_2038_Technical_MW_After Competition Groups_Adaptive Thermostat
Residential | Res ¦ Ductless Mini-Split Air Conditioner | 2038 | Technical | MW | After Competition Groups | 205.424 | 0 | 0 | 2559.5555 | 0.080258 | 5 | Residential_2038_Technical_MW_After Competition Groups_5 | Ductless Mini-Split Air Conditioner | 8.026% | 0 | 205.424 | Residential_2038_Technical_MW_After Competition Groups_Ductless Mini-Split Air Conditioner
Residential | Res ¦ Energy Star Air Source Heat Pump | 2038 | Economic | MW | After Competition Groups | 119.9904 | 0 | 0 | 1656.8253 | 0.072422 | 3 | Residential_2038_Economic_MW_After Competition Groups_3 | Energy Star Air Source Heat Pump | 7.242% | 0 | 119.9904 | Residential_2038_Economic_MW_After Competition Groups_Energy Star Air Source Heat Pump
Residential | Res ¦ Variable Speed Pool Pump Motor | 2038 | Achievable | MW | After Competition Groups | 64.5194 | 0 | 0 | 959.0909 | 0.067271 | 5 | Residential_2038_Achievable_MW_After Competition Groups_5 | Variable Speed Pool Pump Motor | 6.727% | 0 | 64.5194 | Residential_2038_Achievable_MW_After Competition Groups_Variable Speed Pool Pump Motor
Residential | Res ¦ Smart Burners | 2038 | Economic | MW | After Competition Groups | 111.2631 | 0 | 0 | 1656.8253 | 0.067154 | 4 | Residential_2038_Economic_MW_After Competition Groups_4 | Smart Burners | 6.715% | 0 | 111.2631 | Residential_2038_Economic_MW_After Competition Groups_Smart Burners
Residential | Res ¦ Energy Star Clothes Washer | 2038 | Economic | MW | After Competition Groups | 97.2854 | 0 | 0 | 1656.8253 | 0.058718 | 5 | Residential_2038_Economic_MW_After Competition Groups_5 | Energy Star Clothes Washer | 5.872% | 0 | 97.2854 | Residential_2038_Economic_MW_After Competition Groups_Energy Star Clothes Washer
Residential | Res ¦ Energy Star A Line, PAR, MR Lamps | 2038 | Economic | MW | After Competition Groups | 95.6293 | 0 | 0 | 1656.8253 | 0.057718 | 6 | Residential_2038_Economic_MW_After Competition Groups_6 | Energy Star A Line, PAR, MR Lamps | 5.772% | 0 | 95.6293 | Residential_2038_Economic_MW_After Competition Groups_Energy Star A Line, PAR, MR Lamps
Residential | Res ¦ Smart Burners | 2038 | Technical | MW | After Competition Groups | 145.2775 | 0 | 0 | 2559.5555 | 0.056759 | 6 | Residential_2038_Technical_MW_After Competition Groups_6 | Smart Burners | 5.676% | 0 | 145.2775 | Residential_2038_Technical_MW_After Competition Groups_Smart Burners
Residential | Res ¦ Building Recommissioning, Operations and Maintenance (O&M) Improvements | 2038 | Economic | MW | After Competition Groups | 82.64 | 0 | 0 | 1656.8253 | 0.049879 | 7 | Residential_2038_Economic_MW_After Competition Groups_7 | Building Recommissioning, Operations and Maintenance (O&M) Improvements | 4.988% | 0 | 82.64 | Residential_2038_Economic_MW_After Competition Groups_Building Recommissioning, Operations and Maintenance (O&M) Improvements
Residential | Res ¦ Smart Burners | 2038 | Achievable | MW | After Competition Groups | 47.6235 | 0 | 0 | 959.0909 | 0.049655 | 6 | Residential_2038_Achievable_MW_After Competition Groups_6 | Smart Burners | 4.965% | 0 | 47.6235 | Residential_2038_Achievable_MW_After Competition Groups_Smart Burners
Residential | Res ¦ Energy Star Room Air Conditioner | 2038 | Economic | MW | After Competition Groups | 78.4653 | 0 | 0 | 1656.8253 | 0.047359 | 8 | Residential_2038_Economic_MW_After Competition Groups_8 | Energy Star Room Air Conditioner | 4.736% | 0 | 78.4653 | Residential_2038_Economic_MW_After Competition Groups_Energy Star Room Air Conditioner
Residential | Res ¦ Energy Star Refrigerator | 2038 | Technical | MW | After Competition Groups | 119.6366 | 0 | 0 | 2559.5555 | 0.046741 | 7 | Residential_2038_Technical_MW_After Competition Groups_7 | Energy Star Refrigerator | 4.674% | 0 | 119.6366 | Residential_2038_Technical_MW_After Competition Groups_Energy Star Refrigerator
Residential | Res ¦ Energy Star Air Source Heat Pump | 2038 | Achievable | MW | After Competition Groups | 43.8917 | 0 | 0 | 959.0909 | 0.045764 | 7 | Residential_2038_Achievable_MW_After Competition Groups_7 | Energy Star Air Source Heat Pump | 4.576% | 0 | 43.8917 | Residential_2038_Achievable_MW_After Competition Groups_Energy Star Air Source Heat Pump
Residential | Res ¦ Basement Wall Insulation | 2038 | Economic | MW | After Competition Groups | 73.4572 | 0 | 0 | 1656.8253 | 0.044336 | 9 | Residential_2038_Economic_MW_After Competition Groups_9 | Basement Wall Insulation | 4.434% | 0 | 73.4572 | Residential_2038_Economic_MW_After Competition Groups_Basement Wall Insulation
Residential | Res ¦ Heat Pump Clothes Dryer | 2038 | Technical | MW | After Competition Groups | 105.5644 | 0 | 0 | 2559.5555 | 0.041243 | 8 | Residential_2038_Technical_MW_After Competition Groups_8 | Heat Pump Clothes Dryer | 4.124% | 0 | 105.5644 | Residential_2038_Technical_MW_After Competition Groups_Heat Pump Clothes Dryer
Residential | Res ¦ Energy Star Clothes Washer | 2038 | Technical | MW | After Competition Groups | 97.2854 | 0 | 0 | 2559.5555 | 0.038009 | 9 | Residential_2038_Technical_MW_After Competition Groups_9 | Energy Star Clothes Washer | 3.801% | 0 | 97.2854 | Residential_2038_Technical_MW_After Competition Groups_Energy Star Clothes Washer
Residential | Res ¦ Smart Power Bar | 2038 | Achievable | MW | After Competition Groups | 36.1772 | 0 | 0 | 959.0909 | 0.03772 | 8 | Residential_2038_Achievable_MW_After Competition Groups_8 | Smart Power Bar | 3.772% | 0 | 36.1772 | Residential_2038_Achievable_MW_After Competition Groups_Smart Power Bar
Residential | Res ¦ Energy Star A Line, PAR, MR Lamps | 2038 | Technical | MW | After Competition Groups | 95.6293 | 0 | 0 | 2559.5555 | 0.037362 | 10 | Residential_2038_Technical_MW_After Competition Groups_10 | Energy Star A Line, PAR, MR Lamps | 3.736% | 0 | 95.6293 | Residential_2038_Technical_MW_After Competition Groups_Energy Star A Line, PAR, MR Lamps
Residential | Res ¦ Energy Star Room Air Conditioner | 2038 | Achievable | MW | After Competition Groups | 35.5269 | 0 | 0 | 959.0909 | 0.037042 | 9 | Residential_2038_Achievable_MW_After Competition Groups_9 | Energy Star Room Air Conditioner | 3.704% | 0 | 35.5269 | Residential_2038_Achievable_MW_After Competition Groups_Energy Star Room Air Conditioner
Residential | Res ¦ Smart Power Bar | 2038 | Economic | MW | After Competition Groups | 60.0773 | 0 | 0 | 1656.8253 | 0.03626 | 10 | Residential_2038_Economic_MW_After Competition Groups_10 | Smart Power Bar | 3.626% | 0 | 60.0773 | Residential_2038_Economic_MW_After Competition Groups_Smart Power Bar
Residential | Res ¦ Basement or Crawlspace Insulation | 2038 | Economic | MW | After Competition Groups | 58.5579 | 0 | 0 | 1656.8253 | 0.035343 | 11 | Residential_2038_Economic_MW_After Competition Groups_11 | Basement or Crawlspace Insulation | 3.534% | 0 | 58.5579 | Residential_2038_Economic_MW_After Competition Groups_Basement or Crawlspace Insulation
Residential | Res ¦ Variable Speed Pool Pump Motor | 2038 | Economic | MW | After Competition Groups | 58.2524 | 0 | 0 | 1656.8253 | 0.035159 | 12 | Residential_2038_Economic_MW_After Competition Groups_12 | Variable Speed Pool Pump Motor | 3.516% | 0 | 58.2524 | Residential_2038_Economic_MW_After Competition Groups_Variable Speed Pool Pump Motor
Residential | Res ¦ Attic Insulation | 2038 | Economic | MW | After Competition Groups | 56.7001 | 0 | 0 | 1656.8253 | 0.034222 | 13 | Residential_2038_Economic_MW_After Competition Groups_13 | Attic Insulation | 3.422% | 0 | 56.7001 | Residential_2038_Economic_MW_After Competition Groups_Attic Insulation
Residential | Res ¦ Building Recommissioning, Operations and Maintenance (O&M) Improvements | 2038 | Technical | MW | After Competition Groups | 82.64 | 0 | 0 | 2559.5555 | 0.032287 | 11 | Residential_2038_Technical_MW_After Competition Groups_11 | Building Recommissioning, Operations and Maintenance (O&M) Improvements | 3.229% | 0 | 82.64 | Residential_2038_Technical_MW_After Competition Groups_Building Recommissioning, Operations and Maintenance (O&M) Improvements
Residential | Res ¦ Basement Wall Insulation | 2038 | Technical | MW | After Competition Groups | 73.4572 | 0 | 0 | 2559.5555 | 0.028699 | 12 | Residential_2038_Technical_MW_After Competition Groups_12 | Basement Wall Insulation | 2.87% | 0 | 73.4572 | Residential_2038_Technical_MW_After Competition Groups_Basement Wall Insulation
Residential | Res ¦ Basement Wall Insulation | 2038 | Achievable | MW | After Competition Groups | 27.4381 | 0 | 0 | 959.0909 | 0.028608 | 10 | Residential_2038_Achievable_MW_After Competition Groups_10 | Basement Wall Insulation | 2.861% | 0 | 27.4381 | Residential_2038_Achievable_MW_After Competition Groups_Basement Wall Insulation
Residential | Res ¦ Wall Insulation | 2038 | Economic | MW | After Competition Groups | 42.72 | 0 | 0 | 1656.8253 | 0.025784 | 14 | Residential_2038_Economic_MW_After Competition Groups_14 | Wall Insulation | 2.578% | 0 | 42.72 | Residential_2038_Economic_MW_After Competition Groups_Wall Insulation
Residential | Res ¦ Energy Star LED Bulbs General Purpose LEDs | 2038 | Achievable | MW | After Competition Groups | 24.3938 | 0 | 0 | 959.0909 | 0.025434 | 11 | Residential_2038_Achievable_MW_After Competition Groups_11 | Energy Star LED Bulbs General Purpose LEDs | 2.543% | 0 | 24.3938 | Residential_2038_Achievable_MW_After Competition Groups_Energy Star LED Bulbs General Purpose LEDs
Residential | Res ¦ Basement or Crawlspace Insulation | 2038 | Technical | MW | After Competition Groups | 61.1257 | 0 | 0 | 2559.5555 | 0.023881 | 13 | Residential_2038_Technical_MW_After Competition Groups_13 | Basement or Crawlspace Insulation | 2.388% | 0 | 61.1257 | Residential_2038_Technical_MW_After Competition Groups_Basement or Crawlspace Insulation
Residential | Res ¦ Smart Power Bar | 2038 | Technical | MW | After Competition Groups | 60.0773 | 0 | 0 | 2559.5555 | 0.023472 | 14 | Residential_2038_Technical_MW_After Competition Groups_14 | Smart Power Bar | 2.347% | 0 | 60.0773 | Residential_2038_Technical_MW_After Competition Groups_Smart Power Bar
Residential | Res ¦ Energy Star LED Specialty Bulbs | 2038 | Achievable | MW | After Competition Groups | 21.8427 | 0 | 0 | 959.0909 | 0.022774 | 12 | Residential_2038_Achievable_MW_After Competition Groups_12 | Energy Star LED Specialty Bulbs | 2.277% | 0 | 21.8427 | Residential_2038_Achievable_MW_After Competition Groups_Energy Star LED Specialty Bulbs
Residential | Res ¦ Variable Speed Pool Pump Motor | 2038 | Technical | MW | After Competition Groups | 58.2524 | 0 | 0 | 2559.5555 | 0.022759 | 15 | Residential_2038_Technical_MW_After Competition Groups_15 | Variable Speed Pool Pump Motor | 2.276% | 0 | 58.2524 | Residential_2038_Technical_MW_After Competition Groups_Variable Speed Pool Pump Motor
Residential | Res ¦ Attic Insulation | 2038 | Technical | MW | After Competition Groups | 56.7001 | 0 | 0 | 2559.5555 | 0.022152 | 16 | Residential_2038_Technical_MW_After Competition Groups_16 | Attic Insulation | 2.215% | 0 | 56.7001 | Residential_2038_Technical_MW_After Competition Groups_Attic Insulation
Residential | Res ¦ Attic Insulation | 2038 | Achievable | MW | After Competition Groups | 21.1747 | 0 | 0 | 959.0909 | 0.022078 | 13 | Residential_2038_Achievable_MW_After Competition Groups_13 | Attic Insulation | 2.208% | 0 | 21.1747 | Residential_2038_Achievable_MW_After Competition Groups_Attic Insulation
Residential | Res ¦ Lighting Motion Sensors, Timers, Dimmers | 2038 | Technical | MW | After Competition Groups | 47.183 | 0 | 0 | 2559.5555 | 0.018434 | 17 | Residential_2038_Technical_MW_After Competition Groups_17 | Lighting Motion Sensors, Timers, Dimmers | 1.843% | 0 | 47.183 | Residential_2038_Technical_MW_After Competition Groups_Lighting Motion Sensors, Timers, Dimmers
Residential | Res ¦ Energy Star A Line, PAR, MR Lamps | 2038 | Achievable | MW | After Competition Groups | 17.4966 | 0 | 0 | 959.0909 | 0.018243 | 14 | Residential_2038_Achievable_MW_After Competition Groups_14 | Energy Star A Line, PAR, MR Lamps | 1.824% | 0 | 17.4966 | Residential_2038_Achievable_MW_After Competition Groups_Energy Star A Line, PAR, MR Lamps
Residential | Res ¦ Wall Insulation | 2038 | Technical | MW | After Competition Groups | 44.4352 | 0 | 0 | 2559.5555 | 0.017361 | 18 | Residential_2038_Technical_MW_After Competition Groups_18 | Wall Insulation | 1.736% | 0 | 44.4352 | Residential_2038_Technical_MW_After Competition Groups_Wall Insulation
Residential | Res ¦ Energy Star Clothes Dryer | 2038 | Economic | MW | After Competition Groups | 28.6818 | 0 | 0 | 1656.8253 | 0.017311 | 15 | Residential_2038_Economic_MW_After Competition Groups_15 | Energy Star Clothes Dryer | 1.731% | 0 | 28.6818 | Residential_2038_Economic_MW_After Competition Groups_Energy Star Clothes Dryer
Residential | Res ¦ Energy Star Clothes Dryer | 2038 | Achievable | MW | After Competition Groups | 15.7491 | 0 | 0 | 959.0909 | 0.016421 | 15 | Residential_2038_Achievable_MW_After Competition Groups_15 | Energy Star Clothes Dryer | 1.642% | 0 | 15.7491 | Residential_2038_Achievable_MW_After Competition Groups_Energy Star Clothes Dryer
Residential | Res ¦ Energy Star Torchiere | 2038 | Achievable | MW | After Competition Groups | 14.8588 | 0 | 0 | 959.0909 | 0.015493 | 16 | Residential_2038_Achievable_MW_After Competition Groups_16 | Energy Star Torchiere | 1.549% | 0 | 14.8588 | Residential_2038_Achievable_MW_After Competition Groups_Energy Star Torchiere
Residential | Res ¦ Occupancy Sensors MF | 2038 | Achievable | MW | After Competition Groups | 13.5803 | 0 | 0 | 959.0909 | 0.01416 | 17 | Residential_2038_Achievable_MW_After Competition Groups_17 | Occupancy Sensors MF | 1.416% | 0 | 13.5803 | Residential_2038_Achievable_MW_After Competition Groups_Occupancy Sensors MF
Residential | Res ¦ Advanced BAS/Controllers | 2038 | Achievable | MW | After Competition Groups | 13.3703 | 0 | 0 | 959.0909 | 0.013941 | 18 | Residential_2038_Achievable_MW_After Competition Groups_18 | Advanced BAS/Controllers | 1.394% | 0 | 13.3703 | Residential_2038_Achievable_MW_After Competition Groups_Advanced BAS/Controllers
Residential | Res ¦ Variable Refrigerant Flow Heat Pump | 2038 | Technical | MW | After Competition Groups | 35.0702 | 0 | 0 | 2559.5555 | 0.013702 | 19 | Residential_2038_Technical_MW_After Competition Groups_19 | Variable Refrigerant Flow Heat Pump | 1.37% | 0 | 35.0702 | Residential_2038_Technical_MW_After Competition Groups_Variable Refrigerant Flow Heat Pump
Residential | Res ¦ Ceiling Insulation | 2038 | Economic | MW | After Competition Groups | 21.5206 | 0 | 0 | 1656.8253 | 0.012989 | 16 | Residential_2038_Economic_MW_After Competition Groups_16 | Ceiling Insulation | 1.299% | 0 | 21.5206 | Residential_2038_Economic_MW_After Competition Groups_Ceiling Insulation
Residential | Res ¦ Clothes Drying Racks | 2038 | Achievable | MW | After Competition Groups | 12.1541 | 0 | 0 | 959.0909 | 0.012672 | 19 | Residential_2038_Achievable_MW_After Competition Groups_19 | Clothes Drying Racks | 1.267% | 0 | 12.1541 | Residential_2038_Achievable_MW_After Competition Groups_Clothes Drying Racks
Residential | Res ¦ Energy Star Torchiere | 2038 | Economic | MW | After Competition Groups | 19.612 | 0 | 0 | 1656.8253 | 0.011837 | 17 | Residential_2038_Economic_MW_After Competition Groups_17 | Energy Star Torchiere | 1.184% | 0 | 19.612 | Residential_2038_Economic_MW_After Competition Groups_Energy Star Torchiere
Residential | Res ¦ High Efficiency Chiller (avg of water and air cooled) | 2038 | Achievable | MW | After Competition Groups | 11.3152 | 0 | 0 | 959.0909 | 0.011798 | 20 | Residential_2038_Achievable_MW_After Competition Groups_20 | High Efficiency Chiller (avg of water and air cooled) | 1.18% | 0 | 11.3152 | Residential_2038_Achievable_MW_After Competition Groups_High Efficiency Chiller (avg of water and air cooled)
Residential | Res ¦ Energy Star Light Fixture | 2038 | Achievable | MW | After Competition Groups | 11.2893 | 0 | 0 | 959.0909 | 0.011771 | 21 | Residential_2038_Achievable_MW_After Competition Groups_21 | Energy Star Light Fixture | 1.177% | 0 | 11.2893 | Residential_2038_Achievable_MW_After Competition Groups_Energy Star Light Fixture
Residential | Res ¦ Duct Insulation | 2038 | Economic | MW | After Competition Groups | 18.4551 | 0 | 0 | 1656.8253 | 0.011139 | 18 | Residential_2038_Economic_MW_After Competition Groups_18 | Duct Insulation | 1.114% | 0 | 18.4551 | Residential_2038_Economic_MW_After Competition Groups_Duct Insulation
Residential | Res ¦ Refrigerator Recycling | 2038 | Achievable | MW | After Competition Groups | 10.3018 | 0 | 0 | 959.0909 | 0.010741 | 22 | Residential_2038_Achievable_MW_After Competition Groups_22 | Refrigerator Recycling | 1.074% | 0 | 10.3018 | Residential_2038_Achievable_MW_After Competition Groups_Refrigerator Recycling
Residential | Res ¦ Home Energy Reports | 2038 | Technical | MW | After Competition Groups | 27.2935 | 0 | 0 | 2559.5555 | 0.010663 | 20 | Residential_2038_Technical_MW_After Competition Groups_20 | Home Energy Reports | 1.066% | 0 | 27.2935 | Residential_2038_Technical_MW_After Competition Groups_Home Energy Reports
Residential | Res ¦ Freezer Recycling | 2038 | Achievable | MW | After Competition Groups | 9.5904 | 0 | 0 | 959.0909 | 0.0099995 | 23 | Residential_2038_Achievable_MW_After Competition Groups_23 | Freezer Recycling | 1% | 0 | 9.5904 | Residential_2038_Achievable_MW_After Competition Groups_Freezer Recycling
Residential | Res ¦ Energy Star Light Fixture | 2038 | Economic | MW | After Competition Groups | 16.164 | 0 | 0 | 1656.8253 | 0.009756 | 19 | Residential_2038_Economic_MW_After Competition Groups_19 | Energy Star Light Fixture | 0.9756% | 0 | 16.164 | Residential_2038_Economic_MW_After Competition Groups_Energy Star Light Fixture
Residential | Res ¦ Air Sealing | 2038 | Economic | MW | After Competition Groups | 15.66 | 0 | 0 | 1656.8253 | 0.0094518 | 20 | Residential_2038_Economic_MW_After Competition Groups_20 | Air Sealing | 0.9452% | 0 | 15.66 | Residential_2038_Economic_MW_After Competition Groups_Air Sealing
Residential | Res ¦ Energy Star Light Fixture | 2038 | Technical | MW | After Competition Groups | 23.7567 | 0 | 0 | 2559.5555 | 0.0092816 | 21 | Residential_2038_Technical_MW_After Competition Groups_21 | Energy Star Light Fixture | 0.9282% | 0 | 23.7567 | Residential_2038_Technical_MW_After Competition Groups_Energy Star Light Fixture
Residential | Res ¦ Floor Insulation | 2038 | Economic | MW | After Competition Groups | 14.8869 | 0 | 0 | 1656.8253 | 0.0089852 | 21 | Residential_2038_Economic_MW_After Competition Groups_21 | Floor Insulation | 0.8985% | 0 | 14.8869 | Residential_2038_Economic_MW_After Competition Groups_Floor Insulation
Residential | Res ¦ Ceiling Insulation | 2038 | Technical | MW | After Competition Groups | 22.1337 | 0 | 0 | 2559.5555 | 0.0086475 | 22 | Residential_2038_Technical_MW_After Competition Groups_22 | Ceiling Insulation | 0.8647% | 0 | 22.1337 | Residential_2038_Technical_MW_After Competition Groups_Ceiling Insulation
Residential | Res ¦ Variable Refrigerant Flow Heat Pump | 2038 | Achievable | MW | After Competition Groups | 7.9917 | 0 | 0 | 959.0909 | 0.0083325 | 24 | Residential_2038_Achievable_MW_After Competition Groups_24 | Variable Refrigerant Flow Heat Pump | 0.8333% | 0 | 7.9917 | Residential_2038_Achievable_MW_After Competition Groups_Variable Refrigerant Flow Heat Pump
Residential | Res ¦ Energy Star Torchiere | 2038 | Technical | MW | After Competition Groups | 19.612 | 0 | 0 | 2559.5555 | 0.0076623 | 23 | Residential_2038_Technical_MW_After Competition Groups_23 | Energy Star Torchiere | 0.7662% | 0 | 19.612 | Residential_2038_Technical_MW_After Competition Groups_Energy Star Torchiere
Residential | Res ¦ Occupancy Sensors MF | 2038 | Economic | MW | After Competition Groups | 12.5568 | 0 | 0 | 1656.8253 | 0.0075789 | 22 | Residential_2038_Economic_MW_After Competition Groups_22 | Occupancy Sensors MF | 0.7579% | 0 | 12.5568 | Residential_2038_Economic_MW_After Competition Groups_Occupancy Sensors MF
Residential | Res ¦ High Efficiency Chiller (avg of water and air cooled) | 2038 | Economic | MW | After Competition Groups | 12.4802 | 0 | 0 | 1656.8253 | 0.0075326 | 23 | Residential_2038_Economic_MW_After Competition Groups_23 | High Efficiency Chiller (avg of water and air cooled) | 0.7533% | 0 | 12.4802 | Residential_2038_Economic_MW_After Competition Groups_High Efficiency Chiller (avg of water and air cooled)
Residential | Res ¦ Advanced BAS/Controllers | 2038 | Economic | MW | After Competition Groups | 12.0717 | 0 | 0 | 1656.8253 | 0.0072861 | 24 | Residential_2038_Economic_MW_After Competition Groups_24 | Advanced BAS/Controllers | 0.7286% | 0 | 12.0717 | Residential_2038_Economic_MW_After Competition Groups_Advanced BAS/Controllers
Residential | Res ¦ Duct Insulation | 2038 | Technical | MW | After Competition Groups | 18.4551 | 0 | 0 | 2559.5555 | 0.0072103 | 24 | Residential_2038_Technical_MW_After Competition Groups_24 | Duct Insulation | 0.721% | 0 | 18.4551 | Residential_2038_Technical_MW_After Competition Groups_Duct Insulation
Residential | Res ¦ Duct Insulation | 2038 | Achievable | MW | After Competition Groups | 6.6414 | 0 | 0 | 959.0909 | 0.0069247 | 25 | Residential_2038_Achievable_MW_After Competition Groups_25 | Duct Insulation | 0.6925% | 0 | 6.6414 | Residential_2038_Achievable_MW_After Competition Groups_Duct Insulation
Residential | Res ¦ Energy Star Freezer | 2038 | Achievable | MW | After Competition Groups | 6.5284 | 0 | 0 | 959.0909 | 0.0068069 | 26 | Residential_2038_Achievable_MW_After Competition Groups_26 | Energy Star Freezer | 0.6807% | 0 | 6.5284 | Residential_2038_Achievable_MW_After Competition Groups_Energy Star Freezer
Residential | Res ¦ Clothes Drying Racks | 2038 | Economic | MW | After Competition Groups | 10.9745 | 0 | 0 | 1656.8253 | 0.0066238 | 25 | Residential_2038_Economic_MW_After Competition Groups_25 | Clothes Drying Racks | 0.6624% | 0 | 10.9745 | Residential_2038_Economic_MW_After Competition Groups_Clothes Drying Racks
Residential | Res ¦ Home Energy Reports | 2038 | Achievable | MW | After Competition Groups | 6.0862 | 0 | 0 | 959.0909 | 0.0063458 | 27 | Residential_2038_Achievable_MW_After Competition Groups_27 | Home Energy Reports | 0.6346% | 0 | 6.0862 | Residential_2038_Achievable_MW_After Competition Groups_Home Energy Reports
Residential | Res ¦ Air Sealing | 2038 | Technical | MW | After Competition Groups | 15.66 | 0 | 0 | 2559.5555 | 0.0061183 | 25 | Residential_2038_Technical_MW_After Competition Groups_25 | Air Sealing | 0.6118% | 0 | 15.66 | Residential_2038_Technical_MW_After Competition Groups_Air Sealing
Residential | Res ¦ Air Sealing | 2038 | Achievable | MW | After Competition Groups | 5.849 | 0 | 0 | 959.0909 | 0.0060985 | 28 | Residential_2038_Achievable_MW_After Competition Groups_28 | Air Sealing | 0.6098% | 0 | 5.849 | Residential_2038_Achievable_MW_After Competition Groups_Air Sealing
Residential | Res ¦ Home Energy Reports | 2038 | Economic | MW | After Competition Groups | 10.0583 | 0 | 0 | 1656.8253 | 0.0060708 | 26 | Residential_2038_Economic_MW_After Competition Groups_26 | Home Energy Reports | 0.6071% | 0 | 10.0583 | Residential_2038_Economic_MW_After Competition Groups_Home Energy Reports
Residential | Res ¦ Central Air Conditioner Maintenance | 2038 | Technical | MW | After Competition Groups | 15.1206 | 0 | 0 | 2559.5555 | 0.0059075 | 26 | Residential_2038_Technical_MW_After Competition Groups_26 | Central Air Conditioner Maintenance | 0.5908% | 0 | 15.1206 | Residential_2038_Technical_MW_After Competition Groups_Central Air Conditioner Maintenance
Residential | Res ¦ Floor Insulation | 2038 | Technical | MW | After Competition Groups | 14.8869 | 0 | 0 | 2559.5555 | 0.0058162 | 27 | Residential_2038_Technical_MW_After Competition Groups_27 | Floor Insulation | 0.5816% | 0 | 14.8869 | Residential_2038_Technical_MW_After Competition Groups_Floor Insulation
Residential | Res ¦ Floor Insulation | 2038 | Achievable | MW | After Competition Groups | 5.5572 | 0 | 0 | 959.0909 | 0.0057942 | 29 | Residential_2038_Achievable_MW_After Competition Groups_29 | Floor Insulation | 0.5794% | 0 | 5.5572 | Residential_2038_Achievable_MW_After Competition Groups_Floor Insulation
Residential | Res ¦ Refrigerator Recycling | 2038 | Economic | MW | After Competition Groups | 9.3011 | 0 | 0 | 1656.8253 | 0.0056138 | 27 | Residential_2038_Economic_MW_After Competition Groups_27 | Refrigerator Recycling | 0.5614% | 0 | 9.3011 | Residential_2038_Economic_MW_After Competition Groups_Refrigerator Recycling
Residential | Res ¦ Dehumidifier Recycling | 2038 | Technical | MW | After Competition Groups | 13.8052 | 0 | 0 | 2559.5555 | 0.0053936 | 28 | Residential_2038_Technical_MW_After Competition Groups_28 | Dehumidifier Recycling | 0.5394% | 0 | 13.8052 | Residential_2038_Technical_MW_After Competition Groups_Dehumidifier Recycling
Residential | Res ¦ Freezer Recycling | 2038 | Economic | MW | After Competition Groups | 8.664 | 0 | 0 | 1656.8253 | 0.0052293 | 28 | Residential_2038_Economic_MW_After Competition Groups_28 | Freezer Recycling | 0.5229% | 0 | 8.664 | Residential_2038_Economic_MW_After Competition Groups_Freezer Recycling
Residential | Res ¦ Wall Insulation | 2038 | Achievable | MW | After Competition Groups | 5.0148 | 0 | 0 | 959.0909 | 0.0052287 | 30 | Residential_2038_Achievable_MW_After Competition Groups_30 | Wall Insulation | 0.5229% | 0 | 5.0148 | Residential_2038_Achievable_MW_After Competition Groups_Wall Insulation
Residential | Res ¦ Duct Insulation MF | 2038 | Economic | MW | After Competition Groups | 8.3157 | 0 | 0 | 1656.8253 | 0.0050191 | 29 | Residential_2038_Economic_MW_After Competition Groups_29 | Duct Insulation MF | 0.5019% | 0 | 8.3157 | Residential_2038_Economic_MW_After Competition Groups_Duct Insulation MF
Residential | Res ¦ Occupancy Sensors MF | 2038 | Technical | MW | After Competition Groups | 12.5568 | 0 | 0 | 2559.5555 | 0.0049059 | 29 | Residential_2038_Technical_MW_After Competition Groups_29 | Occupancy Sensors MF | 0.4906% | 0 | 12.5568 | Residential_2038_Technical_MW_After Competition Groups_Occupancy Sensors MF
Residential | Res ¦ Energy Star Dehumidifier | 2038 | Economic | MW | After Competition Groups | 8.1159 | 0 | 0 | 1656.8253 | 0.0048985 | 30 | Residential_2038_Economic_MW_After Competition Groups_30 | Energy Star Dehumidifier | 0.4898% | 0 | 8.1159 | Residential_2038_Economic_MW_After Competition Groups_Energy Star Dehumidifier
Residential | Res ¦ High Efficiency Chiller (avg of water and air cooled) | 2038 | Technical | MW | After Competition Groups | 12.4802 | 0 | 0 | 2559.5555 | 0.0048759 | 30 | Residential_2038_Technical_MW_After Competition Groups_30 | High Efficiency Chiller (avg of water and air cooled) | 0.4876% | 0 | 12.4802 | Residential_2038_Technical_MW_After Competition Groups_High Efficiency Chiller (avg of water and air cooled)
Residential | Res ¦ Advanced BAS/Controllers | 2038 | Technical | MW | After Competition Groups | 12.0717 | 0 | 0 | 2559.5555 | 0.0047163 | 31 | Residential_2038_Technical_MW_After Competition Groups_31 | Advanced BAS/Controllers | 0.4716% | 0 | 12.0717 | Residential_2038_Technical_MW_After Competition Groups_Advanced BAS/Controllers
Residential | Res ¦ Energy Star Freezer | 2038 | Technical | MW | After Competition Groups | 11.5933 | 0 | 0 | 2559.5555 | 0.0045294 | 32 | Residential_2038_Technical_MW_After Competition Groups_32 | Energy Star Freezer | 0.4529% | 0 | 11.5933 | Residential_2038_Technical_MW_After Competition Groups_Energy Star Freezer
Residential | Res ¦ Clothes Drying Racks | 2038 | Technical | MW | After Competition Groups | 10.9745 | 0 | 0 | 2559.5555 | 0.0042877 | 33 | Residential_2038_Technical_MW_After Competition Groups_33 | Clothes Drying Racks | 0.4288% | 0 | 10.9745 | Residential_2038_Technical_MW_After Competition Groups_Clothes Drying Racks
Residential | Res ¦ Outside Air Economizer | 2038 | Achievable | MW | After Competition Groups | 3.8749 | 0 | 0 | 959.0909 | 0.0040401 | 31 | Residential_2038_Achievable_MW_After Competition Groups_31 | Outside Air Economizer | 0.404% | 0 | 3.8749 | Residential_2038_Achievable_MW_After Competition Groups_Outside Air Economizer
Residential | Res ¦ Furnace with ECM | 2038 | Achievable | MW | After Competition Groups | 3.7642 | 0 | 0 | 959.0909 | 0.0039247 | 32 | Residential_2038_Achievable_MW_After Competition Groups_32 | Furnace with ECM | 0.3925% | 0 | 3.7642 | Residential_2038_Achievable_MW_After Competition Groups_Furnace with ECM
Residential | Res ¦ Variable Refrigerant Flow Heat Pump | 2038 | Economic | MW | After Competition Groups | 6.4497 | 0 | 0 | 1656.8253 | 0.0038928 | 31 | Residential_2038_Economic_MW_After Competition Groups_31 | Variable Refrigerant Flow Heat Pump | 0.3893% | 0 | 6.4497 | Residential_2038_Economic_MW_After Competition Groups_Variable Refrigerant Flow Heat Pump
Residential | Res ¦ Energy Star Dehumidifier | 2038 | Achievable | MW | After Competition Groups | 3.6926 | 0 | 0 | 959.0909 | 0.0038501 | 33 | Residential_2038_Achievable_MW_After Competition Groups_33 | Energy Star Dehumidifier | 0.385% | 0 | 3.6926 | Residential_2038_Achievable_MW_After Competition Groups_Energy Star Dehumidifier
Residential | Res ¦ Furnace with ECM | 2038 | Economic | MW | After Competition Groups | 6.0331 | 0 | 0 | 1656.8253 | 0.0036413 | 32 | Residential_2038_Economic_MW_After Competition Groups_32 | Furnace with ECM | 0.3641% | 0 | 6.0331 | Residential_2038_Economic_MW_After Competition Groups_Furnace with ECM
Residential | Res ¦ Refrigerator Recycling | 2038 | Technical | MW | After Competition Groups | 9.3011 | 0 | 0 | 2559.5555 | 0.0036339 | 34 | Residential_2038_Technical_MW_After Competition Groups_34 | Refrigerator Recycling | 0.3634% | 0 | 9.3011 | Residential_2038_Technical_MW_After Competition Groups_Refrigerator Recycling
Residential | Res ¦ Freezer Recycling | 2038 | Technical | MW | After Competition Groups | 8.664 | 0 | 0 | 2559.5555 | 0.003385 | 35 | Residential_2038_Technical_MW_After Competition Groups_35 | Freezer Recycling | 0.3385% | 0 | 8.664 | Residential_2038_Technical_MW_After Competition Groups_Freezer Recycling
Residential | Res ¦ LED Tube Re-Lamp | 2038 | Achievable | MW | After Competition Groups | 3.2427 | 0 | 0 | 959.0909 | 0.0033811 | 34 | Residential_2038_Achievable_MW_After Competition Groups_34 | LED Tube Re-Lamp | 0.3381% | 0 | 3.2427 | Residential_2038_Achievable_MW_After Competition Groups_LED Tube Re-Lamp
Residential | Res ¦ Minimize Hot and Warm Clothes Wash | 2038 | Achievable | MW | After Competition Groups | 3.2019 | 0 | 0 | 959.0909 | 0.0033385 | 35 | Residential_2038_Achievable_MW_After Competition Groups_35 | Minimize Hot and Warm Clothes Wash | 0.3338% | 0 | 3.2019 | Residential_2038_Achievable_MW_After Competition Groups_Minimize Hot and Warm Clothes Wash
Residential | Res ¦ Duct Insulation MF | 2038 | Technical | MW | After Competition Groups | 8.3157 | 0 | 0 | 2559.5555 | 0.0032489 | 36 | Residential_2038_Technical_MW_After Competition Groups_36 | Duct Insulation MF | 0.3249% | 0 | 8.3157 | Residential_2038_Technical_MW_After Competition Groups_Duct Insulation MF
Residential | Res ¦ Basement or Crawlspace Insulation | 2038 | Achievable | MW | After Competition Groups | 3.0613 | 0 | 0 | 959.0909 | 0.0031918 | 36 | Residential_2038_Achievable_MW_After Competition Groups_36 | Basement or Crawlspace Insulation | 0.3192% | 0 | 3.0613 | Residential_2038_Achievable_MW_After Competition Groups_Basement or Crawlspace Insulation
Residential | Res ¦ Energy Star Dehumidifier | 2038 | Technical | MW | After Competition Groups | 8.1159 | 0 | 0 | 2559.5555 | 0.0031708 | 37 | Residential_2038_Technical_MW_After Competition Groups_37 | Energy Star Dehumidifier | 0.3171% | 0 | 8.1159 | Residential_2038_Technical_MW_After Competition Groups_Energy Star Dehumidifier
Residential | Res ¦ Heat Recovery Ventilator | 2038 | Economic | MW | After Competition Groups | 5.1767 | 0 | 0 | 1656.8253 | 0.0031245 | 33 | Residential_2038_Economic_MW_After Competition Groups_33 | Heat Recovery Ventilator | 0.3124% | 0 | 5.1767 | Residential_2038_Economic_MW_After Competition Groups_Heat Recovery Ventilator
Residential | Res ¦ Energy Star Freezer | 2038 | Economic | MW | After Competition Groups | 5.0081 | 0 | 0 | 1656.8253 | 0.0030227 | 34 | Residential_2038_Economic_MW_After Competition Groups_34 | Energy Star Freezer | 0.3023% | 0 | 5.0081 | Residential_2038_Economic_MW_After Competition Groups_Energy Star Freezer
Residential | Res ¦ LED Downlight | 2038 | Achievable | MW | After Competition Groups | 2.7465 | 0 | 0 | 959.0909 | 0.0028637 | 37 | Residential_2038_Achievable_MW_After Competition Groups_37 | LED Downlight | 0.2864% | 0 | 2.7465 | Residential_2038_Achievable_MW_After Competition Groups_LED Downlight
Residential | Res ¦ Minimize Hot and Warm Clothes Wash | 2038 | Economic | MW | After Competition Groups | 4.5805 | 0 | 0 | 1656.8253 | 0.0027647 | 35 | Residential_2038_Economic_MW_After Competition Groups_35 | Minimize Hot and Warm Clothes Wash | 0.2765% | 0 | 4.5805 | Residential_2038_Economic_MW_After Competition Groups_Minimize Hot and Warm Clothes Wash
Residential | Res ¦ Duct Insulation MF | 2038 | Achievable | MW | After Competition Groups | 2.6462 | 0 | 0 | 959.0909 | 0.0027591 | 38 | Residential_2038_Achievable_MW_After Competition Groups_38 | Duct Insulation MF | 0.2759% | 0 | 2.6462 | Residential_2038_Achievable_MW_After Competition Groups_Duct Insulation MF
Residential | Res ¦ INTEGRAL LED TROFFERS | 2038 | Technical | MW | After Competition Groups | 6.8779 | 0 | 0 | 2559.5555 | 0.0026872 | 38 | Residential_2038_Technical_MW_After Competition Groups_38 | INTEGRAL LED TROFFERS | 0.2687% | 0 | 6.8779 | Residential_2038_Technical_MW_After Competition Groups_INTEGRAL LED TROFFERS
Residential | Res ¦ ENERGY STAR LED LAMPS (REFLECTOR LAMPs/MR16/PAR 16) | 2038 | Achievable | MW | After Competition Groups | 2.4774 | 0 | 0 | 959.0909 | 0.0025831 | 39 | Residential_2038_Achievable_MW_After Competition Groups_39 | ENERGY STAR LED LAMPS (REFLECTOR LAMPs/MR16/PAR 16) | 0.2583% | 0 | 2.4774 | Residential_2038_Achievable_MW_After Competition Groups_ENERGY STAR LED LAMPS (REFLECTOR LAMPs/MR16/PAR 16)
Residential | Res ¦ Central Lighting Control System | 2038 | Technical | MW | After Competition Groups | 6.5944 | 0 | 0 | 2559.5555 | 0.0025764 | 39 | Residential_2038_Technical_MW_After Competition Groups_39 | Central Lighting Control System | 0.2576% | 0 | 6.5944 | Residential_2038_Technical_MW_After Competition Groups_Central Lighting Control System
Residential | Res ¦ Energy Star Windows | 2038 | Technical | MW | After Competition Groups | 6.34 | 0 | 0 | 2559.5555 | 0.002477 | 40 | Residential_2038_Technical_MW_After Competition Groups_40 | Energy Star Windows | 0.2477% | 0 | 6.34 | Residential_2038_Technical_MW_After Competition Groups_Energy Star Windows
Residential | Res ¦ Heat Pump Water Heater | 2038 | Technical | MW | After Competition Groups | 6.1576 | 0 | 0 | 2559.5555 | 0.0024057 | 41 | Residential_2038_Technical_MW_After Competition Groups_41 | Heat Pump Water Heater | 0.2406% | 0 | 6.1576 | Residential_2038_Technical_MW_After Competition Groups_Heat Pump Water Heater
Residential | Res ¦ Furnace with ECM | 2038 | Technical | MW | After Competition Groups | 6.0331 | 0 | 0 | 2559.5555 | 0.0023571 | 42 | Residential_2038_Technical_MW_After Competition Groups_42 | Furnace with ECM | 0.2357% | 0 | 6.0331 | Residential_2038_Technical_MW_After Competition Groups_Furnace with ECM
Residential | Res ¦ Furnace Whistle | 2038 | Achievable | MW | After Competition Groups | 2.1975 | 0 | 0 | 959.0909 | 0.0022912 | 40 | Residential_2038_Achievable_MW_After Competition Groups_40 | Furnace Whistle | 0.2291% | 0 | 2.1975 | Residential_2038_Achievable_MW_After Competition Groups_Furnace Whistle
Residential | Res ¦ Outside Air Economizer | 2038 | Economic | MW | After Competition Groups | 3.6707 | 0 | 0 | 1656.8253 | 0.0022155 | 36 | Residential_2038_Economic_MW_After Competition Groups_36 | Outside Air Economizer | 0.2215% | 0 | 3.6707 | Residential_2038_Economic_MW_After Competition Groups_Outside Air Economizer
Residential | Res ¦ Ceiling Insulation | 2038 | Achievable | MW | After Competition Groups | 2.117 | 0 | 0 | 959.0909 | 0.0022073 | 41 | Residential_2038_Achievable_MW_After Competition Groups_41 | Ceiling Insulation | 0.2207% | 0 | 2.117 | Residential_2038_Achievable_MW_After Competition Groups_Ceiling Insulation
Residential | Res ¦ CO Sensors for parking garage exhaust fans | 2038 | Achievable | MW | After Competition Groups | 2.101 | 0 | 0 | 959.0909 | 0.0021906 | 42 | Residential_2038_Achievable_MW_After Competition Groups_42 | CO Sensors for parking garage exhaust fans | 0.2191% | 0 | 2.101 | Residential_2038_Achievable_MW_After Competition Groups_CO Sensors for parking garage exhaust fans
Residential | Res ¦ Heat Recovery Ventilator | 2038 | Technical | MW | After Competition Groups | 5.3537 | 0 | 0 | 2559.5555 | 0.0020917 | 43 | Residential_2038_Technical_MW_After Competition Groups_43 | Heat Recovery Ventilator | 0.2092% | 0 | 5.3537 | Residential_2038_Technical_MW_After Competition Groups_Heat Recovery Ventilator
Residential | Res ¦ LED Tube Re-Lamp | 2038 | Economic | MW | After Competition Groups | 3.4285 | 0 | 0 | 1656.8253 | 0.0020693 | 37 | Residential_2038_Economic_MW_After Competition Groups_37 | LED Tube Re-Lamp | 0.2069% | 0 | 3.4285 | Residential_2038_Economic_MW_After Competition Groups_LED Tube Re-Lamp
Residential | Res ¦ LED Downlight | 2038 | Technical | MW | After Competition Groups | 5.1109 | 0 | 0 | 2559.5555 | 0.0019968 | 44 | Residential_2038_Technical_MW_After Competition Groups_44 | LED Downlight | 0.1997% | 0 | 5.1109 | Residential_2038_Technical_MW_After Competition Groups_LED Downlight
Residential | Res ¦ Comprehensive Draft Proofing | 2038 | Achievable | MW | After Competition Groups | 1.8983 | 0 | 0 | 959.0909 | 0.0019793 | 43 | Residential_2038_Achievable_MW_After Competition Groups_43 | Comprehensive Draft Proofing | 0.1979% | 0 | 1.8983 | Residential_2038_Achievable_MW_After Competition Groups_Comprehensive Draft Proofing
Residential | Res ¦ Early Hot Water Heater Replacement | 2038 | Achievable | MW | After Competition Groups | 1.8902 | 0 | 0 | 959.0909 | 0.0019708 | 44 | Residential_2038_Achievable_MW_After Competition Groups_44 | Early Hot Water Heater Replacement | 0.1971% | 0 | 1.8902 | Residential_2038_Achievable_MW_After Competition Groups_Early Hot Water Heater Replacement
Residential | Res ¦ LED Tube Re-Lamp | 2038 | Technical | MW | After Competition Groups | 5.0189 | 0 | 0 | 2559.5555 | 0.0019609 | 45 | Residential_2038_Technical_MW_After Competition Groups_45 | LED Tube Re-Lamp | 0.1961% | 0 | 5.0189 | Residential_2038_Technical_MW_After Competition Groups_LED Tube Re-Lamp
Residential | Res ¦ Energy Star Ceiling Fan/Lighting | 2038 | Technical | MW | After Competition Groups | 4.9748 | 0 | 0 | 2559.5555 | 0.0019436 | 46 | Residential_2038_Technical_MW_After Competition Groups_46 | Energy Star Ceiling Fan/Lighting | 0.1944% | 0 | 4.9748 | Residential_2038_Technical_MW_After Competition Groups_Energy Star Ceiling Fan/Lighting
Residential | Res ¦ Tankless Water Heater | 2038 | Achievable | MW | After Competition Groups | 1.8581 | 0 | 0 | 959.0909 | 0.0019374 | 45 | Residential_2038_Achievable_MW_After Competition Groups_45 | Tankless Water Heater | 0.1937% | 0 | 1.8581 | Residential_2038_Achievable_MW_After Competition Groups_Tankless Water Heater
Residential | Res ¦ Variable Frequency Drive (VFD) | 2038 | Achievable | MW | After Competition Groups | 1.841 | 0 | 0 | 959.0909 | 0.0019195 | 46 | Residential_2038_Achievable_MW_After Competition Groups_46 | Variable Frequency Drive (VFD) | 0.192% | 0 | 1.841 | Residential_2038_Achievable_MW_After Competition Groups_Variable Frequency Drive (VFD)
Residential | Res ¦ Minimize Hot and Warm Clothes Wash | 2038 | Technical | MW | After Competition Groups | 4.5805 | 0 | 0 | 2559.5555 | 0.0017896 | 47 | Residential_2038_Technical_MW_After Competition Groups_47 | Minimize Hot and Warm Clothes Wash | 0.179% | 0 | 4.5805 | Residential_2038_Technical_MW_After Competition Groups_Minimize Hot and Warm Clothes Wash
Residential | Res ¦ Early Hot Water Heater Replacement | 2038 | Economic | MW | After Competition Groups | 2.9624 | 0 | 0 | 1656.8253 | 0.001788 | 38 | Residential_2038_Economic_MW_After Competition Groups_38 | Early Hot Water Heater Replacement | 0.1788% | 0 | 2.9624 | Residential_2038_Economic_MW_After Competition Groups_Early Hot Water Heater Replacement
Residential | Res ¦ Demand Control Ventilation | 2038 | Achievable | MW | After Competition Groups | 1.6071 | 0 | 0 | 959.0909 | 0.0016756 | 47 | Residential_2038_Achievable_MW_After Competition Groups_47 | Demand Control Ventilation | 0.1676% | 0 | 1.6071 | Residential_2038_Achievable_MW_After Competition Groups_Demand Control Ventilation
Residential | Res ¦ Condensing Make Up Air Unit | 2038 | Achievable | MW | After Competition Groups | 1.5115 | 0 | 0 | 959.0909 | 0.0015759 | 48 | Residential_2038_Achievable_MW_After Competition Groups_48 | Condensing Make Up Air Unit | 0.1576% | 0 | 1.5115 | Residential_2038_Achievable_MW_After Competition Groups_Condensing Make Up Air Unit
Residential | Res ¦ Passive Attic Ventilation | 2038 | Technical | MW | After Competition Groups | 3.9219 | 0 | 0 | 2559.5555 | 0.0015323 | 48 | Residential_2038_Technical_MW_After Competition Groups_48 | Passive Attic Ventilation | 0.1532% | 0 | 3.9219 | Residential_2038_Technical_MW_After Competition Groups_Passive Attic Ventilation
Residential | Res ¦ ENERGY STAR LED LAMPS (REFLECTOR LAMPs/MR16/PAR 16) | 2038 | Economic | MW | After Competition Groups | 2.4615 | 0 | 0 | 1656.8253 | 0.0014857 | 39 | Residential_2038_Economic_MW_After Competition Groups_39 | ENERGY STAR LED LAMPS (REFLECTOR LAMPs/MR16/PAR 16) | 0.1486% | 0 | 2.4615 | Residential_2038_Economic_MW_After Competition Groups_ENERGY STAR LED LAMPS (REFLECTOR LAMPs/MR16/PAR 16)
Residential | Res ¦ Energy Star Windows | 2038 | Achievable | MW | After Competition Groups | 1.4032 | 0 | 0 | 959.0909 | 0.0014631 | 49 | Residential_2038_Achievable_MW_After Competition Groups_49 | Energy Star Windows | 0.1463% | 0 | 1.4032 | Residential_2038_Achievable_MW_After Competition Groups_Energy Star Windows
Residential | Res ¦ Outside Air Economizer | 2038 | Technical | MW | After Competition Groups | 3.6707 | 0 | 0 | 2559.5555 | 0.0014341 | 49 | Residential_2038_Technical_MW_After Competition Groups_49 | Outside Air Economizer | 0.1434% | 0 | 3.6707 | Residential_2038_Technical_MW_After Competition Groups_Outside Air Economizer
Residential | Res ¦ CO Sensors for parking garage exhaust fans | 2038 | Economic | MW | After Competition Groups | 2.3159 | 0 | 0 | 1656.8253 | 0.0013978 | 40 | Residential_2038_Economic_MW_After Competition Groups_40 | CO Sensors for parking garage exhaust fans | 0.1398% | 0 | 2.3159 | Residential_2038_Economic_MW_After Competition Groups_CO Sensors for parking garage exhaust fans
Residential | Res ¦ Energy Star Windows | 2038 | Economic | MW | After Competition Groups | 2.3072 | 0 | 0 | 1656.8253 | 0.0013925 | 41 | Residential_2038_Economic_MW_After Competition Groups_41 | Energy Star Windows | 0.1393% | 0 | 2.3072 | Residential_2038_Economic_MW_After Competition Groups_Energy Star Windows
Residential | Res ¦ Drain Water Heat Recovery | 2038 | Achievable | MW | After Competition Groups | 1.3294 | 0 | 0 | 959.0909 | 0.0013861 | 50 | Residential_2038_Achievable_MW_After Competition Groups_50 | Drain Water Heat Recovery | 0.1386% | 0 | 1.3294 | Residential_2038_Achievable_MW_After Competition Groups_Drain Water Heat Recovery
Residential | Res ¦ Tankless Water Heater | 2038 | Economic | MW | After Competition Groups | 2.2938 | 0 | 0 | 1656.8253 | 0.0013845 | 42 | Residential_2038_Economic_MW_After Competition Groups_42 | Tankless Water Heater | 0.1384% | 0 | 2.2938 | Residential_2038_Economic_MW_After Competition Groups_Tankless Water Heater
Residential | Res ¦ Condensing Make Up Air Unit | 2038 | Economic | MW | After Competition Groups | 2.1776 | 0 | 0 | 1656.8253 | 0.0013143 | 43 | Residential_2038_Economic_MW_After Competition Groups_43 | Condensing Make Up Air Unit | 0.1314% | 0 | 2.1776 | Residential_2038_Economic_MW_After Competition Groups_Condensing Make Up Air Unit
Residential | Res ¦ Demand Control Ventilation | 2038 | Economic | MW | After Competition Groups | 2.1156 | 0 | 0 | 1656.8253 | 0.0012769 | 44 | Residential_2038_Economic_MW_After Competition Groups_44 | Demand Control Ventilation | 0.1277% | 0 | 2.1156 | Residential_2038_Economic_MW_After Competition Groups_Demand Control Ventilation
Residential | Res ¦ Energy Star Dishwasher | 2038 | Technical | MW | After Competition Groups | 3.1614 | 0 | 0 | 2559.5555 | 0.0012351 | 50 | Residential_2038_Technical_MW_After Competition Groups_50 | Energy Star Dishwasher | 0.1235% | 0 | 3.1614 | Residential_2038_Technical_MW_After Competition Groups_Energy Star Dishwasher
Residential | Res ¦ LED Parking Lot Fixture | 2038 | Achievable | MW | After Competition Groups | 1.1566 | 0 | 0 | 959.0909 | 0.0012059 | 51 | Residential_2038_Achievable_MW_After Competition Groups_51 | LED Parking Lot Fixture | 0.1206% | 0 | 1.1566 | Residential_2038_Achievable_MW_After Competition Groups_LED Parking Lot Fixture
Residential | Res ¦ Water Heater Temperature Setback | 2038 | Achievable | MW | After Competition Groups | 1.1514 | 0 | 0 | 959.0909 | 0.0012005 | 52 | Residential_2038_Achievable_MW_After Competition Groups_52 | Water Heater Temperature Setback | 0.1201% | 0 | 1.1514 | Residential_2038_Achievable_MW_After Competition Groups_Water Heater Temperature Setback
Residential | Res ¦ Drain Water Heat Recovery | 2038 | Economic | MW | After Competition Groups | 1.9886 | 0 | 0 | 1656.8253 | 0.0012002 | 45 | Residential_2038_Economic_MW_After Competition Groups_45 | Drain Water Heat Recovery | 0.12% | 0 | 1.9886 | Residential_2038_Economic_MW_After Competition Groups_Drain Water Heat Recovery
Residential | Res ¦ Furnace Whistle | 2038 | Economic | MW | After Competition Groups | 1.984 | 0 | 0 | 1656.8253 | 0.0011975 | 46 | Residential_2038_Economic_MW_After Competition Groups_46 | Furnace Whistle | 0.1197% | 0 | 1.984 | Residential_2038_Economic_MW_After Competition Groups_Furnace Whistle
Residential | Res ¦ Early Hot Water Heater Replacement | 2038 | Technical | MW | After Competition Groups | 2.9624 | 0 | 0 | 2559.5555 | 0.0011574 | 51 | Residential_2038_Technical_MW_After Competition Groups_51 | Early Hot Water Heater Replacement | 0.1157% | 0 | 2.9624 | Residential_2038_Technical_MW_After Competition Groups_Early Hot Water Heater Replacement
Residential | Res ¦ Heat Pump Water Heater | 2038 | Economic | MW | After Competition Groups | 1.8292 | 0 | 0 | 1656.8253 | 0.001104 | 47 | Residential_2038_Economic_MW_After Competition Groups_47 | Heat Pump Water Heater | 0.1104% | 0 | 1.8292 | Residential_2038_Economic_MW_After Competition Groups_Heat Pump Water Heater
Residential | Res ¦ Heat Recovery Ventilator | 2038 | Achievable | MW | After Competition Groups | 1.0317 | 0 | 0 | 959.0909 | 0.0010758 | 53 | Residential_2038_Achievable_MW_After Competition Groups_53 | Heat Recovery Ventilator | 0.1076% | 0 | 1.0317 | Residential_2038_Achievable_MW_After Competition Groups_Heat Recovery Ventilator
Residential | Res ¦ Comprehensive Draft Proofing | 2038 | Economic | MW | After Competition Groups | 1.7139 | 0 | 0 | 1656.8253 | 0.0010345 | 48 | Residential_2038_Economic_MW_After Competition Groups_48 | Comprehensive Draft Proofing | 0.1034% | 0 | 1.7139 | Residential_2038_Economic_MW_After Competition Groups_Comprehensive Draft Proofing
Residential | Res ¦ Air Source Heat Pump Maintenance | 2038 | Technical | MW | After Competition Groups | 2.6205 | 0 | 0 | 2559.5555 | 0.0010238 | 52 | Residential_2038_Technical_MW_After Competition Groups_52 | Air Source Heat Pump Maintenance | 0.1024% | 0 | 2.6205 | Residential_2038_Technical_MW_After Competition Groups_Air Source Heat Pump Maintenance
Residential | Res ¦ Variable Frequency Drive (VFD) | 2038 | Economic | MW | After Competition Groups | 1.6622 | 0 | 0 | 1656.8253 | 0.0010032 | 49 | Residential_2038_Economic_MW_After Competition Groups_49 | Variable Frequency Drive (VFD) | 0.1003% | 0 | 1.6622 | Residential_2038_Economic_MW_After Competition Groups_Variable Frequency Drive (VFD)
Residential | Res ¦ ENERGY STAR LED LAMPS (REFLECTOR LAMPs/MR16/PAR 16) | 2038 | Technical | MW | After Competition Groups | 2.4615 | 0 | 0 | 2559.5555 | 0.0009617 | 53 | Residential_2038_Technical_MW_After Competition Groups_53 | ENERGY STAR LED LAMPS (REFLECTOR LAMPs/MR16/PAR 16) | 0.09617% | 0 | 2.4615 | Residential_2038_Technical_MW_After Competition Groups_ENERGY STAR LED LAMPS (REFLECTOR LAMPs/MR16/PAR 16)
Residential | Res ¦ CO Sensors for parking garage exhaust fans | 2038 | Technical | MW | After Competition Groups | 2.3159 | 0 | 0 | 2559.5555 | 0.00090481 | 54 | Residential_2038_Technical_MW_After Competition Groups_54 | CO Sensors for parking garage exhaust fans | 0.09048% | 0 | 2.3159 | Residential_2038_Technical_MW_After Competition Groups_CO Sensors for parking garage exhaust fans
Residential | Res ¦ Condensing Make Up Air Unit | 2038 | Technical | MW | After Competition Groups | 2.1776 | 0 | 0 | 2559.5555 | 0.00085076 | 55 | Residential_2038_Technical_MW_After Competition Groups_55 | Condensing Make Up Air Unit | 0.08508% | 0 | 2.1776 | Residential_2038_Technical_MW_After Competition Groups_Condensing Make Up Air Unit
Residential | Res ¦ Demand Control Ventilation | 2038 | Technical | MW | After Competition Groups | 2.1156 | 0 | 0 | 2559.5555 | 0.00082653 | 56 | Residential_2038_Technical_MW_After Competition Groups_56 | Demand Control Ventilation | 0.08265% | 0 | 2.1156 | Residential_2038_Technical_MW_After Competition Groups_Demand Control Ventilation
Residential | Res ¦ DHW Recirculation Systems | 2038 | Economic | MW | After Competition Groups | 1.2877 | 0 | 0 | 1656.8253 | 0.00077721 | 50 | Residential_2038_Economic_MW_After Competition Groups_50 | DHW Recirculation Systems | 0.07772% | 0 | 1.2877 | Residential_2038_Economic_MW_After Competition Groups_DHW Recirculation Systems
Residential | Res ¦ Drain Water Heat Recovery | 2038 | Technical | MW | After Competition Groups | 1.9886 | 0 | 0 | 2559.5555 | 0.00077692 | 57 | Residential_2038_Technical_MW_After Competition Groups_57 | Drain Water Heat Recovery | 0.07769% | 0 | 1.9886 | Residential_2038_Technical_MW_After Competition Groups_Drain Water Heat Recovery
Residential | Res ¦ Furnace Whistle | 2038 | Technical | MW | After Competition Groups | 1.984 | 0 | 0 | 2559.5555 | 0.00077513 | 58 | Residential_2038_Technical_MW_After Competition Groups_58 | Furnace Whistle | 0.07751% | 0 | 1.984 | Residential_2038_Technical_MW_After Competition Groups_Furnace Whistle
Residential | Res ¦ Window Film | 2038 | Technical | MW | After Competition Groups | 1.8378 | 0 | 0 | 2559.5555 | 0.00071803 | 59 | Residential_2038_Technical_MW_After Competition Groups_59 | Window Film | 0.0718% | 0 | 1.8378 | Residential_2038_Technical_MW_After Competition Groups_Window Film
Residential | Res ¦ Solar Powered Attic Fan | 2038 | Technical | MW | After Competition Groups | 1.8077 | 0 | 0 | 2559.5555 | 0.00070626 | 60 | Residential_2038_Technical_MW_After Competition Groups_60 | Solar Powered Attic Fan | 0.07063% | 0 | 1.8077 | Residential_2038_Technical_MW_After Competition Groups_Solar Powered Attic Fan
Residential | Res ¦ LED Parking Lot Fixture | 2038 | Economic | MW | After Competition Groups | 1.164 | 0 | 0 | 1656.8253 | 0.00070255 | 51 | Residential_2038_Economic_MW_After Competition Groups_51 | LED Parking Lot Fixture | 0.07025% | 0 | 1.164 | Residential_2038_Economic_MW_After Competition Groups_LED Parking Lot Fixture
Residential | Res ¦ Comprehensive Draft Proofing | 2038 | Technical | MW | After Competition Groups | 1.7139 | 0 | 0 | 2559.5555 | 0.00066962 | 61 | Residential_2038_Technical_MW_After Competition Groups_61 | Comprehensive Draft Proofing | 0.06696% | 0 | 1.7139 | Residential_2038_Technical_MW_After Competition Groups_Comprehensive Draft Proofing
Residential | Res ¦ Variable Frequency Drive (VFD) | 2038 | Technical | MW | After Competition Groups | 1.6622 | 0 | 0 | 2559.5555 | 0.00064939 | 62 | Residential_2038_Technical_MW_After Competition Groups_62 | Variable Frequency Drive (VFD) | 0.06494% | 0 | 1.6622 | Residential_2038_Technical_MW_After Competition Groups_Variable Frequency Drive (VFD)
Residential | Res ¦ Water Heater Temperature Setback | 2038 | Economic | MW | After Competition Groups | 1.0396 | 0 | 0 | 1656.8253 | 0.00062744 | 52 | Residential_2038_Economic_MW_After Competition Groups_52 | Water Heater Temperature Setback | 0.06274% | 0 | 1.0396 | Residential_2038_Economic_MW_After Competition Groups_Water Heater Temperature Setback
Residential | Res ¦ VFD on Pumps | 2038 | Achievable | MW | After Competition Groups | 0.56612 | 0 | 0 | 959.0909 | 0.00059027 | 54 | Residential_2038_Achievable_MW_After Competition Groups_54 | VFD on Pumps | 0.05903% | 0 | 0.56612 | Residential_2038_Achievable_MW_After Competition Groups_VFD on Pumps
Residential | Res ¦ LED Exterior Area Lights - LED Fixture (200W) | 2038 | Achievable | MW | After Competition Groups | 0.54584 | 0 | 0 | 959.0909 | 0.00056912 | 55 | Residential_2038_Achievable_MW_After Competition Groups_55 | LED Exterior Area Lights - LED Fixture (200W) | 0.05691% | 0 | 0.54584 | Residential_2038_Achievable_MW_After Competition Groups_LED Exterior Area Lights - LED Fixture (200W)
Residential | Res ¦ DHW Recirculation Systems | 2038 | Technical | MW | After Competition Groups | 1.2877 | 0 | 0 | 2559.5555 | 0.0005031 | 63 | Residential_2038_Technical_MW_After Competition Groups_63 | DHW Recirculation Systems | 0.05031% | 0 | 1.2877 | Residential_2038_Technical_MW_After Competition Groups_DHW Recirculation Systems
Residential | Res ¦ LED Downlight | 2038 | Economic | MW | After Competition Groups | 0.75356 | 0 | 0 | 1656.8253 | 0.00045482 | 53 | Residential_2038_Economic_MW_After Competition Groups_53 | LED Downlight | 0.04548% | 0 | 0.75356 | Residential_2038_Economic_MW_After Competition Groups_LED Downlight
Residential | Res ¦ LED Parking Lot Fixture | 2038 | Technical | MW | After Competition Groups | 1.164 | 0 | 0 | 2559.5555 | 0.00045477 | 64 | Residential_2038_Technical_MW_After Competition Groups_64 | LED Parking Lot Fixture | 0.04548% | 0 | 1.164 | Residential_2038_Technical_MW_After Competition Groups_LED Parking Lot Fixture
Residential | Res ¦ ENERGY STAR LED Lamps (General Service Lamps) | 2038 | Achievable | MW | After Competition Groups | 0.43437 | 0 | 0 | 959.0909 | 0.00045289 | 56 | Residential_2038_Achievable_MW_After Competition Groups_56 | ENERGY STAR LED Lamps (General Service Lamps) | 0.04529% | 0 | 0.43437 | Residential_2038_Achievable_MW_After Competition Groups_ENERGY STAR LED Lamps (General Service Lamps)
Residential | Res ¦ Water Heater Temperature Setback | 2038 | Technical | MW | After Competition Groups | 1.0396 | 0 | 0 | 2559.5555 | 0.00040615 | 65 | Residential_2038_Technical_MW_After Competition Groups_65 | Water Heater Temperature Setback | 0.04061% | 0 | 1.0396 | Residential_2038_Technical_MW_After Competition Groups_Water Heater Temperature Setback
Residential | Res ¦ HVAC Optimization | 2038 | Technical | MW | After Competition Groups | 0.9456 | 0 | 0 | 2559.5555 | 0.00036944 | 66 | Residential_2038_Technical_MW_After Competition Groups_66 | HVAC Optimization | 0.03694% | 0 | 0.9456 | Residential_2038_Technical_MW_After Competition Groups_HVAC Optimization
Residential | Res ¦ ECM MOTORS FOR HVAC APPLICATION (FAN-POWERED VAV BOX) | 2038 | Achievable | MW | After Competition Groups | 0.3423 | 0 | 0 | 959.0909 | 0.00035691 | 57 | Residential_2038_Achievable_MW_After Competition Groups_57 | ECM MOTORS FOR HVAC APPLICATION (FAN-POWERED VAV BOX) | 0.03569% | 0 | 0.3423 | Residential_2038_Achievable_MW_After Competition Groups_ECM MOTORS FOR HVAC APPLICATION (FAN-POWERED VAV BOX)
Residential | Res ¦ DHW Recirculation Systems | 2038 | Achievable | MW | After Competition Groups | 0.32779 | 0 | 0 | 959.0909 | 0.00034177 | 58 | Residential_2038_Achievable_MW_After Competition Groups_58 | DHW Recirculation Systems | 0.03418% | 0 | 0.32779 | Residential_2038_Achievable_MW_After Competition Groups_DHW Recirculation Systems
Residential | Res ¦ LED Exterior Area Lights - LED Fixture (200W) | 2038 | Economic | MW | After Competition Groups | 0.55209 | 0 | 0 | 1656.8253 | 0.00033322 | 54 | Residential_2038_Economic_MW_After Competition Groups_54 | LED Exterior Area Lights - LED Fixture (200W) | 0.03332% | 0 | 0.55209 | Residential_2038_Economic_MW_After Competition Groups_LED Exterior Area Lights - LED Fixture (200W)
Residential | Res ¦ VFD on Pumps | 2038 | Economic | MW | After Competition Groups | 0.51113 | 0 | 0 | 1656.8253 | 0.0003085 | 55 | Residential_2038_Economic_MW_After Competition Groups_55 | VFD on Pumps | 0.03085% | 0 | 0.51113 | Residential_2038_Economic_MW_After Competition Groups_VFD on Pumps
Residential | Res ¦ ENERGY STAR LED Lamps (General Service Lamps) | 2038 | Economic | MW | After Competition Groups | 0.43991 | 0 | 0 | 1656.8253 | 0.00026551 | 56 | Residential_2038_Economic_MW_After Competition Groups_56 | ENERGY STAR LED Lamps (General Service Lamps) | 0.02655% | 0 | 0.43991 | Residential_2038_Economic_MW_After Competition Groups_ENERGY STAR LED Lamps (General Service Lamps)
Residential | Res ¦ Beverage Vending Machine Controls | 2038 | Achievable | MW | After Competition Groups | 0.24219 | 0 | 0 | 959.0909 | 0.00025252 | 59 | Residential_2038_Achievable_MW_After Competition Groups_59 | Beverage Vending Machine Controls | 0.02525% | 0 | 0.24219 | Residential_2038_Achievable_MW_After Competition Groups_Beverage Vending Machine Controls
Residential | Res ¦ Chilled Water Optimization | 2038 | Achievable | MW | After Competition Groups | 0.22352 | 0 | 0 | 959.0909 | 0.00023306 | 60 | Residential_2038_Achievable_MW_After Competition Groups_60 | Chilled Water Optimization | 0.02331% | 0 | 0.22352 | Residential_2038_Achievable_MW_After Competition Groups_Chilled Water Optimization
Residential | Res ¦ ECM MOTORS FOR HVAC APPLICATION (FAN-POWERED VAV BOX) | 2038 | Economic | MW | After Competition Groups | 0.38566 | 0 | 0 | 1656.8253 | 0.00023277 | 57 | Residential_2038_Economic_MW_After Competition Groups_57 | ECM MOTORS FOR HVAC APPLICATION (FAN-POWERED VAV BOX) | 0.02328% | 0 | 0.38566 | Residential_2038_Economic_MW_After Competition Groups_ECM MOTORS FOR HVAC APPLICATION (FAN-POWERED VAV BOX)
Residential | Res ¦ LED Exterior Area Lights - LED Fixture (200W) | 2038 | Technical | MW | After Competition Groups | 0.55209 | 0 | 0 | 2559.5555 | 0.0002157 | 67 | Residential_2038_Technical_MW_After Competition Groups_67 | LED Exterior Area Lights - LED Fixture (200W) | 0.02157% | 0 | 0.55209 | Residential_2038_Technical_MW_After Competition Groups_LED Exterior Area Lights - LED Fixture (200W)
Residential | Res ¦ VFD on Pumps | 2038 | Technical | MW | After Competition Groups | 0.51113 | 0 | 0 | 2559.5555 | 0.0001997 | 68 | Residential_2038_Technical_MW_After Competition Groups_68 | VFD on Pumps | 0.01997% | 0 | 0.51113 | Residential_2038_Technical_MW_After Competition Groups_VFD on Pumps
Residential | Res ¦ Heat Pump Water Heater | 2038 | Achievable | MW | After Competition Groups | 0.18546 | 0 | 0 | 959.0909 | 0.00019337 | 61 | Residential_2038_Achievable_MW_After Competition Groups_61 | Heat Pump Water Heater | 0.01934% | 0 | 0.18546 | Residential_2038_Achievable_MW_After Competition Groups_Heat Pump Water Heater
Residential | Res ¦ Chilled Water Optimization | 2038 | Economic | MW | After Competition Groups | 0.31299 | 0 | 0 | 1656.8253 | 0.00018891 | 58 | Residential_2038_Economic_MW_After Competition Groups_58 | Chilled Water Optimization | 0.01889% | 0 | 0.31299 | Residential_2038_Economic_MW_After Competition Groups_Chilled Water Optimization
Residential | Res ¦ Air Source Heat Pump | 2038 | Achievable | MW | After Competition Groups | 0.16668 | 0 | 0 | 959.0909 | 0.00017379 | 62 | Residential_2038_Achievable_MW_After Competition Groups_62 | Air Source Heat Pump | 0.01738% | 0 | 0.16668 | Residential_2038_Achievable_MW_After Competition Groups_Air Source Heat Pump
Residential | Res ¦ ENERGY STAR LED Lamps (General Service Lamps) | 2038 | Technical | MW | After Competition Groups | 0.43991 | 0 | 0 | 2559.5555 | 0.00017187 | 69 | Residential_2038_Technical_MW_After Competition Groups_69 | ENERGY STAR LED Lamps (General Service Lamps) | 0.01719% | 0 | 0.43991 | Residential_2038_Technical_MW_After Competition Groups_ENERGY STAR LED Lamps (General Service Lamps)
Residential | Res ¦ Beverage Vending Machine Controls | 2038 | Economic | MW | After Competition Groups | 0.27432 | 0 | 0 | 1656.8253 | 0.00016557 | 59 | Residential_2038_Economic_MW_After Competition Groups_59 | Beverage Vending Machine Controls | 0.01656% | 0 | 0.27432 | Residential_2038_Economic_MW_After Competition Groups_Beverage Vending Machine Controls
Residential | Res ¦ ECM MOTORS FOR HVAC APPLICATION (FAN-POWERED VAV BOX) | 2038 | Technical | MW | After Competition Groups | 0.38566 | 0 | 0 | 2559.5555 | 0.00015068 | 70 | Residential_2038_Technical_MW_After Competition Groups_70 | ECM MOTORS FOR HVAC APPLICATION (FAN-POWERED VAV BOX) | 0.01507% | 0 | 0.38566 | Residential_2038_Technical_MW_After Competition Groups_ECM MOTORS FOR HVAC APPLICATION (FAN-POWERED VAV BOX)
Residential | Res ¦ Tankless Water Heater | 2038 | Technical | MW | After Competition Groups | 0.38218 | 0 | 0 | 2559.5555 | 0.00014932 | 71 | Residential_2038_Technical_MW_After Competition Groups_71 | Tankless Water Heater | 0.01493% | 0 | 0.38218 | Residential_2038_Technical_MW_After Competition Groups_Tankless Water Heater
Residential | Res ¦ Chilled Water Optimization | 2038 | Technical | MW | After Competition Groups | 0.31299 | 0 | 0 | 2559.5555 | 0.00012228 | 72 | Residential_2038_Technical_MW_After Competition Groups_72 | Chilled Water Optimization | 0.01223% | 0 | 0.31299 | Residential_2038_Technical_MW_After Competition Groups_Chilled Water Optimization
Residential | Res ¦ Beverage Vending Machine Controls | 2038 | Technical | MW | After Competition Groups | 0.27432 | 0 | 0 | 2559.5555 | 0.00010718 | 73 | Residential_2038_Technical_MW_After Competition Groups_73 | Beverage Vending Machine Controls | 0.01072% | 0 | 0.27432 | Residential_2038_Technical_MW_After Competition Groups_Beverage Vending Machine Controls
Residential | Res ¦ Wall Insulation MF | 2038 | Economic | MW | After Competition Groups | 0.15622 | 0 | 0 | 1656.8253 | 9.4288e-05 | 60 | Residential_2038_Economic_MW_After Competition Groups_60 | Wall Insulation MF | 0.009429% | 0 | 0.15622 | Residential_2038_Economic_MW_After Competition Groups_Wall Insulation MF
Residential | Res ¦ Wall Insulation MF | 2038 | Technical | MW | After Competition Groups | 0.16319 | 0 | 0 | 2559.5555 | 6.3757e-05 | 74 | Residential_2038_Technical_MW_After Competition Groups_74 | Wall Insulation MF | 0.006376% | 0 | 0.16319 | Residential_2038_Technical_MW_After Competition Groups_Wall Insulation MF
Residential | Res ¦ LED High Bay Fixture | 2038 | Achievable | MW | After Competition Groups | 0.027683 | 0 | 0 | 959.0909 | 2.8864e-05 | 63 | Residential_2038_Achievable_MW_After Competition Groups_63 | LED High Bay Fixture | 0.002886% | 0 | 0.027683 | Residential_2038_Achievable_MW_After Competition Groups_LED High Bay Fixture
Residential | Res ¦ LED High Bay Fixture | 2038 | Economic | MW | After Competition Groups | 0.031697 | 0 | 0 | 1656.8253 | 1.9131e-05 | 61 | Residential_2038_Economic_MW_After Competition Groups_61 | LED High Bay Fixture | 0.001913% | 0 | 0.031697 | Residential_2038_Economic_MW_After Competition Groups_LED High Bay Fixture
Residential | Res ¦ Networked/ Connected - Indoor LED Luminaire | 2038 | Achievable | MW | After Competition Groups | 0.015832 | 0 | 0 | 959.0909 | 1.6507e-05 | 64 | Residential_2038_Achievable_MW_After Competition Groups_64 | Networked/ Connected - Indoor LED Luminaire | 0.001651% | 0 | 0.015832 | Residential_2038_Achievable_MW_After Competition Groups_Networked/ Connected - Indoor LED Luminaire
Residential | Res ¦ LED Recessed Downlights | 2038 | Technical | MW | After Competition Groups | 0.036871 | 0 | 0 | 2559.5555 | 1.4405e-05 | 75 | Residential_2038_Technical_MW_After Competition Groups_75 | LED Recessed Downlights | 0.001441% | 0 | 0.036871 | Residential_2038_Technical_MW_After Competition Groups_LED Recessed Downlights
Residential | Res ¦ LED High Bay Fixture | 2038 | Technical | MW | After Competition Groups | 0.031697 | 0 | 0 | 2559.5555 | 1.2384e-05 | 76 | Residential_2038_Technical_MW_After Competition Groups_76 | LED High Bay Fixture | 0.001238% | 0 | 0.031697 | Residential_2038_Technical_MW_After Competition Groups_LED High Bay Fixture
Residential | Res ¦ Wall Insulation MF | 2038 | Achievable | MW | After Competition Groups | 0.0087944 | 0 | 0 | 959.0909 | 9.1695e-06 | 65 | Residential_2038_Achievable_MW_After Competition Groups_65 | Wall Insulation MF | 0.000917% | 0 | 0.0087944 | Residential_2038_Achievable_MW_After Competition Groups_Wall Insulation MF
Residential | Res ¦ Radiant Barrier | 2038 | Economic | MW | After Competition Groups | 0.012477 | 0 | 0 | 1656.8253 | 7.5306e-06 | 62 | Residential_2038_Economic_MW_After Competition Groups_62 | Radiant Barrier | 0.0007531% | 0 | 0.012477 | Residential_2038_Economic_MW_After Competition Groups_Radiant Barrier
Residential | Res ¦ Radiant Barrier | 2038 | Technical | MW | After Competition Groups | 0.012477 | 0 | 0 | 2559.5555 | 4.8747e-06 | 77 | Residential_2038_Technical_MW_After Competition Groups_77 | Radiant Barrier | 0.0004875% | 0 | 0.012477 | Residential_2038_Technical_MW_After Competition Groups_Radiant Barrier
Residential | Res ¦ Solar Water Preheat (Pools/DHW) | 2038 | Technical | MW | After Competition Groups | 0.012188 | 0 | 0 | 2559.5555 | 4.762e-06 | 78 | Residential_2038_Technical_MW_After Competition Groups_78 | Solar Water Preheat (Pools/DHW) | 0.0004762% | 0 | 0.012188 | Residential_2038_Technical_MW_After Competition Groups_Solar Water Preheat (Pools/DHW)
Residential | Res ¦ Radiant Barrier | 2038 | Achievable | MW | After Competition Groups | 0.0041436 | 0 | 0 | 959.0909 | 4.3203e-06 | 66 | Residential_2038_Achievable_MW_After Competition Groups_66 | Radiant Barrier | 0.000432% | 0 | 0.0041436 | Residential_2038_Achievable_MW_After Competition Groups_Radiant Barrier
Residential | Res ¦ Photocell Controls (Outdoor) | 2038 | Technical | MW | After Competition Groups | 7.4302e-05 | 0 | 0 | 2559.5555 | 2.9029e-08 | 79 | Residential_2038_Technical_MW_After Competition Groups_79 | Photocell Controls (Outdoor) | 2.903e-06% | 0 | 7.4302e-05 | Residential_2038_Technical_MW_After Competition Groups_Photocell Controls (Outdoor)
Residential | Res ¦ Lighting Motion Sensors, Timers, Dimmers | 2038 | Achievable | MW | After Competition Groups | 0 | 0 | 0 | 959.0909 | 0 | 67 | Residential_2038_Achievable_MW_After Competition Groups_67 | Lighting Motion Sensors, Timers, Dimmers | 0% | 0 | 0 | Residential_2038_Achievable_MW_After Competition Groups_Lighting Motion Sensors, Timers, Dimmers
Residential | Res ¦ Lighting Motion Sensors, Timers, Dimmers | 2038 | Economic | MW | After Competition Groups | 0 | 0 | 0 | 1656.8253 | 0 | 63 | Residential_2038_Economic_MW_After Competition Groups_63 | Lighting Motion Sensors, Timers, Dimmers | 0% | 0 | 0 | Residential_2038_Economic_MW_After Competition Groups_Lighting Motion Sensors, Timers, Dimmers
Residential | Res ¦ Ductless Mini-Split Heat Pump | 2039 | Achievable | MW | After Competition Groups | 152.0979 | 0 | 0 | 1015.4216 | 0.14979 | 1 | Residential_2039_Achievable_MW_After Competition Groups_1 | Ductless Mini-Split Heat Pump | 14.98% | 0 | 152.0979 | Residential_2039_Achievable_MW_After Competition Groups_Ductless Mini-Split Heat Pump
Residential | Res ¦ Ductless Mini-Split Heat Pump | 2039 | Economic | MW | After Competition Groups | 227.9312 | 0 | 0 | 1688.4176 | 0.135 | 1 | Residential_2039_Economic_MW_After Competition Groups_1 | Ductless Mini-Split Heat Pump | 13.5% | 0 | 227.9312 | Residential_2039_Economic_MW_After Competition Groups_Ductless Mini-Split Heat Pump
Residential | Res ¦ Adaptive Thermostat | 2039 | Economic | MW | After Competition Groups | 210.362 | 0 | 0 | 1688.4176 | 0.12459 | 2 | Residential_2039_Economic_MW_After Competition Groups_2 | Adaptive Thermostat | 12.46% | 0 | 210.362 | Residential_2039_Economic_MW_After Competition Groups_Adaptive Thermostat
Residential | Res ¦ Energy Star Central Air Conditioner | 2039 | Technical | MW | After Competition Groups | 267.3315 | 0 | 0 | 2604.1024 | 0.10266 | 1 | Residential_2039_Technical_MW_After Competition Groups_1 | Energy Star Central Air Conditioner | 10.27% | 0 | 267.3315 | Residential_2039_Technical_MW_After Competition Groups_Energy Star Central Air Conditioner
Residential | Res ¦ Adaptive Thermostat | 2039 | Achievable | MW | After Competition Groups | 100.9196 | 0 | 0 | 1015.4216 | 0.099387 | 2 | Residential_2039_Achievable_MW_After Competition Groups_2 | Adaptive Thermostat | 9.939% | 0 | 100.9196 | Residential_2039_Achievable_MW_After Competition Groups_Adaptive Thermostat
Residential | Res ¦ Building Recommissioning, Operations and Maintenance (O&M) Improvements | 2039 | Achievable | MW | After Competition Groups | 92.1997 | 0 | 0 | 1015.4216 | 0.090799 | 3 | Residential_2039_Achievable_MW_After Competition Groups_3 | Building Recommissioning, Operations and Maintenance (O&M) Improvements | 9.08% | 0 | 92.1997 | Residential_2039_Achievable_MW_After Competition Groups_Building Recommissioning, Operations and Maintenance (O&M) Improvements
Residential | Res ¦ Ductless Mini-Split Heat Pump | 2039 | Technical | MW | After Competition Groups | 227.9312 | 0 | 0 | 2604.1024 | 0.087528 | 2 | Residential_2039_Technical_MW_After Competition Groups_2 | Ductless Mini-Split Heat Pump | 8.753% | 0 | 227.9312 | Residential_2039_Technical_MW_After Competition Groups_Ductless Mini-Split Heat Pump
Residential | Res ¦ Energy Star Ground Source Heat Pump | 2039 | Technical | MW | After Competition Groups | 221.4069 | 0 | 0 | 2604.1024 | 0.085022 | 3 | Residential_2039_Technical_MW_After Competition Groups_3 | Energy Star Ground Source Heat Pump | 8.502% | 0 | 221.4069 | Residential_2039_Technical_MW_After Competition Groups_Energy Star Ground Source Heat Pump
Residential | Res ¦ Energy Star Clothes Washer | 2039 | Achievable | MW | After Competition Groups | 85.2899 | 0 | 0 | 1015.4216 | 0.083995 | 4 | Residential_2039_Achievable_MW_After Competition Groups_4 | Energy Star Clothes Washer | 8.399% | 0 | 85.2899 | Residential_2039_Achievable_MW_After Competition Groups_Energy Star Clothes Washer
Residential | Res ¦ Ductless Mini-Split Air Conditioner | 2039 | Technical | MW | After Competition Groups | 212.1433 | 0 | 0 | 2604.1024 | 0.081465 | 4 | Residential_2039_Technical_MW_After Competition Groups_4 | Ductless Mini-Split Air Conditioner | 8.147% | 0 | 212.1433 | Residential_2039_Technical_MW_After Competition Groups_Ductless Mini-Split Air Conditioner
Residential | Res ¦ Adaptive Thermostat | 2039 | Technical | MW | After Competition Groups | 210.362 | 0 | 0 | 2604.1024 | 0.080781 | 5 | Residential_2039_Technical_MW_After Competition Groups_5 | Adaptive Thermostat | 8.078% | 0 | 210.362 | Residential_2039_Technical_MW_After Competition Groups_Adaptive Thermostat
Residential | Res ¦ Energy Star Air Source Heat Pump | 2039 | Economic | MW | After Competition Groups | 125.0145 | 0 | 0 | 1688.4176 | 0.074042 | 3 | Residential_2039_Economic_MW_After Competition Groups_3 | Energy Star Air Source Heat Pump | 7.404% | 0 | 125.0145 | Residential_2039_Economic_MW_After Competition Groups_Energy Star Air Source Heat Pump
Residential | Res ¦ Smart Burners | 2039 | Economic | MW | After Competition Groups | 117.6554 | 0 | 0 | 1688.4176 | 0.069684 | 4 | Residential_2039_Economic_MW_After Competition Groups_4 | Smart Burners | 6.968% | 0 | 117.6554 | Residential_2039_Economic_MW_After Competition Groups_Smart Burners
Residential | Res ¦ Variable Speed Pool Pump Motor | 2039 | Achievable | MW | After Competition Groups | 64.99 | 0 | 0 | 1015.4216 | 0.064003 | 5 | Residential_2039_Achievable_MW_After Competition Groups_5 | Variable Speed Pool Pump Motor | 6.4% | 0 | 64.99 | Residential_2039_Achievable_MW_After Competition Groups_Variable Speed Pool Pump Motor
Residential | Res ¦ Energy Star Clothes Washer | 2039 | Economic | MW | After Competition Groups | 100.5641 | 0 | 0 | 1688.4176 | 0.059561 | 5 | Residential_2039_Economic_MW_After Competition Groups_5 | Energy Star Clothes Washer | 5.956% | 0 | 100.5641 | Residential_2039_Economic_MW_After Competition Groups_Energy Star Clothes Washer
Residential | Res ¦ Smart Burners | 2039 | Technical | MW | After Competition Groups | 151.6698 | 0 | 0 | 2604.1024 | 0.058243 | 6 | Residential_2039_Technical_MW_After Competition Groups_6 | Smart Burners | 5.824% | 0 | 151.6698 | Residential_2039_Technical_MW_After Competition Groups_Smart Burners
Residential | Res ¦ Energy Star A Line, PAR, MR Lamps | 2039 | Economic | MW | After Competition Groups | 97.4098 | 0 | 0 | 1688.4176 | 0.057693 | 6 | Residential_2039_Economic_MW_After Competition Groups_6 | Energy Star A Line, PAR, MR Lamps | 5.769% | 0 | 97.4098 | Residential_2039_Economic_MW_After Competition Groups_Energy Star A Line, PAR, MR Lamps
Residential | Res ¦ Smart Burners | 2039 | Achievable | MW | After Competition Groups | 52.33 | 0 | 0 | 1015.4216 | 0.051535 | 6 | Residential_2039_Achievable_MW_After Competition Groups_6 | Smart Burners | 5.154% | 0 | 52.33 | Residential_2039_Achievable_MW_After Competition Groups_Smart Burners
Residential | Res ¦ Building Recommissioning, Operations and Maintenance (O&M) Improvements | 2039 | Economic | MW | After Competition Groups | 81.3343 | 0 | 0 | 1688.4176 | 0.048172 | 7 | Residential_2039_Economic_MW_After Competition Groups_7 | Building Recommissioning, Operations and Maintenance (O&M) Improvements | 4.817% | 0 | 81.3343 | Residential_2039_Economic_MW_After Competition Groups_Building Recommissioning, Operations and Maintenance (O&M) Improvements
Residential | Res ¦ Energy Star Room Air Conditioner | 2039 | Economic | MW | After Competition Groups | 81.0536 | 0 | 0 | 1688.4176 | 0.048006 | 8 | Residential_2039_Economic_MW_After Competition Groups_8 | Energy Star Room Air Conditioner | 4.801% | 0 | 81.0536 | Residential_2039_Economic_MW_After Competition Groups_Energy Star Room Air Conditioner
Residential | Res ¦ Energy Star Refrigerator | 2039 | Technical | MW | After Competition Groups | 124.2656 | 0 | 0 | 2604.1024 | 0.047719 | 7 | Residential_2039_Technical_MW_After Competition Groups_7 | Energy Star Refrigerator | 4.772% | 0 | 124.2656 | Residential_2039_Technical_MW_After Competition Groups_Energy Star Refrigerator
Residential | Res ¦ Energy Star Air Source Heat Pump | 2039 | Achievable | MW | After Competition Groups | 47.6161 | 0 | 0 | 1015.4216 | 0.046893 | 7 | Residential_2039_Achievable_MW_After Competition Groups_7 | Energy Star Air Source Heat Pump | 4.689% | 0 | 47.6161 | Residential_2039_Achievable_MW_After Competition Groups_Energy Star Air Source Heat Pump
Residential | Res ¦ Basement Wall Insulation | 2039 | Economic | MW | After Competition Groups | 72.2966 | 0 | 0 | 1688.4176 | 0.042819 | 9 | Residential_2039_Economic_MW_After Competition Groups_9 | Basement Wall Insulation | 4.282% | 0 | 72.2966 | Residential_2039_Economic_MW_After Competition Groups_Basement Wall Insulation
Residential | Res ¦ Heat Pump Clothes Dryer | 2039 | Technical | MW | After Competition Groups | 109.3274 | 0 | 0 | 2604.1024 | 0.041983 | 8 | Residential_2039_Technical_MW_After Competition Groups_8 | Heat Pump Clothes Dryer | 4.198% | 0 | 109.3274 | Residential_2039_Technical_MW_After Competition Groups_Heat Pump Clothes Dryer
Residential | Res ¦ Energy Star Clothes Washer | 2039 | Technical | MW | After Competition Groups | 100.5641 | 0 | 0 | 2604.1024 | 0.038618 | 9 | Residential_2039_Technical_MW_After Competition Groups_9 | Energy Star Clothes Washer | 3.862% | 0 | 100.5641 | Residential_2039_Technical_MW_After Competition Groups_Energy Star Clothes Washer
Residential | Res ¦ Energy Star Room Air Conditioner | 2039 | Achievable | MW | After Competition Groups | 37.998 | 0 | 0 | 1015.4216 | 0.037421 | 8 | Residential_2039_Achievable_MW_After Competition Groups_8 | Energy Star Room Air Conditioner | 3.742% | 0 | 37.998 | Residential_2039_Achievable_MW_After Competition Groups_Energy Star Room Air Conditioner
Residential | Res ¦ Energy Star A Line, PAR, MR Lamps | 2039 | Technical | MW | After Competition Groups | 97.4098 | 0 | 0 | 2604.1024 | 0.037406 | 10 | Residential_2039_Technical_MW_After Competition Groups_10 | Energy Star A Line, PAR, MR Lamps | 3.741% | 0 | 97.4098 | Residential_2039_Technical_MW_After Competition Groups_Energy Star A Line, PAR, MR Lamps
Residential | Res ¦ Smart Power Bar | 2039 | Achievable | MW | After Competition Groups | 37.7102 | 0 | 0 | 1015.4216 | 0.037138 | 9 | Residential_2039_Achievable_MW_After Competition Groups_9 | Smart Power Bar | 3.714% | 0 | 37.7102 | Residential_2039_Achievable_MW_After Competition Groups_Smart Power Bar
Residential | Res ¦ Basement or Crawlspace Insulation | 2039 | Economic | MW | After Competition Groups | 60.1599 | 0 | 0 | 1688.4176 | 0.035631 | 10 | Residential_2039_Economic_MW_After Competition Groups_10 | Basement or Crawlspace Insulation | 3.563% | 0 | 60.1599 | Residential_2039_Economic_MW_After Competition Groups_Basement or Crawlspace Insulation
Residential | Res ¦ Smart Power Bar | 2039 | Economic | MW | After Competition Groups | 59.1281 | 0 | 0 | 1688.4176 | 0.03502 | 11 | Residential_2039_Economic_MW_After Competition Groups_11 | Smart Power Bar | 3.502% | 0 | 59.1281 | Residential_2039_Economic_MW_After Competition Groups_Smart Power Bar
Residential | Res ¦ Variable Speed Pool Pump Motor | 2039 | Economic | MW | After Competition Groups | 57.332 | 0 | 0 | 1688.4176 | 0.033956 | 12 | Residential_2039_Economic_MW_After Competition Groups_12 | Variable Speed Pool Pump Motor | 3.396% | 0 | 57.332 | Residential_2039_Economic_MW_After Competition Groups_Variable Speed Pool Pump Motor
Residential | Res ¦ Attic Insulation | 2039 | Economic | MW | After Competition Groups | 55.8042 | 0 | 0 | 1688.4176 | 0.033051 | 13 | Residential_2039_Economic_MW_After Competition Groups_13 | Attic Insulation | 3.305% | 0 | 55.8042 | Residential_2039_Economic_MW_After Competition Groups_Attic Insulation
Residential | Res ¦ Building Recommissioning, Operations and Maintenance (O&M) Improvements | 2039 | Technical | MW | After Competition Groups | 81.3343 | 0 | 0 | 2604.1024 | 0.031233 | 11 | Residential_2039_Technical_MW_After Competition Groups_11 | Building Recommissioning, Operations and Maintenance (O&M) Improvements | 3.123% | 0 | 81.3343 | Residential_2039_Technical_MW_After Competition Groups_Building Recommissioning, Operations and Maintenance (O&M) Improvements
Residential | Res ¦ Basement Wall Insulation | 2039 | Achievable | MW | After Competition Groups | 29.9457 | 0 | 0 | 1015.4216 | 0.029491 | 10 | Residential_2039_Achievable_MW_After Competition Groups_10 | Basement Wall Insulation | 2.949% | 0 | 29.9457 | Residential_2039_Achievable_MW_After Competition Groups_Basement Wall Insulation
Residential | Res ¦ Basement Wall Insulation | 2039 | Technical | MW | After Competition Groups | 72.2966 | 0 | 0 | 2604.1024 | 0.027763 | 12 | Residential_2039_Technical_MW_After Competition Groups_12 | Basement Wall Insulation | 2.776% | 0 | 72.2966 | Residential_2039_Technical_MW_After Competition Groups_Basement Wall Insulation
Residential | Res ¦ Wall Insulation | 2039 | Economic | MW | After Competition Groups | 43.7331 | 0 | 0 | 1688.4176 | 0.025902 | 14 | Residential_2039_Economic_MW_After Competition Groups_14 | Wall Insulation | 2.59% | 0 | 43.7331 | Residential_2039_Economic_MW_After Competition Groups_Wall Insulation
Residential | Res ¦ Energy Star LED Bulbs General Purpose LEDs | 2039 | Achievable | MW | After Competition Groups | 25.4568 | 0 | 0 | 1015.4216 | 0.02507 | 11 | Residential_2039_Achievable_MW_After Competition Groups_11 | Energy Star LED Bulbs General Purpose LEDs | 2.507% | 0 | 25.4568 | Residential_2039_Achievable_MW_After Competition Groups_Energy Star LED Bulbs General Purpose LEDs
Residential | Res ¦ Basement or Crawlspace Insulation | 2039 | Technical | MW | After Competition Groups | 60.1599 | 0 | 0 | 2604.1024 | 0.023102 | 13 | Residential_2039_Technical_MW_After Competition Groups_13 | Basement or Crawlspace Insulation | 2.31% | 0 | 60.1599 | Residential_2039_Technical_MW_After Competition Groups_Basement or Crawlspace Insulation
Residential | Res ¦ Attic Insulation | 2039 | Achievable | MW | After Competition Groups | 23.11 | 0 | 0 | 1015.4216 | 0.022759 | 12 | Residential_2039_Achievable_MW_After Competition Groups_12 | Attic Insulation | 2.276% | 0 | 23.11 | Residential_2039_Achievable_MW_After Competition Groups_Attic Insulation
Residential | Res ¦ Smart Power Bar | 2039 | Technical | MW | After Competition Groups | 59.1281 | 0 | 0 | 2604.1024 | 0.022706 | 14 | Residential_2039_Technical_MW_After Competition Groups_14 | Smart Power Bar | 2.271% | 0 | 59.1281 | Residential_2039_Technical_MW_After Competition Groups_Smart Power Bar
Residential | Res ¦ Energy Star LED Specialty Bulbs | 2039 | Achievable | MW | After Competition Groups | 22.8127 | 0 | 0 | 1015.4216 | 0.022466 | 13 | Residential_2039_Achievable_MW_After Competition Groups_13 | Energy Star LED Specialty Bulbs | 2.247% | 0 | 22.8127 | Residential_2039_Achievable_MW_After Competition Groups_Energy Star LED Specialty Bulbs
Residential | Res ¦ Variable Speed Pool Pump Motor | 2039 | Technical | MW | After Competition Groups | 57.332 | 0 | 0 | 2604.1024 | 0.022016 | 15 | Residential_2039_Technical_MW_After Competition Groups_15 | Variable Speed Pool Pump Motor | 2.202% | 0 | 57.332 | Residential_2039_Technical_MW_After Competition Groups_Variable Speed Pool Pump Motor
Residential | Res ¦ Attic Insulation | 2039 | Technical | MW | After Competition Groups | 55.8042 | 0 | 0 | 2604.1024 | 0.021429 | 16 | Residential_2039_Technical_MW_After Competition Groups_16 | Attic Insulation | 2.143% | 0 | 55.8042 | Residential_2039_Technical_MW_After Competition Groups_Attic Insulation
Residential | Res ¦ Lighting Motion Sensors, Timers, Dimmers | 2039 | Technical | MW | After Competition Groups | 48.7365 | 0 | 0 | 2604.1024 | 0.018715 | 17 | Residential_2039_Technical_MW_After Competition Groups_17 | Lighting Motion Sensors, Timers, Dimmers | 1.872% | 0 | 48.7365 | Residential_2039_Technical_MW_After Competition Groups_Lighting Motion Sensors, Timers, Dimmers
Residential | Res ¦ Energy Star Clothes Dryer | 2039 | Economic | MW | After Competition Groups | 30.8311 | 0 | 0 | 1688.4176 | 0.01826 | 15 | Residential_2039_Economic_MW_After Competition Groups_15 | Energy Star Clothes Dryer | 1.826% | 0 | 30.8311 | Residential_2039_Economic_MW_After Competition Groups_Energy Star Clothes Dryer
Residential | Res ¦ Energy Star A Line, PAR, MR Lamps | 2039 | Achievable | MW | After Competition Groups | 18.4604 | 0 | 0 | 1015.4216 | 0.01818 | 14 | Residential_2039_Achievable_MW_After Competition Groups_14 | Energy Star A Line, PAR, MR Lamps | 1.818% | 0 | 18.4604 | Residential_2039_Achievable_MW_After Competition Groups_Energy Star A Line, PAR, MR Lamps
Residential | Res ¦ Energy Star Clothes Dryer | 2039 | Achievable | MW | After Competition Groups | 17.535 | 0 | 0 | 1015.4216 | 0.017269 | 15 | Residential_2039_Achievable_MW_After Competition Groups_15 | Energy Star Clothes Dryer | 1.727% | 0 | 17.535 | Residential_2039_Achievable_MW_After Competition Groups_Energy Star Clothes Dryer
Residential | Res ¦ Wall Insulation | 2039 | Technical | MW | After Competition Groups | 43.7331 | 0 | 0 | 2604.1024 | 0.016794 | 18 | Residential_2039_Technical_MW_After Competition Groups_18 | Wall Insulation | 1.679% | 0 | 43.7331 | Residential_2039_Technical_MW_After Competition Groups_Wall Insulation
Residential | Res ¦ Energy Star Torchiere | 2039 | Achievable | MW | After Competition Groups | 15.6918 | 0 | 0 | 1015.4216 | 0.015453 | 16 | Residential_2039_Achievable_MW_After Competition Groups_16 | Energy Star Torchiere | 1.545% | 0 | 15.6918 | Residential_2039_Achievable_MW_After Competition Groups_Energy Star Torchiere
Residential | Res ¦ Variable Refrigerant Flow Heat Pump | 2039 | Technical | MW | After Competition Groups | 35.7478 | 0 | 0 | 2604.1024 | 0.013727 | 19 | Residential_2039_Technical_MW_After Competition Groups_19 | Variable Refrigerant Flow Heat Pump | 1.373% | 0 | 35.7478 | Residential_2039_Technical_MW_After Competition Groups_Variable Refrigerant Flow Heat Pump
Residential | Res ¦ Occupancy Sensors MF | 2039 | Achievable | MW | After Competition Groups | 13.6817 | 0 | 0 | 1015.4216 | 0.013474 | 17 | Residential_2039_Achievable_MW_After Competition Groups_17 | Occupancy Sensors MF | 1.347% | 0 | 13.6817 | Residential_2039_Achievable_MW_After Competition Groups_Occupancy Sensors MF
Residential | Res ¦ Advanced BAS/Controllers | 2039 | Achievable | MW | After Competition Groups | 13.4678 | 0 | 0 | 1015.4216 | 0.013263 | 18 | Residential_2039_Achievable_MW_After Competition Groups_18 | Advanced BAS/Controllers | 1.326% | 0 | 13.4678 | Residential_2039_Achievable_MW_After Competition Groups_Advanced BAS/Controllers
Residential | Res ¦ Ceiling Insulation | 2039 | Economic | MW | After Competition Groups | 21.1806 | 0 | 0 | 1688.4176 | 0.012545 | 16 | Residential_2039_Economic_MW_After Competition Groups_16 | Ceiling Insulation | 1.254% | 0 | 21.1806 | Residential_2039_Economic_MW_After Competition Groups_Ceiling Insulation
Residential | Res ¦ Clothes Drying Racks | 2039 | Achievable | MW | After Competition Groups | 12.2429 | 0 | 0 | 1015.4216 | 0.012057 | 19 | Residential_2039_Achievable_MW_After Competition Groups_19 | Clothes Drying Racks | 1.206% | 0 | 12.2429 | Residential_2039_Achievable_MW_After Competition Groups_Clothes Drying Racks
Residential | Res ¦ Energy Star Torchiere | 2039 | Economic | MW | After Competition Groups | 20.1705 | 0 | 0 | 1688.4176 | 0.011946 | 17 | Residential_2039_Economic_MW_After Competition Groups_17 | Energy Star Torchiere | 1.195% | 0 | 20.1705 | Residential_2039_Economic_MW_After Competition Groups_Energy Star Torchiere
Residential | Res ¦ Energy Star Light Fixture | 2039 | Achievable | MW | After Competition Groups | 11.9556 | 0 | 0 | 1015.4216 | 0.011774 | 20 | Residential_2039_Achievable_MW_After Competition Groups_20 | Energy Star Light Fixture | 1.177% | 0 | 11.9556 | Residential_2039_Achievable_MW_After Competition Groups_Energy Star Light Fixture
Residential | Res ¦ High Efficiency Chiller (avg of water and air cooled) | 2039 | Achievable | MW | After Competition Groups | 11.8537 | 0 | 0 | 1015.4216 | 0.011674 | 21 | Residential_2039_Achievable_MW_After Competition Groups_21 | High Efficiency Chiller (avg of water and air cooled) | 1.167% | 0 | 11.8537 | Residential_2039_Achievable_MW_After Competition Groups_High Efficiency Chiller (avg of water and air cooled)
Residential | Res ¦ Home Energy Reports | 2039 | Technical | MW | After Competition Groups | 28.7862 | 0 | 0 | 2604.1024 | 0.011054 | 20 | Residential_2039_Technical_MW_After Competition Groups_20 | Home Energy Reports | 1.105% | 0 | 28.7862 | Residential_2039_Technical_MW_After Competition Groups_Home Energy Reports
Residential | Res ¦ Refrigerator Recycling | 2039 | Achievable | MW | After Competition Groups | 10.3769 | 0 | 0 | 1015.4216 | 0.010219 | 22 | Residential_2039_Achievable_MW_After Competition Groups_22 | Refrigerator Recycling | 1.022% | 0 | 10.3769 | Residential_2039_Achievable_MW_After Competition Groups_Refrigerator Recycling
Residential | Res ¦ Energy Star Light Fixture | 2039 | Economic | MW | After Competition Groups | 16.6118 | 0 | 0 | 1688.4176 | 0.0098387 | 18 | Residential_2039_Economic_MW_After Competition Groups_18 | Energy Star Light Fixture | 0.9839% | 0 | 16.6118 | Residential_2039_Economic_MW_After Competition Groups_Energy Star Light Fixture
Residential | Res ¦ Freezer Recycling | 2039 | Achievable | MW | After Competition Groups | 9.6613 | 0 | 0 | 1015.4216 | 0.0095145 | 23 | Residential_2039_Achievable_MW_After Competition Groups_23 | Freezer Recycling | 0.9515% | 0 | 9.6613 | Residential_2039_Achievable_MW_After Competition Groups_Freezer Recycling
Residential | Res ¦ Energy Star Light Fixture | 2039 | Technical | MW | After Competition Groups | 24.2045 | 0 | 0 | 2604.1024 | 0.0092948 | 21 | Residential_2039_Technical_MW_After Competition Groups_21 | Energy Star Light Fixture | 0.9295% | 0 | 24.2045 | Residential_2039_Technical_MW_After Competition Groups_Energy Star Light Fixture
Residential | Res ¦ Air Sealing | 2039 | Economic | MW | After Competition Groups | 15.4126 | 0 | 0 | 1688.4176 | 0.0091284 | 19 | Residential_2039_Economic_MW_After Competition Groups_19 | Air Sealing | 0.9128% | 0 | 15.4126 | Residential_2039_Economic_MW_After Competition Groups_Air Sealing
Residential | Res ¦ Variable Refrigerant Flow Heat Pump | 2039 | Achievable | MW | After Competition Groups | 9.2373 | 0 | 0 | 1015.4216 | 0.009097 | 24 | Residential_2039_Achievable_MW_After Competition Groups_24 | Variable Refrigerant Flow Heat Pump | 0.9097% | 0 | 9.2373 | Residential_2039_Achievable_MW_After Competition Groups_Variable Refrigerant Flow Heat Pump
Residential | Res ¦ Duct Insulation | 2039 | Economic | MW | After Competition Groups | 15.0593 | 0 | 0 | 1688.4176 | 0.0089192 | 20 | Residential_2039_Economic_MW_After Competition Groups_20 | Duct Insulation | 0.8919% | 0 | 15.0593 | Residential_2039_Economic_MW_After Competition Groups_Duct Insulation
Residential | Res ¦ Floor Insulation | 2039 | Economic | MW | After Competition Groups | 14.6517 | 0 | 0 | 1688.4176 | 0.0086778 | 21 | Residential_2039_Economic_MW_After Competition Groups_21 | Floor Insulation | 0.8678% | 0 | 14.6517 | Residential_2039_Economic_MW_After Competition Groups_Floor Insulation
Residential | Res ¦ Ceiling Insulation | 2039 | Technical | MW | After Competition Groups | 21.7839 | 0 | 0 | 2604.1024 | 0.0083652 | 22 | Residential_2039_Technical_MW_After Competition Groups_22 | Ceiling Insulation | 0.8365% | 0 | 21.7839 | Residential_2039_Technical_MW_After Competition Groups_Ceiling Insulation
Residential | Res ¦ Energy Star Torchiere | 2039 | Technical | MW | After Competition Groups | 20.1705 | 0 | 0 | 2604.1024 | 0.0077457 | 23 | Residential_2039_Technical_MW_After Competition Groups_23 | Energy Star Torchiere | 0.7746% | 0 | 20.1705 | Residential_2039_Technical_MW_After Competition Groups_Energy Star Torchiere
Residential | Res ¦ High Efficiency Chiller (avg of water and air cooled) | 2039 | Economic | MW | After Competition Groups | 13.063 | 0 | 0 | 1688.4176 | 0.0077369 | 22 | Residential_2039_Economic_MW_After Competition Groups_22 | High Efficiency Chiller (avg of water and air cooled) | 0.7737% | 0 | 13.063 | Residential_2039_Economic_MW_After Competition Groups_High Efficiency Chiller (avg of water and air cooled)
Residential | Res ¦ Occupancy Sensors MF | 2039 | Economic | MW | After Competition Groups | 12.3562 | 0 | 0 | 1688.4176 | 0.0073182 | 23 | Residential_2039_Economic_MW_After Competition Groups_23 | Occupancy Sensors MF | 0.7318% | 0 | 12.3562 | Residential_2039_Economic_MW_After Competition Groups_Occupancy Sensors MF
Residential | Res ¦ Duct Insulation | 2039 | Achievable | MW | After Competition Groups | 7.1632 | 0 | 0 | 1015.4216 | 0.0070544 | 25 | Residential_2039_Achievable_MW_After Competition Groups_25 | Duct Insulation | 0.7054% | 0 | 7.1632 | Residential_2039_Achievable_MW_After Competition Groups_Duct Insulation
Residential | Res ¦ Advanced BAS/Controllers | 2039 | Economic | MW | After Competition Groups | 11.881 | 0 | 0 | 1688.4176 | 0.0070368 | 24 | Residential_2039_Economic_MW_After Competition Groups_24 | Advanced BAS/Controllers | 0.7037% | 0 | 11.881 | Residential_2039_Economic_MW_After Competition Groups_Advanced BAS/Controllers
Residential | Res ¦ Duct Insulation | 2039 | Technical | MW | After Competition Groups | 18.1636 | 0 | 0 | 2604.1024 | 0.006975 | 24 | Residential_2039_Technical_MW_After Competition Groups_24 | Duct Insulation | 0.6975% | 0 | 18.1636 | Residential_2039_Technical_MW_After Competition Groups_Duct Insulation
Residential | Res ¦ Energy Star Freezer | 2039 | Achievable | MW | After Competition Groups | 7.0665 | 0 | 0 | 1015.4216 | 0.0069591 | 26 | Residential_2039_Achievable_MW_After Competition Groups_26 | Energy Star Freezer | 0.6959% | 0 | 7.0665 | Residential_2039_Achievable_MW_After Competition Groups_Energy Star Freezer
Residential | Res ¦ Home Energy Reports | 2039 | Achievable | MW | After Competition Groups | 6.9018 | 0 | 0 | 1015.4216 | 0.006797 | 27 | Residential_2039_Achievable_MW_After Competition Groups_27 | Home Energy Reports | 0.6797% | 0 | 6.9018 | Residential_2039_Achievable_MW_After Competition Groups_Home Energy Reports
Residential | Res ¦ Home Energy Reports | 2039 | Economic | MW | After Competition Groups | 11.1082 | 0 | 0 | 1688.4176 | 0.0065791 | 25 | Residential_2039_Economic_MW_After Competition Groups_25 | Home Energy Reports | 0.6579% | 0 | 11.1082 | Residential_2039_Economic_MW_After Competition Groups_Home Energy Reports
Residential | Res ¦ Clothes Drying Racks | 2039 | Economic | MW | After Competition Groups | 10.8011 | 0 | 0 | 1688.4176 | 0.0063972 | 26 | Residential_2039_Economic_MW_After Competition Groups_26 | Clothes Drying Racks | 0.6397% | 0 | 10.8011 | Residential_2039_Economic_MW_After Competition Groups_Clothes Drying Racks
Residential | Res ¦ Air Sealing | 2039 | Achievable | MW | After Competition Groups | 6.3836 | 0 | 0 | 1015.4216 | 0.0062866 | 28 | Residential_2039_Achievable_MW_After Competition Groups_28 | Air Sealing | 0.6287% | 0 | 6.3836 | Residential_2039_Achievable_MW_After Competition Groups_Air Sealing
Residential | Res ¦ Floor Insulation | 2039 | Achievable | MW | After Competition Groups | 6.0651 | 0 | 0 | 1015.4216 | 0.005973 | 29 | Residential_2039_Achievable_MW_After Competition Groups_29 | Floor Insulation | 0.5973% | 0 | 6.0651 | Residential_2039_Achievable_MW_After Competition Groups_Floor Insulation
Residential | Res ¦ Air Sealing | 2039 | Technical | MW | After Competition Groups | 15.4126 | 0 | 0 | 2604.1024 | 0.0059186 | 25 | Residential_2039_Technical_MW_After Competition Groups_25 | Air Sealing | 0.5919% | 0 | 15.4126 | Residential_2039_Technical_MW_After Competition Groups_Air Sealing
Residential | Res ¦ Wall Insulation | 2039 | Achievable | MW | After Competition Groups | 5.8451 | 0 | 0 | 1015.4216 | 0.0057564 | 30 | Residential_2039_Achievable_MW_After Competition Groups_30 | Wall Insulation | 0.5756% | 0 | 5.8451 | Residential_2039_Achievable_MW_After Competition Groups_Wall Insulation
Residential | Res ¦ Central Air Conditioner Maintenance | 2039 | Technical | MW | After Competition Groups | 14.8817 | 0 | 0 | 2604.1024 | 0.0057147 | 26 | Residential_2039_Technical_MW_After Competition Groups_26 | Central Air Conditioner Maintenance | 0.5715% | 0 | 14.8817 | Residential_2039_Technical_MW_After Competition Groups_Central Air Conditioner Maintenance
Residential | Res ¦ Floor Insulation | 2039 | Technical | MW | After Competition Groups | 14.6517 | 0 | 0 | 2604.1024 | 0.0056264 | 27 | Residential_2039_Technical_MW_After Competition Groups_27 | Floor Insulation | 0.5626% | 0 | 14.6517 | Residential_2039_Technical_MW_After Competition Groups_Floor Insulation
Residential | Res ¦ Refrigerator Recycling | 2039 | Economic | MW | After Competition Groups | 9.1542 | 0 | 0 | 1688.4176 | 0.0054218 | 27 | Residential_2039_Economic_MW_After Competition Groups_27 | Refrigerator Recycling | 0.5422% | 0 | 9.1542 | Residential_2039_Economic_MW_After Competition Groups_Refrigerator Recycling
Residential | Res ¦ Dehumidifier Recycling | 2039 | Technical | MW | After Competition Groups | 13.5871 | 0 | 0 | 2604.1024 | 0.0052176 | 28 | Residential_2039_Technical_MW_After Competition Groups_28 | Dehumidifier Recycling | 0.5218% | 0 | 13.5871 | Residential_2039_Technical_MW_After Competition Groups_Dehumidifier Recycling
Residential | Res ¦ Freezer Recycling | 2039 | Economic | MW | After Competition Groups | 8.5271 | 0 | 0 | 1688.4176 | 0.0050503 | 28 | Residential_2039_Economic_MW_After Competition Groups_28 | Freezer Recycling | 0.505% | 0 | 8.5271 | Residential_2039_Economic_MW_After Competition Groups_Freezer Recycling
Residential | Res ¦ High Efficiency Chiller (avg of water and air cooled) | 2039 | Technical | MW | After Competition Groups | 13.063 | 0 | 0 | 2604.1024 | 0.0050163 | 29 | Residential_2039_Technical_MW_After Competition Groups_29 | High Efficiency Chiller (avg of water and air cooled) | 0.5016% | 0 | 13.063 | Residential_2039_Technical_MW_After Competition Groups_High Efficiency Chiller (avg of water and air cooled)
Residential | Res ¦ Occupancy Sensors MF | 2039 | Technical | MW | After Competition Groups | 12.3562 | 0 | 0 | 2604.1024 | 0.0047449 | 30 | Residential_2039_Technical_MW_After Competition Groups_30 | Occupancy Sensors MF | 0.4745% | 0 | 12.3562 | Residential_2039_Technical_MW_After Competition Groups_Occupancy Sensors MF
Residential | Res ¦ Energy Star Dehumidifier | 2039 | Economic | MW | After Competition Groups | 7.9877 | 0 | 0 | 1688.4176 | 0.0047309 | 29 | Residential_2039_Economic_MW_After Competition Groups_29 | Energy Star Dehumidifier | 0.4731% | 0 | 7.9877 | Residential_2039_Economic_MW_After Competition Groups_Energy Star Dehumidifier
Residential | Res ¦ Energy Star Freezer | 2039 | Technical | MW | After Competition Groups | 11.9855 | 0 | 0 | 2604.1024 | 0.0046025 | 31 | Residential_2039_Technical_MW_After Competition Groups_31 | Energy Star Freezer | 0.4603% | 0 | 11.9855 | Residential_2039_Technical_MW_After Competition Groups_Energy Star Freezer
Residential | Res ¦ Advanced BAS/Controllers | 2039 | Technical | MW | After Competition Groups | 11.881 | 0 | 0 | 2604.1024 | 0.0045624 | 32 | Residential_2039_Technical_MW_After Competition Groups_32 | Advanced BAS/Controllers | 0.4562% | 0 | 11.881 | Residential_2039_Technical_MW_After Competition Groups_Advanced BAS/Controllers
Residential | Res ¦ Duct Insulation MF | 2039 | Economic | MW | After Competition Groups | 7.6231 | 0 | 0 | 1688.4176 | 0.0045149 | 30 | Residential_2039_Economic_MW_After Competition Groups_30 | Duct Insulation MF | 0.4515% | 0 | 7.6231 | Residential_2039_Economic_MW_After Competition Groups_Duct Insulation MF
Residential | Res ¦ Variable Refrigerant Flow Heat Pump | 2039 | Economic | MW | After Competition Groups | 7.3618 | 0 | 0 | 1688.4176 | 0.0043602 | 31 | Residential_2039_Economic_MW_After Competition Groups_31 | Variable Refrigerant Flow Heat Pump | 0.436% | 0 | 7.3618 | Residential_2039_Economic_MW_After Competition Groups_Variable Refrigerant Flow Heat Pump
Residential | Res ¦ Energy Star Dehumidifier | 2039 | Achievable | MW | After Competition Groups | 4.3539 | 0 | 0 | 1015.4216 | 0.0042878 | 31 | Residential_2039_Achievable_MW_After Competition Groups_31 | Energy Star Dehumidifier | 0.4288% | 0 | 4.3539 | Residential_2039_Achievable_MW_After Competition Groups_Energy Star Dehumidifier
Residential | Res ¦ Clothes Drying Racks | 2039 | Technical | MW | After Competition Groups | 10.8011 | 0 | 0 | 2604.1024 | 0.0041477 | 33 | Residential_2039_Technical_MW_After Competition Groups_33 | Clothes Drying Racks | 0.4148% | 0 | 10.8011 | Residential_2039_Technical_MW_After Competition Groups_Clothes Drying Racks
Residential | Res ¦ Furnace with ECM | 2039 | Achievable | MW | After Competition Groups | 4.1782 | 0 | 0 | 1015.4216 | 0.0041148 | 32 | Residential_2039_Achievable_MW_After Competition Groups_32 | Furnace with ECM | 0.4115% | 0 | 4.1782 | Residential_2039_Achievable_MW_After Competition Groups_Furnace with ECM
Residential | Res ¦ Outside Air Economizer | 2039 | Achievable | MW | After Competition Groups | 3.9672 | 0 | 0 | 1015.4216 | 0.0039069 | 33 | Residential_2039_Achievable_MW_After Competition Groups_33 | Outside Air Economizer | 0.3907% | 0 | 3.9672 | Residential_2039_Achievable_MW_After Competition Groups_Outside Air Economizer
Residential | Res ¦ Basement or Crawlspace Insulation | 2039 | Achievable | MW | After Competition Groups | 3.9427 | 0 | 0 | 1015.4216 | 0.0038828 | 34 | Residential_2039_Achievable_MW_After Competition Groups_34 | Basement or Crawlspace Insulation | 0.3883% | 0 | 3.9427 | Residential_2039_Achievable_MW_After Competition Groups_Basement or Crawlspace Insulation
Residential | Res ¦ Energy Star Windows | 2039 | Economic | MW | After Competition Groups | 6.0031 | 0 | 0 | 1688.4176 | 0.0035555 | 32 | Residential_2039_Economic_MW_After Competition Groups_32 | Energy Star Windows | 0.3555% | 0 | 6.0031 | Residential_2039_Economic_MW_After Competition Groups_Energy Star Windows
Residential | Res ¦ Furnace with ECM | 2039 | Economic | MW | After Competition Groups | 5.9378 | 0 | 0 | 1688.4176 | 0.0035168 | 33 | Residential_2039_Economic_MW_After Competition Groups_33 | Furnace with ECM | 0.3517% | 0 | 5.9378 | Residential_2039_Economic_MW_After Competition Groups_Furnace with ECM
Residential | Res ¦ Refrigerator Recycling | 2039 | Technical | MW | After Competition Groups | 9.1542 | 0 | 0 | 2604.1024 | 0.0035153 | 34 | Residential_2039_Technical_MW_After Competition Groups_34 | Refrigerator Recycling | 0.3515% | 0 | 9.1542 | Residential_2039_Technical_MW_After Competition Groups_Refrigerator Recycling
Residential | Res ¦ LED Tube Re-Lamp | 2039 | Achievable | MW | After Competition Groups | 3.3478 | 0 | 0 | 1015.4216 | 0.003297 | 35 | Residential_2039_Achievable_MW_After Competition Groups_35 | LED Tube Re-Lamp | 0.3297% | 0 | 3.3478 | Residential_2039_Achievable_MW_After Competition Groups_LED Tube Re-Lamp
Residential | Res ¦ Freezer Recycling | 2039 | Technical | MW | After Competition Groups | 8.5271 | 0 | 0 | 2604.1024 | 0.0032745 | 35 | Residential_2039_Technical_MW_After Competition Groups_35 | Freezer Recycling | 0.3274% | 0 | 8.5271 | Residential_2039_Technical_MW_After Competition Groups_Freezer Recycling
Residential | Res ¦ Heat Recovery Ventilator | 2039 | Economic | MW | After Competition Groups | 5.5042 | 0 | 0 | 1688.4176 | 0.00326 | 34 | Residential_2039_Economic_MW_After Competition Groups_34 | Heat Recovery Ventilator | 0.326% | 0 | 5.5042 | Residential_2039_Economic_MW_After Competition Groups_Heat Recovery Ventilator
Residential | Res ¦ Energy Star Freezer | 2039 | Economic | MW | After Competition Groups | 5.4003 | 0 | 0 | 1688.4176 | 0.0031984 | 35 | Residential_2039_Economic_MW_After Competition Groups_35 | Energy Star Freezer | 0.3198% | 0 | 5.4003 | Residential_2039_Economic_MW_After Competition Groups_Energy Star Freezer
Residential | Res ¦ Minimize Hot and Warm Clothes Wash | 2039 | Achievable | MW | After Competition Groups | 3.2234 | 0 | 0 | 1015.4216 | 0.0031744 | 36 | Residential_2039_Achievable_MW_After Competition Groups_36 | Minimize Hot and Warm Clothes Wash | 0.3174% | 0 | 3.2234 | Residential_2039_Achievable_MW_After Competition Groups_Minimize Hot and Warm Clothes Wash
Residential | Res ¦ Duct Insulation MF | 2039 | Technical | MW | After Competition Groups | 8.1843 | 0 | 0 | 2604.1024 | 0.0031429 | 36 | Residential_2039_Technical_MW_After Competition Groups_36 | Duct Insulation MF | 0.3143% | 0 | 8.1843 | Residential_2039_Technical_MW_After Competition Groups_Duct Insulation MF
Residential | Res ¦ Energy Star Dehumidifier | 2039 | Technical | MW | After Competition Groups | 7.9877 | 0 | 0 | 2604.1024 | 0.0030673 | 37 | Residential_2039_Technical_MW_After Competition Groups_37 | Energy Star Dehumidifier | 0.3067% | 0 | 7.9877 | Residential_2039_Technical_MW_After Competition Groups_Energy Star Dehumidifier
Residential | Res ¦ Duct Insulation MF | 2039 | Achievable | MW | After Competition Groups | 2.8886 | 0 | 0 | 1015.4216 | 0.0028448 | 37 | Residential_2039_Achievable_MW_After Competition Groups_37 | Duct Insulation MF | 0.2845% | 0 | 2.8886 | Residential_2039_Achievable_MW_After Competition Groups_Duct Insulation MF
Residential | Res ¦ LED Downlight | 2039 | Achievable | MW | After Competition Groups | 2.8299 | 0 | 0 | 1015.4216 | 0.0027869 | 38 | Residential_2039_Achievable_MW_After Competition Groups_38 | LED Downlight | 0.2787% | 0 | 2.8299 | Residential_2039_Achievable_MW_After Competition Groups_LED Downlight
Residential | Res ¦ Minimize Hot and Warm Clothes Wash | 2039 | Economic | MW | After Competition Groups | 4.5082 | 0 | 0 | 1688.4176 | 0.0026701 | 36 | Residential_2039_Economic_MW_After Competition Groups_36 | Minimize Hot and Warm Clothes Wash | 0.267% | 0 | 4.5082 | Residential_2039_Economic_MW_After Competition Groups_Minimize Hot and Warm Clothes Wash
Residential | Res ¦ Central Lighting Control System | 2039 | Technical | MW | After Competition Groups | 6.793 | 0 | 0 | 2604.1024 | 0.0026086 | 38 | Residential_2039_Technical_MW_After Competition Groups_38 | Central Lighting Control System | 0.2609% | 0 | 6.793 | Residential_2039_Technical_MW_After Competition Groups_Central Lighting Control System
Residential | Res ¦ INTEGRAL LED TROFFERS | 2039 | Technical | MW | After Competition Groups | 6.7672 | 0 | 0 | 2604.1024 | 0.0025987 | 39 | Residential_2039_Technical_MW_After Competition Groups_39 | INTEGRAL LED TROFFERS | 0.2599% | 0 | 6.7672 | Residential_2039_Technical_MW_After Competition Groups_INTEGRAL LED TROFFERS
Residential | Res ¦ Ceiling Insulation | 2039 | Achievable | MW | After Competition Groups | 2.5364 | 0 | 0 | 1015.4216 | 0.0024979 | 39 | Residential_2039_Achievable_MW_After Competition Groups_39 | Ceiling Insulation | 0.2498% | 0 | 2.5364 | Residential_2039_Achievable_MW_After Competition Groups_Ceiling Insulation
Residential | Res ¦ ENERGY STAR LED LAMPS (REFLECTOR LAMPs/MR16/PAR 16) | 2039 | Achievable | MW | After Competition Groups | 2.5133 | 0 | 0 | 1015.4216 | 0.0024752 | 40 | Residential_2039_Achievable_MW_After Competition Groups_40 | ENERGY STAR LED LAMPS (REFLECTOR LAMPs/MR16/PAR 16) | 0.2475% | 0 | 2.5133 | Residential_2039_Achievable_MW_After Competition Groups_ENERGY STAR LED LAMPS (REFLECTOR LAMPs/MR16/PAR 16)
Residential | Res ¦ Heat Pump Water Heater | 2039 | Technical | MW | After Competition Groups | 6.3808 | 0 | 0 | 2604.1024 | 0.0024503 | 40 | Residential_2039_Technical_MW_After Competition Groups_40 | Heat Pump Water Heater | 0.245% | 0 | 6.3808 | Residential_2039_Technical_MW_After Competition Groups_Heat Pump Water Heater
Residential | Res ¦ Energy Star Windows | 2039 | Technical | MW | After Competition Groups | 6.2399 | 0 | 0 | 2604.1024 | 0.0023962 | 41 | Residential_2039_Technical_MW_After Competition Groups_41 | Energy Star Windows | 0.2396% | 0 | 6.2399 | Residential_2039_Technical_MW_After Competition Groups_Energy Star Windows
Residential | Res ¦ Furnace with ECM | 2039 | Technical | MW | After Competition Groups | 5.9378 | 0 | 0 | 2604.1024 | 0.0022802 | 42 | Residential_2039_Technical_MW_After Competition Groups_42 | Furnace with ECM | 0.228% | 0 | 5.9378 | Residential_2039_Technical_MW_After Competition Groups_Furnace with ECM
Residential | Res ¦ Heat Recovery Ventilator | 2039 | Technical | MW | After Competition Groups | 5.7288 | 0 | 0 | 2604.1024 | 0.0021999 | 43 | Residential_2039_Technical_MW_After Competition Groups_43 | Heat Recovery Ventilator | 0.22% | 0 | 5.7288 | Residential_2039_Technical_MW_After Competition Groups_Heat Recovery Ventilator
Residential | Res ¦ Outside Air Economizer | 2039 | Economic | MW | After Competition Groups | 3.7099 | 0 | 0 | 1688.4176 | 0.0021973 | 37 | Residential_2039_Economic_MW_After Competition Groups_37 | Outside Air Economizer | 0.2197% | 0 | 3.7099 | Residential_2039_Economic_MW_After Competition Groups_Outside Air Economizer
Residential | Res ¦ Furnace Whistle | 2039 | Achievable | MW | After Competition Groups | 2.2135 | 0 | 0 | 1015.4216 | 0.0021799 | 41 | Residential_2039_Achievable_MW_After Competition Groups_41 | Furnace Whistle | 0.218% | 0 | 2.2135 | Residential_2039_Achievable_MW_After Competition Groups_Furnace Whistle
Residential | Res ¦ CO Sensors for parking garage exhaust fans | 2039 | Achievable | MW | After Competition Groups | 2.1584 | 0 | 0 | 1015.4216 | 0.0021256 | 42 | Residential_2039_Achievable_MW_After Competition Groups_42 | CO Sensors for parking garage exhaust fans | 0.2126% | 0 | 2.1584 | Residential_2039_Achievable_MW_After Competition Groups_CO Sensors for parking garage exhaust fans
Residential | Res ¦ LED Tube Re-Lamp | 2039 | Economic | MW | After Competition Groups | 3.5448 | 0 | 0 | 1688.4176 | 0.0020995 | 38 | Residential_2039_Economic_MW_After Competition Groups_38 | LED Tube Re-Lamp | 0.21% | 0 | 3.5448 | Residential_2039_Economic_MW_After Competition Groups_LED Tube Re-Lamp
Residential | Res ¦ Early Hot Water Heater Replacement | 2039 | Achievable | MW | After Competition Groups | 2.091 | 0 | 0 | 1015.4216 | 0.0020592 | 43 | Residential_2039_Achievable_MW_After Competition Groups_43 | Early Hot Water Heater Replacement | 0.2059% | 0 | 2.091 | Residential_2039_Achievable_MW_After Competition Groups_Early Hot Water Heater Replacement
Residential | Res ¦ Tankless Water Heater | 2039 | Achievable | MW | After Competition Groups | 2.0292 | 0 | 0 | 1015.4216 | 0.0019984 | 44 | Residential_2039_Achievable_MW_After Competition Groups_44 | Tankless Water Heater | 0.1998% | 0 | 2.0292 | Residential_2039_Achievable_MW_After Competition Groups_Tankless Water Heater
Residential | Res ¦ LED Downlight | 2039 | Technical | MW | After Competition Groups | 5.1891 | 0 | 0 | 2604.1024 | 0.0019926 | 44 | Residential_2039_Technical_MW_After Competition Groups_44 | LED Downlight | 0.1993% | 0 | 5.1891 | Residential_2039_Technical_MW_After Competition Groups_LED Downlight
Residential | Res ¦ Energy Star Ceiling Fan/Lighting | 2039 | Technical | MW | After Competition Groups | 5.1355 | 0 | 0 | 2604.1024 | 0.0019721 | 45 | Residential_2039_Technical_MW_After Competition Groups_45 | Energy Star Ceiling Fan/Lighting | 0.1972% | 0 | 5.1355 | Residential_2039_Technical_MW_After Competition Groups_Energy Star Ceiling Fan/Lighting
Residential | Res ¦ LED Tube Re-Lamp | 2039 | Technical | MW | After Competition Groups | 5.1353 | 0 | 0 | 2604.1024 | 0.001972 | 46 | Residential_2039_Technical_MW_After Competition Groups_46 | LED Tube Re-Lamp | 0.1972% | 0 | 5.1353 | Residential_2039_Technical_MW_After Competition Groups_LED Tube Re-Lamp
Residential | Res ¦ Comprehensive Draft Proofing | 2039 | Achievable | MW | After Competition Groups | 1.9122 | 0 | 0 | 1015.4216 | 0.0018831 | 45 | Residential_2039_Achievable_MW_After Competition Groups_45 | Comprehensive Draft Proofing | 0.1883% | 0 | 1.9122 | Residential_2039_Achievable_MW_After Competition Groups_Comprehensive Draft Proofing
Residential | Res ¦ Variable Frequency Drive (VFD) | 2039 | Achievable | MW | After Competition Groups | 1.8544 | 0 | 0 | 1015.4216 | 0.0018263 | 46 | Residential_2039_Achievable_MW_After Competition Groups_46 | Variable Frequency Drive (VFD) | 0.1826% | 0 | 1.8544 | Residential_2039_Achievable_MW_After Competition Groups_Variable Frequency Drive (VFD)
Residential | Res ¦ Energy Star Windows | 2039 | Achievable | MW | After Competition Groups | 1.7829 | 0 | 0 | 1015.4216 | 0.0017558 | 47 | Residential_2039_Achievable_MW_After Competition Groups_47 | Energy Star Windows | 0.1756% | 0 | 1.7829 | Residential_2039_Achievable_MW_After Competition Groups_Energy Star Windows
Residential | Res ¦ Minimize Hot and Warm Clothes Wash | 2039 | Technical | MW | After Competition Groups | 4.5082 | 0 | 0 | 2604.1024 | 0.0017312 | 47 | Residential_2039_Technical_MW_After Competition Groups_47 | Minimize Hot and Warm Clothes Wash | 0.1731% | 0 | 4.5082 | Residential_2039_Technical_MW_After Competition Groups_Minimize Hot and Warm Clothes Wash
Residential | Res ¦ Early Hot Water Heater Replacement | 2039 | Economic | MW | After Competition Groups | 2.9156 | 0 | 0 | 1688.4176 | 0.0017268 | 39 | Residential_2039_Economic_MW_After Competition Groups_39 | Early Hot Water Heater Replacement | 0.1727% | 0 | 2.9156 | Residential_2039_Economic_MW_After Competition Groups_Early Hot Water Heater Replacement
Residential | Res ¦ Demand Control Ventilation | 2039 | Achievable | MW | After Competition Groups | 1.6556 | 0 | 0 | 1015.4216 | 0.0016305 | 48 | Residential_2039_Achievable_MW_After Competition Groups_48 | Demand Control Ventilation | 0.163% | 0 | 1.6556 | Residential_2039_Achievable_MW_After Competition Groups_Demand Control Ventilation
Residential | Res ¦ Condensing Make Up Air Unit | 2039 | Achievable | MW | After Competition Groups | 1.6175 | 0 | 0 | 1015.4216 | 0.0015929 | 49 | Residential_2039_Achievable_MW_After Competition Groups_49 | Condensing Make Up Air Unit | 0.1593% | 0 | 1.6175 | Residential_2039_Achievable_MW_After Competition Groups_Condensing Make Up Air Unit
Residential | Res ¦ Passive Attic Ventilation | 2039 | Technical | MW | After Competition Groups | 3.8599 | 0 | 0 | 2604.1024 | 0.0014823 | 48 | Residential_2039_Technical_MW_After Competition Groups_48 | Passive Attic Ventilation | 0.1482% | 0 | 3.8599 | Residential_2039_Technical_MW_After Competition Groups_Passive Attic Ventilation
Residential | Res ¦ ENERGY STAR LED LAMPS (REFLECTOR LAMPs/MR16/PAR 16) | 2039 | Economic | MW | After Competition Groups | 2.4763 | 0 | 0 | 1688.4176 | 0.0014666 | 40 | Residential_2039_Economic_MW_After Competition Groups_40 | ENERGY STAR LED LAMPS (REFLECTOR LAMPs/MR16/PAR 16) | 0.1467% | 0 | 2.4763 | Residential_2039_Economic_MW_After Competition Groups_ENERGY STAR LED LAMPS (REFLECTOR LAMPs/MR16/PAR 16)
Residential | Res ¦ Drain Water Heat Recovery | 2039 | Achievable | MW | After Competition Groups | 1.456 | 0 | 0 | 1015.4216 | 0.0014339 | 50 | Residential_2039_Achievable_MW_After Competition Groups_50 | Drain Water Heat Recovery | 0.1434% | 0 | 1.456 | Residential_2039_Achievable_MW_After Competition Groups_Drain Water Heat Recovery
Residential | Res ¦ Outside Air Economizer | 2039 | Technical | MW | After Competition Groups | 3.7099 | 0 | 0 | 2604.1024 | 0.0014246 | 49 | Residential_2039_Technical_MW_After Competition Groups_49 | Outside Air Economizer | 0.1425% | 0 | 3.7099 | Residential_2039_Technical_MW_After Competition Groups_Outside Air Economizer
Residential | Res ¦ CO Sensors for parking garage exhaust fans | 2039 | Economic | MW | After Competition Groups | 2.3407 | 0 | 0 | 1688.4176 | 0.0013863 | 41 | Residential_2039_Economic_MW_After Competition Groups_41 | CO Sensors for parking garage exhaust fans | 0.1386% | 0 | 2.3407 | Residential_2039_Economic_MW_After Competition Groups_CO Sensors for parking garage exhaust fans
Residential | Res ¦ Tankless Water Heater | 2039 | Economic | MW | After Competition Groups | 2.3076 | 0 | 0 | 1688.4176 | 0.0013667 | 42 | Residential_2039_Economic_MW_After Competition Groups_42 | Tankless Water Heater | 0.1367% | 0 | 2.3076 | Residential_2039_Economic_MW_After Competition Groups_Tankless Water Heater
Residential | Res ¦ Condensing Make Up Air Unit | 2039 | Economic | MW | After Competition Groups | 2.2734 | 0 | 0 | 1688.4176 | 0.0013465 | 43 | Residential_2039_Economic_MW_After Competition Groups_43 | Condensing Make Up Air Unit | 0.1346% | 0 | 2.2734 | Residential_2039_Economic_MW_After Competition Groups_Condensing Make Up Air Unit
Residential | Res ¦ Energy Star Dishwasher | 2039 | Technical | MW | After Competition Groups | 3.279 | 0 | 0 | 2604.1024 | 0.0012592 | 50 | Residential_2039_Technical_MW_After Competition Groups_50 | Energy Star Dishwasher | 0.1259% | 0 | 3.279 | Residential_2039_Technical_MW_After Competition Groups_Energy Star Dishwasher
Residential | Res ¦ Heat Pump Water Heater | 2039 | Economic | MW | After Competition Groups | 2.0523 | 0 | 0 | 1688.4176 | 0.0012155 | 44 | Residential_2039_Economic_MW_After Competition Groups_44 | Heat Pump Water Heater | 0.1216% | 0 | 2.0523 | Residential_2039_Economic_MW_After Competition Groups_Heat Pump Water Heater
Residential | Res ¦ Drain Water Heat Recovery | 2039 | Economic | MW | After Competition Groups | 1.9571 | 0 | 0 | 1688.4176 | 0.0011592 | 45 | Residential_2039_Economic_MW_After Competition Groups_45 | Drain Water Heat Recovery | 0.1159% | 0 | 1.9571 | Residential_2039_Economic_MW_After Competition Groups_Drain Water Heat Recovery
Residential | Res ¦ LED Parking Lot Fixture | 2039 | Achievable | MW | After Competition Groups | 1.1754 | 0 | 0 | 1015.4216 | 0.0011576 | 51 | Residential_2039_Achievable_MW_After Competition Groups_51 | LED Parking Lot Fixture | 0.1158% | 0 | 1.1754 | Residential_2039_Achievable_MW_After Competition Groups_LED Parking Lot Fixture
Residential | Res ¦ Furnace Whistle | 2039 | Economic | MW | After Competition Groups | 1.9526 | 0 | 0 | 1688.4176 | 0.0011565 | 46 | Residential_2039_Economic_MW_After Competition Groups_46 | Furnace Whistle | 0.1156% | 0 | 1.9526 | Residential_2039_Economic_MW_After Competition Groups_Furnace Whistle
Residential | Res ¦ Water Heater Temperature Setback | 2039 | Achievable | MW | After Competition Groups | 1.1598 | 0 | 0 | 1015.4216 | 0.0011422 | 52 | Residential_2039_Achievable_MW_After Competition Groups_52 | Water Heater Temperature Setback | 0.1142% | 0 | 1.1598 | Residential_2039_Achievable_MW_After Competition Groups_Water Heater Temperature Setback
Residential | Res ¦ Heat Recovery Ventilator | 2039 | Achievable | MW | After Competition Groups | 1.1569 | 0 | 0 | 1015.4216 | 0.0011394 | 53 | Residential_2039_Achievable_MW_After Competition Groups_53 | Heat Recovery Ventilator | 0.1139% | 0 | 1.1569 | Residential_2039_Achievable_MW_After Competition Groups_Heat Recovery Ventilator
Residential | Res ¦ Early Hot Water Heater Replacement | 2039 | Technical | MW | After Competition Groups | 2.9156 | 0 | 0 | 2604.1024 | 0.0011196 | 51 | Residential_2039_Technical_MW_After Competition Groups_51 | Early Hot Water Heater Replacement | 0.112% | 0 | 2.9156 | Residential_2039_Technical_MW_After Competition Groups_Early Hot Water Heater Replacement
Residential | Res ¦ Comprehensive Draft Proofing | 2039 | Economic | MW | After Competition Groups | 1.6868 | 0 | 0 | 1688.4176 | 0.00099906 | 47 | Residential_2039_Economic_MW_After Competition Groups_47 | Comprehensive Draft Proofing | 0.09991% | 0 | 1.6868 | Residential_2039_Economic_MW_After Competition Groups_Comprehensive Draft Proofing
Residential | Res ¦ Air Source Heat Pump Maintenance | 2039 | Technical | MW | After Competition Groups | 2.5791 | 0 | 0 | 2604.1024 | 0.00099039 | 52 | Residential_2039_Technical_MW_After Competition Groups_52 | Air Source Heat Pump Maintenance | 0.09904% | 0 | 2.5791 | Residential_2039_Technical_MW_After Competition Groups_Air Source Heat Pump Maintenance
Residential | Res ¦ Demand Control Ventilation | 2039 | Economic | MW | After Competition Groups | 1.6636 | 0 | 0 | 1688.4176 | 0.00098532 | 48 | Residential_2039_Economic_MW_After Competition Groups_48 | Demand Control Ventilation | 0.09853% | 0 | 1.6636 | Residential_2039_Economic_MW_After Competition Groups_Demand Control Ventilation
Residential | Res ¦ Variable Frequency Drive (VFD) | 2039 | Economic | MW | After Competition Groups | 1.6359 | 0 | 0 | 1688.4176 | 0.00096889 | 49 | Residential_2039_Economic_MW_After Competition Groups_49 | Variable Frequency Drive (VFD) | 0.09689% | 0 | 1.6359 | Residential_2039_Economic_MW_After Competition Groups_Variable Frequency Drive (VFD)
Residential | Res ¦ ENERGY STAR LED LAMPS (REFLECTOR LAMPs/MR16/PAR 16) | 2039 | Technical | MW | After Competition Groups | 2.4763 | 0 | 0 | 2604.1024 | 0.00095092 | 53 | Residential_2039_Technical_MW_After Competition Groups_53 | ENERGY STAR LED LAMPS (REFLECTOR LAMPs/MR16/PAR 16) | 0.09509% | 0 | 2.4763 | Residential_2039_Technical_MW_After Competition Groups_ENERGY STAR LED LAMPS (REFLECTOR LAMPs/MR16/PAR 16)
Residential | Res ¦ CO Sensors for parking garage exhaust fans | 2039 | Technical | MW | After Competition Groups | 2.3407 | 0 | 0 | 2604.1024 | 0.00089884 | 54 | Residential_2039_Technical_MW_After Competition Groups_54 | CO Sensors for parking garage exhaust fans | 0.08988% | 0 | 2.3407 | Residential_2039_Technical_MW_After Competition Groups_CO Sensors for parking garage exhaust fans
Residential | Res ¦ Condensing Make Up Air Unit | 2039 | Technical | MW | After Competition Groups | 2.2734 | 0 | 0 | 2604.1024 | 0.00087302 | 55 | Residential_2039_Technical_MW_After Competition Groups_55 | Condensing Make Up Air Unit | 0.0873% | 0 | 2.2734 | Residential_2039_Technical_MW_After Competition Groups_Condensing Make Up Air Unit
Residential | Res ¦ Demand Control Ventilation | 2039 | Technical | MW | After Competition Groups | 2.0821 | 0 | 0 | 2604.1024 | 0.00079956 | 56 | Residential_2039_Technical_MW_After Competition Groups_56 | Demand Control Ventilation | 0.07996% | 0 | 2.0821 | Residential_2039_Technical_MW_After Competition Groups_Demand Control Ventilation
Residential | Res ¦ Drain Water Heat Recovery | 2039 | Technical | MW | After Competition Groups | 1.9571 | 0 | 0 | 2604.1024 | 0.00075156 | 57 | Residential_2039_Technical_MW_After Competition Groups_57 | Drain Water Heat Recovery | 0.07516% | 0 | 1.9571 | Residential_2039_Technical_MW_After Competition Groups_Drain Water Heat Recovery
Residential | Res ¦ DHW Recirculation Systems | 2039 | Economic | MW | After Competition Groups | 1.2674 | 0 | 0 | 1688.4176 | 0.00075062 | 50 | Residential_2039_Economic_MW_After Competition Groups_50 | DHW Recirculation Systems | 0.07506% | 0 | 1.2674 | Residential_2039_Economic_MW_After Competition Groups_DHW Recirculation Systems
Residential | Res ¦ Furnace Whistle | 2039 | Technical | MW | After Competition Groups | 1.9526 | 0 | 0 | 2604.1024 | 0.00074983 | 58 | Residential_2039_Technical_MW_After Competition Groups_58 | Furnace Whistle | 0.07498% | 0 | 1.9526 | Residential_2039_Technical_MW_After Competition Groups_Furnace Whistle
Residential | Res ¦ Solar Powered Attic Fan | 2039 | Technical | MW | After Competition Groups | 1.8952 | 0 | 0 | 2604.1024 | 0.00072778 | 59 | Residential_2039_Technical_MW_After Competition Groups_59 | Solar Powered Attic Fan | 0.07278% | 0 | 1.8952 | Residential_2039_Technical_MW_After Competition Groups_Solar Powered Attic Fan
Residential | Res ¦ Window Film | 2039 | Technical | MW | After Competition Groups | 1.8088 | 0 | 0 | 2604.1024 | 0.0006946 | 60 | Residential_2039_Technical_MW_After Competition Groups_60 | Window Film | 0.06946% | 0 | 1.8088 | Residential_2039_Technical_MW_After Competition Groups_Window Film
Residential | Res ¦ LED Parking Lot Fixture | 2039 | Economic | MW | After Competition Groups | 1.1724 | 0 | 0 | 1688.4176 | 0.00069435 | 51 | Residential_2039_Economic_MW_After Competition Groups_51 | LED Parking Lot Fixture | 0.06944% | 0 | 1.1724 | Residential_2039_Economic_MW_After Competition Groups_LED Parking Lot Fixture
Residential | Res ¦ Comprehensive Draft Proofing | 2039 | Technical | MW | After Competition Groups | 1.6868 | 0 | 0 | 2604.1024 | 0.00064776 | 61 | Residential_2039_Technical_MW_After Competition Groups_61 | Comprehensive Draft Proofing | 0.06478% | 0 | 1.6868 | Residential_2039_Technical_MW_After Competition Groups_Comprehensive Draft Proofing
Residential | Res ¦ Variable Frequency Drive (VFD) | 2039 | Technical | MW | After Competition Groups | 1.6359 | 0 | 0 | 2604.1024 | 0.0006282 | 62 | Residential_2039_Technical_MW_After Competition Groups_62 | Variable Frequency Drive (VFD) | 0.06282% | 0 | 1.6359 | Residential_2039_Technical_MW_After Competition Groups_Variable Frequency Drive (VFD)
Residential | Res ¦ Water Heater Temperature Setback | 2039 | Economic | MW | After Competition Groups | 1.0231 | 0 | 0 | 1688.4176 | 0.00060597 | 52 | Residential_2039_Economic_MW_After Competition Groups_52 | Water Heater Temperature Setback | 0.0606% | 0 | 1.0231 | Residential_2039_Economic_MW_After Competition Groups_Water Heater Temperature Setback
Residential | Res ¦ VFD on Pumps | 2039 | Achievable | MW | After Competition Groups | 0.57025 | 0 | 0 | 1015.4216 | 0.00056159 | 54 | Residential_2039_Achievable_MW_After Competition Groups_54 | VFD on Pumps | 0.05616% | 0 | 0.57025 | Residential_2039_Achievable_MW_After Competition Groups_VFD on Pumps
Residential | Res ¦ LED Exterior Area Lights - LED Fixture (200W) | 2039 | Achievable | MW | After Competition Groups | 0.55544 | 0 | 0 | 1015.4216 | 0.00054701 | 55 | Residential_2039_Achievable_MW_After Competition Groups_55 | LED Exterior Area Lights - LED Fixture (200W) | 0.0547% | 0 | 0.55544 | Residential_2039_Achievable_MW_After Competition Groups_LED Exterior Area Lights - LED Fixture (200W)
Residential | Res ¦ LED Downlight | 2039 | Economic | MW | After Competition Groups | 0.83173 | 0 | 0 | 1688.4176 | 0.00049261 | 53 | Residential_2039_Economic_MW_After Competition Groups_53 | LED Downlight | 0.04926% | 0 | 0.83173 | Residential_2039_Economic_MW_After Competition Groups_LED Downlight
Residential | Res ¦ DHW Recirculation Systems | 2039 | Technical | MW | After Competition Groups | 1.2674 | 0 | 0 | 2604.1024 | 0.00048668 | 63 | Residential_2039_Technical_MW_After Competition Groups_63 | DHW Recirculation Systems | 0.04867% | 0 | 1.2674 | Residential_2039_Technical_MW_After Competition Groups_DHW Recirculation Systems
Residential | Res ¦ LED Parking Lot Fixture | 2039 | Technical | MW | After Competition Groups | 1.1724 | 0 | 0 | 2604.1024 | 0.0004502 | 64 | Residential_2039_Technical_MW_After Competition Groups_64 | LED Parking Lot Fixture | 0.04502% | 0 | 1.1724 | Residential_2039_Technical_MW_After Competition Groups_LED Parking Lot Fixture
Residential | Res ¦ DHW Recirculation Systems | 2039 | Achievable | MW | After Competition Groups | 0.44628 | 0 | 0 | 1015.4216 | 0.0004395 | 56 | Residential_2039_Achievable_MW_After Competition Groups_56 | DHW Recirculation Systems | 0.04395% | 0 | 0.44628 | Residential_2039_Achievable_MW_After Competition Groups_DHW Recirculation Systems
Residential | Res ¦ ENERGY STAR LED Lamps (General Service Lamps) | 2039 | Achievable | MW | After Competition Groups | 0.44128 | 0 | 0 | 1015.4216 | 0.00043457 | 57 | Residential_2039_Achievable_MW_After Competition Groups_57 | ENERGY STAR LED Lamps (General Service Lamps) | 0.04346% | 0 | 0.44128 | Residential_2039_Achievable_MW_After Competition Groups_ENERGY STAR LED Lamps (General Service Lamps)
Residential | Res ¦ Water Heater Temperature Setback | 2039 | Technical | MW | After Competition Groups | 1.0231 | 0 | 0 | 2604.1024 | 0.00039289 | 65 | Residential_2039_Technical_MW_After Competition Groups_65 | Water Heater Temperature Setback | 0.03929% | 0 | 1.0231 | Residential_2039_Technical_MW_After Competition Groups_Water Heater Temperature Setback
Residential | Res ¦ HVAC Optimization | 2039 | Technical | MW | After Competition Groups | 0.96074 | 0 | 0 | 2604.1024 | 0.00036893 | 66 | Residential_2039_Technical_MW_After Competition Groups_66 | HVAC Optimization | 0.03689% | 0 | 0.96074 | Residential_2039_Technical_MW_After Competition Groups_HVAC Optimization
Residential | Res ¦ ECM MOTORS FOR HVAC APPLICATION (FAN-POWERED VAV BOX) | 2039 | Achievable | MW | After Competition Groups | 0.35182 | 0 | 0 | 1015.4216 | 0.00034647 | 58 | Residential_2039_Achievable_MW_After Competition Groups_58 | ECM MOTORS FOR HVAC APPLICATION (FAN-POWERED VAV BOX) | 0.03465% | 0 | 0.35182 | Residential_2039_Achievable_MW_After Competition Groups_ECM MOTORS FOR HVAC APPLICATION (FAN-POWERED VAV BOX)
Residential | Res ¦ LED Exterior Area Lights - LED Fixture (200W) | 2039 | Economic | MW | After Competition Groups | 0.55673 | 0 | 0 | 1688.4176 | 0.00032974 | 54 | Residential_2039_Economic_MW_After Competition Groups_54 | LED Exterior Area Lights - LED Fixture (200W) | 0.03297% | 0 | 0.55673 | Residential_2039_Economic_MW_After Competition Groups_LED Exterior Area Lights - LED Fixture (200W)
Residential | Res ¦ VFD on Pumps | 2039 | Economic | MW | After Competition Groups | 0.50306 | 0 | 0 | 1688.4176 | 0.00029795 | 55 | Residential_2039_Economic_MW_After Competition Groups_55 | VFD on Pumps | 0.02979% | 0 | 0.50306 | Residential_2039_Economic_MW_After Competition Groups_VFD on Pumps
Residential | Res ¦ ENERGY STAR LED Lamps (General Service Lamps) | 2039 | Economic | MW | After Competition Groups | 0.44275 | 0 | 0 | 1688.4176 | 0.00026223 | 56 | Residential_2039_Economic_MW_After Competition Groups_56 | ENERGY STAR LED Lamps (General Service Lamps) | 0.02622% | 0 | 0.44275 | Residential_2039_Economic_MW_After Competition Groups_ENERGY STAR LED Lamps (General Service Lamps)
Residential | Res ¦ Beverage Vending Machine Controls | 2039 | Achievable | MW | After Competition Groups | 0.2507 | 0 | 0 | 1015.4216 | 0.00024689 | 59 | Residential_2039_Achievable_MW_After Competition Groups_59 | Beverage Vending Machine Controls | 0.02469% | 0 | 0.2507 | Residential_2039_Achievable_MW_After Competition Groups_Beverage Vending Machine Controls
Residential | Res ¦ Chilled Water Optimization | 2039 | Achievable | MW | After Competition Groups | 0.23895 | 0 | 0 | 1015.4216 | 0.00023532 | 60 | Residential_2039_Achievable_MW_After Competition Groups_60 | Chilled Water Optimization | 0.02353% | 0 | 0.23895 | Residential_2039_Achievable_MW_After Competition Groups_Chilled Water Optimization
Residential | Res ¦ ECM MOTORS FOR HVAC APPLICATION (FAN-POWERED VAV BOX) | 2039 | Economic | MW | After Competition Groups | 0.38979 | 0 | 0 | 1688.4176 | 0.00023086 | 57 | Residential_2039_Economic_MW_After Competition Groups_57 | ECM MOTORS FOR HVAC APPLICATION (FAN-POWERED VAV BOX) | 0.02309% | 0 | 0.38979 | Residential_2039_Economic_MW_After Competition Groups_ECM MOTORS FOR HVAC APPLICATION (FAN-POWERED VAV BOX)
Residential | Res ¦ LED Exterior Area Lights - LED Fixture (200W) | 2039 | Technical | MW | After Competition Groups | 0.55673 | 0 | 0 | 2604.1024 | 0.00021379 | 67 | Residential_2039_Technical_MW_After Competition Groups_67 | LED Exterior Area Lights - LED Fixture (200W) | 0.02138% | 0 | 0.55673 | Residential_2039_Technical_MW_After Competition Groups_LED Exterior Area Lights - LED Fixture (200W)
Residential | Res ¦ Heat Pump Water Heater | 2039 | Achievable | MW | After Competition Groups | 0.21392 | 0 | 0 | 1015.4216 | 0.00021067 | 61 | Residential_2039_Achievable_MW_After Competition Groups_61 | Heat Pump Water Heater | 0.02107% | 0 | 0.21392 | Residential_2039_Achievable_MW_After Competition Groups_Heat Pump Water Heater
Residential | Res ¦ Chilled Water Optimization | 2039 | Economic | MW | After Competition Groups | 0.32672 | 0 | 0 | 1688.4176 | 0.0001935 | 58 | Residential_2039_Economic_MW_After Competition Groups_58 | Chilled Water Optimization | 0.01935% | 0 | 0.32672 | Residential_2039_Economic_MW_After Competition Groups_Chilled Water Optimization
Residential | Res ¦ VFD on Pumps | 2039 | Technical | MW | After Competition Groups | 0.50306 | 0 | 0 | 2604.1024 | 0.00019318 | 68 | Residential_2039_Technical_MW_After Competition Groups_68 | VFD on Pumps | 0.01932% | 0 | 0.50306 | Residential_2039_Technical_MW_After Competition Groups_VFD on Pumps
Residential | Res ¦ Air Source Heat Pump | 2039 | Achievable | MW | After Competition Groups | 0.17488 | 0 | 0 | 1015.4216 | 0.00017222 | 62 | Residential_2039_Achievable_MW_After Competition Groups_62 | Air Source Heat Pump | 0.01722% | 0 | 0.17488 | Residential_2039_Achievable_MW_After Competition Groups_Air Source Heat Pump
Residential | Res ¦ ENERGY STAR LED Lamps (General Service Lamps) | 2039 | Technical | MW | After Competition Groups | 0.44275 | 0 | 0 | 2604.1024 | 0.00017002 | 69 | Residential_2039_Technical_MW_After Competition Groups_69 | ENERGY STAR LED Lamps (General Service Lamps) | 0.017% | 0 | 0.44275 | Residential_2039_Technical_MW_After Competition Groups_ENERGY STAR LED Lamps (General Service Lamps)
Residential | Res ¦ Beverage Vending Machine Controls | 2039 | Economic | MW | After Competition Groups | 0.27668 | 0 | 0 | 1688.4176 | 0.00016387 | 59 | Residential_2039_Economic_MW_After Competition Groups_59 | Beverage Vending Machine Controls | 0.01639% | 0 | 0.27668 | Residential_2039_Economic_MW_After Competition Groups_Beverage Vending Machine Controls
Residential | Res ¦ Tankless Water Heater | 2039 | Technical | MW | After Competition Groups | 0.39599 | 0 | 0 | 2604.1024 | 0.00015206 | 70 | Residential_2039_Technical_MW_After Competition Groups_70 | Tankless Water Heater | 0.01521% | 0 | 0.39599 | Residential_2039_Technical_MW_After Competition Groups_Tankless Water Heater
Residential | Res ¦ ECM MOTORS FOR HVAC APPLICATION (FAN-POWERED VAV BOX) | 2039 | Technical | MW | After Competition Groups | 0.38979 | 0 | 0 | 2604.1024 | 0.00014968 | 71 | Residential_2039_Technical_MW_After Competition Groups_71 | ECM MOTORS FOR HVAC APPLICATION (FAN-POWERED VAV BOX) | 0.01497% | 0 | 0.38979 | Residential_2039_Technical_MW_After Competition Groups_ECM MOTORS FOR HVAC APPLICATION (FAN-POWERED VAV BOX)
Residential | Res ¦ Chilled Water Optimization | 2039 | Technical | MW | After Competition Groups | 0.32672 | 0 | 0 | 2604.1024 | 0.00012546 | 72 | Residential_2039_Technical_MW_After Competition Groups_72 | Chilled Water Optimization | 0.01255% | 0 | 0.32672 | Residential_2039_Technical_MW_After Competition Groups_Chilled Water Optimization
Residential | Res ¦ Beverage Vending Machine Controls | 2039 | Technical | MW | After Competition Groups | 0.27668 | 0 | 0 | 2604.1024 | 0.00010625 | 73 | Residential_2039_Technical_MW_After Competition Groups_73 | Beverage Vending Machine Controls | 0.01062% | 0 | 0.27668 | Residential_2039_Technical_MW_After Competition Groups_Beverage Vending Machine Controls
Residential | Res ¦ Wall Insulation MF | 2039 | Economic | MW | After Competition Groups | 0.15375 | 0 | 0 | 1688.4176 | 9.1062e-05 | 60 | Residential_2039_Economic_MW_After Competition Groups_60 | Wall Insulation MF | 0.009106% | 0 | 0.15375 | Residential_2039_Economic_MW_After Competition Groups_Wall Insulation MF
Residential | Res ¦ Wall Insulation MF | 2039 | Technical | MW | After Competition Groups | 0.16061 | 0 | 0 | 2604.1024 | 6.1676e-05 | 74 | Residential_2039_Technical_MW_After Competition Groups_74 | Wall Insulation MF | 0.006168% | 0 | 0.16061 | Residential_2039_Technical_MW_After Competition Groups_Wall Insulation MF
Residential | Res ¦ LED High Bay Fixture | 2039 | Achievable | MW | After Competition Groups | 0.028569 | 0 | 0 | 1015.4216 | 2.8135e-05 | 63 | Residential_2039_Achievable_MW_After Competition Groups_63 | LED High Bay Fixture | 0.002814% | 0 | 0.028569 | Residential_2039_Achievable_MW_After Competition Groups_LED High Bay Fixture
Residential | Res ¦ Networked/ Connected - Indoor LED Luminaire | 2039 | Achievable | MW | After Competition Groups | 0.022749 | 0 | 0 | 1015.4216 | 2.2403e-05 | 64 | Residential_2039_Achievable_MW_After Competition Groups_64 | Networked/ Connected - Indoor LED Luminaire | 0.00224% | 0 | 0.022749 | Residential_2039_Achievable_MW_After Competition Groups_Networked/ Connected - Indoor LED Luminaire
Residential | Res ¦ LED High Bay Fixture | 2039 | Economic | MW | After Competition Groups | 0.03119 | 0 | 0 | 1688.4176 | 1.8473e-05 | 61 | Residential_2039_Economic_MW_After Competition Groups_61 | LED High Bay Fixture | 0.001847% | 0 | 0.03119 | Residential_2039_Economic_MW_After Competition Groups_LED High Bay Fixture
Residential | Res ¦ LED Recessed Downlights | 2039 | Technical | MW | After Competition Groups | 0.036288 | 0 | 0 | 2604.1024 | 1.3935e-05 | 75 | Residential_2039_Technical_MW_After Competition Groups_75 | LED Recessed Downlights | 0.001394% | 0 | 0.036288 | Residential_2039_Technical_MW_After Competition Groups_LED Recessed Downlights
Residential | Res ¦ LED High Bay Fixture | 2039 | Technical | MW | After Competition Groups | 0.03119 | 0 | 0 | 2604.1024 | 1.1977e-05 | 76 | Residential_2039_Technical_MW_After Competition Groups_76 | LED High Bay Fixture | 0.001198% | 0 | 0.03119 | Residential_2039_Technical_MW_After Competition Groups_LED High Bay Fixture
Residential | Res ¦ Wall Insulation MF | 2039 | Achievable | MW | After Competition Groups | 0.01135 | 0 | 0 | 1015.4216 | 1.1178e-05 | 65 | Residential_2039_Achievable_MW_After Competition Groups_65 | Wall Insulation MF | 0.001118% | 0 | 0.01135 | Residential_2039_Achievable_MW_After Competition Groups_Wall Insulation MF
Residential | Res ¦ Radiant Barrier | 2039 | Economic | MW | After Competition Groups | 0.01228 | 0 | 0 | 1688.4176 | 7.273e-06 | 62 | Residential_2039_Economic_MW_After Competition Groups_62 | Radiant Barrier | 0.0007273% | 0 | 0.01228 | Residential_2039_Economic_MW_After Competition Groups_Radiant Barrier
Residential | Res ¦ Radiant Barrier | 2039 | Achievable | MW | After Competition Groups | 0.0052284 | 0 | 0 | 1015.4216 | 5.149e-06 | 66 | Residential_2039_Achievable_MW_After Competition Groups_66 | Radiant Barrier | 0.0005149% | 0 | 0.0052284 | Residential_2039_Achievable_MW_After Competition Groups_Radiant Barrier
Residential | Res ¦ Solar Water Preheat (Pools/DHW) | 2039 | Technical | MW | After Competition Groups | 0.012818 | 0 | 0 | 2604.1024 | 4.9221e-06 | 77 | Residential_2039_Technical_MW_After Competition Groups_77 | Solar Water Preheat (Pools/DHW) | 0.0004922% | 0 | 0.012818 | Residential_2039_Technical_MW_After Competition Groups_Solar Water Preheat (Pools/DHW)
Residential | Res ¦ Radiant Barrier | 2039 | Technical | MW | After Competition Groups | 0.01228 | 0 | 0 | 2604.1024 | 4.7156e-06 | 78 | Residential_2039_Technical_MW_After Competition Groups_78 | Radiant Barrier | 0.0004716% | 0 | 0.01228 | Residential_2039_Technical_MW_After Competition Groups_Radiant Barrier
Residential | Res ¦ Photocell Controls (Outdoor) | 2039 | Technical | MW | After Competition Groups | 7.3114e-05 | 0 | 0 | 2604.1024 | 2.8077e-08 | 79 | Residential_2039_Technical_MW_After Competition Groups_79 | Photocell Controls (Outdoor) | 2.808e-06% | 0 | 7.3114e-05 | Residential_2039_Technical_MW_After Competition Groups_Photocell Controls (Outdoor)
Residential | Res ¦ Lighting Motion Sensors, Timers, Dimmers | 2039 | Achievable | MW | After Competition Groups | 0 | 0 | 0 | 1015.4216 | 0 | 67 | Residential_2039_Achievable_MW_After Competition Groups_67 | Lighting Motion Sensors, Timers, Dimmers | 0% | 0 | 0 | Residential_2039_Achievable_MW_After Competition Groups_Lighting Motion Sensors, Timers, Dimmers
Residential | Res ¦ Lighting Motion Sensors, Timers, Dimmers | 2039 | Economic | MW | After Competition Groups | 0 | 0 | 0 | 1688.4176 | 0 | 63 | Residential_2039_Economic_MW_After Competition Groups_63 | Lighting Motion Sensors, Timers, Dimmers | 0% | 0 | 0 | Residential_2039_Economic_MW_After Competition Groups_Lighting Motion Sensors, Timers, Dimmers
Residential | Res ¦ Ductless Mini-Split Heat Pump | 2040 | Achievable | MW | After Competition Groups | 161.2106 | 0 | 0 | 1068.7423 | 0.15084 | 1 | Residential_2040_Achievable_MW_After Competition Groups_1 | Ductless Mini-Split Heat Pump | 15.08% | 0 | 161.2106 | Residential_2040_Achievable_MW_After Competition Groups_Ductless Mini-Split Heat Pump
Residential | Res ¦ Ductless Mini-Split Heat Pump | 2040 | Economic | MW | After Competition Groups | 236.9838 | 0 | 0 | 1714.4847 | 0.13822 | 1 | Residential_2040_Economic_MW_After Competition Groups_1 | Ductless Mini-Split Heat Pump | 13.82% | 0 | 236.9838 | Residential_2040_Economic_MW_After Competition Groups_Ductless Mini-Split Heat Pump
Residential | Res ¦ Adaptive Thermostat | 2040 | Economic | MW | After Competition Groups | 211.2943 | 0 | 0 | 1714.4847 | 0.12324 | 2 | Residential_2040_Economic_MW_After Competition Groups_2 | Adaptive Thermostat | 12.32% | 0 | 211.2943 | Residential_2040_Economic_MW_After Competition Groups_Adaptive Thermostat
Residential | Res ¦ Adaptive Thermostat | 2040 | Achievable | MW | After Competition Groups | 108.9129 | 0 | 0 | 1068.7423 | 0.10191 | 2 | Residential_2040_Achievable_MW_After Competition Groups_2 | Adaptive Thermostat | 10.19% | 0 | 108.9129 | Residential_2040_Achievable_MW_After Competition Groups_Adaptive Thermostat
Residential | Res ¦ Energy Star Central Air Conditioner | 2040 | Technical | MW | After Competition Groups | 268.1981 | 0 | 0 | 2645.2095 | 0.10139 | 1 | Residential_2040_Technical_MW_After Competition Groups_1 | Energy Star Central Air Conditioner | 10.14% | 0 | 268.1981 | Residential_2040_Technical_MW_After Competition Groups_Energy Star Central Air Conditioner
Residential | Res ¦ Ductless Mini-Split Heat Pump | 2040 | Technical | MW | After Competition Groups | 236.9838 | 0 | 0 | 2645.2095 | 0.08959 | 2 | Residential_2040_Technical_MW_After Competition Groups_2 | Ductless Mini-Split Heat Pump | 8.959% | 0 | 236.9838 | Residential_2040_Technical_MW_After Competition Groups_Ductless Mini-Split Heat Pump
Residential | Res ¦ Energy Star Ground Source Heat Pump | 2040 | Technical | MW | After Competition Groups | 229.9361 | 0 | 0 | 2645.2095 | 0.086925 | 3 | Residential_2040_Technical_MW_After Competition Groups_3 | Energy Star Ground Source Heat Pump | 8.693% | 0 | 229.9361 | Residential_2040_Technical_MW_After Competition Groups_Energy Star Ground Source Heat Pump
Residential | Res ¦ Building Recommissioning, Operations and Maintenance (O&M) Improvements | 2040 | Achievable | MW | After Competition Groups | 92.658 | 0 | 0 | 1068.7423 | 0.086698 | 3 | Residential_2040_Achievable_MW_After Competition Groups_3 | Building Recommissioning, Operations and Maintenance (O&M) Improvements | 8.67% | 0 | 92.658 | Residential_2040_Achievable_MW_After Competition Groups_Building Recommissioning, Operations and Maintenance (O&M) Improvements
Residential | Res ¦ Energy Star Clothes Washer | 2040 | Achievable | MW | After Competition Groups | 88.6119 | 0 | 0 | 1068.7423 | 0.082912 | 4 | Residential_2040_Achievable_MW_After Competition Groups_4 | Energy Star Clothes Washer | 8.291% | 0 | 88.6119 | Residential_2040_Achievable_MW_After Competition Groups_Energy Star Clothes Washer
Residential | Res ¦ Ductless Mini-Split Air Conditioner | 2040 | Technical | MW | After Competition Groups | 218.4543 | 0 | 0 | 2645.2095 | 0.082585 | 4 | Residential_2040_Technical_MW_After Competition Groups_4 | Ductless Mini-Split Air Conditioner | 8.258% | 0 | 218.4543 | Residential_2040_Technical_MW_After Competition Groups_Ductless Mini-Split Air Conditioner
Residential | Res ¦ Adaptive Thermostat | 2040 | Technical | MW | After Competition Groups | 211.2943 | 0 | 0 | 2645.2095 | 0.079878 | 5 | Residential_2040_Technical_MW_After Competition Groups_5 | Adaptive Thermostat | 7.988% | 0 | 211.2943 | Residential_2040_Technical_MW_After Competition Groups_Adaptive Thermostat
Residential | Res ¦ Energy Star Air Source Heat Pump | 2040 | Economic | MW | After Competition Groups | 129.8165 | 0 | 0 | 1714.4847 | 0.075717 | 3 | Residential_2040_Economic_MW_After Competition Groups_3 | Energy Star Air Source Heat Pump | 7.572% | 0 | 129.8165 | Residential_2040_Economic_MW_After Competition Groups_Energy Star Air Source Heat Pump
Residential | Res ¦ Smart Burners | 2040 | Economic | MW | After Competition Groups | 123.7943 | 0 | 0 | 1714.4847 | 0.072205 | 4 | Residential_2040_Economic_MW_After Competition Groups_4 | Smart Burners | 7.22% | 0 | 123.7943 | Residential_2040_Economic_MW_After Competition Groups_Smart Burners
Residential | Res ¦ Variable Speed Pool Pump Motor | 2040 | Achievable | MW | After Competition Groups | 65.3132 | 0 | 0 | 1068.7423 | 0.061112 | 5 | Residential_2040_Achievable_MW_After Competition Groups_5 | Variable Speed Pool Pump Motor | 6.111% | 0 | 65.3132 | Residential_2040_Achievable_MW_After Competition Groups_Variable Speed Pool Pump Motor
Residential | Res ¦ Energy Star Clothes Washer | 2040 | Economic | MW | After Competition Groups | 103.6479 | 0 | 0 | 1714.4847 | 0.060454 | 5 | Residential_2040_Economic_MW_After Competition Groups_5 | Energy Star Clothes Washer | 6.045% | 0 | 103.6479 | Residential_2040_Economic_MW_After Competition Groups_Energy Star Clothes Washer
Residential | Res ¦ Smart Burners | 2040 | Technical | MW | After Competition Groups | 157.8087 | 0 | 0 | 2645.2095 | 0.059658 | 6 | Residential_2040_Technical_MW_After Competition Groups_6 | Smart Burners | 5.966% | 0 | 157.8087 | Residential_2040_Technical_MW_After Competition Groups_Smart Burners
Residential | Res ¦ Energy Star A Line, PAR, MR Lamps | 2040 | Economic | MW | After Competition Groups | 99.0912 | 0 | 0 | 1714.4847 | 0.057796 | 6 | Residential_2040_Economic_MW_After Competition Groups_6 | Energy Star A Line, PAR, MR Lamps | 5.78% | 0 | 99.0912 | Residential_2040_Economic_MW_After Competition Groups_Energy Star A Line, PAR, MR Lamps
Residential | Res ¦ Smart Burners | 2040 | Achievable | MW | After Competition Groups | 56.9478 | 0 | 0 | 1068.7423 | 0.053285 | 6 | Residential_2040_Achievable_MW_After Competition Groups_6 | Smart Burners | 5.328% | 0 | 56.9478 | Residential_2040_Achievable_MW_After Competition Groups_Smart Burners
Residential | Res ¦ Energy Star Room Air Conditioner | 2040 | Economic | MW | After Competition Groups | 83.4842 | 0 | 0 | 1714.4847 | 0.048693 | 7 | Residential_2040_Economic_MW_After Competition Groups_7 | Energy Star Room Air Conditioner | 4.869% | 0 | 83.4842 | Residential_2040_Economic_MW_After Competition Groups_Energy Star Room Air Conditioner
Residential | Res ¦ Energy Star Refrigerator | 2040 | Technical | MW | After Competition Groups | 128.663 | 0 | 0 | 2645.2095 | 0.04864 | 7 | Residential_2040_Technical_MW_After Competition Groups_7 | Energy Star Refrigerator | 4.864% | 0 | 128.663 | Residential_2040_Technical_MW_After Competition Groups_Energy Star Refrigerator
Residential | Res ¦ Energy Star Air Source Heat Pump | 2040 | Achievable | MW | After Competition Groups | 51.2528 | 0 | 0 | 1068.7423 | 0.047956 | 7 | Residential_2040_Achievable_MW_After Competition Groups_7 | Energy Star Air Source Heat Pump | 4.796% | 0 | 51.2528 | Residential_2040_Achievable_MW_After Competition Groups_Energy Star Air Source Heat Pump
Residential | Res ¦ Building Recommissioning, Operations and Maintenance (O&M) Improvements | 2040 | Economic | MW | After Competition Groups | 80.0492 | 0 | 0 | 1714.4847 | 0.04669 | 8 | Residential_2040_Economic_MW_After Competition Groups_8 | Building Recommissioning, Operations and Maintenance (O&M) Improvements | 4.669% | 0 | 80.0492 | Residential_2040_Economic_MW_After Competition Groups_Building Recommissioning, Operations and Maintenance (O&M) Improvements
Residential | Res ¦ Heat Pump Clothes Dryer | 2040 | Technical | MW | After Competition Groups | 112.8801 | 0 | 0 | 2645.2095 | 0.042673 | 8 | Residential_2040_Technical_MW_After Competition Groups_8 | Heat Pump Clothes Dryer | 4.267% | 0 | 112.8801 | Residential_2040_Technical_MW_After Competition Groups_Heat Pump Clothes Dryer
Residential | Res ¦ Basement Wall Insulation | 2040 | Economic | MW | After Competition Groups | 71.1543 | 0 | 0 | 1714.4847 | 0.041502 | 9 | Residential_2040_Economic_MW_After Competition Groups_9 | Basement Wall Insulation | 4.15% | 0 | 71.1543 | Residential_2040_Economic_MW_After Competition Groups_Basement Wall Insulation
Residential | Res ¦ Energy Star Clothes Washer | 2040 | Technical | MW | After Competition Groups | 103.6479 | 0 | 0 | 2645.2095 | 0.039183 | 9 | Residential_2040_Technical_MW_After Competition Groups_9 | Energy Star Clothes Washer | 3.918% | 0 | 103.6479 | Residential_2040_Technical_MW_After Competition Groups_Energy Star Clothes Washer
Residential | Res ¦ Energy Star Room Air Conditioner | 2040 | Achievable | MW | After Competition Groups | 40.3948 | 0 | 0 | 1068.7423 | 0.037797 | 8 | Residential_2040_Achievable_MW_After Competition Groups_8 | Energy Star Room Air Conditioner | 3.78% | 0 | 40.3948 | Residential_2040_Achievable_MW_After Competition Groups_Energy Star Room Air Conditioner
Residential | Res ¦ Energy Star A Line, PAR, MR Lamps | 2040 | Technical | MW | After Competition Groups | 99.0912 | 0 | 0 | 2645.2095 | 0.037461 | 10 | Residential_2040_Technical_MW_After Competition Groups_10 | Energy Star A Line, PAR, MR Lamps | 3.746% | 0 | 99.0912 | Residential_2040_Technical_MW_After Competition Groups_Energy Star A Line, PAR, MR Lamps
Residential | Res ¦ Smart Power Bar | 2040 | Achievable | MW | After Competition Groups | 38.8069 | 0 | 0 | 1068.7423 | 0.036311 | 9 | Residential_2040_Achievable_MW_After Competition Groups_9 | Smart Power Bar | 3.631% | 0 | 38.8069 | Residential_2040_Achievable_MW_After Competition Groups_Smart Power Bar
Residential | Res ¦ Basement or Crawlspace Insulation | 2040 | Economic | MW | After Competition Groups | 59.2094 | 0 | 0 | 1714.4847 | 0.034535 | 10 | Residential_2040_Economic_MW_After Competition Groups_10 | Basement or Crawlspace Insulation | 3.453% | 0 | 59.2094 | Residential_2040_Economic_MW_After Competition Groups_Basement or Crawlspace Insulation
Residential | Res ¦ Smart Power Bar | 2040 | Economic | MW | After Competition Groups | 58.1938 | 0 | 0 | 1714.4847 | 0.033942 | 11 | Residential_2040_Economic_MW_After Competition Groups_11 | Smart Power Bar | 3.394% | 0 | 58.1938 | Residential_2040_Economic_MW_After Competition Groups_Smart Power Bar
Residential | Res ¦ Variable Speed Pool Pump Motor | 2040 | Economic | MW | After Competition Groups | 56.4262 | 0 | 0 | 1714.4847 | 0.032911 | 12 | Residential_2040_Economic_MW_After Competition Groups_12 | Variable Speed Pool Pump Motor | 3.291% | 0 | 56.4262 | Residential_2040_Economic_MW_After Competition Groups_Variable Speed Pool Pump Motor
Residential | Res ¦ Attic Insulation | 2040 | Economic | MW | After Competition Groups | 54.9225 | 0 | 0 | 1714.4847 | 0.032034 | 13 | Residential_2040_Economic_MW_After Competition Groups_13 | Attic Insulation | 3.203% | 0 | 54.9225 | Residential_2040_Economic_MW_After Competition Groups_Attic Insulation
Residential | Res ¦ Basement Wall Insulation | 2040 | Achievable | MW | After Competition Groups | 32.4753 | 0 | 0 | 1068.7423 | 0.030386 | 10 | Residential_2040_Achievable_MW_After Competition Groups_10 | Basement Wall Insulation | 3.039% | 0 | 32.4753 | Residential_2040_Achievable_MW_After Competition Groups_Basement Wall Insulation
Residential | Res ¦ Building Recommissioning, Operations and Maintenance (O&M) Improvements | 2040 | Technical | MW | After Competition Groups | 80.0492 | 0 | 0 | 2645.2095 | 0.030262 | 11 | Residential_2040_Technical_MW_After Competition Groups_11 | Building Recommissioning, Operations and Maintenance (O&M) Improvements | 3.026% | 0 | 80.0492 | Residential_2040_Technical_MW_After Competition Groups_Building Recommissioning, Operations and Maintenance (O&M) Improvements
Residential | Res ¦ Basement Wall Insulation | 2040 | Technical | MW | After Competition Groups | 71.1543 | 0 | 0 | 2645.2095 | 0.026899 | 12 | Residential_2040_Technical_MW_After Competition Groups_12 | Basement Wall Insulation | 2.69% | 0 | 71.1543 | Residential_2040_Technical_MW_After Competition Groups_Basement Wall Insulation
Residential | Res ¦ Wall Insulation | 2040 | Economic | MW | After Competition Groups | 43.0422 | 0 | 0 | 1714.4847 | 0.025105 | 14 | Residential_2040_Economic_MW_After Competition Groups_14 | Wall Insulation | 2.511% | 0 | 43.0422 | Residential_2040_Economic_MW_After Competition Groups_Wall Insulation
Residential | Res ¦ Energy Star LED Bulbs General Purpose LEDs | 2040 | Achievable | MW | After Competition Groups | 26.4657 | 0 | 0 | 1068.7423 | 0.024763 | 11 | Residential_2040_Achievable_MW_After Competition Groups_11 | Energy Star LED Bulbs General Purpose LEDs | 2.476% | 0 | 26.4657 | Residential_2040_Achievable_MW_After Competition Groups_Energy Star LED Bulbs General Purpose LEDs
Residential | Res ¦ Attic Insulation | 2040 | Achievable | MW | After Competition Groups | 25.0621 | 0 | 0 | 1068.7423 | 0.02345 | 12 | Residential_2040_Achievable_MW_After Competition Groups_12 | Attic Insulation | 2.345% | 0 | 25.0621 | Residential_2040_Achievable_MW_After Competition Groups_Attic Insulation
Residential | Res ¦ Basement or Crawlspace Insulation | 2040 | Technical | MW | After Competition Groups | 59.2094 | 0 | 0 | 2645.2095 | 0.022384 | 13 | Residential_2040_Technical_MW_After Competition Groups_13 | Basement or Crawlspace Insulation | 2.238% | 0 | 59.2094 | Residential_2040_Technical_MW_After Competition Groups_Basement or Crawlspace Insulation
Residential | Res ¦ Energy Star LED Specialty Bulbs | 2040 | Achievable | MW | After Competition Groups | 23.7334 | 0 | 0 | 1068.7423 | 0.022207 | 13 | Residential_2040_Achievable_MW_After Competition Groups_13 | Energy Star LED Specialty Bulbs | 2.221% | 0 | 23.7334 | Residential_2040_Achievable_MW_After Competition Groups_Energy Star LED Specialty Bulbs
Residential | Res ¦ Smart Power Bar | 2040 | Technical | MW | After Competition Groups | 58.1938 | 0 | 0 | 2645.2095 | 0.022 | 14 | Residential_2040_Technical_MW_After Competition Groups_14 | Smart Power Bar | 2.2% | 0 | 58.1938 | Residential_2040_Technical_MW_After Competition Groups_Smart Power Bar
Residential | Res ¦ Variable Speed Pool Pump Motor | 2040 | Technical | MW | After Competition Groups | 56.4262 | 0 | 0 | 2645.2095 | 0.021331 | 15 | Residential_2040_Technical_MW_After Competition Groups_15 | Variable Speed Pool Pump Motor | 2.133% | 0 | 56.4262 | Residential_2040_Technical_MW_After Competition Groups_Variable Speed Pool Pump Motor
Residential | Res ¦ Attic Insulation | 2040 | Technical | MW | After Competition Groups | 54.9225 | 0 | 0 | 2645.2095 | 0.020763 | 16 | Residential_2040_Technical_MW_After Competition Groups_16 | Attic Insulation | 2.076% | 0 | 54.9225 | Residential_2040_Technical_MW_After Competition Groups_Attic Insulation
Residential | Res ¦ Energy Star Clothes Dryer | 2040 | Economic | MW | After Competition Groups | 32.8603 | 0 | 0 | 1714.4847 | 0.019166 | 15 | Residential_2040_Economic_MW_After Competition Groups_15 | Energy Star Clothes Dryer | 1.917% | 0 | 32.8603 | Residential_2040_Economic_MW_After Competition Groups_Energy Star Clothes Dryer
Residential | Res ¦ Lighting Motion Sensors, Timers, Dimmers | 2040 | Technical | MW | After Competition Groups | 50.192 | 0 | 0 | 2645.2095 | 0.018975 | 17 | Residential_2040_Technical_MW_After Competition Groups_17 | Lighting Motion Sensors, Timers, Dimmers | 1.897% | 0 | 50.192 | Residential_2040_Technical_MW_After Competition Groups_Lighting Motion Sensors, Timers, Dimmers
Residential | Res ¦ Energy Star A Line, PAR, MR Lamps | 2040 | Achievable | MW | After Competition Groups | 19.3749 | 0 | 0 | 1068.7423 | 0.018129 | 14 | Residential_2040_Achievable_MW_After Competition Groups_14 | Energy Star A Line, PAR, MR Lamps | 1.813% | 0 | 19.3749 | Residential_2040_Achievable_MW_After Competition Groups_Energy Star A Line, PAR, MR Lamps
Residential | Res ¦ Energy Star Clothes Dryer | 2040 | Achievable | MW | After Competition Groups | 19.2919 | 0 | 0 | 1068.7423 | 0.018051 | 15 | Residential_2040_Achievable_MW_After Competition Groups_15 | Energy Star Clothes Dryer | 1.805% | 0 | 19.2919 | Residential_2040_Achievable_MW_After Competition Groups_Energy Star Clothes Dryer
Residential | Res ¦ Wall Insulation | 2040 | Technical | MW | After Competition Groups | 43.0422 | 0 | 0 | 2645.2095 | 0.016272 | 18 | Residential_2040_Technical_MW_After Competition Groups_18 | Wall Insulation | 1.627% | 0 | 43.0422 | Residential_2040_Technical_MW_After Competition Groups_Wall Insulation
Residential | Res ¦ Energy Star Torchiere | 2040 | Achievable | MW | After Competition Groups | 16.4557 | 0 | 0 | 1068.7423 | 0.015397 | 16 | Residential_2040_Achievable_MW_After Competition Groups_16 | Energy Star Torchiere | 1.54% | 0 | 16.4557 | Residential_2040_Achievable_MW_After Competition Groups_Energy Star Torchiere
Residential | Res ¦ Variable Refrigerant Flow Heat Pump | 2040 | Technical | MW | After Competition Groups | 36.394 | 0 | 0 | 2645.2095 | 0.013758 | 19 | Residential_2040_Technical_MW_After Competition Groups_19 | Variable Refrigerant Flow Heat Pump | 1.376% | 0 | 36.394 | Residential_2040_Technical_MW_After Competition Groups_Variable Refrigerant Flow Heat Pump
Residential | Res ¦ Occupancy Sensors MF | 2040 | Achievable | MW | After Competition Groups | 13.7512 | 0 | 0 | 1068.7423 | 0.012867 | 17 | Residential_2040_Achievable_MW_After Competition Groups_17 | Occupancy Sensors MF | 1.287% | 0 | 13.7512 | Residential_2040_Achievable_MW_After Competition Groups_Occupancy Sensors MF
Residential | Res ¦ Advanced BAS/Controllers | 2040 | Achievable | MW | After Competition Groups | 13.5348 | 0 | 0 | 1068.7423 | 0.012664 | 18 | Residential_2040_Achievable_MW_After Competition Groups_18 | Advanced BAS/Controllers | 1.266% | 0 | 13.5348 | Residential_2040_Achievable_MW_After Competition Groups_Advanced BAS/Controllers
Residential | Res ¦ Ceiling Insulation | 2040 | Economic | MW | After Competition Groups | 20.8459 | 0 | 0 | 1714.4847 | 0.012159 | 16 | Residential_2040_Economic_MW_After Competition Groups_16 | Ceiling Insulation | 1.216% | 0 | 20.8459 | Residential_2040_Economic_MW_After Competition Groups_Ceiling Insulation
Residential | Res ¦ Energy Star Torchiere | 2040 | Economic | MW | After Competition Groups | 20.6905 | 0 | 0 | 1714.4847 | 0.012068 | 17 | Residential_2040_Economic_MW_After Competition Groups_17 | Energy Star Torchiere | 1.207% | 0 | 20.6905 | Residential_2040_Economic_MW_After Competition Groups_Energy Star Torchiere
Residential | Res ¦ Energy Star Light Fixture | 2040 | Achievable | MW | After Competition Groups | 12.5907 | 0 | 0 | 1068.7423 | 0.011781 | 19 | Residential_2040_Achievable_MW_After Competition Groups_19 | Energy Star Light Fixture | 1.178% | 0 | 12.5907 | Residential_2040_Achievable_MW_After Competition Groups_Energy Star Light Fixture
Residential | Res ¦ High Efficiency Chiller (avg of water and air cooled) | 2040 | Achievable | MW | After Competition Groups | 12.3706 | 0 | 0 | 1068.7423 | 0.011575 | 20 | Residential_2040_Achievable_MW_After Competition Groups_20 | High Efficiency Chiller (avg of water and air cooled) | 1.157% | 0 | 12.3706 | Residential_2040_Achievable_MW_After Competition Groups_High Efficiency Chiller (avg of water and air cooled)
Residential | Res ¦ Clothes Drying Racks | 2040 | Achievable | MW | After Competition Groups | 12.3039 | 0 | 0 | 1068.7423 | 0.011513 | 21 | Residential_2040_Achievable_MW_After Competition Groups_21 | Clothes Drying Racks | 1.151% | 0 | 12.3039 | Residential_2040_Achievable_MW_After Competition Groups_Clothes Drying Racks
Residential | Res ¦ Home Energy Reports | 2040 | Technical | MW | After Competition Groups | 30.1282 | 0 | 0 | 2645.2095 | 0.01139 | 20 | Residential_2040_Technical_MW_After Competition Groups_20 | Home Energy Reports | 1.139% | 0 | 30.1282 | Residential_2040_Technical_MW_After Competition Groups_Home Energy Reports
Residential | Res ¦ Energy Star Light Fixture | 2040 | Economic | MW | After Competition Groups | 17.0322 | 0 | 0 | 1714.4847 | 0.0099343 | 18 | Residential_2040_Economic_MW_After Competition Groups_18 | Energy Star Light Fixture | 0.9934% | 0 | 17.0322 | Residential_2040_Economic_MW_After Competition Groups_Energy Star Light Fixture
Residential | Res ¦ Variable Refrigerant Flow Heat Pump | 2040 | Achievable | MW | After Competition Groups | 10.431 | 0 | 0 | 1068.7423 | 0.0097601 | 22 | Residential_2040_Achievable_MW_After Competition Groups_22 | Variable Refrigerant Flow Heat Pump | 0.976% | 0 | 10.431 | Residential_2040_Achievable_MW_After Competition Groups_Variable Refrigerant Flow Heat Pump
Residential | Res ¦ Refrigerator Recycling | 2040 | Achievable | MW | After Competition Groups | 10.4285 | 0 | 0 | 1068.7423 | 0.0097577 | 23 | Residential_2040_Achievable_MW_After Competition Groups_23 | Refrigerator Recycling | 0.9758% | 0 | 10.4285 | Residential_2040_Achievable_MW_After Competition Groups_Refrigerator Recycling
Residential | Res ¦ Energy Star Light Fixture | 2040 | Technical | MW | After Competition Groups | 24.6249 | 0 | 0 | 2645.2095 | 0.0093093 | 21 | Residential_2040_Technical_MW_After Competition Groups_21 | Energy Star Light Fixture | 0.9309% | 0 | 24.6249 | Residential_2040_Technical_MW_After Competition Groups_Energy Star Light Fixture
Residential | Res ¦ Freezer Recycling | 2040 | Achievable | MW | After Competition Groups | 9.71 | 0 | 0 | 1068.7423 | 0.0090854 | 24 | Residential_2040_Achievable_MW_After Competition Groups_24 | Freezer Recycling | 0.9085% | 0 | 9.71 | Residential_2040_Achievable_MW_After Competition Groups_Freezer Recycling
Residential | Res ¦ Air Sealing | 2040 | Economic | MW | After Competition Groups | 15.1691 | 0 | 0 | 1714.4847 | 0.0088476 | 19 | Residential_2040_Economic_MW_After Competition Groups_19 | Air Sealing | 0.8848% | 0 | 15.1691 | Residential_2040_Economic_MW_After Competition Groups_Air Sealing
Residential | Res ¦ Duct Insulation | 2040 | Economic | MW | After Competition Groups | 15.0109 | 0 | 0 | 1714.4847 | 0.0087553 | 20 | Residential_2040_Economic_MW_After Competition Groups_20 | Duct Insulation | 0.8755% | 0 | 15.0109 | Residential_2040_Economic_MW_After Competition Groups_Duct Insulation
Residential | Res ¦ Floor Insulation | 2040 | Economic | MW | After Competition Groups | 14.4202 | 0 | 0 | 1714.4847 | 0.0084108 | 21 | Residential_2040_Economic_MW_After Competition Groups_21 | Floor Insulation | 0.8411% | 0 | 14.4202 | Residential_2040_Economic_MW_After Competition Groups_Floor Insulation
Residential | Res ¦ Ceiling Insulation | 2040 | Technical | MW | After Competition Groups | 21.4398 | 0 | 0 | 2645.2095 | 0.0081051 | 22 | Residential_2040_Technical_MW_After Competition Groups_22 | Ceiling Insulation | 0.8105% | 0 | 21.4398 | Residential_2040_Technical_MW_After Competition Groups_Ceiling Insulation
Residential | Res ¦ High Efficiency Chiller (avg of water and air cooled) | 2040 | Economic | MW | After Competition Groups | 13.6252 | 0 | 0 | 1714.4847 | 0.0079471 | 22 | Residential_2040_Economic_MW_After Competition Groups_22 | High Efficiency Chiller (avg of water and air cooled) | 0.7947% | 0 | 13.6252 | Residential_2040_Economic_MW_After Competition Groups_High Efficiency Chiller (avg of water and air cooled)
Residential | Res ¦ Energy Star Torchiere | 2040 | Technical | MW | After Competition Groups | 20.6905 | 0 | 0 | 2645.2095 | 0.0078219 | 23 | Residential_2040_Technical_MW_After Competition Groups_23 | Energy Star Torchiere | 0.7822% | 0 | 20.6905 | Residential_2040_Technical_MW_After Competition Groups_Energy Star Torchiere
Residential | Res ¦ Duct Insulation | 2040 | Achievable | MW | After Competition Groups | 7.6946 | 0 | 0 | 1068.7423 | 0.0071996 | 25 | Residential_2040_Achievable_MW_After Competition Groups_25 | Duct Insulation | 0.72% | 0 | 7.6946 | Residential_2040_Achievable_MW_After Competition Groups_Duct Insulation
Residential | Res ¦ Home Energy Reports | 2040 | Economic | MW | After Competition Groups | 12.3408 | 0 | 0 | 1714.4847 | 0.007198 | 23 | Residential_2040_Economic_MW_After Competition Groups_23 | Home Energy Reports | 0.7198% | 0 | 12.3408 | Residential_2040_Economic_MW_After Competition Groups_Home Energy Reports
Residential | Res ¦ Home Energy Reports | 2040 | Achievable | MW | After Competition Groups | 7.6171 | 0 | 0 | 1068.7423 | 0.0071271 | 26 | Residential_2040_Achievable_MW_After Competition Groups_26 | Home Energy Reports | 0.7127% | 0 | 7.6171 | Residential_2040_Achievable_MW_After Competition Groups_Home Energy Reports
Residential | Res ¦ Occupancy Sensors MF | 2040 | Economic | MW | After Competition Groups | 12.142 | 0 | 0 | 1714.4847 | 0.007082 | 24 | Residential_2040_Economic_MW_After Competition Groups_24 | Occupancy Sensors MF | 0.7082% | 0 | 12.142 | Residential_2040_Economic_MW_After Competition Groups_Occupancy Sensors MF
Residential | Res ¦ Energy Star Freezer | 2040 | Achievable | MW | After Competition Groups | 7.5671 | 0 | 0 | 1068.7423 | 0.0070804 | 27 | Residential_2040_Achievable_MW_After Competition Groups_27 | Energy Star Freezer | 0.708% | 0 | 7.5671 | Residential_2040_Achievable_MW_After Competition Groups_Energy Star Freezer
Residential | Res ¦ Advanced BAS/Controllers | 2040 | Economic | MW | After Competition Groups | 11.6933 | 0 | 0 | 1714.4847 | 0.0068203 | 25 | Residential_2040_Economic_MW_After Competition Groups_25 | Advanced BAS/Controllers | 0.682% | 0 | 11.6933 | Residential_2040_Economic_MW_After Competition Groups_Advanced BAS/Controllers
Residential | Res ¦ Duct Insulation | 2040 | Technical | MW | After Competition Groups | 17.8766 | 0 | 0 | 2645.2095 | 0.0067581 | 24 | Residential_2040_Technical_MW_After Competition Groups_24 | Duct Insulation | 0.6758% | 0 | 17.8766 | Residential_2040_Technical_MW_After Competition Groups_Duct Insulation
Residential | Res ¦ Air Sealing | 2040 | Achievable | MW | After Competition Groups | 6.9228 | 0 | 0 | 1068.7423 | 0.0064775 | 28 | Residential_2040_Achievable_MW_After Competition Groups_28 | Air Sealing | 0.6478% | 0 | 6.9228 | Residential_2040_Achievable_MW_After Competition Groups_Air Sealing
Residential | Res ¦ Wall Insulation | 2040 | Achievable | MW | After Competition Groups | 6.719 | 0 | 0 | 1068.7423 | 0.0062868 | 29 | Residential_2040_Achievable_MW_After Competition Groups_29 | Wall Insulation | 0.6287% | 0 | 6.719 | Residential_2040_Achievable_MW_After Competition Groups_Wall Insulation
Residential | Res ¦ Clothes Drying Racks | 2040 | Economic | MW | After Competition Groups | 10.6305 | 0 | 0 | 1714.4847 | 0.0062004 | 26 | Residential_2040_Economic_MW_After Competition Groups_26 | Clothes Drying Racks | 0.62% | 0 | 10.6305 | Residential_2040_Economic_MW_After Competition Groups_Clothes Drying Racks
Residential | Res ¦ Floor Insulation | 2040 | Achievable | MW | After Competition Groups | 6.5774 | 0 | 0 | 1068.7423 | 0.0061544 | 30 | Residential_2040_Achievable_MW_After Competition Groups_30 | Floor Insulation | 0.6154% | 0 | 6.5774 | Residential_2040_Achievable_MW_After Competition Groups_Floor Insulation
Residential | Res ¦ Air Sealing | 2040 | Technical | MW | After Competition Groups | 15.1691 | 0 | 0 | 2645.2095 | 0.0057346 | 25 | Residential_2040_Technical_MW_After Competition Groups_25 | Air Sealing | 0.5735% | 0 | 15.1691 | Residential_2040_Technical_MW_After Competition Groups_Air Sealing
Residential | Res ¦ Central Air Conditioner Maintenance | 2040 | Technical | MW | After Competition Groups | 14.6466 | 0 | 0 | 2645.2095 | 0.005537 | 26 | Residential_2040_Technical_MW_After Competition Groups_26 | Central Air Conditioner Maintenance | 0.5537% | 0 | 14.6466 | Residential_2040_Technical_MW_After Competition Groups_Central Air Conditioner Maintenance
Residential | Res ¦ Floor Insulation | 2040 | Technical | MW | After Competition Groups | 14.4202 | 0 | 0 | 2645.2095 | 0.0054514 | 27 | Residential_2040_Technical_MW_After Competition Groups_27 | Floor Insulation | 0.5451% | 0 | 14.4202 | Residential_2040_Technical_MW_After Competition Groups_Floor Insulation
Residential | Res ¦ Refrigerator Recycling | 2040 | Economic | MW | After Competition Groups | 9.0096 | 0 | 0 | 1714.4847 | 0.005255 | 27 | Residential_2040_Economic_MW_After Competition Groups_27 | Refrigerator Recycling | 0.5255% | 0 | 9.0096 | Residential_2040_Economic_MW_After Competition Groups_Refrigerator Recycling
Residential | Res ¦ High Efficiency Chiller (avg of water and air cooled) | 2040 | Technical | MW | After Competition Groups | 13.6252 | 0 | 0 | 2645.2095 | 0.0051509 | 28 | Residential_2040_Technical_MW_After Competition Groups_28 | High Efficiency Chiller (avg of water and air cooled) | 0.5151% | 0 | 13.6252 | Residential_2040_Technical_MW_After Competition Groups_High Efficiency Chiller (avg of water and air cooled)
Residential | Res ¦ Dehumidifier Recycling | 2040 | Technical | MW | After Competition Groups | 13.3724 | 0 | 0 | 2645.2095 | 0.0050553 | 29 | Residential_2040_Technical_MW_After Competition Groups_29 | Dehumidifier Recycling | 0.5055% | 0 | 13.3724 | Residential_2040_Technical_MW_After Competition Groups_Dehumidifier Recycling
Residential | Res ¦ Freezer Recycling | 2040 | Economic | MW | After Competition Groups | 8.3924 | 0 | 0 | 1714.4847 | 0.004895 | 28 | Residential_2040_Economic_MW_After Competition Groups_28 | Freezer Recycling | 0.4895% | 0 | 8.3924 | Residential_2040_Economic_MW_After Competition Groups_Freezer Recycling
Residential | Res ¦ Variable Refrigerant Flow Heat Pump | 2040 | Economic | MW | After Competition Groups | 8.2387 | 0 | 0 | 1714.4847 | 0.0048054 | 29 | Residential_2040_Economic_MW_After Competition Groups_29 | Variable Refrigerant Flow Heat Pump | 0.4805% | 0 | 8.2387 | Residential_2040_Economic_MW_After Competition Groups_Variable Refrigerant Flow Heat Pump
Residential | Res ¦ Energy Star Freezer | 2040 | Technical | MW | After Competition Groups | 12.3547 | 0 | 0 | 2645.2095 | 0.0046706 | 30 | Residential_2040_Technical_MW_After Competition Groups_30 | Energy Star Freezer | 0.4671% | 0 | 12.3547 | Residential_2040_Technical_MW_After Competition Groups_Energy Star Freezer
Residential | Res ¦ Energy Star Dehumidifier | 2040 | Achievable | MW | After Competition Groups | 4.9216 | 0 | 0 | 1068.7423 | 0.004605 | 31 | Residential_2040_Achievable_MW_After Competition Groups_31 | Energy Star Dehumidifier | 0.4605% | 0 | 4.9216 | Residential_2040_Achievable_MW_After Competition Groups_Energy Star Dehumidifier
Residential | Res ¦ Occupancy Sensors MF | 2040 | Technical | MW | After Competition Groups | 12.142 | 0 | 0 | 2645.2095 | 0.0045902 | 31 | Residential_2040_Technical_MW_After Competition Groups_31 | Occupancy Sensors MF | 0.459% | 0 | 12.142 | Residential_2040_Technical_MW_After Competition Groups_Occupancy Sensors MF
Residential | Res ¦ Energy Star Dehumidifier | 2040 | Economic | MW | After Competition Groups | 7.8615 | 0 | 0 | 1714.4847 | 0.0045853 | 30 | Residential_2040_Economic_MW_After Competition Groups_30 | Energy Star Dehumidifier | 0.4585% | 0 | 7.8615 | Residential_2040_Economic_MW_After Competition Groups_Energy Star Dehumidifier
Residential | Res ¦ Basement or Crawlspace Insulation | 2040 | Achievable | MW | After Competition Groups | 4.8909 | 0 | 0 | 1068.7423 | 0.0045763 | 32 | Residential_2040_Achievable_MW_After Competition Groups_32 | Basement or Crawlspace Insulation | 0.4576% | 0 | 4.8909 | Residential_2040_Achievable_MW_After Competition Groups_Basement or Crawlspace Insulation
Residential | Res ¦ Duct Insulation MF | 2040 | Economic | MW | After Competition Groups | 7.8226 | 0 | 0 | 1714.4847 | 0.0045626 | 31 | Residential_2040_Economic_MW_After Competition Groups_31 | Duct Insulation MF | 0.4563% | 0 | 7.8226 | Residential_2040_Economic_MW_After Competition Groups_Duct Insulation MF
Residential | Res ¦ Advanced BAS/Controllers | 2040 | Technical | MW | After Competition Groups | 11.6933 | 0 | 0 | 2645.2095 | 0.0044205 | 32 | Residential_2040_Technical_MW_After Competition Groups_32 | Advanced BAS/Controllers | 0.4421% | 0 | 11.6933 | Residential_2040_Technical_MW_After Competition Groups_Advanced BAS/Controllers
Residential | Res ¦ Furnace with ECM | 2040 | Achievable | MW | After Competition Groups | 4.5138 | 0 | 0 | 1068.7423 | 0.0042235 | 33 | Residential_2040_Achievable_MW_After Competition Groups_33 | Furnace with ECM | 0.4223% | 0 | 4.5138 | Residential_2040_Achievable_MW_After Competition Groups_Furnace with ECM
Residential | Res ¦ Clothes Drying Racks | 2040 | Technical | MW | After Competition Groups | 10.6305 | 0 | 0 | 2645.2095 | 0.0040188 | 33 | Residential_2040_Technical_MW_After Competition Groups_33 | Clothes Drying Racks | 0.4019% | 0 | 10.6305 | Residential_2040_Technical_MW_After Competition Groups_Clothes Drying Racks
Residential | Res ¦ Outside Air Economizer | 2040 | Achievable | MW | After Competition Groups | 4.0517 | 0 | 0 | 1068.7423 | 0.0037911 | 34 | Residential_2040_Achievable_MW_After Competition Groups_34 | Outside Air Economizer | 0.3791% | 0 | 4.0517 | Residential_2040_Achievable_MW_After Competition Groups_Outside Air Economizer
Residential | Res ¦ Energy Star Windows | 2040 | Economic | MW | After Competition Groups | 5.9083 | 0 | 0 | 1714.4847 | 0.0034461 | 32 | Residential_2040_Economic_MW_After Competition Groups_32 | Energy Star Windows | 0.3446% | 0 | 5.9083 | Residential_2040_Economic_MW_After Competition Groups_Energy Star Windows
Residential | Res ¦ Furnace with ECM | 2040 | Economic | MW | After Competition Groups | 5.8439 | 0 | 0 | 1714.4847 | 0.0034086 | 33 | Residential_2040_Economic_MW_After Competition Groups_33 | Furnace with ECM | 0.3409% | 0 | 5.8439 | Residential_2040_Economic_MW_After Competition Groups_Furnace with ECM
Residential | Res ¦ Refrigerator Recycling | 2040 | Technical | MW | After Competition Groups | 9.0096 | 0 | 0 | 2645.2095 | 0.003406 | 34 | Residential_2040_Technical_MW_After Competition Groups_34 | Refrigerator Recycling | 0.3406% | 0 | 9.0096 | Residential_2040_Technical_MW_After Competition Groups_Refrigerator Recycling
Residential | Res ¦ Energy Star Freezer | 2040 | Economic | MW | After Competition Groups | 5.7695 | 0 | 0 | 1714.4847 | 0.0033651 | 34 | Residential_2040_Economic_MW_After Competition Groups_34 | Energy Star Freezer | 0.3365% | 0 | 5.7695 | Residential_2040_Economic_MW_After Competition Groups_Energy Star Freezer
Residential | Res ¦ Heat Recovery Ventilator | 2040 | Economic | MW | After Competition Groups | 5.7564 | 0 | 0 | 1714.4847 | 0.0033575 | 35 | Residential_2040_Economic_MW_After Competition Groups_35 | Heat Recovery Ventilator | 0.3358% | 0 | 5.7564 | Residential_2040_Economic_MW_After Competition Groups_Heat Recovery Ventilator
Residential | Res ¦ LED Tube Re-Lamp | 2040 | Achievable | MW | After Competition Groups | 3.4408 | 0 | 0 | 1068.7423 | 0.0032195 | 35 | Residential_2040_Achievable_MW_After Competition Groups_35 | LED Tube Re-Lamp | 0.322% | 0 | 3.4408 | Residential_2040_Achievable_MW_After Competition Groups_LED Tube Re-Lamp
Residential | Res ¦ Freezer Recycling | 2040 | Technical | MW | After Competition Groups | 8.3924 | 0 | 0 | 2645.2095 | 0.0031727 | 35 | Residential_2040_Technical_MW_After Competition Groups_35 | Freezer Recycling | 0.3173% | 0 | 8.3924 | Residential_2040_Technical_MW_After Competition Groups_Freezer Recycling
Residential | Res ¦ Duct Insulation MF | 2040 | Technical | MW | After Competition Groups | 8.055 | 0 | 0 | 2645.2095 | 0.0030451 | 36 | Residential_2040_Technical_MW_After Competition Groups_36 | Duct Insulation MF | 0.3045% | 0 | 8.055 | Residential_2040_Technical_MW_After Competition Groups_Duct Insulation MF
Residential | Res ¦ Minimize Hot and Warm Clothes Wash | 2040 | Achievable | MW | After Competition Groups | 3.2234 | 0 | 0 | 1068.7423 | 0.0030161 | 36 | Residential_2040_Achievable_MW_After Competition Groups_36 | Minimize Hot and Warm Clothes Wash | 0.3016% | 0 | 3.2234 | Residential_2040_Achievable_MW_After Competition Groups_Minimize Hot and Warm Clothes Wash
Residential | Res ¦ Energy Star Dehumidifier | 2040 | Technical | MW | After Competition Groups | 7.8615 | 0 | 0 | 2645.2095 | 0.002972 | 37 | Residential_2040_Technical_MW_After Competition Groups_37 | Energy Star Dehumidifier | 0.2972% | 0 | 7.8615 | Residential_2040_Technical_MW_After Competition Groups_Energy Star Dehumidifier
Residential | Res ¦ Duct Insulation MF | 2040 | Achievable | MW | After Competition Groups | 3.1464 | 0 | 0 | 1068.7423 | 0.002944 | 37 | Residential_2040_Achievable_MW_After Competition Groups_37 | Duct Insulation MF | 0.2944% | 0 | 3.1464 | Residential_2040_Achievable_MW_After Competition Groups_Duct Insulation MF
Residential | Res ¦ Ceiling Insulation | 2040 | Achievable | MW | After Competition Groups | 2.9855 | 0 | 0 | 1068.7423 | 0.0027934 | 38 | Residential_2040_Achievable_MW_After Competition Groups_38 | Ceiling Insulation | 0.2793% | 0 | 2.9855 | Residential_2040_Achievable_MW_After Competition Groups_Ceiling Insulation
Residential | Res ¦ LED Downlight | 2040 | Achievable | MW | After Competition Groups | 2.9086 | 0 | 0 | 1068.7423 | 0.0027215 | 39 | Residential_2040_Achievable_MW_After Competition Groups_39 | LED Downlight | 0.2722% | 0 | 2.9086 | Residential_2040_Achievable_MW_After Competition Groups_LED Downlight
Residential | Res ¦ Central Lighting Control System | 2040 | Technical | MW | After Competition Groups | 6.9789 | 0 | 0 | 2645.2095 | 0.0026383 | 38 | Residential_2040_Technical_MW_After Competition Groups_38 | Central Lighting Control System | 0.2638% | 0 | 6.9789 | Residential_2040_Technical_MW_After Competition Groups_Central Lighting Control System
Residential | Res ¦ Minimize Hot and Warm Clothes Wash | 2040 | Economic | MW | After Competition Groups | 4.4369 | 0 | 0 | 1714.4847 | 0.0025879 | 36 | Residential_2040_Economic_MW_After Competition Groups_36 | Minimize Hot and Warm Clothes Wash | 0.2588% | 0 | 4.4369 | Residential_2040_Economic_MW_After Competition Groups_Minimize Hot and Warm Clothes Wash
Residential | Res ¦ INTEGRAL LED TROFFERS | 2040 | Technical | MW | After Competition Groups | 6.6518 | 0 | 0 | 2645.2095 | 0.0025147 | 39 | Residential_2040_Technical_MW_After Competition Groups_39 | INTEGRAL LED TROFFERS | 0.2515% | 0 | 6.6518 | Residential_2040_Technical_MW_After Competition Groups_INTEGRAL LED TROFFERS
Residential | Res ¦ Heat Pump Water Heater | 2040 | Technical | MW | After Competition Groups | 6.5916 | 0 | 0 | 2645.2095 | 0.0024919 | 40 | Residential_2040_Technical_MW_After Competition Groups_40 | Heat Pump Water Heater | 0.2492% | 0 | 6.5916 | Residential_2040_Technical_MW_After Competition Groups_Heat Pump Water Heater
Residential | Res ¦ ENERGY STAR LED LAMPS (REFLECTOR LAMPs/MR16/PAR 16) | 2040 | Achievable | MW | After Competition Groups | 2.546 | 0 | 0 | 1068.7423 | 0.0023823 | 40 | Residential_2040_Achievable_MW_After Competition Groups_40 | ENERGY STAR LED LAMPS (REFLECTOR LAMPs/MR16/PAR 16) | 0.2382% | 0 | 2.546 | Residential_2040_Achievable_MW_After Competition Groups_ENERGY STAR LED LAMPS (REFLECTOR LAMPs/MR16/PAR 16)
Residential | Res ¦ Energy Star Windows | 2040 | Technical | MW | After Competition Groups | 6.1413 | 0 | 0 | 2645.2095 | 0.0023217 | 41 | Residential_2040_Technical_MW_After Competition Groups_41 | Energy Star Windows | 0.2322% | 0 | 6.1413 | Residential_2040_Technical_MW_After Competition Groups_Energy Star Windows
Residential | Res ¦ Heat Recovery Ventilator | 2040 | Technical | MW | After Competition Groups | 6.0273 | 0 | 0 | 2645.2095 | 0.0022786 | 42 | Residential_2040_Technical_MW_After Competition Groups_42 | Heat Recovery Ventilator | 0.2279% | 0 | 6.0273 | Residential_2040_Technical_MW_After Competition Groups_Heat Recovery Ventilator
Residential | Res ¦ Furnace with ECM | 2040 | Technical | MW | After Competition Groups | 5.8439 | 0 | 0 | 2645.2095 | 0.0022093 | 43 | Residential_2040_Technical_MW_After Competition Groups_43 | Furnace with ECM | 0.2209% | 0 | 5.8439 | Residential_2040_Technical_MW_After Competition Groups_Furnace with ECM
Residential | Res ¦ Outside Air Economizer | 2040 | Economic | MW | After Competition Groups | 3.7476 | 0 | 0 | 1714.4847 | 0.0021858 | 37 | Residential_2040_Economic_MW_After Competition Groups_37 | Outside Air Economizer | 0.2186% | 0 | 3.7476 | Residential_2040_Economic_MW_After Competition Groups_Outside Air Economizer
Residential | Res ¦ LED Tube Re-Lamp | 2040 | Economic | MW | After Competition Groups | 3.6494 | 0 | 0 | 1714.4847 | 0.0021286 | 38 | Residential_2040_Economic_MW_After Competition Groups_38 | LED Tube Re-Lamp | 0.2129% | 0 | 3.6494 | Residential_2040_Economic_MW_After Competition Groups_LED Tube Re-Lamp
Residential | Res ¦ Early Hot Water Heater Replacement | 2040 | Achievable | MW | After Competition Groups | 2.2535 | 0 | 0 | 1068.7423 | 0.0021085 | 41 | Residential_2040_Achievable_MW_After Competition Groups_41 | Early Hot Water Heater Replacement | 0.2109% | 0 | 2.2535 | Residential_2040_Achievable_MW_After Competition Groups_Early Hot Water Heater Replacement
Residential | Res ¦ Furnace Whistle | 2040 | Achievable | MW | After Competition Groups | 2.2245 | 0 | 0 | 1068.7423 | 0.0020814 | 42 | Residential_2040_Achievable_MW_After Competition Groups_42 | Furnace Whistle | 0.2081% | 0 | 2.2245 | Residential_2040_Achievable_MW_After Competition Groups_Furnace Whistle
Residential | Res ¦ CO Sensors for parking garage exhaust fans | 2040 | Achievable | MW | After Competition Groups | 2.2111 | 0 | 0 | 1068.7423 | 0.0020689 | 43 | Residential_2040_Achievable_MW_After Competition Groups_43 | CO Sensors for parking garage exhaust fans | 0.2069% | 0 | 2.2111 | Residential_2040_Achievable_MW_After Competition Groups_CO Sensors for parking garage exhaust fans
Residential | Res ¦ Tankless Water Heater | 2040 | Achievable | MW | After Competition Groups | 2.1962 | 0 | 0 | 1068.7423 | 0.0020549 | 44 | Residential_2040_Achievable_MW_After Competition Groups_44 | Tankless Water Heater | 0.2055% | 0 | 2.1962 | Residential_2040_Achievable_MW_After Competition Groups_Tankless Water Heater
Residential | Res ¦ Energy Star Windows | 2040 | Achievable | MW | After Competition Groups | 2.181 | 0 | 0 | 1068.7423 | 0.0020407 | 45 | Residential_2040_Achievable_MW_After Competition Groups_45 | Energy Star Windows | 0.2041% | 0 | 2.181 | Residential_2040_Achievable_MW_After Competition Groups_Energy Star Windows
Residential | Res ¦ Energy Star Ceiling Fan/Lighting | 2040 | Technical | MW | After Competition Groups | 5.2862 | 0 | 0 | 2645.2095 | 0.0019984 | 44 | Residential_2040_Technical_MW_After Competition Groups_44 | Energy Star Ceiling Fan/Lighting | 0.1998% | 0 | 5.2862 | Residential_2040_Technical_MW_After Competition Groups_Energy Star Ceiling Fan/Lighting
Residential | Res ¦ LED Downlight | 2040 | Technical | MW | After Competition Groups | 5.2648 | 0 | 0 | 2645.2095 | 0.0019903 | 45 | Residential_2040_Technical_MW_After Competition Groups_45 | LED Downlight | 0.199% | 0 | 5.2648 | Residential_2040_Technical_MW_After Competition Groups_LED Downlight
Residential | Res ¦ LED Tube Re-Lamp | 2040 | Technical | MW | After Competition Groups | 5.2399 | 0 | 0 | 2645.2095 | 0.0019809 | 46 | Residential_2040_Technical_MW_After Competition Groups_46 | LED Tube Re-Lamp | 0.1981% | 0 | 5.2399 | Residential_2040_Technical_MW_After Competition Groups_LED Tube Re-Lamp
Residential | Res ¦ Comprehensive Draft Proofing | 2040 | Achievable | MW | After Competition Groups | 1.9217 | 0 | 0 | 1068.7423 | 0.0017981 | 46 | Residential_2040_Achievable_MW_After Competition Groups_46 | Comprehensive Draft Proofing | 0.1798% | 0 | 1.9217 | Residential_2040_Achievable_MW_After Competition Groups_Comprehensive Draft Proofing
Residential | Res ¦ Variable Frequency Drive (VFD) | 2040 | Achievable | MW | After Competition Groups | 1.8636 | 0 | 0 | 1068.7423 | 0.0017438 | 47 | Residential_2040_Achievable_MW_After Competition Groups_47 | Variable Frequency Drive (VFD) | 0.1744% | 0 | 1.8636 | Residential_2040_Achievable_MW_After Competition Groups_Variable Frequency Drive (VFD)
Residential | Res ¦ Minimize Hot and Warm Clothes Wash | 2040 | Technical | MW | After Competition Groups | 4.4369 | 0 | 0 | 2645.2095 | 0.0016774 | 47 | Residential_2040_Technical_MW_After Competition Groups_47 | Minimize Hot and Warm Clothes Wash | 0.1677% | 0 | 4.4369 | Residential_2040_Technical_MW_After Competition Groups_Minimize Hot and Warm Clothes Wash
Residential | Res ¦ Early Hot Water Heater Replacement | 2040 | Economic | MW | After Competition Groups | 2.8696 | 0 | 0 | 1714.4847 | 0.0016737 | 39 | Residential_2040_Economic_MW_After Competition Groups_39 | Early Hot Water Heater Replacement | 0.1674% | 0 | 2.8696 | Residential_2040_Economic_MW_After Competition Groups_Early Hot Water Heater Replacement
Residential | Res ¦ Condensing Make Up Air Unit | 2040 | Achievable | MW | After Competition Groups | 1.7191 | 0 | 0 | 1068.7423 | 0.0016085 | 48 | Residential_2040_Achievable_MW_After Competition Groups_48 | Condensing Make Up Air Unit | 0.1609% | 0 | 1.7191 | Residential_2040_Achievable_MW_After Competition Groups_Condensing Make Up Air Unit
Residential | Res ¦ Demand Control Ventilation | 2040 | Achievable | MW | After Competition Groups | 1.6964 | 0 | 0 | 1068.7423 | 0.0015872 | 49 | Residential_2040_Achievable_MW_After Competition Groups_49 | Demand Control Ventilation | 0.1587% | 0 | 1.6964 | Residential_2040_Achievable_MW_After Competition Groups_Demand Control Ventilation
Residential | Res ¦ Drain Water Heat Recovery | 2040 | Achievable | MW | After Competition Groups | 1.5582 | 0 | 0 | 1068.7423 | 0.001458 | 50 | Residential_2040_Achievable_MW_After Competition Groups_50 | Drain Water Heat Recovery | 0.1458% | 0 | 1.5582 | Residential_2040_Achievable_MW_After Competition Groups_Drain Water Heat Recovery
Residential | Res ¦ ENERGY STAR LED LAMPS (REFLECTOR LAMPs/MR16/PAR 16) | 2040 | Economic | MW | After Competition Groups | 2.4893 | 0 | 0 | 1714.4847 | 0.0014519 | 40 | Residential_2040_Economic_MW_After Competition Groups_40 | ENERGY STAR LED LAMPS (REFLECTOR LAMPs/MR16/PAR 16) | 0.1452% | 0 | 2.4893 | Residential_2040_Economic_MW_After Competition Groups_ENERGY STAR LED LAMPS (REFLECTOR LAMPs/MR16/PAR 16)
Residential | Res ¦ Passive Attic Ventilation | 2040 | Technical | MW | After Competition Groups | 3.7989 | 0 | 0 | 2645.2095 | 0.0014362 | 48 | Residential_2040_Technical_MW_After Competition Groups_48 | Passive Attic Ventilation | 0.1436% | 0 | 3.7989 | Residential_2040_Technical_MW_After Competition Groups_Passive Attic Ventilation
Residential | Res ¦ Outside Air Economizer | 2040 | Technical | MW | After Competition Groups | 3.7476 | 0 | 0 | 2645.2095 | 0.0014167 | 49 | Residential_2040_Technical_MW_After Competition Groups_49 | Outside Air Economizer | 0.1417% | 0 | 3.7476 | Residential_2040_Technical_MW_After Competition Groups_Outside Air Economizer
Residential | Res ¦ Condensing Make Up Air Unit | 2040 | Economic | MW | After Competition Groups | 2.3656 | 0 | 0 | 1714.4847 | 0.0013797 | 41 | Residential_2040_Economic_MW_After Competition Groups_41 | Condensing Make Up Air Unit | 0.138% | 0 | 2.3656 | Residential_2040_Economic_MW_After Competition Groups_Condensing Make Up Air Unit
Residential | Res ¦ CO Sensors for parking garage exhaust fans | 2040 | Economic | MW | After Competition Groups | 2.3644 | 0 | 0 | 1714.4847 | 0.0013791 | 42 | Residential_2040_Economic_MW_After Competition Groups_42 | CO Sensors for parking garage exhaust fans | 0.1379% | 0 | 2.3644 | Residential_2040_Economic_MW_After Competition Groups_CO Sensors for parking garage exhaust fans
Residential | Res ¦ Tankless Water Heater | 2040 | Economic | MW | After Competition Groups | 2.3208 | 0 | 0 | 1714.4847 | 0.0013537 | 43 | Residential_2040_Economic_MW_After Competition Groups_43 | Tankless Water Heater | 0.1354% | 0 | 2.3208 | Residential_2040_Economic_MW_After Competition Groups_Tankless Water Heater
Residential | Res ¦ Heat Pump Water Heater | 2040 | Economic | MW | After Competition Groups | 2.2631 | 0 | 0 | 1714.4847 | 0.00132 | 44 | Residential_2040_Economic_MW_After Competition Groups_44 | Heat Pump Water Heater | 0.132% | 0 | 2.2631 | Residential_2040_Economic_MW_After Competition Groups_Heat Pump Water Heater
Residential | Res ¦ Energy Star Dishwasher | 2040 | Technical | MW | After Competition Groups | 3.3903 | 0 | 0 | 2645.2095 | 0.0012817 | 50 | Residential_2040_Technical_MW_After Competition Groups_50 | Energy Star Dishwasher | 0.1282% | 0 | 3.3903 | Residential_2040_Technical_MW_After Competition Groups_Energy Star Dishwasher
Residential | Res ¦ Heat Recovery Ventilator | 2040 | Achievable | MW | After Competition Groups | 1.2254 | 0 | 0 | 1068.7423 | 0.0011466 | 51 | Residential_2040_Achievable_MW_After Competition Groups_51 | Heat Recovery Ventilator | 0.1147% | 0 | 1.2254 | Residential_2040_Achievable_MW_After Competition Groups_Heat Recovery Ventilator
Residential | Res ¦ Drain Water Heat Recovery | 2040 | Economic | MW | After Competition Groups | 1.9262 | 0 | 0 | 1714.4847 | 0.0011235 | 45 | Residential_2040_Economic_MW_After Competition Groups_45 | Drain Water Heat Recovery | 0.1123% | 0 | 1.9262 | Residential_2040_Economic_MW_After Competition Groups_Drain Water Heat Recovery
Residential | Res ¦ Furnace Whistle | 2040 | Economic | MW | After Competition Groups | 1.9218 | 0 | 0 | 1714.4847 | 0.0011209 | 46 | Residential_2040_Economic_MW_After Competition Groups_46 | Furnace Whistle | 0.1121% | 0 | 1.9218 | Residential_2040_Economic_MW_After Competition Groups_Furnace Whistle
Residential | Res ¦ LED Parking Lot Fixture | 2040 | Achievable | MW | After Competition Groups | 1.1923 | 0 | 0 | 1068.7423 | 0.0011156 | 52 | Residential_2040_Achievable_MW_After Competition Groups_52 | LED Parking Lot Fixture | 0.1116% | 0 | 1.1923 | Residential_2040_Achievable_MW_After Competition Groups_LED Parking Lot Fixture
Residential | Res ¦ Water Heater Temperature Setback | 2040 | Achievable | MW | After Competition Groups | 1.1656 | 0 | 0 | 1068.7423 | 0.0010906 | 53 | Residential_2040_Achievable_MW_After Competition Groups_53 | Water Heater Temperature Setback | 0.1091% | 0 | 1.1656 | Residential_2040_Achievable_MW_After Competition Groups_Water Heater Temperature Setback
Residential | Res ¦ Early Hot Water Heater Replacement | 2040 | Technical | MW | After Competition Groups | 2.8696 | 0 | 0 | 2645.2095 | 0.0010848 | 51 | Residential_2040_Technical_MW_After Competition Groups_51 | Early Hot Water Heater Replacement | 0.1085% | 0 | 2.8696 | Residential_2040_Technical_MW_After Competition Groups_Early Hot Water Heater Replacement
Residential | Res ¦ Comprehensive Draft Proofing | 2040 | Economic | MW | After Competition Groups | 1.6602 | 0 | 0 | 1714.4847 | 0.00096833 | 47 | Residential_2040_Economic_MW_After Competition Groups_47 | Comprehensive Draft Proofing | 0.09683% | 0 | 1.6602 | Residential_2040_Economic_MW_After Competition Groups_Comprehensive Draft Proofing
Residential | Res ¦ Air Source Heat Pump Maintenance | 2040 | Technical | MW | After Competition Groups | 2.5383 | 0 | 0 | 2645.2095 | 0.00095959 | 52 | Residential_2040_Technical_MW_After Competition Groups_52 | Air Source Heat Pump Maintenance | 0.09596% | 0 | 2.5383 | Residential_2040_Technical_MW_After Competition Groups_Air Source Heat Pump Maintenance
Residential | Res ¦ Demand Control Ventilation | 2040 | Economic | MW | After Competition Groups | 1.6373 | 0 | 0 | 1714.4847 | 0.000955 | 48 | Residential_2040_Economic_MW_After Competition Groups_48 | Demand Control Ventilation | 0.0955% | 0 | 1.6373 | Residential_2040_Economic_MW_After Competition Groups_Demand Control Ventilation
Residential | Res ¦ ENERGY STAR LED LAMPS (REFLECTOR LAMPs/MR16/PAR 16) | 2040 | Technical | MW | After Competition Groups | 2.4893 | 0 | 0 | 2645.2095 | 0.00094107 | 53 | Residential_2040_Technical_MW_After Competition Groups_53 | ENERGY STAR LED LAMPS (REFLECTOR LAMPs/MR16/PAR 16) | 0.09411% | 0 | 2.4893 | Residential_2040_Technical_MW_After Competition Groups_ENERGY STAR LED LAMPS (REFLECTOR LAMPs/MR16/PAR 16)
Residential | Res ¦ Variable Frequency Drive (VFD) | 2040 | Economic | MW | After Competition Groups | 1.61 | 0 | 0 | 1714.4847 | 0.00093909 | 49 | Residential_2040_Economic_MW_After Competition Groups_49 | Variable Frequency Drive (VFD) | 0.09391% | 0 | 1.61 | Residential_2040_Economic_MW_After Competition Groups_Variable Frequency Drive (VFD)
Residential | Res ¦ Condensing Make Up Air Unit | 2040 | Technical | MW | After Competition Groups | 2.3656 | 0 | 0 | 2645.2095 | 0.00089428 | 54 | Residential_2040_Technical_MW_After Competition Groups_54 | Condensing Make Up Air Unit | 0.08943% | 0 | 2.3656 | Residential_2040_Technical_MW_After Competition Groups_Condensing Make Up Air Unit
Residential | Res ¦ CO Sensors for parking garage exhaust fans | 2040 | Technical | MW | After Competition Groups | 2.3644 | 0 | 0 | 2645.2095 | 0.00089386 | 55 | Residential_2040_Technical_MW_After Competition Groups_55 | CO Sensors for parking garage exhaust fans | 0.08939% | 0 | 2.3644 | Residential_2040_Technical_MW_After Competition Groups_CO Sensors for parking garage exhaust fans
Residential | Res ¦ Demand Control Ventilation | 2040 | Technical | MW | After Competition Groups | 2.0492 | 0 | 0 | 2645.2095 | 0.0007747 | 56 | Residential_2040_Technical_MW_After Competition Groups_56 | Demand Control Ventilation | 0.07747% | 0 | 2.0492 | Residential_2040_Technical_MW_After Competition Groups_Demand Control Ventilation
Residential | Res ¦ Solar Powered Attic Fan | 2040 | Technical | MW | After Competition Groups | 1.98 | 0 | 0 | 2645.2095 | 0.00074854 | 57 | Residential_2040_Technical_MW_After Competition Groups_57 | Solar Powered Attic Fan | 0.07485% | 0 | 1.98 | Residential_2040_Technical_MW_After Competition Groups_Solar Powered Attic Fan
Residential | Res ¦ Drain Water Heat Recovery | 2040 | Technical | MW | After Competition Groups | 1.9262 | 0 | 0 | 2645.2095 | 0.00072819 | 58 | Residential_2040_Technical_MW_After Competition Groups_58 | Drain Water Heat Recovery | 0.07282% | 0 | 1.9262 | Residential_2040_Technical_MW_After Competition Groups_Drain Water Heat Recovery
Residential | Res ¦ DHW Recirculation Systems | 2040 | Economic | MW | After Competition Groups | 1.2473 | 0 | 0 | 1714.4847 | 0.00072753 | 50 | Residential_2040_Economic_MW_After Competition Groups_50 | DHW Recirculation Systems | 0.07275% | 0 | 1.2473 | Residential_2040_Economic_MW_After Competition Groups_DHW Recirculation Systems
Residential | Res ¦ Furnace Whistle | 2040 | Technical | MW | After Competition Groups | 1.9218 | 0 | 0 | 2645.2095 | 0.00072652 | 59 | Residential_2040_Technical_MW_After Competition Groups_59 | Furnace Whistle | 0.07265% | 0 | 1.9218 | Residential_2040_Technical_MW_After Competition Groups_Furnace Whistle
Residential | Res ¦ LED Parking Lot Fixture | 2040 | Economic | MW | After Competition Groups | 1.1796 | 0 | 0 | 1714.4847 | 0.000688 | 51 | Residential_2040_Economic_MW_After Competition Groups_51 | LED Parking Lot Fixture | 0.0688% | 0 | 1.1796 | Residential_2040_Economic_MW_After Competition Groups_LED Parking Lot Fixture
Residential | Res ¦ Window Film | 2040 | Technical | MW | After Competition Groups | 1.7802 | 0 | 0 | 2645.2095 | 0.000673 | 60 | Residential_2040_Technical_MW_After Competition Groups_60 | Window Film | 0.0673% | 0 | 1.7802 | Residential_2040_Technical_MW_After Competition Groups_Window Film
Residential | Res ¦ Comprehensive Draft Proofing | 2040 | Technical | MW | After Competition Groups | 1.6602 | 0 | 0 | 2645.2095 | 0.00062762 | 61 | Residential_2040_Technical_MW_After Competition Groups_61 | Comprehensive Draft Proofing | 0.06276% | 0 | 1.6602 | Residential_2040_Technical_MW_After Competition Groups_Comprehensive Draft Proofing
Residential | Res ¦ Variable Frequency Drive (VFD) | 2040 | Technical | MW | After Competition Groups | 1.61 | 0 | 0 | 2645.2095 | 0.00060867 | 62 | Residential_2040_Technical_MW_After Competition Groups_62 | Variable Frequency Drive (VFD) | 0.06087% | 0 | 1.61 | Residential_2040_Technical_MW_After Competition Groups_Variable Frequency Drive (VFD)
Residential | Res ¦ Water Heater Temperature Setback | 2040 | Economic | MW | After Competition Groups | 1.007 | 0 | 0 | 1714.4847 | 0.00058733 | 52 | Residential_2040_Economic_MW_After Competition Groups_52 | Water Heater Temperature Setback | 0.05873% | 0 | 1.007 | Residential_2040_Economic_MW_After Competition Groups_Water Heater Temperature Setback
Residential | Res ¦ VFD on Pumps | 2040 | Achievable | MW | After Competition Groups | 0.57309 | 0 | 0 | 1068.7423 | 0.00053623 | 54 | Residential_2040_Achievable_MW_After Competition Groups_54 | VFD on Pumps | 0.05362% | 0 | 0.57309 | Residential_2040_Achievable_MW_After Competition Groups_VFD on Pumps
Residential | Res ¦ LED Downlight | 2040 | Economic | MW | After Competition Groups | 0.90744 | 0 | 0 | 1714.4847 | 0.00052928 | 53 | Residential_2040_Economic_MW_After Competition Groups_53 | LED Downlight | 0.05293% | 0 | 0.90744 | Residential_2040_Economic_MW_After Competition Groups_LED Downlight
Residential | Res ¦ LED Exterior Area Lights - LED Fixture (200W) | 2040 | Achievable | MW | After Competition Groups | 0.56403 | 0 | 0 | 1068.7423 | 0.00052775 | 55 | Residential_2040_Achievable_MW_After Competition Groups_55 | LED Exterior Area Lights - LED Fixture (200W) | 0.05278% | 0 | 0.56403 | Residential_2040_Achievable_MW_After Competition Groups_LED Exterior Area Lights - LED Fixture (200W)
Residential | Res ¦ DHW Recirculation Systems | 2040 | Achievable | MW | After Competition Groups | 0.56072 | 0 | 0 | 1068.7423 | 0.00052465 | 56 | Residential_2040_Achievable_MW_After Competition Groups_56 | DHW Recirculation Systems | 0.05247% | 0 | 0.56072 | Residential_2040_Achievable_MW_After Competition Groups_DHW Recirculation Systems
Residential | Res ¦ DHW Recirculation Systems | 2040 | Technical | MW | After Competition Groups | 1.2473 | 0 | 0 | 2645.2095 | 0.00047155 | 63 | Residential_2040_Technical_MW_After Competition Groups_63 | DHW Recirculation Systems | 0.04715% | 0 | 1.2473 | Residential_2040_Technical_MW_After Competition Groups_DHW Recirculation Systems
Residential | Res ¦ LED Parking Lot Fixture | 2040 | Technical | MW | After Competition Groups | 1.1796 | 0 | 0 | 2645.2095 | 0.00044592 | 64 | Residential_2040_Technical_MW_After Competition Groups_64 | LED Parking Lot Fixture | 0.04459% | 0 | 1.1796 | Residential_2040_Technical_MW_After Competition Groups_LED Parking Lot Fixture
Residential | Res ¦ ENERGY STAR LED Lamps (General Service Lamps) | 2040 | Achievable | MW | After Competition Groups | 0.44757 | 0 | 0 | 1068.7423 | 0.00041878 | 57 | Residential_2040_Achievable_MW_After Competition Groups_57 | ENERGY STAR LED Lamps (General Service Lamps) | 0.04188% | 0 | 0.44757 | Residential_2040_Achievable_MW_After Competition Groups_ENERGY STAR LED Lamps (General Service Lamps)
Residential | Res ¦ Water Heater Temperature Setback | 2040 | Technical | MW | After Competition Groups | 1.007 | 0 | 0 | 2645.2095 | 0.00038067 | 65 | Residential_2040_Technical_MW_After Competition Groups_65 | Water Heater Temperature Setback | 0.03807% | 0 | 1.007 | Residential_2040_Technical_MW_After Competition Groups_Water Heater Temperature Setback
Residential | Res ¦ HVAC Optimization | 2040 | Technical | MW | After Competition Groups | 0.97535 | 0 | 0 | 2645.2095 | 0.00036872 | 66 | Residential_2040_Technical_MW_After Competition Groups_66 | HVAC Optimization | 0.03687% | 0 | 0.97535 | Residential_2040_Technical_MW_After Competition Groups_HVAC Optimization
Residential | Res ¦ ECM MOTORS FOR HVAC APPLICATION (FAN-POWERED VAV BOX) | 2040 | Achievable | MW | After Competition Groups | 0.36058 | 0 | 0 | 1068.7423 | 0.00033739 | 58 | Residential_2040_Achievable_MW_After Competition Groups_58 | ECM MOTORS FOR HVAC APPLICATION (FAN-POWERED VAV BOX) | 0.03374% | 0 | 0.36058 | Residential_2040_Achievable_MW_After Competition Groups_ECM MOTORS FOR HVAC APPLICATION (FAN-POWERED VAV BOX)
Residential | Res ¦ LED Exterior Area Lights - LED Fixture (200W) | 2040 | Economic | MW | After Competition Groups | 0.56071 | 0 | 0 | 1714.4847 | 0.00032704 | 54 | Residential_2040_Economic_MW_After Competition Groups_54 | LED Exterior Area Lights - LED Fixture (200W) | 0.0327% | 0 | 0.56071 | Residential_2040_Economic_MW_After Competition Groups_LED Exterior Area Lights - LED Fixture (200W)
Residential | Res ¦ VFD on Pumps | 2040 | Economic | MW | After Competition Groups | 0.49511 | 0 | 0 | 1714.4847 | 0.00028878 | 55 | Residential_2040_Economic_MW_After Competition Groups_55 | VFD on Pumps | 0.02888% | 0 | 0.49511 | Residential_2040_Economic_MW_After Competition Groups_VFD on Pumps
Residential | Res ¦ ENERGY STAR LED Lamps (General Service Lamps) | 2040 | Economic | MW | After Competition Groups | 0.44526 | 0 | 0 | 1714.4847 | 0.00025971 | 56 | Residential_2040_Economic_MW_After Competition Groups_56 | ENERGY STAR LED Lamps (General Service Lamps) | 0.02597% | 0 | 0.44526 | Residential_2040_Economic_MW_After Competition Groups_ENERGY STAR LED Lamps (General Service Lamps)
Residential | Res ¦ Beverage Vending Machine Controls | 2040 | Achievable | MW | After Competition Groups | 0.25814 | 0 | 0 | 1068.7423 | 0.00024153 | 59 | Residential_2040_Achievable_MW_After Competition Groups_59 | Beverage Vending Machine Controls | 0.02415% | 0 | 0.25814 | Residential_2040_Achievable_MW_After Competition Groups_Beverage Vending Machine Controls
Residential | Res ¦ Chilled Water Optimization | 2040 | Achievable | MW | After Competition Groups | 0.25371 | 0 | 0 | 1068.7423 | 0.00023739 | 60 | Residential_2040_Achievable_MW_After Competition Groups_60 | Chilled Water Optimization | 0.02374% | 0 | 0.25371 | Residential_2040_Achievable_MW_After Competition Groups_Chilled Water Optimization
Residential | Res ¦ ECM MOTORS FOR HVAC APPLICATION (FAN-POWERED VAV BOX) | 2040 | Economic | MW | After Competition Groups | 0.39376 | 0 | 0 | 1714.4847 | 0.00022967 | 57 | Residential_2040_Economic_MW_After Competition Groups_57 | ECM MOTORS FOR HVAC APPLICATION (FAN-POWERED VAV BOX) | 0.02297% | 0 | 0.39376 | Residential_2040_Economic_MW_After Competition Groups_ECM MOTORS FOR HVAC APPLICATION (FAN-POWERED VAV BOX)
Residential | Res ¦ Heat Pump Water Heater | 2040 | Achievable | MW | After Competition Groups | 0.2414 | 0 | 0 | 1068.7423 | 0.00022587 | 61 | Residential_2040_Achievable_MW_After Competition Groups_61 | Heat Pump Water Heater | 0.02259% | 0 | 0.2414 | Residential_2040_Achievable_MW_After Competition Groups_Heat Pump Water Heater
Residential | Res ¦ LED Exterior Area Lights - LED Fixture (200W) | 2040 | Technical | MW | After Competition Groups | 0.56071 | 0 | 0 | 2645.2095 | 0.00021197 | 67 | Residential_2040_Technical_MW_After Competition Groups_67 | LED Exterior Area Lights - LED Fixture (200W) | 0.0212% | 0 | 0.56071 | Residential_2040_Technical_MW_After Competition Groups_LED Exterior Area Lights - LED Fixture (200W)
Residential | Res ¦ Chilled Water Optimization | 2040 | Economic | MW | After Competition Groups | 0.33988 | 0 | 0 | 1714.4847 | 0.00019824 | 58 | Residential_2040_Economic_MW_After Competition Groups_58 | Chilled Water Optimization | 0.01982% | 0 | 0.33988 | Residential_2040_Economic_MW_After Competition Groups_Chilled Water Optimization
Residential | Res ¦ VFD on Pumps | 2040 | Technical | MW | After Competition Groups | 0.49511 | 0 | 0 | 2645.2095 | 0.00018717 | 68 | Residential_2040_Technical_MW_After Competition Groups_68 | VFD on Pumps | 0.01872% | 0 | 0.49511 | Residential_2040_Technical_MW_After Competition Groups_VFD on Pumps
Residential | Res ¦ Air Source Heat Pump | 2040 | Achievable | MW | After Competition Groups | 0.18038 | 0 | 0 | 1068.7423 | 0.00016877 | 62 | Residential_2040_Achievable_MW_After Competition Groups_62 | Air Source Heat Pump | 0.01688% | 0 | 0.18038 | Residential_2040_Achievable_MW_After Competition Groups_Air Source Heat Pump
Residential | Res ¦ ENERGY STAR LED Lamps (General Service Lamps) | 2040 | Technical | MW | After Competition Groups | 0.44526 | 0 | 0 | 2645.2095 | 0.00016833 | 69 | Residential_2040_Technical_MW_After Competition Groups_69 | ENERGY STAR LED Lamps (General Service Lamps) | 0.01683% | 0 | 0.44526 | Residential_2040_Technical_MW_After Competition Groups_ENERGY STAR LED Lamps (General Service Lamps)
Residential | Res ¦ Beverage Vending Machine Controls | 2040 | Economic | MW | After Competition Groups | 0.27884 | 0 | 0 | 1714.4847 | 0.00016264 | 59 | Residential_2040_Economic_MW_After Competition Groups_59 | Beverage Vending Machine Controls | 0.01626% | 0 | 0.27884 | Residential_2040_Economic_MW_After Competition Groups_Beverage Vending Machine Controls
Residential | Res ¦ Tankless Water Heater | 2040 | Technical | MW | After Competition Groups | 0.40918 | 0 | 0 | 2645.2095 | 0.00015469 | 70 | Residential_2040_Technical_MW_After Competition Groups_70 | Tankless Water Heater | 0.01547% | 0 | 0.40918 | Residential_2040_Technical_MW_After Competition Groups_Tankless Water Heater
Residential | Res ¦ ECM MOTORS FOR HVAC APPLICATION (FAN-POWERED VAV BOX) | 2040 | Technical | MW | After Competition Groups | 0.39376 | 0 | 0 | 2645.2095 | 0.00014886 | 71 | Residential_2040_Technical_MW_After Competition Groups_71 | ECM MOTORS FOR HVAC APPLICATION (FAN-POWERED VAV BOX) | 0.01489% | 0 | 0.39376 | Residential_2040_Technical_MW_After Competition Groups_ECM MOTORS FOR HVAC APPLICATION (FAN-POWERED VAV BOX)
Residential | Res ¦ Chilled Water Optimization | 2040 | Technical | MW | After Competition Groups | 0.33988 | 0 | 0 | 2645.2095 | 0.00012849 | 72 | Residential_2040_Technical_MW_After Competition Groups_72 | Chilled Water Optimization | 0.01285% | 0 | 0.33988 | Residential_2040_Technical_MW_After Competition Groups_Chilled Water Optimization
Residential | Res ¦ Beverage Vending Machine Controls | 2040 | Technical | MW | After Competition Groups | 0.27884 | 0 | 0 | 2645.2095 | 0.00010541 | 73 | Residential_2040_Technical_MW_After Competition Groups_73 | Beverage Vending Machine Controls | 0.01054% | 0 | 0.27884 | Residential_2040_Technical_MW_After Competition Groups_Beverage Vending Machine Controls
Residential | Res ¦ Wall Insulation MF | 2040 | Economic | MW | After Competition Groups | 0.15132 | 0 | 0 | 1714.4847 | 8.826e-05 | 60 | Residential_2040_Economic_MW_After Competition Groups_60 | Wall Insulation MF | 0.008826% | 0 | 0.15132 | Residential_2040_Economic_MW_After Competition Groups_Wall Insulation MF
Residential | Res ¦ Wall Insulation MF | 2040 | Technical | MW | After Competition Groups | 0.15807 | 0 | 0 | 2645.2095 | 5.9758e-05 | 74 | Residential_2040_Technical_MW_After Competition Groups_74 | Wall Insulation MF | 0.005976% | 0 | 0.15807 | Residential_2040_Technical_MW_After Competition Groups_Wall Insulation MF
Residential | Res ¦ Networked/ Connected - Indoor LED Luminaire | 2040 | Achievable | MW | After Competition Groups | 0.02924 | 0 | 0 | 1068.7423 | 2.7359e-05 | 63 | Residential_2040_Achievable_MW_After Competition Groups_63 | Networked/ Connected - Indoor LED Luminaire | 0.002736% | 0 | 0.02924 | Residential_2040_Achievable_MW_After Competition Groups_Networked/ Connected - Indoor LED Luminaire
Residential | Res ¦ LED High Bay Fixture | 2040 | Achievable | MW | After Competition Groups | 0.029205 | 0 | 0 | 1068.7423 | 2.7326e-05 | 64 | Residential_2040_Achievable_MW_After Competition Groups_64 | LED High Bay Fixture | 0.002733% | 0 | 0.029205 | Residential_2040_Achievable_MW_After Competition Groups_LED High Bay Fixture
Residential | Res ¦ LED High Bay Fixture | 2040 | Economic | MW | After Competition Groups | 0.03065 | 0 | 0 | 1714.4847 | 1.7877e-05 | 61 | Residential_2040_Economic_MW_After Competition Groups_61 | LED High Bay Fixture | 0.001788% | 0 | 0.03065 | Residential_2040_Economic_MW_After Competition Groups_LED High Bay Fixture
Residential | Res ¦ LED Recessed Downlights | 2040 | Technical | MW | After Competition Groups | 0.035659 | 0 | 0 | 2645.2095 | 1.3481e-05 | 75 | Residential_2040_Technical_MW_After Competition Groups_75 | LED Recessed Downlights | 0.001348% | 0 | 0.035659 | Residential_2040_Technical_MW_After Competition Groups_LED Recessed Downlights
Residential | Res ¦ Wall Insulation MF | 2040 | Achievable | MW | After Competition Groups | 0.014089 | 0 | 0 | 1068.7423 | 1.3183e-05 | 65 | Residential_2040_Achievable_MW_After Competition Groups_65 | Wall Insulation MF | 0.001318% | 0 | 0.014089 | Residential_2040_Achievable_MW_After Competition Groups_Wall Insulation MF
Residential | Res ¦ LED High Bay Fixture | 2040 | Technical | MW | After Competition Groups | 0.03065 | 0 | 0 | 2645.2095 | 1.1587e-05 | 76 | Residential_2040_Technical_MW_After Competition Groups_76 | LED High Bay Fixture | 0.001159% | 0 | 0.03065 | Residential_2040_Technical_MW_After Competition Groups_LED High Bay Fixture
Residential | Res ¦ Radiant Barrier | 2040 | Economic | MW | After Competition Groups | 0.012086 | 0 | 0 | 1714.4847 | 7.0492e-06 | 62 | Residential_2040_Economic_MW_After Competition Groups_62 | Radiant Barrier | 0.0007049% | 0 | 0.012086 | Residential_2040_Economic_MW_After Competition Groups_Radiant Barrier
Residential | Res ¦ Radiant Barrier | 2040 | Achievable | MW | After Competition Groups | 0.0062667 | 0 | 0 | 1068.7423 | 5.8636e-06 | 66 | Residential_2040_Achievable_MW_After Competition Groups_66 | Radiant Barrier | 0.0005864% | 0 | 0.0062667 | Residential_2040_Achievable_MW_After Competition Groups_Radiant Barrier
Residential | Res ¦ Solar Water Preheat (Pools/DHW) | 2040 | Technical | MW | After Competition Groups | 0.013428 | 0 | 0 | 2645.2095 | 5.0765e-06 | 77 | Residential_2040_Technical_MW_After Competition Groups_77 | Solar Water Preheat (Pools/DHW) | 0.0005076% | 0 | 0.013428 | Residential_2040_Technical_MW_After Competition Groups_Solar Water Preheat (Pools/DHW)
Residential | Res ¦ Radiant Barrier | 2040 | Technical | MW | After Competition Groups | 0.012086 | 0 | 0 | 2645.2095 | 4.5689e-06 | 78 | Residential_2040_Technical_MW_After Competition Groups_78 | Radiant Barrier | 0.0004569% | 0 | 0.012086 | Residential_2040_Technical_MW_After Competition Groups_Radiant Barrier
Residential | Res ¦ Photocell Controls (Outdoor) | 2040 | Technical | MW | After Competition Groups | 7.1847e-05 | 0 | 0 | 2645.2095 | 2.7161e-08 | 79 | Residential_2040_Technical_MW_After Competition Groups_79 | Photocell Controls (Outdoor) | 2.716e-06% | 0 | 7.1847e-05 | Residential_2040_Technical_MW_After Competition Groups_Photocell Controls (Outdoor)
Residential | Res ¦ Lighting Motion Sensors, Timers, Dimmers | 2040 | Achievable | MW | After Competition Groups | 0 | 0 | 0 | 1068.7423 | 0 | 67 | Residential_2040_Achievable_MW_After Competition Groups_67 | Lighting Motion Sensors, Timers, Dimmers | 0% | 0 | 0 | Residential_2040_Achievable_MW_After Competition Groups_Lighting Motion Sensors, Timers, Dimmers
Residential | Res ¦ Lighting Motion Sensors, Timers, Dimmers | 2040 | Economic | MW | After Competition Groups | 0 | 0 | 0 | 1714.4847 | 0 | 63 | Residential_2040_Economic_MW_After Competition Groups_63 | Lighting Motion Sensors, Timers, Dimmers | 0% | 0 | 0 | Residential_2040_Economic_MW_After Competition Groups_Lighting Motion Sensors, Timers, Dimmers
Residential | Res ¦ Ductless Mini-Split Heat Pump | 2041 | Achievable | MW | After Competition Groups | 169.7503 | 0 | 0 | 1120.2149 | 0.15153 | 1 | Residential_2041_Achievable_MW_After Competition Groups_1 | Ductless Mini-Split Heat Pump | 15.15% | 0 | 169.7503 | Residential_2041_Achievable_MW_After Competition Groups_Ductless Mini-Split Heat Pump
Residential | Res ¦ Ductless Mini-Split Heat Pump | 2041 | Economic | MW | After Competition Groups | 245.463 | 0 | 0 | 1739.2375 | 0.14113 | 1 | Residential_2041_Economic_MW_After Competition Groups_1 | Ductless Mini-Split Heat Pump | 14.11% | 0 | 245.463 | Residential_2041_Economic_MW_After Competition Groups_Ductless Mini-Split Heat Pump
Residential | Res ¦ Adaptive Thermostat | 2041 | Economic | MW | After Competition Groups | 212.236 | 0 | 0 | 1739.2375 | 0.12203 | 2 | Residential_2041_Economic_MW_After Competition Groups_2 | Adaptive Thermostat | 12.2% | 0 | 212.236 | Residential_2041_Economic_MW_After Competition Groups_Adaptive Thermostat
Residential | Res ¦ Adaptive Thermostat | 2041 | Achievable | MW | After Competition Groups | 116.9291 | 0 | 0 | 1120.2149 | 0.10438 | 2 | Residential_2041_Achievable_MW_After Competition Groups_2 | Adaptive Thermostat | 10.44% | 0 | 116.9291 | Residential_2041_Achievable_MW_After Competition Groups_Adaptive Thermostat
Residential | Res ¦ Energy Star Central Air Conditioner | 2041 | Technical | MW | After Competition Groups | 269.0198 | 0 | 0 | 2684.1241 | 0.10023 | 1 | Residential_2041_Technical_MW_After Competition Groups_1 | Energy Star Central Air Conditioner | 10.02% | 0 | 269.0198 | Residential_2041_Technical_MW_After Competition Groups_Energy Star Central Air Conditioner
Residential | Res ¦ Ductless Mini-Split Heat Pump | 2041 | Technical | MW | After Competition Groups | 245.463 | 0 | 0 | 2684.1241 | 0.09145 | 2 | Residential_2041_Technical_MW_After Competition Groups_2 | Ductless Mini-Split Heat Pump | 9.145% | 0 | 245.463 | Residential_2041_Technical_MW_After Competition Groups_Ductless Mini-Split Heat Pump
Residential | Res ¦ Energy Star Ground Source Heat Pump | 2041 | Technical | MW | After Competition Groups | 238.3056 | 0 | 0 | 2684.1241 | 0.088783 | 3 | Residential_2041_Technical_MW_After Competition Groups_3 | Energy Star Ground Source Heat Pump | 8.878% | 0 | 238.3056 | Residential_2041_Technical_MW_After Competition Groups_Energy Star Ground Source Heat Pump
Residential | Res ¦ Ductless Mini-Split Air Conditioner | 2041 | Technical | MW | After Competition Groups | 224.386 | 0 | 0 | 2684.1241 | 0.083597 | 4 | Residential_2041_Technical_MW_After Competition Groups_4 | Ductless Mini-Split Air Conditioner | 8.36% | 0 | 224.386 | Residential_2041_Technical_MW_After Competition Groups_Ductless Mini-Split Air Conditioner
Residential | Res ¦ Building Recommissioning, Operations and Maintenance (O&M) Improvements | 2041 | Achievable | MW | After Competition Groups | 92.9712 | 0 | 0 | 1120.2149 | 0.082994 | 3 | Residential_2041_Achievable_MW_After Competition Groups_3 | Building Recommissioning, Operations and Maintenance (O&M) Improvements | 8.299% | 0 | 92.9712 | Residential_2041_Achievable_MW_After Competition Groups_Building Recommissioning, Operations and Maintenance (O&M) Improvements
Residential | Res ¦ Energy Star Clothes Washer | 2041 | Achievable | MW | After Competition Groups | 91.7742 | 0 | 0 | 1120.2149 | 0.081926 | 4 | Residential_2041_Achievable_MW_After Competition Groups_4 | Energy Star Clothes Washer | 8.193% | 0 | 91.7742 | Residential_2041_Achievable_MW_After Competition Groups_Energy Star Clothes Washer
Residential | Res ¦ Adaptive Thermostat | 2041 | Technical | MW | After Competition Groups | 212.236 | 0 | 0 | 2684.1241 | 0.079071 | 5 | Residential_2041_Technical_MW_After Competition Groups_5 | Adaptive Thermostat | 7.907% | 0 | 212.236 | Residential_2041_Technical_MW_After Competition Groups_Adaptive Thermostat
Residential | Res ¦ Energy Star Air Source Heat Pump | 2041 | Economic | MW | After Competition Groups | 134.527 | 0 | 0 | 1739.2375 | 0.077348 | 3 | Residential_2041_Economic_MW_After Competition Groups_3 | Energy Star Air Source Heat Pump | 7.735% | 0 | 134.527 | Residential_2041_Economic_MW_After Competition Groups_Energy Star Air Source Heat Pump
Residential | Res ¦ Smart Burners | 2041 | Economic | MW | After Competition Groups | 129.6813 | 0 | 0 | 1739.2375 | 0.074562 | 4 | Residential_2041_Economic_MW_After Competition Groups_4 | Smart Burners | 7.456% | 0 | 129.6813 | Residential_2041_Economic_MW_After Competition Groups_Smart Burners
Residential | Res ¦ Energy Star Clothes Washer | 2041 | Economic | MW | After Competition Groups | 106.6081 | 0 | 0 | 1739.2375 | 0.061296 | 5 | Residential_2041_Economic_MW_After Competition Groups_5 | Energy Star Clothes Washer | 6.13% | 0 | 106.6081 | Residential_2041_Economic_MW_After Competition Groups_Energy Star Clothes Washer
Residential | Res ¦ Smart Burners | 2041 | Technical | MW | After Competition Groups | 163.6957 | 0 | 0 | 2684.1241 | 0.060987 | 6 | Residential_2041_Technical_MW_After Competition Groups_6 | Smart Burners | 6.099% | 0 | 163.6957 | Residential_2041_Technical_MW_After Competition Groups_Smart Burners
Residential | Res ¦ Variable Speed Pool Pump Motor | 2041 | Achievable | MW | After Competition Groups | 65.534 | 0 | 0 | 1120.2149 | 0.058501 | 5 | Residential_2041_Achievable_MW_After Competition Groups_5 | Variable Speed Pool Pump Motor | 5.85% | 0 | 65.534 | Residential_2041_Achievable_MW_After Competition Groups_Variable Speed Pool Pump Motor
Residential | Res ¦ Energy Star A Line, PAR, MR Lamps | 2041 | Economic | MW | After Competition Groups | 100.7173 | 0 | 0 | 1739.2375 | 0.057909 | 6 | Residential_2041_Economic_MW_After Competition Groups_6 | Energy Star A Line, PAR, MR Lamps | 5.791% | 0 | 100.7173 | Residential_2041_Economic_MW_After Competition Groups_Energy Star A Line, PAR, MR Lamps
Residential | Res ¦ Smart Burners | 2041 | Achievable | MW | After Competition Groups | 61.4568 | 0 | 0 | 1120.2149 | 0.054862 | 6 | Residential_2041_Achievable_MW_After Competition Groups_6 | Smart Burners | 5.486% | 0 | 61.4568 | Residential_2041_Achievable_MW_After Competition Groups_Smart Burners
Residential | Res ¦ Energy Star Refrigerator | 2041 | Technical | MW | After Competition Groups | 132.842 | 0 | 0 | 2684.1241 | 0.049492 | 7 | Residential_2041_Technical_MW_After Competition Groups_7 | Energy Star Refrigerator | 4.949% | 0 | 132.842 | Residential_2041_Technical_MW_After Competition Groups_Energy Star Refrigerator
Residential | Res ¦ Energy Star Room Air Conditioner | 2041 | Economic | MW | After Competition Groups | 85.7758 | 0 | 0 | 1739.2375 | 0.049318 | 7 | Residential_2041_Economic_MW_After Competition Groups_7 | Energy Star Room Air Conditioner | 4.932% | 0 | 85.7758 | Residential_2041_Economic_MW_After Competition Groups_Energy Star Room Air Conditioner
Residential | Res ¦ Energy Star Air Source Heat Pump | 2041 | Achievable | MW | After Competition Groups | 54.9154 | 0 | 0 | 1120.2149 | 0.049022 | 7 | Residential_2041_Achievable_MW_After Competition Groups_7 | Energy Star Air Source Heat Pump | 4.902% | 0 | 54.9154 | Residential_2041_Achievable_MW_After Competition Groups_Energy Star Air Source Heat Pump
Residential | Res ¦ Building Recommissioning, Operations and Maintenance (O&M) Improvements | 2041 | Economic | MW | After Competition Groups | 78.7844 | 0 | 0 | 1739.2375 | 0.045298 | 8 | Residential_2041_Economic_MW_After Competition Groups_8 | Building Recommissioning, Operations and Maintenance (O&M) Improvements | 4.53% | 0 | 78.7844 | Residential_2041_Economic_MW_After Competition Groups_Building Recommissioning, Operations and Maintenance (O&M) Improvements
Residential | Res ¦ Heat Pump Clothes Dryer | 2041 | Technical | MW | After Competition Groups | 116.272 | 0 | 0 | 2684.1241 | 0.043318 | 8 | Residential_2041_Technical_MW_After Competition Groups_8 | Heat Pump Clothes Dryer | 4.332% | 0 | 116.272 | Residential_2041_Technical_MW_After Competition Groups_Heat Pump Clothes Dryer
Residential | Res ¦ Basement Wall Insulation | 2041 | Economic | MW | After Competition Groups | 70.03 | 0 | 0 | 1739.2375 | 0.040265 | 9 | Residential_2041_Economic_MW_After Competition Groups_9 | Basement Wall Insulation | 4.026% | 0 | 70.03 | Residential_2041_Economic_MW_After Competition Groups_Basement Wall Insulation
Residential | Res ¦ Energy Star Clothes Washer | 2041 | Technical | MW | After Competition Groups | 106.6081 | 0 | 0 | 2684.1241 | 0.039718 | 9 | Residential_2041_Technical_MW_After Competition Groups_9 | Energy Star Clothes Washer | 3.972% | 0 | 106.6081 | Residential_2041_Technical_MW_After Competition Groups_Energy Star Clothes Washer
Residential | Res ¦ Energy Star Room Air Conditioner | 2041 | Achievable | MW | After Competition Groups | 42.7234 | 0 | 0 | 1120.2149 | 0.038139 | 8 | Residential_2041_Achievable_MW_After Competition Groups_8 | Energy Star Room Air Conditioner | 3.814% | 0 | 42.7234 | Residential_2041_Achievable_MW_After Competition Groups_Energy Star Room Air Conditioner
Residential | Res ¦ Energy Star A Line, PAR, MR Lamps | 2041 | Technical | MW | After Competition Groups | 100.7173 | 0 | 0 | 2684.1241 | 0.037523 | 10 | Residential_2041_Technical_MW_After Competition Groups_10 | Energy Star A Line, PAR, MR Lamps | 3.752% | 0 | 100.7173 | Residential_2041_Technical_MW_After Competition Groups_Energy Star A Line, PAR, MR Lamps
Residential | Res ¦ Smart Power Bar | 2041 | Achievable | MW | After Competition Groups | 39.5785 | 0 | 0 | 1120.2149 | 0.035331 | 9 | Residential_2041_Achievable_MW_After Competition Groups_9 | Smart Power Bar | 3.533% | 0 | 39.5785 | Residential_2041_Achievable_MW_After Competition Groups_Smart Power Bar
Residential | Res ¦ Basement or Crawlspace Insulation | 2041 | Economic | MW | After Competition Groups | 58.2738 | 0 | 0 | 1739.2375 | 0.033505 | 10 | Residential_2041_Economic_MW_After Competition Groups_10 | Basement or Crawlspace Insulation | 3.351% | 0 | 58.2738 | Residential_2041_Economic_MW_After Competition Groups_Basement or Crawlspace Insulation
Residential | Res ¦ Smart Power Bar | 2041 | Economic | MW | After Competition Groups | 57.2744 | 0 | 0 | 1739.2375 | 0.032931 | 11 | Residential_2041_Economic_MW_After Competition Groups_11 | Smart Power Bar | 3.293% | 0 | 57.2744 | Residential_2041_Economic_MW_After Competition Groups_Smart Power Bar
Residential | Res ¦ Variable Speed Pool Pump Motor | 2041 | Economic | MW | After Competition Groups | 55.5346 | 0 | 0 | 1739.2375 | 0.03193 | 12 | Residential_2041_Economic_MW_After Competition Groups_12 | Variable Speed Pool Pump Motor | 3.193% | 0 | 55.5346 | Residential_2041_Economic_MW_After Competition Groups_Variable Speed Pool Pump Motor
Residential | Res ¦ Basement Wall Insulation | 2041 | Achievable | MW | After Competition Groups | 35.0043 | 0 | 0 | 1120.2149 | 0.031248 | 10 | Residential_2041_Achievable_MW_After Competition Groups_10 | Basement Wall Insulation | 3.125% | 0 | 35.0043 | Residential_2041_Achievable_MW_After Competition Groups_Basement Wall Insulation
Residential | Res ¦ Attic Insulation | 2041 | Economic | MW | After Competition Groups | 54.0547 | 0 | 0 | 1739.2375 | 0.03108 | 13 | Residential_2041_Economic_MW_After Competition Groups_13 | Attic Insulation | 3.108% | 0 | 54.0547 | Residential_2041_Economic_MW_After Competition Groups_Attic Insulation
Residential | Res ¦ Building Recommissioning, Operations and Maintenance (O&M) Improvements | 2041 | Technical | MW | After Competition Groups | 78.7844 | 0 | 0 | 2684.1241 | 0.029352 | 11 | Residential_2041_Technical_MW_After Competition Groups_11 | Building Recommissioning, Operations and Maintenance (O&M) Improvements | 2.935% | 0 | 78.7844 | Residential_2041_Technical_MW_After Competition Groups_Building Recommissioning, Operations and Maintenance (O&M) Improvements
Residential | Res ¦ Basement Wall Insulation | 2041 | Technical | MW | After Competition Groups | 70.03 | 0 | 0 | 2684.1241 | 0.02609 | 12 | Residential_2041_Technical_MW_After Competition Groups_12 | Basement Wall Insulation | 2.609% | 0 | 70.03 | Residential_2041_Technical_MW_After Competition Groups_Basement Wall Insulation
Residential | Res ¦ Energy Star LED Bulbs General Purpose LEDs | 2041 | Achievable | MW | After Competition Groups | 27.4334 | 0 | 0 | 1120.2149 | 0.024489 | 11 | Residential_2041_Achievable_MW_After Competition Groups_11 | Energy Star LED Bulbs General Purpose LEDs | 2.449% | 0 | 27.4334 | Residential_2041_Achievable_MW_After Competition Groups_Energy Star LED Bulbs General Purpose LEDs
Residential | Res ¦ Wall Insulation | 2041 | Economic | MW | After Competition Groups | 42.3621 | 0 | 0 | 1739.2375 | 0.024357 | 14 | Residential_2041_Economic_MW_After Competition Groups_14 | Wall Insulation | 2.436% | 0 | 42.3621 | Residential_2041_Economic_MW_After Competition Groups_Wall Insulation
Residential | Res ¦ Attic Insulation | 2041 | Achievable | MW | After Competition Groups | 27.0139 | 0 | 0 | 1120.2149 | 0.024115 | 12 | Residential_2041_Achievable_MW_After Competition Groups_12 | Attic Insulation | 2.411% | 0 | 27.0139 | Residential_2041_Achievable_MW_After Competition Groups_Attic Insulation
Residential | Res ¦ Energy Star LED Specialty Bulbs | 2041 | Achievable | MW | After Competition Groups | 24.6165 | 0 | 0 | 1120.2149 | 0.021975 | 13 | Residential_2041_Achievable_MW_After Competition Groups_13 | Energy Star LED Specialty Bulbs | 2.197% | 0 | 24.6165 | Residential_2041_Achievable_MW_After Competition Groups_Energy Star LED Specialty Bulbs
Residential | Res ¦ Basement or Crawlspace Insulation | 2041 | Technical | MW | After Competition Groups | 58.2738 | 0 | 0 | 2684.1241 | 0.021711 | 13 | Residential_2041_Technical_MW_After Competition Groups_13 | Basement or Crawlspace Insulation | 2.171% | 0 | 58.2738 | Residential_2041_Technical_MW_After Competition Groups_Basement or Crawlspace Insulation
Residential | Res ¦ Smart Power Bar | 2041 | Technical | MW | After Competition Groups | 57.2744 | 0 | 0 | 2684.1241 | 0.021338 | 14 | Residential_2041_Technical_MW_After Competition Groups_14 | Smart Power Bar | 2.134% | 0 | 57.2744 | Residential_2041_Technical_MW_After Competition Groups_Smart Power Bar
Residential | Res ¦ Variable Speed Pool Pump Motor | 2041 | Technical | MW | After Competition Groups | 55.5346 | 0 | 0 | 2684.1241 | 0.02069 | 15 | Residential_2041_Technical_MW_After Competition Groups_15 | Variable Speed Pool Pump Motor | 2.069% | 0 | 55.5346 | Residential_2041_Technical_MW_After Competition Groups_Variable Speed Pool Pump Motor
Residential | Res ¦ Attic Insulation | 2041 | Technical | MW | After Competition Groups | 54.0547 | 0 | 0 | 2684.1241 | 0.020139 | 16 | Residential_2041_Technical_MW_After Competition Groups_16 | Attic Insulation | 2.014% | 0 | 54.0547 | Residential_2041_Technical_MW_After Competition Groups_Attic Insulation
Residential | Res ¦ Energy Star Clothes Dryer | 2041 | Economic | MW | After Competition Groups | 34.7977 | 0 | 0 | 1739.2375 | 0.020007 | 15 | Residential_2041_Economic_MW_After Competition Groups_15 | Energy Star Clothes Dryer | 2.001% | 0 | 34.7977 | Residential_2041_Economic_MW_After Competition Groups_Energy Star Clothes Dryer
Residential | Res ¦ Lighting Motion Sensors, Timers, Dimmers | 2041 | Technical | MW | After Competition Groups | 51.5686 | 0 | 0 | 2684.1241 | 0.019212 | 17 | Residential_2041_Technical_MW_After Competition Groups_17 | Lighting Motion Sensors, Timers, Dimmers | 1.921% | 0 | 51.5686 | Residential_2041_Technical_MW_After Competition Groups_Lighting Motion Sensors, Timers, Dimmers
Residential | Res ¦ Energy Star Clothes Dryer | 2041 | Achievable | MW | After Competition Groups | 21.0365 | 0 | 0 | 1120.2149 | 0.018779 | 14 | Residential_2041_Achievable_MW_After Competition Groups_14 | Energy Star Clothes Dryer | 1.878% | 0 | 21.0365 | Residential_2041_Achievable_MW_After Competition Groups_Energy Star Clothes Dryer
Residential | Res ¦ Energy Star A Line, PAR, MR Lamps | 2041 | Achievable | MW | After Competition Groups | 20.2517 | 0 | 0 | 1120.2149 | 0.018078 | 15 | Residential_2041_Achievable_MW_After Competition Groups_15 | Energy Star A Line, PAR, MR Lamps | 1.808% | 0 | 20.2517 | Residential_2041_Achievable_MW_After Competition Groups_Energy Star A Line, PAR, MR Lamps
Residential | Res ¦ Wall Insulation | 2041 | Technical | MW | After Competition Groups | 42.3621 | 0 | 0 | 2684.1241 | 0.015782 | 18 | Residential_2041_Technical_MW_After Competition Groups_18 | Wall Insulation | 1.578% | 0 | 42.3621 | Residential_2041_Technical_MW_After Competition Groups_Wall Insulation
Residential | Res ¦ Energy Star Torchiere | 2041 | Achievable | MW | After Competition Groups | 17.1571 | 0 | 0 | 1120.2149 | 0.015316 | 16 | Residential_2041_Achievable_MW_After Competition Groups_16 | Energy Star Torchiere | 1.532% | 0 | 17.1571 | Residential_2041_Achievable_MW_After Competition Groups_Energy Star Torchiere
Residential | Res ¦ Variable Refrigerant Flow Heat Pump | 2041 | Technical | MW | After Competition Groups | 36.9823 | 0 | 0 | 2684.1241 | 0.013778 | 19 | Residential_2041_Technical_MW_After Competition Groups_19 | Variable Refrigerant Flow Heat Pump | 1.378% | 0 | 36.9823 | Residential_2041_Technical_MW_After Competition Groups_Variable Refrigerant Flow Heat Pump
Residential | Res ¦ Occupancy Sensors MF | 2041 | Achievable | MW | After Competition Groups | 13.7985 | 0 | 0 | 1120.2149 | 0.012318 | 17 | Residential_2041_Achievable_MW_After Competition Groups_17 | Occupancy Sensors MF | 1.232% | 0 | 13.7985 | Residential_2041_Achievable_MW_After Competition Groups_Occupancy Sensors MF
Residential | Res ¦ Energy Star Torchiere | 2041 | Economic | MW | After Competition Groups | 21.178 | 0 | 0 | 1739.2375 | 0.012177 | 16 | Residential_2041_Economic_MW_After Competition Groups_16 | Energy Star Torchiere | 1.218% | 0 | 21.178 | Residential_2041_Economic_MW_After Competition Groups_Energy Star Torchiere
Residential | Res ¦ Advanced BAS/Controllers | 2041 | Achievable | MW | After Competition Groups | 13.5806 | 0 | 0 | 1120.2149 | 0.012123 | 18 | Residential_2041_Achievable_MW_After Competition Groups_18 | Advanced BAS/Controllers | 1.212% | 0 | 13.5806 | Residential_2041_Achievable_MW_After Competition Groups_Advanced BAS/Controllers
Residential | Res ¦ Ceiling Insulation | 2041 | Economic | MW | After Competition Groups | 20.5165 | 0 | 0 | 1739.2375 | 0.011796 | 17 | Residential_2041_Economic_MW_After Competition Groups_17 | Ceiling Insulation | 1.18% | 0 | 20.5165 | Residential_2041_Economic_MW_After Competition Groups_Ceiling Insulation
Residential | Res ¦ Energy Star Light Fixture | 2041 | Achievable | MW | After Competition Groups | 13.2003 | 0 | 0 | 1120.2149 | 0.011784 | 19 | Residential_2041_Achievable_MW_After Competition Groups_19 | Energy Star Light Fixture | 1.178% | 0 | 13.2003 | Residential_2041_Achievable_MW_After Competition Groups_Energy Star Light Fixture
Residential | Res ¦ Home Energy Reports | 2041 | Technical | MW | After Competition Groups | 31.4474 | 0 | 0 | 2684.1241 | 0.011716 | 20 | Residential_2041_Technical_MW_After Competition Groups_20 | Home Energy Reports | 1.172% | 0 | 31.4474 | Residential_2041_Technical_MW_After Competition Groups_Home Energy Reports
Residential | Res ¦ High Efficiency Chiller (avg of water and air cooled) | 2041 | Achievable | MW | After Competition Groups | 12.8483 | 0 | 0 | 1120.2149 | 0.011469 | 20 | Residential_2041_Achievable_MW_After Competition Groups_20 | High Efficiency Chiller (avg of water and air cooled) | 1.147% | 0 | 12.8483 | Residential_2041_Achievable_MW_After Competition Groups_High Efficiency Chiller (avg of water and air cooled)
Residential | Res ¦ Clothes Drying Racks | 2041 | Achievable | MW | After Competition Groups | 12.3456 | 0 | 0 | 1120.2149 | 0.011021 | 21 | Residential_2041_Achievable_MW_After Competition Groups_21 | Clothes Drying Racks | 1.102% | 0 | 12.3456 | Residential_2041_Achievable_MW_After Competition Groups_Clothes Drying Racks
Residential | Res ¦ Variable Refrigerant Flow Heat Pump | 2041 | Achievable | MW | After Competition Groups | 11.5453 | 0 | 0 | 1120.2149 | 0.010306 | 22 | Residential_2041_Achievable_MW_After Competition Groups_22 | Variable Refrigerant Flow Heat Pump | 1.031% | 0 | 11.5453 | Residential_2041_Achievable_MW_After Competition Groups_Variable Refrigerant Flow Heat Pump
Residential | Res ¦ Energy Star Light Fixture | 2041 | Economic | MW | After Competition Groups | 17.4341 | 0 | 0 | 1739.2375 | 0.010024 | 18 | Residential_2041_Economic_MW_After Competition Groups_18 | Energy Star Light Fixture | 1.002% | 0 | 17.4341 | Residential_2041_Economic_MW_After Competition Groups_Energy Star Light Fixture
Residential | Res ¦ Refrigerator Recycling | 2041 | Achievable | MW | After Competition Groups | 10.4638 | 0 | 0 | 1120.2149 | 0.0093409 | 23 | Residential_2041_Achievable_MW_After Competition Groups_23 | Refrigerator Recycling | 0.9341% | 0 | 10.4638 | Residential_2041_Achievable_MW_After Competition Groups_Refrigerator Recycling
Residential | Res ¦ Energy Star Light Fixture | 2041 | Technical | MW | After Competition Groups | 25.0268 | 0 | 0 | 2684.1241 | 0.009324 | 21 | Residential_2041_Technical_MW_After Competition Groups_21 | Energy Star Light Fixture | 0.9324% | 0 | 25.0268 | Residential_2041_Technical_MW_After Competition Groups_Energy Star Light Fixture
Residential | Res ¦ Freezer Recycling | 2041 | Achievable | MW | After Competition Groups | 9.7433 | 0 | 0 | 1120.2149 | 0.0086977 | 24 | Residential_2041_Achievable_MW_After Competition Groups_24 | Freezer Recycling | 0.8698% | 0 | 9.7433 | Residential_2041_Achievable_MW_After Competition Groups_Freezer Recycling
Residential | Res ¦ Duct Insulation | 2041 | Economic | MW | After Competition Groups | 14.9695 | 0 | 0 | 1739.2375 | 0.0086069 | 19 | Residential_2041_Economic_MW_After Competition Groups_19 | Duct Insulation | 0.8607% | 0 | 14.9695 | Residential_2041_Economic_MW_After Competition Groups_Duct Insulation
Residential | Res ¦ Air Sealing | 2041 | Economic | MW | After Competition Groups | 14.9294 | 0 | 0 | 1739.2375 | 0.0085839 | 20 | Residential_2041_Economic_MW_After Competition Groups_20 | Air Sealing | 0.8584% | 0 | 14.9294 | Residential_2041_Economic_MW_After Competition Groups_Air Sealing
Residential | Res ¦ Floor Insulation | 2041 | Economic | MW | After Competition Groups | 14.1924 | 0 | 0 | 1739.2375 | 0.0081601 | 21 | Residential_2041_Economic_MW_After Competition Groups_21 | Floor Insulation | 0.816% | 0 | 14.1924 | Residential_2041_Economic_MW_After Competition Groups_Floor Insulation
Residential | Res ¦ High Efficiency Chiller (avg of water and air cooled) | 2041 | Economic | MW | After Competition Groups | 14.149 | 0 | 0 | 1739.2375 | 0.0081352 | 22 | Residential_2041_Economic_MW_After Competition Groups_22 | High Efficiency Chiller (avg of water and air cooled) | 0.8135% | 0 | 14.149 | Residential_2041_Economic_MW_After Competition Groups_High Efficiency Chiller (avg of water and air cooled)
Residential | Res ¦ Energy Star Torchiere | 2041 | Technical | MW | After Competition Groups | 21.178 | 0 | 0 | 2684.1241 | 0.0078901 | 22 | Residential_2041_Technical_MW_After Competition Groups_22 | Energy Star Torchiere | 0.789% | 0 | 21.178 | Residential_2041_Technical_MW_After Competition Groups_Energy Star Torchiere
Residential | Res ¦ Ceiling Insulation | 2041 | Technical | MW | After Competition Groups | 21.101 | 0 | 0 | 2684.1241 | 0.0078614 | 23 | Residential_2041_Technical_MW_After Competition Groups_23 | Ceiling Insulation | 0.7861% | 0 | 21.101 | Residential_2041_Technical_MW_After Competition Groups_Ceiling Insulation
Residential | Res ¦ Home Energy Reports | 2041 | Economic | MW | After Competition Groups | 13.5396 | 0 | 0 | 1739.2375 | 0.0077848 | 23 | Residential_2041_Economic_MW_After Competition Groups_23 | Home Energy Reports | 0.7785% | 0 | 13.5396 | Residential_2041_Economic_MW_After Competition Groups_Home Energy Reports
Residential | Res ¦ Home Energy Reports | 2041 | Achievable | MW | After Competition Groups | 8.5161 | 0 | 0 | 1120.2149 | 0.0076022 | 25 | Residential_2041_Achievable_MW_After Competition Groups_25 | Home Energy Reports | 0.7602% | 0 | 8.5161 | Residential_2041_Achievable_MW_After Competition Groups_Home Energy Reports
Residential | Res ¦ Duct Insulation | 2041 | Achievable | MW | After Competition Groups | 8.233 | 0 | 0 | 1120.2149 | 0.0073494 | 26 | Residential_2041_Achievable_MW_After Competition Groups_26 | Duct Insulation | 0.7349% | 0 | 8.233 | Residential_2041_Achievable_MW_After Competition Groups_Duct Insulation
Residential | Res ¦ Energy Star Freezer | 2041 | Achievable | MW | After Competition Groups | 8.035 | 0 | 0 | 1120.2149 | 0.0071727 | 27 | Residential_2041_Achievable_MW_After Competition Groups_27 | Energy Star Freezer | 0.7173% | 0 | 8.035 | Residential_2041_Achievable_MW_After Competition Groups_Energy Star Freezer
Residential | Res ¦ Occupancy Sensors MF | 2041 | Economic | MW | After Competition Groups | 11.9017 | 0 | 0 | 1739.2375 | 0.006843 | 24 | Residential_2041_Economic_MW_After Competition Groups_24 | Occupancy Sensors MF | 0.6843% | 0 | 11.9017 | Residential_2041_Economic_MW_After Competition Groups_Occupancy Sensors MF
Residential | Res ¦ Wall Insulation | 2041 | Achievable | MW | After Competition Groups | 7.6348 | 0 | 0 | 1120.2149 | 0.0068155 | 28 | Residential_2041_Achievable_MW_After Competition Groups_28 | Wall Insulation | 0.6815% | 0 | 7.6348 | Residential_2041_Achievable_MW_After Competition Groups_Wall Insulation
Residential | Res ¦ Air Sealing | 2041 | Achievable | MW | After Competition Groups | 7.4619 | 0 | 0 | 1120.2149 | 0.0066611 | 29 | Residential_2041_Achievable_MW_After Competition Groups_29 | Air Sealing | 0.6661% | 0 | 7.4619 | Residential_2041_Achievable_MW_After Competition Groups_Air Sealing
Residential | Res ¦ Advanced BAS/Controllers | 2041 | Economic | MW | After Competition Groups | 11.5085 | 0 | 0 | 1739.2375 | 0.006617 | 25 | Residential_2041_Economic_MW_After Competition Groups_25 | Advanced BAS/Controllers | 0.6617% | 0 | 11.5085 | Residential_2041_Economic_MW_After Competition Groups_Advanced BAS/Controllers
Residential | Res ¦ Duct Insulation | 2041 | Technical | MW | After Competition Groups | 17.5941 | 0 | 0 | 2684.1241 | 0.0065549 | 24 | Residential_2041_Technical_MW_After Competition Groups_24 | Duct Insulation | 0.6555% | 0 | 17.5941 | Residential_2041_Technical_MW_After Competition Groups_Duct Insulation
Residential | Res ¦ Floor Insulation | 2041 | Achievable | MW | After Competition Groups | 7.0897 | 0 | 0 | 1120.2149 | 0.0063289 | 30 | Residential_2041_Achievable_MW_After Competition Groups_30 | Floor Insulation | 0.6329% | 0 | 7.0897 | Residential_2041_Achievable_MW_After Competition Groups_Floor Insulation
Residential | Res ¦ Clothes Drying Racks | 2041 | Economic | MW | After Competition Groups | 10.4625 | 0 | 0 | 1739.2375 | 0.0060156 | 26 | Residential_2041_Economic_MW_After Competition Groups_26 | Clothes Drying Racks | 0.6016% | 0 | 10.4625 | Residential_2041_Economic_MW_After Competition Groups_Clothes Drying Racks
Residential | Res ¦ Air Sealing | 2041 | Technical | MW | After Competition Groups | 14.9294 | 0 | 0 | 2684.1241 | 0.0055621 | 25 | Residential_2041_Technical_MW_After Competition Groups_25 | Air Sealing | 0.5562% | 0 | 14.9294 | Residential_2041_Technical_MW_After Competition Groups_Air Sealing
Residential | Res ¦ Central Air Conditioner Maintenance | 2041 | Technical | MW | After Competition Groups | 14.4152 | 0 | 0 | 2684.1241 | 0.0053705 | 26 | Residential_2041_Technical_MW_After Competition Groups_26 | Central Air Conditioner Maintenance | 0.5371% | 0 | 14.4152 | Residential_2041_Technical_MW_After Competition Groups_Central Air Conditioner Maintenance
Residential | Res ¦ Floor Insulation | 2041 | Technical | MW | After Competition Groups | 14.1924 | 0 | 0 | 2684.1241 | 0.0052875 | 27 | Residential_2041_Technical_MW_After Competition Groups_27 | Floor Insulation | 0.5288% | 0 | 14.1924 | Residential_2041_Technical_MW_After Competition Groups_Floor Insulation
Residential | Res ¦ Basement or Crawlspace Insulation | 2041 | Achievable | MW | After Competition Groups | 5.9071 | 0 | 0 | 1120.2149 | 0.0052732 | 31 | Residential_2041_Achievable_MW_After Competition Groups_31 | Basement or Crawlspace Insulation | 0.5273% | 0 | 5.9071 | Residential_2041_Achievable_MW_After Competition Groups_Basement or Crawlspace Insulation
Residential | Res ¦ High Efficiency Chiller (avg of water and air cooled) | 2041 | Technical | MW | After Competition Groups | 14.149 | 0 | 0 | 2684.1241 | 0.0052714 | 28 | Residential_2041_Technical_MW_After Competition Groups_28 | High Efficiency Chiller (avg of water and air cooled) | 0.5271% | 0 | 14.149 | Residential_2041_Technical_MW_After Competition Groups_High Efficiency Chiller (avg of water and air cooled)
Residential | Res ¦ Variable Refrigerant Flow Heat Pump | 2041 | Economic | MW | After Competition Groups | 9.0541 | 0 | 0 | 1739.2375 | 0.0052058 | 27 | Residential_2041_Economic_MW_After Competition Groups_27 | Variable Refrigerant Flow Heat Pump | 0.5206% | 0 | 9.0541 | Residential_2041_Economic_MW_After Competition Groups_Variable Refrigerant Flow Heat Pump
Residential | Res ¦ Refrigerator Recycling | 2041 | Economic | MW | After Competition Groups | 8.8672 | 0 | 0 | 1739.2375 | 0.0050983 | 28 | Residential_2041_Economic_MW_After Competition Groups_28 | Refrigerator Recycling | 0.5098% | 0 | 8.8672 | Residential_2041_Economic_MW_After Competition Groups_Refrigerator Recycling
Residential | Res ¦ Dehumidifier Recycling | 2041 | Technical | MW | After Competition Groups | 13.1611 | 0 | 0 | 2684.1241 | 0.0049033 | 29 | Residential_2041_Technical_MW_After Competition Groups_29 | Dehumidifier Recycling | 0.4903% | 0 | 13.1611 | Residential_2041_Technical_MW_After Competition Groups_Dehumidifier Recycling
Residential | Res ¦ Energy Star Dehumidifier | 2041 | Achievable | MW | After Competition Groups | 5.3861 | 0 | 0 | 1120.2149 | 0.0048081 | 32 | Residential_2041_Achievable_MW_After Competition Groups_32 | Energy Star Dehumidifier | 0.4808% | 0 | 5.3861 | Residential_2041_Achievable_MW_After Competition Groups_Energy Star Dehumidifier
Residential | Res ¦ Freezer Recycling | 2041 | Economic | MW | After Competition Groups | 8.2598 | 0 | 0 | 1739.2375 | 0.0047491 | 29 | Residential_2041_Economic_MW_After Competition Groups_29 | Freezer Recycling | 0.4749% | 0 | 8.2598 | Residential_2041_Economic_MW_After Competition Groups_Freezer Recycling
Residential | Res ¦ Energy Star Freezer | 2041 | Technical | MW | After Competition Groups | 12.7049 | 0 | 0 | 2684.1241 | 0.0047333 | 30 | Residential_2041_Technical_MW_After Competition Groups_30 | Energy Star Freezer | 0.4733% | 0 | 12.7049 | Residential_2041_Technical_MW_After Competition Groups_Energy Star Freezer
Residential | Res ¦ Duct Insulation MF | 2041 | Economic | MW | After Competition Groups | 7.9278 | 0 | 0 | 1739.2375 | 0.0045582 | 30 | Residential_2041_Economic_MW_After Competition Groups_30 | Duct Insulation MF | 0.4558% | 0 | 7.9278 | Residential_2041_Economic_MW_After Competition Groups_Duct Insulation MF
Residential | Res ¦ Energy Star Dehumidifier | 2041 | Economic | MW | After Competition Groups | 7.7373 | 0 | 0 | 1739.2375 | 0.0044487 | 31 | Residential_2041_Economic_MW_After Competition Groups_31 | Energy Star Dehumidifier | 0.4449% | 0 | 7.7373 | Residential_2041_Economic_MW_After Competition Groups_Energy Star Dehumidifier
Residential | Res ¦ Occupancy Sensors MF | 2041 | Technical | MW | After Competition Groups | 11.9017 | 0 | 0 | 2684.1241 | 0.0044341 | 31 | Residential_2041_Technical_MW_After Competition Groups_31 | Occupancy Sensors MF | 0.4434% | 0 | 11.9017 | Residential_2041_Technical_MW_After Competition Groups_Occupancy Sensors MF
Residential | Res ¦ Advanced BAS/Controllers | 2041 | Technical | MW | After Competition Groups | 11.5085 | 0 | 0 | 2684.1241 | 0.0042876 | 32 | Residential_2041_Technical_MW_After Competition Groups_32 | Advanced BAS/Controllers | 0.4288% | 0 | 11.5085 | Residential_2041_Technical_MW_After Competition Groups_Advanced BAS/Controllers
Residential | Res ¦ Furnace with ECM | 2041 | Achievable | MW | After Competition Groups | 4.7747 | 0 | 0 | 1120.2149 | 0.0042623 | 33 | Residential_2041_Achievable_MW_After Competition Groups_33 | Furnace with ECM | 0.4262% | 0 | 4.7747 | Residential_2041_Achievable_MW_After Competition Groups_Furnace with ECM
Residential | Res ¦ Clothes Drying Racks | 2041 | Technical | MW | After Competition Groups | 10.4625 | 0 | 0 | 2684.1241 | 0.0038979 | 33 | Residential_2041_Technical_MW_After Competition Groups_33 | Clothes Drying Racks | 0.3898% | 0 | 10.4625 | Residential_2041_Technical_MW_After Competition Groups_Clothes Drying Racks
Residential | Res ¦ Outside Air Economizer | 2041 | Achievable | MW | After Competition Groups | 4.1261 | 0 | 0 | 1120.2149 | 0.0036833 | 34 | Residential_2041_Achievable_MW_After Competition Groups_34 | Outside Air Economizer | 0.3683% | 0 | 4.1261 | Residential_2041_Achievable_MW_After Competition Groups_Outside Air Economizer
Residential | Res ¦ Energy Star Freezer | 2041 | Economic | MW | After Competition Groups | 6.1197 | 0 | 0 | 1739.2375 | 0.0035186 | 32 | Residential_2041_Economic_MW_After Competition Groups_32 | Energy Star Freezer | 0.3519% | 0 | 6.1197 | Residential_2041_Economic_MW_After Competition Groups_Energy Star Freezer
Residential | Res ¦ Energy Star Windows | 2041 | Economic | MW | After Competition Groups | 6.0442 | 0 | 0 | 1739.2375 | 0.0034752 | 33 | Residential_2041_Economic_MW_After Competition Groups_33 | Energy Star Windows | 0.3475% | 0 | 6.0442 | Residential_2041_Economic_MW_After Competition Groups_Energy Star Windows
Residential | Res ¦ Heat Recovery Ventilator | 2041 | Economic | MW | After Competition Groups | 6.0067 | 0 | 0 | 1739.2375 | 0.0034537 | 34 | Residential_2041_Economic_MW_After Competition Groups_34 | Heat Recovery Ventilator | 0.3454% | 0 | 6.0067 | Residential_2041_Economic_MW_After Competition Groups_Heat Recovery Ventilator
Residential | Res ¦ Furnace with ECM | 2041 | Economic | MW | After Competition Groups | 5.7516 | 0 | 0 | 1739.2375 | 0.003307 | 35 | Residential_2041_Economic_MW_After Competition Groups_35 | Furnace with ECM | 0.3307% | 0 | 5.7516 | Residential_2041_Economic_MW_After Competition Groups_Furnace with ECM
Residential | Res ¦ Refrigerator Recycling | 2041 | Technical | MW | After Competition Groups | 8.8672 | 0 | 0 | 2684.1241 | 0.0033036 | 34 | Residential_2041_Technical_MW_After Competition Groups_34 | Refrigerator Recycling | 0.3304% | 0 | 8.8672 | Residential_2041_Technical_MW_After Competition Groups_Refrigerator Recycling
Residential | Res ¦ LED Tube Re-Lamp | 2041 | Achievable | MW | After Competition Groups | 3.523 | 0 | 0 | 1120.2149 | 0.0031449 | 35 | Residential_2041_Achievable_MW_After Competition Groups_35 | LED Tube Re-Lamp | 0.3145% | 0 | 3.523 | Residential_2041_Achievable_MW_After Competition Groups_LED Tube Re-Lamp
Residential | Res ¦ Ceiling Insulation | 2041 | Achievable | MW | After Competition Groups | 3.4639 | 0 | 0 | 1120.2149 | 0.0030922 | 36 | Residential_2041_Achievable_MW_After Competition Groups_36 | Ceiling Insulation | 0.3092% | 0 | 3.4639 | Residential_2041_Achievable_MW_After Competition Groups_Ceiling Insulation
Residential | Res ¦ Freezer Recycling | 2041 | Technical | MW | After Competition Groups | 8.2598 | 0 | 0 | 2684.1241 | 0.0030773 | 35 | Residential_2041_Technical_MW_After Competition Groups_35 | Freezer Recycling | 0.3077% | 0 | 8.2598 | Residential_2041_Technical_MW_After Competition Groups_Freezer Recycling
Residential | Res ¦ Duct Insulation MF | 2041 | Achievable | MW | After Competition Groups | 3.4145 | 0 | 0 | 1120.2149 | 0.0030481 | 37 | Residential_2041_Achievable_MW_After Competition Groups_37 | Duct Insulation MF | 0.3048% | 0 | 3.4145 | Residential_2041_Achievable_MW_After Competition Groups_Duct Insulation MF
Residential | Res ¦ Duct Insulation MF | 2041 | Technical | MW | After Competition Groups | 7.9278 | 0 | 0 | 2684.1241 | 0.0029536 | 36 | Residential_2041_Technical_MW_After Competition Groups_36 | Duct Insulation MF | 0.2954% | 0 | 7.9278 | Residential_2041_Technical_MW_After Competition Groups_Duct Insulation MF
Residential | Res ¦ Energy Star Dehumidifier | 2041 | Technical | MW | After Competition Groups | 7.7373 | 0 | 0 | 2684.1241 | 0.0028826 | 37 | Residential_2041_Technical_MW_After Competition Groups_37 | Energy Star Dehumidifier | 0.2883% | 0 | 7.7373 | Residential_2041_Technical_MW_After Competition Groups_Energy Star Dehumidifier
Residential | Res ¦ Minimize Hot and Warm Clothes Wash | 2041 | Achievable | MW | After Competition Groups | 3.2234 | 0 | 0 | 1120.2149 | 0.0028775 | 38 | Residential_2041_Achievable_MW_After Competition Groups_38 | Minimize Hot and Warm Clothes Wash | 0.2877% | 0 | 3.2234 | Residential_2041_Achievable_MW_After Competition Groups_Minimize Hot and Warm Clothes Wash
Residential | Res ¦ LED Downlight | 2041 | Achievable | MW | After Competition Groups | 2.9855 | 0 | 0 | 1120.2149 | 0.0026651 | 39 | Residential_2041_Achievable_MW_After Competition Groups_39 | LED Downlight | 0.2665% | 0 | 2.9855 | Residential_2041_Achievable_MW_After Competition Groups_LED Downlight
Residential | Res ¦ Central Lighting Control System | 2041 | Technical | MW | After Competition Groups | 7.1455 | 0 | 0 | 2684.1241 | 0.0026622 | 38 | Residential_2041_Technical_MW_After Competition Groups_38 | Central Lighting Control System | 0.2662% | 0 | 7.1455 | Residential_2041_Technical_MW_After Competition Groups_Central Lighting Control System
Residential | Res ¦ Heat Pump Water Heater | 2041 | Technical | MW | After Competition Groups | 6.7923 | 0 | 0 | 2684.1241 | 0.0025306 | 39 | Residential_2041_Technical_MW_After Competition Groups_39 | Heat Pump Water Heater | 0.2531% | 0 | 6.7923 | Residential_2041_Technical_MW_After Competition Groups_Heat Pump Water Heater
Residential | Res ¦ Minimize Hot and Warm Clothes Wash | 2041 | Economic | MW | After Competition Groups | 4.3668 | 0 | 0 | 1739.2375 | 0.0025108 | 36 | Residential_2041_Economic_MW_After Competition Groups_36 | Minimize Hot and Warm Clothes Wash | 0.2511% | 0 | 4.3668 | Residential_2041_Economic_MW_After Competition Groups_Minimize Hot and Warm Clothes Wash
Residential | Res ¦ INTEGRAL LED TROFFERS | 2041 | Technical | MW | After Competition Groups | 6.5225 | 0 | 0 | 2684.1241 | 0.00243 | 40 | Residential_2041_Technical_MW_After Competition Groups_40 | INTEGRAL LED TROFFERS | 0.243% | 0 | 6.5225 | Residential_2041_Technical_MW_After Competition Groups_INTEGRAL LED TROFFERS
Residential | Res ¦ Heat Recovery Ventilator | 2041 | Technical | MW | After Competition Groups | 6.3225 | 0 | 0 | 2684.1241 | 0.0023555 | 41 | Residential_2041_Technical_MW_After Competition Groups_41 | Heat Recovery Ventilator | 0.2355% | 0 | 6.3225 | Residential_2041_Technical_MW_After Competition Groups_Heat Recovery Ventilator
Residential | Res ¦ Energy Star Windows | 2041 | Achievable | MW | After Competition Groups | 2.6061 | 0 | 0 | 1120.2149 | 0.0023264 | 40 | Residential_2041_Achievable_MW_After Competition Groups_40 | Energy Star Windows | 0.2326% | 0 | 2.6061 | Residential_2041_Achievable_MW_After Competition Groups_Energy Star Windows
Residential | Res ¦ ENERGY STAR LED LAMPS (REFLECTOR LAMPs/MR16/PAR 16) | 2041 | Achievable | MW | After Competition Groups | 2.5747 | 0 | 0 | 1120.2149 | 0.0022984 | 41 | Residential_2041_Achievable_MW_After Competition Groups_41 | ENERGY STAR LED LAMPS (REFLECTOR LAMPs/MR16/PAR 16) | 0.2298% | 0 | 2.5747 | Residential_2041_Achievable_MW_After Competition Groups_ENERGY STAR LED LAMPS (REFLECTOR LAMPs/MR16/PAR 16)
Residential | Res ¦ Energy Star Windows | 2041 | Technical | MW | After Competition Groups | 6.0442 | 0 | 0 | 2684.1241 | 0.0022518 | 42 | Residential_2041_Technical_MW_After Competition Groups_42 | Energy Star Windows | 0.2252% | 0 | 6.0442 | Residential_2041_Technical_MW_After Competition Groups_Energy Star Windows
Residential | Res ¦ Outside Air Economizer | 2041 | Economic | MW | After Competition Groups | 3.7796 | 0 | 0 | 1739.2375 | 0.0021731 | 37 | Residential_2041_Economic_MW_After Competition Groups_37 | Outside Air Economizer | 0.2173% | 0 | 3.7796 | Residential_2041_Economic_MW_After Competition Groups_Outside Air Economizer
Residential | Res ¦ LED Tube Re-Lamp | 2041 | Economic | MW | After Competition Groups | 3.7432 | 0 | 0 | 1739.2375 | 0.0021522 | 38 | Residential_2041_Economic_MW_After Competition Groups_38 | LED Tube Re-Lamp | 0.2152% | 0 | 3.7432 | Residential_2041_Economic_MW_After Competition Groups_LED Tube Re-Lamp
Residential | Res ¦ Furnace with ECM | 2041 | Technical | MW | After Competition Groups | 5.7516 | 0 | 0 | 2684.1241 | 0.0021428 | 43 | Residential_2041_Technical_MW_After Competition Groups_43 | Furnace with ECM | 0.2143% | 0 | 5.7516 | Residential_2041_Technical_MW_After Competition Groups_Furnace with ECM
Residential | Res ¦ Early Hot Water Heater Replacement | 2041 | Achievable | MW | After Competition Groups | 2.3797 | 0 | 0 | 1120.2149 | 0.0021243 | 42 | Residential_2041_Achievable_MW_After Competition Groups_42 | Early Hot Water Heater Replacement | 0.2124% | 0 | 2.3797 | Residential_2041_Achievable_MW_After Competition Groups_Early Hot Water Heater Replacement
Residential | Res ¦ Tankless Water Heater | 2041 | Achievable | MW | After Competition Groups | 2.3603 | 0 | 0 | 1120.2149 | 0.002107 | 43 | Residential_2041_Achievable_MW_After Competition Groups_43 | Tankless Water Heater | 0.2107% | 0 | 2.3603 | Residential_2041_Achievable_MW_After Competition Groups_Tankless Water Heater
Residential | Res ¦ Energy Star Ceiling Fan/Lighting | 2041 | Technical | MW | After Competition Groups | 5.4294 | 0 | 0 | 2684.1241 | 0.0020228 | 44 | Residential_2041_Technical_MW_After Competition Groups_44 | Energy Star Ceiling Fan/Lighting | 0.2023% | 0 | 5.4294 | Residential_2041_Technical_MW_After Competition Groups_Energy Star Ceiling Fan/Lighting
Residential | Res ¦ CO Sensors for parking garage exhaust fans | 2041 | Achievable | MW | After Competition Groups | 2.2578 | 0 | 0 | 1120.2149 | 0.0020155 | 44 | Residential_2041_Achievable_MW_After Competition Groups_44 | CO Sensors for parking garage exhaust fans | 0.2015% | 0 | 2.2578 | Residential_2041_Achievable_MW_After Competition Groups_CO Sensors for parking garage exhaust fans
Residential | Res ¦ Furnace Whistle | 2041 | Achievable | MW | After Competition Groups | 2.232 | 0 | 0 | 1120.2149 | 0.0019925 | 45 | Residential_2041_Achievable_MW_After Competition Groups_45 | Furnace Whistle | 0.1992% | 0 | 2.232 | Residential_2041_Achievable_MW_After Competition Groups_Furnace Whistle
Residential | Res ¦ LED Downlight | 2041 | Technical | MW | After Competition Groups | 5.3399 | 0 | 0 | 2684.1241 | 0.0019895 | 45 | Residential_2041_Technical_MW_After Competition Groups_45 | LED Downlight | 0.1989% | 0 | 5.3399 | Residential_2041_Technical_MW_After Competition Groups_LED Downlight
Residential | Res ¦ LED Tube Re-Lamp | 2041 | Technical | MW | After Competition Groups | 5.3336 | 0 | 0 | 2684.1241 | 0.0019871 | 46 | Residential_2041_Technical_MW_After Competition Groups_46 | LED Tube Re-Lamp | 0.1987% | 0 | 5.3336 | Residential_2041_Technical_MW_After Competition Groups_LED Tube Re-Lamp
Residential | Res ¦ Comprehensive Draft Proofing | 2041 | Achievable | MW | After Competition Groups | 1.9282 | 0 | 0 | 1120.2149 | 0.0017213 | 46 | Residential_2041_Achievable_MW_After Competition Groups_46 | Comprehensive Draft Proofing | 0.1721% | 0 | 1.9282 | Residential_2041_Achievable_MW_After Competition Groups_Comprehensive Draft Proofing
Residential | Res ¦ Variable Frequency Drive (VFD) | 2041 | Achievable | MW | After Competition Groups | 1.8699 | 0 | 0 | 1120.2149 | 0.0016693 | 47 | Residential_2041_Achievable_MW_After Competition Groups_47 | Variable Frequency Drive (VFD) | 0.1669% | 0 | 1.8699 | Residential_2041_Achievable_MW_After Competition Groups_Variable Frequency Drive (VFD)
Residential | Res ¦ Minimize Hot and Warm Clothes Wash | 2041 | Technical | MW | After Competition Groups | 4.3668 | 0 | 0 | 2684.1241 | 0.0016269 | 47 | Residential_2041_Technical_MW_After Competition Groups_47 | Minimize Hot and Warm Clothes Wash | 0.1627% | 0 | 4.3668 | Residential_2041_Technical_MW_After Competition Groups_Minimize Hot and Warm Clothes Wash
Residential | Res ¦ Early Hot Water Heater Replacement | 2041 | Economic | MW | After Competition Groups | 2.8242 | 0 | 0 | 1739.2375 | 0.0016238 | 39 | Residential_2041_Economic_MW_After Competition Groups_39 | Early Hot Water Heater Replacement | 0.1624% | 0 | 2.8242 | Residential_2041_Economic_MW_After Competition Groups_Early Hot Water Heater Replacement
Residential | Res ¦ Condensing Make Up Air Unit | 2041 | Achievable | MW | After Competition Groups | 1.8144 | 0 | 0 | 1120.2149 | 0.0016197 | 48 | Residential_2041_Achievable_MW_After Competition Groups_48 | Condensing Make Up Air Unit | 0.162% | 0 | 1.8144 | Residential_2041_Achievable_MW_After Competition Groups_Condensing Make Up Air Unit
Residential | Res ¦ Demand Control Ventilation | 2041 | Achievable | MW | After Competition Groups | 1.7303 | 0 | 0 | 1120.2149 | 0.0015446 | 49 | Residential_2041_Achievable_MW_After Competition Groups_49 | Demand Control Ventilation | 0.1545% | 0 | 1.7303 | Residential_2041_Achievable_MW_After Competition Groups_Demand Control Ventilation
Residential | Res ¦ Drain Water Heat Recovery | 2041 | Achievable | MW | After Competition Groups | 1.6377 | 0 | 0 | 1120.2149 | 0.001462 | 50 | Residential_2041_Achievable_MW_After Competition Groups_50 | Drain Water Heat Recovery | 0.1462% | 0 | 1.6377 | Residential_2041_Achievable_MW_After Competition Groups_Drain Water Heat Recovery
Residential | Res ¦ ENERGY STAR LED LAMPS (REFLECTOR LAMPs/MR16/PAR 16) | 2041 | Economic | MW | After Competition Groups | 2.4982 | 0 | 0 | 1739.2375 | 0.0014364 | 40 | Residential_2041_Economic_MW_After Competition Groups_40 | ENERGY STAR LED LAMPS (REFLECTOR LAMPs/MR16/PAR 16) | 0.1436% | 0 | 2.4982 | Residential_2041_Economic_MW_After Competition Groups_ENERGY STAR LED LAMPS (REFLECTOR LAMPs/MR16/PAR 16)
Residential | Res ¦ Heat Pump Water Heater | 2041 | Economic | MW | After Competition Groups | 2.4639 | 0 | 0 | 1739.2375 | 0.0014166 | 41 | Residential_2041_Economic_MW_After Competition Groups_41 | Heat Pump Water Heater | 0.1417% | 0 | 2.4639 | Residential_2041_Economic_MW_After Competition Groups_Heat Pump Water Heater
Residential | Res ¦ Condensing Make Up Air Unit | 2041 | Economic | MW | After Competition Groups | 2.4521 | 0 | 0 | 1739.2375 | 0.0014098 | 42 | Residential_2041_Economic_MW_After Competition Groups_42 | Condensing Make Up Air Unit | 0.141% | 0 | 2.4521 | Residential_2041_Economic_MW_After Competition Groups_Condensing Make Up Air Unit
Residential | Res ¦ Outside Air Economizer | 2041 | Technical | MW | After Competition Groups | 3.7796 | 0 | 0 | 2684.1241 | 0.0014081 | 48 | Residential_2041_Technical_MW_After Competition Groups_48 | Outside Air Economizer | 0.1408% | 0 | 3.7796 | Residential_2041_Technical_MW_After Competition Groups_Outside Air Economizer
Residential | Res ¦ Passive Attic Ventilation | 2041 | Technical | MW | After Competition Groups | 3.7389 | 0 | 0 | 2684.1241 | 0.001393 | 49 | Residential_2041_Technical_MW_After Competition Groups_49 | Passive Attic Ventilation | 0.1393% | 0 | 3.7389 | Residential_2041_Technical_MW_After Competition Groups_Passive Attic Ventilation
Residential | Res ¦ CO Sensors for parking garage exhaust fans | 2041 | Economic | MW | After Competition Groups | 2.3846 | 0 | 0 | 1739.2375 | 0.0013711 | 43 | Residential_2041_Economic_MW_After Competition Groups_43 | CO Sensors for parking garage exhaust fans | 0.1371% | 0 | 2.3846 | Residential_2041_Economic_MW_After Competition Groups_CO Sensors for parking garage exhaust fans
Residential | Res ¦ Tankless Water Heater | 2041 | Economic | MW | After Competition Groups | 2.3335 | 0 | 0 | 1739.2375 | 0.0013417 | 44 | Residential_2041_Economic_MW_After Competition Groups_44 | Tankless Water Heater | 0.1342% | 0 | 2.3335 | Residential_2041_Economic_MW_After Competition Groups_Tankless Water Heater
Residential | Res ¦ Energy Star Dishwasher | 2041 | Technical | MW | After Competition Groups | 3.4967 | 0 | 0 | 2684.1241 | 0.0013027 | 50 | Residential_2041_Technical_MW_After Competition Groups_50 | Energy Star Dishwasher | 0.1303% | 0 | 3.4967 | Residential_2041_Technical_MW_After Competition Groups_Energy Star Dishwasher
Residential | Res ¦ Heat Recovery Ventilator | 2041 | Achievable | MW | After Competition Groups | 1.2938 | 0 | 0 | 1120.2149 | 0.0011549 | 51 | Residential_2041_Achievable_MW_After Competition Groups_51 | Heat Recovery Ventilator | 0.1155% | 0 | 1.2938 | Residential_2041_Achievable_MW_After Competition Groups_Heat Recovery Ventilator
Residential | Res ¦ Drain Water Heat Recovery | 2041 | Economic | MW | After Competition Groups | 1.8958 | 0 | 0 | 1739.2375 | 0.00109 | 45 | Residential_2041_Economic_MW_After Competition Groups_45 | Drain Water Heat Recovery | 0.109% | 0 | 1.8958 | Residential_2041_Economic_MW_After Competition Groups_Drain Water Heat Recovery
Residential | Res ¦ Furnace Whistle | 2041 | Economic | MW | After Competition Groups | 1.8914 | 0 | 0 | 1739.2375 | 0.0010875 | 46 | Residential_2041_Economic_MW_After Competition Groups_46 | Furnace Whistle | 0.1088% | 0 | 1.8914 | Residential_2041_Economic_MW_After Competition Groups_Furnace Whistle
Residential | Res ¦ LED Parking Lot Fixture | 2041 | Achievable | MW | After Competition Groups | 1.2069 | 0 | 0 | 1120.2149 | 0.0010774 | 52 | Residential_2041_Achievable_MW_After Competition Groups_52 | LED Parking Lot Fixture | 0.1077% | 0 | 1.2069 | Residential_2041_Achievable_MW_After Competition Groups_LED Parking Lot Fixture
Residential | Res ¦ Early Hot Water Heater Replacement | 2041 | Technical | MW | After Competition Groups | 2.8242 | 0 | 0 | 2684.1241 | 0.0010522 | 51 | Residential_2041_Technical_MW_After Competition Groups_51 | Early Hot Water Heater Replacement | 0.1052% | 0 | 2.8242 | Residential_2041_Technical_MW_After Competition Groups_Early Hot Water Heater Replacement
Residential | Res ¦ Water Heater Temperature Setback | 2041 | Achievable | MW | After Competition Groups | 1.1695 | 0 | 0 | 1120.2149 | 0.001044 | 53 | Residential_2041_Achievable_MW_After Competition Groups_53 | Water Heater Temperature Setback | 0.1044% | 0 | 1.1695 | Residential_2041_Achievable_MW_After Competition Groups_Water Heater Temperature Setback
Residential | Res ¦ Comprehensive Draft Proofing | 2041 | Economic | MW | After Competition Groups | 1.634 | 0 | 0 | 1739.2375 | 0.00093947 | 47 | Residential_2041_Economic_MW_After Competition Groups_47 | Comprehensive Draft Proofing | 0.09395% | 0 | 1.634 | Residential_2041_Economic_MW_After Competition Groups_Comprehensive Draft Proofing
Residential | Res ¦ ENERGY STAR LED LAMPS (REFLECTOR LAMPs/MR16/PAR 16) | 2041 | Technical | MW | After Competition Groups | 2.4982 | 0 | 0 | 2684.1241 | 0.00093074 | 52 | Residential_2041_Technical_MW_After Competition Groups_52 | ENERGY STAR LED LAMPS (REFLECTOR LAMPs/MR16/PAR 16) | 0.09307% | 0 | 2.4982 | Residential_2041_Technical_MW_After Competition Groups_ENERGY STAR LED LAMPS (REFLECTOR LAMPs/MR16/PAR 16)
Residential | Res ¦ Air Source Heat Pump Maintenance | 2041 | Technical | MW | After Competition Groups | 2.4982 | 0 | 0 | 2684.1241 | 0.00093074 | 53 | Residential_2041_Technical_MW_After Competition Groups_53 | Air Source Heat Pump Maintenance | 0.09307% | 0 | 2.4982 | Residential_2041_Technical_MW_After Competition Groups_Air Source Heat Pump Maintenance
Residential | Res ¦ Demand Control Ventilation | 2041 | Economic | MW | After Competition Groups | 1.6115 | 0 | 0 | 1739.2375 | 0.00092654 | 48 | Residential_2041_Economic_MW_After Competition Groups_48 | Demand Control Ventilation | 0.09265% | 0 | 1.6115 | Residential_2041_Economic_MW_After Competition Groups_Demand Control Ventilation
Residential | Res ¦ Condensing Make Up Air Unit | 2041 | Technical | MW | After Competition Groups | 2.4521 | 0 | 0 | 2684.1241 | 0.00091354 | 54 | Residential_2041_Technical_MW_After Competition Groups_54 | Condensing Make Up Air Unit | 0.09135% | 0 | 2.4521 | Residential_2041_Technical_MW_After Competition Groups_Condensing Make Up Air Unit
Residential | Res ¦ Variable Frequency Drive (VFD) | 2041 | Economic | MW | After Competition Groups | 1.5846 | 0 | 0 | 1739.2375 | 0.00091109 | 49 | Residential_2041_Economic_MW_After Competition Groups_49 | Variable Frequency Drive (VFD) | 0.09111% | 0 | 1.5846 | Residential_2041_Economic_MW_After Competition Groups_Variable Frequency Drive (VFD)
Residential | Res ¦ CO Sensors for parking garage exhaust fans | 2041 | Technical | MW | After Competition Groups | 2.3846 | 0 | 0 | 2684.1241 | 0.00088842 | 55 | Residential_2041_Technical_MW_After Competition Groups_55 | CO Sensors for parking garage exhaust fans | 0.08884% | 0 | 2.3846 | Residential_2041_Technical_MW_After Competition Groups_CO Sensors for parking garage exhaust fans
Residential | Res ¦ Solar Powered Attic Fan | 2041 | Technical | MW | After Competition Groups | 2.0657 | 0 | 0 | 2684.1241 | 0.00076961 | 56 | Residential_2041_Technical_MW_After Competition Groups_56 | Solar Powered Attic Fan | 0.07696% | 0 | 2.0657 | Residential_2041_Technical_MW_After Competition Groups_Solar Powered Attic Fan
Residential | Res ¦ Demand Control Ventilation | 2041 | Technical | MW | After Competition Groups | 2.0169 | 0 | 0 | 2684.1241 | 0.0007514 | 57 | Residential_2041_Technical_MW_After Competition Groups_57 | Demand Control Ventilation | 0.07514% | 0 | 2.0169 | Residential_2041_Technical_MW_After Competition Groups_Demand Control Ventilation
Residential | Res ¦ Drain Water Heat Recovery | 2041 | Technical | MW | After Competition Groups | 1.8958 | 0 | 0 | 2684.1241 | 0.00070629 | 58 | Residential_2041_Technical_MW_After Competition Groups_58 | Drain Water Heat Recovery | 0.07063% | 0 | 1.8958 | Residential_2041_Technical_MW_After Competition Groups_Drain Water Heat Recovery
Residential | Res ¦ DHW Recirculation Systems | 2041 | Economic | MW | After Competition Groups | 1.2276 | 0 | 0 | 1739.2375 | 0.00070584 | 50 | Residential_2041_Economic_MW_After Competition Groups_50 | DHW Recirculation Systems | 0.07058% | 0 | 1.2276 | Residential_2041_Economic_MW_After Competition Groups_DHW Recirculation Systems
Residential | Res ¦ Furnace Whistle | 2041 | Technical | MW | After Competition Groups | 1.8914 | 0 | 0 | 2684.1241 | 0.00070467 | 59 | Residential_2041_Technical_MW_After Competition Groups_59 | Furnace Whistle | 0.07047% | 0 | 1.8914 | Residential_2041_Technical_MW_After Competition Groups_Furnace Whistle
Residential | Res ¦ LED Parking Lot Fixture | 2041 | Economic | MW | After Competition Groups | 1.1845 | 0 | 0 | 1739.2375 | 0.00068106 | 51 | Residential_2041_Economic_MW_After Competition Groups_51 | LED Parking Lot Fixture | 0.06811% | 0 | 1.1845 | Residential_2041_Economic_MW_After Competition Groups_LED Parking Lot Fixture
Residential | Res ¦ Window Film | 2041 | Technical | MW | After Competition Groups | 1.7521 | 0 | 0 | 2684.1241 | 0.00065276 | 60 | Residential_2041_Technical_MW_After Competition Groups_60 | Window Film | 0.06528% | 0 | 1.7521 | Residential_2041_Technical_MW_After Competition Groups_Window Film
Residential | Res ¦ Comprehensive Draft Proofing | 2041 | Technical | MW | After Competition Groups | 1.634 | 0 | 0 | 2684.1241 | 0.00060875 | 61 | Residential_2041_Technical_MW_After Competition Groups_61 | Comprehensive Draft Proofing | 0.06087% | 0 | 1.634 | Residential_2041_Technical_MW_After Competition Groups_Comprehensive Draft Proofing
Residential | Res ¦ DHW Recirculation Systems | 2041 | Achievable | MW | After Competition Groups | 0.66576 | 0 | 0 | 1120.2149 | 0.00059432 | 54 | Residential_2041_Achievable_MW_After Competition Groups_54 | DHW Recirculation Systems | 0.05943% | 0 | 0.66576 | Residential_2041_Achievable_MW_After Competition Groups_DHW Recirculation Systems
Residential | Res ¦ Variable Frequency Drive (VFD) | 2041 | Technical | MW | After Competition Groups | 1.5846 | 0 | 0 | 2684.1241 | 0.00059036 | 62 | Residential_2041_Technical_MW_After Competition Groups_62 | Variable Frequency Drive (VFD) | 0.05904% | 0 | 1.5846 | Residential_2041_Technical_MW_After Competition Groups_Variable Frequency Drive (VFD)
Residential | Res ¦ Water Heater Temperature Setback | 2041 | Economic | MW | After Competition Groups | 0.99105 | 0 | 0 | 1739.2375 | 0.00056982 | 52 | Residential_2041_Economic_MW_After Competition Groups_52 | Water Heater Temperature Setback | 0.05698% | 0 | 0.99105 | Residential_2041_Economic_MW_After Competition Groups_Water Heater Temperature Setback
Residential | Res ¦ LED Downlight | 2041 | Economic | MW | After Competition Groups | 0.9826 | 0 | 0 | 1739.2375 | 0.00056496 | 53 | Residential_2041_Economic_MW_After Competition Groups_53 | LED Downlight | 0.0565% | 0 | 0.9826 | Residential_2041_Economic_MW_After Competition Groups_LED Downlight
Residential | Res ¦ VFD on Pumps | 2041 | Achievable | MW | After Competition Groups | 0.57503 | 0 | 0 | 1120.2149 | 0.00051332 | 55 | Residential_2041_Achievable_MW_After Competition Groups_55 | VFD on Pumps | 0.05133% | 0 | 0.57503 | Residential_2041_Achievable_MW_After Competition Groups_VFD on Pumps
Residential | Res ¦ LED Exterior Area Lights - LED Fixture (200W) | 2041 | Achievable | MW | After Competition Groups | 0.57147 | 0 | 0 | 1120.2149 | 0.00051014 | 56 | Residential_2041_Achievable_MW_After Competition Groups_56 | LED Exterior Area Lights - LED Fixture (200W) | 0.05101% | 0 | 0.57147 | Residential_2041_Achievable_MW_After Competition Groups_LED Exterior Area Lights - LED Fixture (200W)
Residential | Res ¦ DHW Recirculation Systems | 2041 | Technical | MW | After Competition Groups | 1.2276 | 0 | 0 | 2684.1241 | 0.00045737 | 63 | Residential_2041_Technical_MW_After Competition Groups_63 | DHW Recirculation Systems | 0.04574% | 0 | 1.2276 | Residential_2041_Technical_MW_After Competition Groups_DHW Recirculation Systems
Residential | Res ¦ LED Parking Lot Fixture | 2041 | Technical | MW | After Competition Groups | 1.1845 | 0 | 0 | 2684.1241 | 0.00044131 | 64 | Residential_2041_Technical_MW_After Competition Groups_64 | LED Parking Lot Fixture | 0.04413% | 0 | 1.1845 | Residential_2041_Technical_MW_After Competition Groups_LED Parking Lot Fixture
Residential | Res ¦ ENERGY STAR LED Lamps (General Service Lamps) | 2041 | Achievable | MW | After Competition Groups | 0.45309 | 0 | 0 | 1120.2149 | 0.00040446 | 57 | Residential_2041_Achievable_MW_After Competition Groups_57 | ENERGY STAR LED Lamps (General Service Lamps) | 0.04045% | 0 | 0.45309 | Residential_2041_Achievable_MW_After Competition Groups_ENERGY STAR LED Lamps (General Service Lamps)
Residential | Res ¦ Water Heater Temperature Setback | 2041 | Technical | MW | After Competition Groups | 0.99105 | 0 | 0 | 2684.1241 | 0.00036923 | 65 | Residential_2041_Technical_MW_After Competition Groups_65 | Water Heater Temperature Setback | 0.03692% | 0 | 0.99105 | Residential_2041_Technical_MW_After Competition Groups_Water Heater Temperature Setback
Residential | Res ¦ HVAC Optimization | 2041 | Technical | MW | After Competition Groups | 0.98876 | 0 | 0 | 2684.1241 | 0.00036837 | 66 | Residential_2041_Technical_MW_After Competition Groups_66 | HVAC Optimization | 0.03684% | 0 | 0.98876 | Residential_2041_Technical_MW_After Competition Groups_HVAC Optimization
Residential | Res ¦ ECM MOTORS FOR HVAC APPLICATION (FAN-POWERED VAV BOX) | 2041 | Achievable | MW | After Competition Groups | 0.36832 | 0 | 0 | 1120.2149 | 0.0003288 | 58 | Residential_2041_Achievable_MW_After Competition Groups_58 | ECM MOTORS FOR HVAC APPLICATION (FAN-POWERED VAV BOX) | 0.03288% | 0 | 0.36832 | Residential_2041_Achievable_MW_After Competition Groups_ECM MOTORS FOR HVAC APPLICATION (FAN-POWERED VAV BOX)
Residential | Res ¦ LED Exterior Area Lights - LED Fixture (200W) | 2041 | Economic | MW | After Competition Groups | 0.56354 | 0 | 0 | 1739.2375 | 0.00032401 | 54 | Residential_2041_Economic_MW_After Competition Groups_54 | LED Exterior Area Lights - LED Fixture (200W) | 0.0324% | 0 | 0.56354 | Residential_2041_Economic_MW_After Competition Groups_LED Exterior Area Lights - LED Fixture (200W)
Residential | Res ¦ VFD on Pumps | 2041 | Economic | MW | After Competition Groups | 0.48728 | 0 | 0 | 1739.2375 | 0.00028017 | 55 | Residential_2041_Economic_MW_After Competition Groups_55 | VFD on Pumps | 0.02802% | 0 | 0.48728 | Residential_2041_Economic_MW_After Competition Groups_VFD on Pumps
Residential | Res ¦ ENERGY STAR LED Lamps (General Service Lamps) | 2041 | Economic | MW | After Competition Groups | 0.44698 | 0 | 0 | 1739.2375 | 0.000257 | 56 | Residential_2041_Economic_MW_After Competition Groups_56 | ENERGY STAR LED Lamps (General Service Lamps) | 0.0257% | 0 | 0.44698 | Residential_2041_Economic_MW_After Competition Groups_ENERGY STAR LED Lamps (General Service Lamps)
Residential | Res ¦ Heat Pump Water Heater | 2041 | Achievable | MW | After Competition Groups | 0.26812 | 0 | 0 | 1120.2149 | 0.00023935 | 59 | Residential_2041_Achievable_MW_After Competition Groups_59 | Heat Pump Water Heater | 0.02394% | 0 | 0.26812 | Residential_2041_Achievable_MW_After Competition Groups_Heat Pump Water Heater
Residential | Res ¦ Chilled Water Optimization | 2041 | Achievable | MW | After Competition Groups | 0.26733 | 0 | 0 | 1120.2149 | 0.00023864 | 60 | Residential_2041_Achievable_MW_After Competition Groups_60 | Chilled Water Optimization | 0.02386% | 0 | 0.26733 | Residential_2041_Achievable_MW_After Competition Groups_Chilled Water Optimization
Residential | Res ¦ Beverage Vending Machine Controls | 2041 | Achievable | MW | After Competition Groups | 0.2645 | 0 | 0 | 1120.2149 | 0.00023611 | 61 | Residential_2041_Achievable_MW_After Competition Groups_61 | Beverage Vending Machine Controls | 0.02361% | 0 | 0.2645 | Residential_2041_Achievable_MW_After Competition Groups_Beverage Vending Machine Controls
Residential | Res ¦ ECM MOTORS FOR HVAC APPLICATION (FAN-POWERED VAV BOX) | 2041 | Economic | MW | After Competition Groups | 0.39713 | 0 | 0 | 1739.2375 | 0.00022833 | 57 | Residential_2041_Economic_MW_After Competition Groups_57 | ECM MOTORS FOR HVAC APPLICATION (FAN-POWERED VAV BOX) | 0.02283% | 0 | 0.39713 | Residential_2041_Economic_MW_After Competition Groups_ECM MOTORS FOR HVAC APPLICATION (FAN-POWERED VAV BOX)
Residential | Res ¦ LED Exterior Area Lights - LED Fixture (200W) | 2041 | Technical | MW | After Competition Groups | 0.56354 | 0 | 0 | 2684.1241 | 0.00020995 | 67 | Residential_2041_Technical_MW_After Competition Groups_67 | LED Exterior Area Lights - LED Fixture (200W) | 0.021% | 0 | 0.56354 | Residential_2041_Technical_MW_After Competition Groups_LED Exterior Area Lights - LED Fixture (200W)
Residential | Res ¦ Chilled Water Optimization | 2041 | Economic | MW | After Competition Groups | 0.35202 | 0 | 0 | 1739.2375 | 0.0002024 | 58 | Residential_2041_Economic_MW_After Competition Groups_58 | Chilled Water Optimization | 0.02024% | 0 | 0.35202 | Residential_2041_Economic_MW_After Competition Groups_Chilled Water Optimization
Residential | Res ¦ VFD on Pumps | 2041 | Technical | MW | After Competition Groups | 0.48728 | 0 | 0 | 2684.1241 | 0.00018154 | 68 | Residential_2041_Technical_MW_After Competition Groups_68 | VFD on Pumps | 0.01815% | 0 | 0.48728 | Residential_2041_Technical_MW_After Competition Groups_VFD on Pumps
Residential | Res ¦ ENERGY STAR LED Lamps (General Service Lamps) | 2041 | Technical | MW | After Competition Groups | 0.44698 | 0 | 0 | 2684.1241 | 0.00016653 | 69 | Residential_2041_Technical_MW_After Competition Groups_69 | ENERGY STAR LED Lamps (General Service Lamps) | 0.01665% | 0 | 0.44698 | Residential_2041_Technical_MW_After Competition Groups_ENERGY STAR LED Lamps (General Service Lamps)
Residential | Res ¦ Air Source Heat Pump | 2041 | Achievable | MW | After Competition Groups | 0.18393 | 0 | 0 | 1120.2149 | 0.00016419 | 62 | Residential_2041_Achievable_MW_After Competition Groups_62 | Air Source Heat Pump | 0.01642% | 0 | 0.18393 | Residential_2041_Achievable_MW_After Competition Groups_Air Source Heat Pump
Residential | Res ¦ Beverage Vending Machine Controls | 2041 | Economic | MW | After Competition Groups | 0.28064 | 0 | 0 | 1739.2375 | 0.00016136 | 59 | Residential_2041_Economic_MW_After Competition Groups_59 | Beverage Vending Machine Controls | 0.01614% | 0 | 0.28064 | Residential_2041_Economic_MW_After Competition Groups_Beverage Vending Machine Controls
Residential | Res ¦ Tankless Water Heater | 2041 | Technical | MW | After Competition Groups | 0.42183 | 0 | 0 | 2684.1241 | 0.00015716 | 70 | Residential_2041_Technical_MW_After Competition Groups_70 | Tankless Water Heater | 0.01572% | 0 | 0.42183 | Residential_2041_Technical_MW_After Competition Groups_Tankless Water Heater
Residential | Res ¦ ECM MOTORS FOR HVAC APPLICATION (FAN-POWERED VAV BOX) | 2041 | Technical | MW | After Competition Groups | 0.39713 | 0 | 0 | 2684.1241 | 0.00014795 | 71 | Residential_2041_Technical_MW_After Competition Groups_71 | ECM MOTORS FOR HVAC APPLICATION (FAN-POWERED VAV BOX) | 0.0148% | 0 | 0.39713 | Residential_2041_Technical_MW_After Competition Groups_ECM MOTORS FOR HVAC APPLICATION (FAN-POWERED VAV BOX)
Residential | Res ¦ Chilled Water Optimization | 2041 | Technical | MW | After Competition Groups | 0.35202 | 0 | 0 | 2684.1241 | 0.00013115 | 72 | Residential_2041_Technical_MW_After Competition Groups_72 | Chilled Water Optimization | 0.01311% | 0 | 0.35202 | Residential_2041_Technical_MW_After Competition Groups_Chilled Water Optimization
Residential | Res ¦ Beverage Vending Machine Controls | 2041 | Technical | MW | After Competition Groups | 0.28064 | 0 | 0 | 2684.1241 | 0.00010456 | 73 | Residential_2041_Technical_MW_After Competition Groups_73 | Beverage Vending Machine Controls | 0.01046% | 0 | 0.28064 | Residential_2041_Technical_MW_After Competition Groups_Beverage Vending Machine Controls
Residential | Res ¦ Wall Insulation MF | 2041 | Economic | MW | After Competition Groups | 0.14893 | 0 | 0 | 1739.2375 | 8.5629e-05 | 60 | Residential_2041_Economic_MW_After Competition Groups_60 | Wall Insulation MF | 0.008563% | 0 | 0.14893 | Residential_2041_Economic_MW_After Competition Groups_Wall Insulation MF
Residential | Res ¦ Wall Insulation MF | 2041 | Technical | MW | After Competition Groups | 0.15557 | 0 | 0 | 2684.1241 | 5.7961e-05 | 74 | Residential_2041_Technical_MW_After Competition Groups_74 | Wall Insulation MF | 0.005796% | 0 | 0.15557 | Residential_2041_Technical_MW_After Competition Groups_Wall Insulation MF
Residential | Res ¦ Networked/ Connected - Indoor LED Luminaire | 2041 | Achievable | MW | After Competition Groups | 0.035345 | 0 | 0 | 1120.2149 | 3.1552e-05 | 63 | Residential_2041_Achievable_MW_After Competition Groups_63 | Networked/ Connected - Indoor LED Luminaire | 0.003155% | 0 | 0.035345 | Residential_2041_Achievable_MW_After Competition Groups_Networked/ Connected - Indoor LED Luminaire
Residential | Res ¦ LED High Bay Fixture | 2041 | Achievable | MW | After Competition Groups | 0.029652 | 0 | 0 | 1120.2149 | 2.647e-05 | 64 | Residential_2041_Achievable_MW_After Competition Groups_64 | LED High Bay Fixture | 0.002647% | 0 | 0.029652 | Residential_2041_Achievable_MW_After Competition Groups_LED High Bay Fixture
Residential | Res ¦ LED High Bay Fixture | 2041 | Economic | MW | After Competition Groups | 0.030045 | 0 | 0 | 1739.2375 | 1.7275e-05 | 61 | Residential_2041_Economic_MW_After Competition Groups_61 | LED High Bay Fixture | 0.001727% | 0 | 0.030045 | Residential_2041_Economic_MW_After Competition Groups_LED High Bay Fixture
Residential | Res ¦ Wall Insulation MF | 2041 | Achievable | MW | After Competition Groups | 0.017015 | 0 | 0 | 1120.2149 | 1.5189e-05 | 65 | Residential_2041_Achievable_MW_After Competition Groups_65 | Wall Insulation MF | 0.001519% | 0 | 0.017015 | Residential_2041_Achievable_MW_After Competition Groups_Wall Insulation MF
Residential | Res ¦ LED Recessed Downlights | 2041 | Technical | MW | After Competition Groups | 0.034941 | 0 | 0 | 2684.1241 | 1.3018e-05 | 75 | Residential_2041_Technical_MW_After Competition Groups_75 | LED Recessed Downlights | 0.001302% | 0 | 0.034941 | Residential_2041_Technical_MW_After Competition Groups_LED Recessed Downlights
Residential | Res ¦ LED High Bay Fixture | 2041 | Technical | MW | After Competition Groups | 0.030045 | 0 | 0 | 2684.1241 | 1.1194e-05 | 76 | Residential_2041_Technical_MW_After Competition Groups_76 | LED High Bay Fixture | 0.001119% | 0 | 0.030045 | Residential_2041_Technical_MW_After Competition Groups_LED High Bay Fixture
Residential | Res ¦ Radiant Barrier | 2041 | Economic | MW | After Competition Groups | 0.011895 | 0 | 0 | 1739.2375 | 6.8391e-06 | 62 | Residential_2041_Economic_MW_After Competition Groups_62 | Radiant Barrier | 0.0006839% | 0 | 0.011895 | Residential_2041_Economic_MW_After Competition Groups_Radiant Barrier
Residential | Res ¦ Radiant Barrier | 2041 | Achievable | MW | After Competition Groups | 0.0072196 | 0 | 0 | 1120.2149 | 6.4448e-06 | 66 | Residential_2041_Achievable_MW_After Competition Groups_66 | Radiant Barrier | 0.0006445% | 0 | 0.0072196 | Residential_2041_Achievable_MW_After Competition Groups_Radiant Barrier
Residential | Res ¦ Solar Water Preheat (Pools/DHW) | 2041 | Technical | MW | After Competition Groups | 0.013983 | 0 | 0 | 2684.1241 | 5.2094e-06 | 77 | Residential_2041_Technical_MW_After Competition Groups_77 | Solar Water Preheat (Pools/DHW) | 0.0005209% | 0 | 0.013983 | Residential_2041_Technical_MW_After Competition Groups_Solar Water Preheat (Pools/DHW)
Residential | Res ¦ Radiant Barrier | 2041 | Technical | MW | After Competition Groups | 0.011895 | 0 | 0 | 2684.1241 | 4.4316e-06 | 78 | Residential_2041_Technical_MW_After Competition Groups_78 | Radiant Barrier | 0.0004432% | 0 | 0.011895 | Residential_2041_Technical_MW_After Competition Groups_Radiant Barrier
Residential | Res ¦ Photocell Controls (Outdoor) | 2041 | Technical | MW | After Competition Groups | 7.0426e-05 | 0 | 0 | 2684.1241 | 2.6238e-08 | 79 | Residential_2041_Technical_MW_After Competition Groups_79 | Photocell Controls (Outdoor) | 2.624e-06% | 0 | 7.0426e-05 | Residential_2041_Technical_MW_After Competition Groups_Photocell Controls (Outdoor)
Residential | Res ¦ Lighting Motion Sensors, Timers, Dimmers | 2041 | Achievable | MW | After Competition Groups | 0 | 0 | 0 | 1120.2149 | 0 | 67 | Residential_2041_Achievable_MW_After Competition Groups_67 | Lighting Motion Sensors, Timers, Dimmers | 0% | 0 | 0 | Residential_2041_Achievable_MW_After Competition Groups_Lighting Motion Sensors, Timers, Dimmers
Residential | Res ¦ Lighting Motion Sensors, Timers, Dimmers | 2041 | Economic | MW | After Competition Groups | 0 | 0 | 0 | 1739.2375 | 0 | 63 | Residential_2041_Economic_MW_After Competition Groups_63 | Lighting Motion Sensors, Timers, Dimmers | 0% | 0 | 0 | Residential_2041_Economic_MW_After Competition Groups_Lighting Motion Sensors, Timers, Dimmers
Residential | Res ¦ Ductless Mini-Split Heat Pump | 2042 | Achievable | MW | After Competition Groups | 178.0084 | 0 | 0 | 1174.0786 | 0.15162 | 1 | Residential_2042_Achievable_MW_After Competition Groups_1 | Ductless Mini-Split Heat Pump | 15.16% | 0 | 178.0084 | Residential_2042_Achievable_MW_After Competition Groups_Ductless Mini-Split Heat Pump
Residential | Res ¦ Ductless Mini-Split Heat Pump | 2042 | Economic | MW | After Competition Groups | 253.6687 | 0 | 0 | 1763.8061 | 0.14382 | 1 | Residential_2042_Economic_MW_After Competition Groups_1 | Ductless Mini-Split Heat Pump | 14.38% | 0 | 253.6687 | Residential_2042_Economic_MW_After Competition Groups_Ductless Mini-Split Heat Pump
Residential | Res ¦ Adaptive Thermostat | 2042 | Economic | MW | After Competition Groups | 213.1806 | 0 | 0 | 1763.8061 | 0.12086 | 2 | Residential_2042_Economic_MW_After Competition Groups_2 | Adaptive Thermostat | 12.09% | 0 | 213.1806 | Residential_2042_Economic_MW_After Competition Groups_Adaptive Thermostat
Residential | Res ¦ Adaptive Thermostat | 2042 | Achievable | MW | After Competition Groups | 124.9101 | 0 | 0 | 1174.0786 | 0.10639 | 2 | Residential_2042_Achievable_MW_After Competition Groups_2 | Adaptive Thermostat | 10.64% | 0 | 124.9101 | Residential_2042_Achievable_MW_After Competition Groups_Adaptive Thermostat
Residential | Res ¦ Energy Star Central Air Conditioner | 2042 | Technical | MW | After Competition Groups | 269.7552 | 0 | 0 | 2721.2109 | 0.099131 | 1 | Residential_2042_Technical_MW_After Competition Groups_1 | Energy Star Central Air Conditioner | 9.913% | 0 | 269.7552 | Residential_2042_Technical_MW_After Competition Groups_Energy Star Central Air Conditioner
Residential | Res ¦ Ductless Mini-Split Heat Pump | 2042 | Technical | MW | After Competition Groups | 253.6687 | 0 | 0 | 2721.2109 | 0.093219 | 2 | Residential_2042_Technical_MW_After Competition Groups_2 | Ductless Mini-Split Heat Pump | 9.322% | 0 | 253.6687 | Residential_2042_Technical_MW_After Competition Groups_Ductless Mini-Split Heat Pump
Residential | Res ¦ Energy Star Ground Source Heat Pump | 2042 | Technical | MW | After Competition Groups | 246.3938 | 0 | 0 | 2721.2109 | 0.090546 | 3 | Residential_2042_Technical_MW_After Competition Groups_3 | Energy Star Ground Source Heat Pump | 9.055% | 0 | 246.3938 | Residential_2042_Technical_MW_After Competition Groups_Energy Star Ground Source Heat Pump
Residential | Res ¦ Ductless Mini-Split Air Conditioner | 2042 | Technical | MW | After Competition Groups | 230.0341 | 0 | 0 | 2721.2109 | 0.084534 | 4 | Residential_2042_Technical_MW_After Competition Groups_4 | Ductless Mini-Split Air Conditioner | 8.453% | 0 | 230.0341 | Residential_2042_Technical_MW_After Competition Groups_Ductless Mini-Split Air Conditioner
Residential | Res ¦ Energy Star Clothes Washer | 2042 | Achievable | MW | After Competition Groups | 94.7596 | 0 | 0 | 1174.0786 | 0.08071 | 3 | Residential_2042_Achievable_MW_After Competition Groups_3 | Energy Star Clothes Washer | 8.071% | 0 | 94.7596 | Residential_2042_Achievable_MW_After Competition Groups_Energy Star Clothes Washer
Residential | Res ¦ Building Recommissioning, Operations and Maintenance (O&M) Improvements | 2042 | Achievable | MW | After Competition Groups | 93.1844 | 0 | 0 | 1174.0786 | 0.079368 | 4 | Residential_2042_Achievable_MW_After Competition Groups_4 | Building Recommissioning, Operations and Maintenance (O&M) Improvements | 7.937% | 0 | 93.1844 | Residential_2042_Achievable_MW_After Competition Groups_Building Recommissioning, Operations and Maintenance (O&M) Improvements
Residential | Res ¦ Energy Star Air Source Heat Pump | 2042 | Economic | MW | After Competition Groups | 139.0779 | 0 | 0 | 1763.8061 | 0.078851 | 3 | Residential_2042_Economic_MW_After Competition Groups_3 | Energy Star Air Source Heat Pump | 7.885% | 0 | 139.0779 | Residential_2042_Economic_MW_After Competition Groups_Energy Star Air Source Heat Pump
Residential | Res ¦ Adaptive Thermostat | 2042 | Technical | MW | After Competition Groups | 213.1806 | 0 | 0 | 2721.2109 | 0.07834 | 5 | Residential_2042_Technical_MW_After Competition Groups_5 | Adaptive Thermostat | 7.834% | 0 | 213.1806 | Residential_2042_Technical_MW_After Competition Groups_Adaptive Thermostat
Residential | Res ¦ Smart Burners | 2042 | Economic | MW | After Competition Groups | 135.3853 | 0 | 0 | 1763.8061 | 0.076757 | 4 | Residential_2042_Economic_MW_After Competition Groups_4 | Smart Burners | 7.676% | 0 | 135.3853 | Residential_2042_Economic_MW_After Competition Groups_Smart Burners
Residential | Res ¦ Smart Burners | 2042 | Technical | MW | After Competition Groups | 169.3997 | 0 | 0 | 2721.2109 | 0.062252 | 6 | Residential_2042_Technical_MW_After Competition Groups_6 | Smart Burners | 6.225% | 0 | 169.3997 | Residential_2042_Technical_MW_After Competition Groups_Smart Burners
Residential | Res ¦ Energy Star Clothes Washer | 2042 | Economic | MW | After Competition Groups | 109.4241 | 0 | 0 | 1763.8061 | 0.062039 | 5 | Residential_2042_Economic_MW_After Competition Groups_5 | Energy Star Clothes Washer | 6.204% | 0 | 109.4241 | Residential_2042_Economic_MW_After Competition Groups_Energy Star Clothes Washer
Residential | Res ¦ Energy Star A Line, PAR, MR Lamps | 2042 | Economic | MW | After Competition Groups | 102.2816 | 0 | 0 | 1763.8061 | 0.057989 | 6 | Residential_2042_Economic_MW_After Competition Groups_6 | Energy Star A Line, PAR, MR Lamps | 5.799% | 0 | 102.2816 | Residential_2042_Economic_MW_After Competition Groups_Energy Star A Line, PAR, MR Lamps
Residential | Res ¦ Smart Burners | 2042 | Achievable | MW | After Competition Groups | 65.9075 | 0 | 0 | 1174.0786 | 0.056135 | 5 | Residential_2042_Achievable_MW_After Competition Groups_5 | Smart Burners | 5.614% | 0 | 65.9075 | Residential_2042_Achievable_MW_After Competition Groups_Smart Burners
Residential | Res ¦ Variable Speed Pool Pump Motor | 2042 | Achievable | MW | After Competition Groups | 65.6844 | 0 | 0 | 1174.0786 | 0.055945 | 6 | Residential_2042_Achievable_MW_After Competition Groups_6 | Variable Speed Pool Pump Motor | 5.595% | 0 | 65.6844 | Residential_2042_Achievable_MW_After Competition Groups_Variable Speed Pool Pump Motor
Residential | Res ¦ Energy Star Refrigerator | 2042 | Technical | MW | After Competition Groups | 136.852 | 0 | 0 | 2721.2109 | 0.050291 | 7 | Residential_2042_Technical_MW_After Competition Groups_7 | Energy Star Refrigerator | 5.029% | 0 | 136.852 | Residential_2042_Technical_MW_After Competition Groups_Energy Star Refrigerator
Residential | Res ¦ Energy Star Room Air Conditioner | 2042 | Economic | MW | After Competition Groups | 87.9574 | 0 | 0 | 1763.8061 | 0.049868 | 7 | Residential_2042_Economic_MW_After Competition Groups_7 | Energy Star Room Air Conditioner | 4.987% | 0 | 87.9574 | Residential_2042_Economic_MW_After Competition Groups_Energy Star Room Air Conditioner
Residential | Res ¦ Energy Star Air Source Heat Pump | 2042 | Achievable | MW | After Competition Groups | 58.5245 | 0 | 0 | 1174.0786 | 0.049847 | 7 | Residential_2042_Achievable_MW_After Competition Groups_7 | Energy Star Air Source Heat Pump | 4.985% | 0 | 58.5245 | Residential_2042_Achievable_MW_After Competition Groups_Energy Star Air Source Heat Pump
Residential | Res ¦ Building Recommissioning, Operations and Maintenance (O&M) Improvements | 2042 | Economic | MW | After Competition Groups | 77.5396 | 0 | 0 | 1763.8061 | 0.043962 | 8 | Residential_2042_Economic_MW_After Competition Groups_8 | Building Recommissioning, Operations and Maintenance (O&M) Improvements | 4.396% | 0 | 77.5396 | Residential_2042_Economic_MW_After Competition Groups_Building Recommissioning, Operations and Maintenance (O&M) Improvements
Residential | Res ¦ Heat Pump Clothes Dryer | 2042 | Technical | MW | After Competition Groups | 119.5096 | 0 | 0 | 2721.2109 | 0.043918 | 8 | Residential_2042_Technical_MW_After Competition Groups_8 | Heat Pump Clothes Dryer | 4.392% | 0 | 119.5096 | Residential_2042_Technical_MW_After Competition Groups_Heat Pump Clothes Dryer
Residential | Res ¦ Energy Star Clothes Washer | 2042 | Technical | MW | After Competition Groups | 109.4241 | 0 | 0 | 2721.2109 | 0.040212 | 9 | Residential_2042_Technical_MW_After Competition Groups_9 | Energy Star Clothes Washer | 4.021% | 0 | 109.4241 | Residential_2042_Technical_MW_After Competition Groups_Energy Star Clothes Washer
Residential | Res ¦ Basement Wall Insulation | 2042 | Economic | MW | After Competition Groups | 68.9236 | 0 | 0 | 1763.8061 | 0.039077 | 9 | Residential_2042_Economic_MW_After Competition Groups_9 | Basement Wall Insulation | 3.908% | 0 | 68.9236 | Residential_2042_Economic_MW_After Competition Groups_Basement Wall Insulation
Residential | Res ¦ Energy Star Room Air Conditioner | 2042 | Achievable | MW | After Competition Groups | 45.0017 | 0 | 0 | 1174.0786 | 0.038329 | 8 | Residential_2042_Achievable_MW_After Competition Groups_8 | Energy Star Room Air Conditioner | 3.833% | 0 | 45.0017 | Residential_2042_Achievable_MW_After Competition Groups_Energy Star Room Air Conditioner
Residential | Res ¦ Energy Star A Line, PAR, MR Lamps | 2042 | Technical | MW | After Competition Groups | 102.2816 | 0 | 0 | 2721.2109 | 0.037587 | 10 | Residential_2042_Technical_MW_After Competition Groups_10 | Energy Star A Line, PAR, MR Lamps | 3.759% | 0 | 102.2816 | Residential_2042_Technical_MW_After Competition Groups_Energy Star A Line, PAR, MR Lamps
Residential | Res ¦ Smart Power Bar | 2042 | Achievable | MW | After Competition Groups | 40.115 | 0 | 0 | 1174.0786 | 0.034167 | 9 | Residential_2042_Achievable_MW_After Competition Groups_9 | Smart Power Bar | 3.417% | 0 | 40.115 | Residential_2042_Achievable_MW_After Competition Groups_Smart Power Bar
Residential | Res ¦ Basement or Crawlspace Insulation | 2042 | Economic | MW | After Competition Groups | 57.3531 | 0 | 0 | 1763.8061 | 0.032517 | 10 | Residential_2042_Economic_MW_After Competition Groups_10 | Basement or Crawlspace Insulation | 3.252% | 0 | 57.3531 | Residential_2042_Economic_MW_After Competition Groups_Basement or Crawlspace Insulation
Residential | Res ¦ Smart Power Bar | 2042 | Economic | MW | After Competition Groups | 56.3694 | 0 | 0 | 1763.8061 | 0.031959 | 11 | Residential_2042_Economic_MW_After Competition Groups_11 | Smart Power Bar | 3.196% | 0 | 56.3694 | Residential_2042_Economic_MW_After Competition Groups_Smart Power Bar
Residential | Res ¦ Basement Wall Insulation | 2042 | Achievable | MW | After Competition Groups | 37.5098 | 0 | 0 | 1174.0786 | 0.031948 | 10 | Residential_2042_Achievable_MW_After Competition Groups_10 | Basement Wall Insulation | 3.195% | 0 | 37.5098 | Residential_2042_Achievable_MW_After Competition Groups_Basement Wall Insulation
Residential | Res ¦ Variable Speed Pool Pump Motor | 2042 | Economic | MW | After Competition Groups | 54.6572 | 0 | 0 | 1763.8061 | 0.030988 | 12 | Residential_2042_Economic_MW_After Competition Groups_12 | Variable Speed Pool Pump Motor | 3.099% | 0 | 54.6572 | Residential_2042_Economic_MW_After Competition Groups_Variable Speed Pool Pump Motor
Residential | Res ¦ Attic Insulation | 2042 | Economic | MW | After Competition Groups | 53.2007 | 0 | 0 | 1763.8061 | 0.030162 | 13 | Residential_2042_Economic_MW_After Competition Groups_13 | Attic Insulation | 3.016% | 0 | 53.2007 | Residential_2042_Economic_MW_After Competition Groups_Attic Insulation
Residential | Res ¦ Building Recommissioning, Operations and Maintenance (O&M) Improvements | 2042 | Technical | MW | After Competition Groups | 77.5396 | 0 | 0 | 2721.2109 | 0.028495 | 11 | Residential_2042_Technical_MW_After Competition Groups_11 | Building Recommissioning, Operations and Maintenance (O&M) Improvements | 2.849% | 0 | 77.5396 | Residential_2042_Technical_MW_After Competition Groups_Building Recommissioning, Operations and Maintenance (O&M) Improvements
Residential | Res ¦ Basement Wall Insulation | 2042 | Technical | MW | After Competition Groups | 68.9236 | 0 | 0 | 2721.2109 | 0.025328 | 12 | Residential_2042_Technical_MW_After Competition Groups_12 | Basement Wall Insulation | 2.533% | 0 | 68.9236 | Residential_2042_Technical_MW_After Competition Groups_Basement Wall Insulation
Residential | Res ¦ Attic Insulation | 2042 | Achievable | MW | After Competition Groups | 28.9476 | 0 | 0 | 1174.0786 | 0.024656 | 11 | Residential_2042_Achievable_MW_After Competition Groups_11 | Attic Insulation | 2.466% | 0 | 28.9476 | Residential_2042_Achievable_MW_After Competition Groups_Attic Insulation
Residential | Res ¦ Energy Star LED Bulbs General Purpose LEDs | 2042 | Achievable | MW | After Competition Groups | 28.3542 | 0 | 0 | 1174.0786 | 0.02415 | 12 | Residential_2042_Achievable_MW_After Competition Groups_12 | Energy Star LED Bulbs General Purpose LEDs | 2.415% | 0 | 28.3542 | Residential_2042_Achievable_MW_After Competition Groups_Energy Star LED Bulbs General Purpose LEDs
Residential | Res ¦ Wall Insulation | 2042 | Economic | MW | After Competition Groups | 41.6928 | 0 | 0 | 1763.8061 | 0.023638 | 14 | Residential_2042_Economic_MW_After Competition Groups_14 | Wall Insulation | 2.364% | 0 | 41.6928 | Residential_2042_Economic_MW_After Competition Groups_Wall Insulation
Residential | Res ¦ Energy Star LED Specialty Bulbs | 2042 | Achievable | MW | After Competition Groups | 25.4567 | 0 | 0 | 1174.0786 | 0.021682 | 13 | Residential_2042_Achievable_MW_After Competition Groups_13 | Energy Star LED Specialty Bulbs | 2.168% | 0 | 25.4567 | Residential_2042_Achievable_MW_After Competition Groups_Energy Star LED Specialty Bulbs
Residential | Res ¦ Basement or Crawlspace Insulation | 2042 | Technical | MW | After Competition Groups | 57.3531 | 0 | 0 | 2721.2109 | 0.021076 | 13 | Residential_2042_Technical_MW_After Competition Groups_13 | Basement or Crawlspace Insulation | 2.108% | 0 | 57.3531 | Residential_2042_Technical_MW_After Competition Groups_Basement or Crawlspace Insulation
Residential | Res ¦ Energy Star Clothes Dryer | 2042 | Economic | MW | After Competition Groups | 36.6469 | 0 | 0 | 1763.8061 | 0.020777 | 15 | Residential_2042_Economic_MW_After Competition Groups_15 | Energy Star Clothes Dryer | 2.078% | 0 | 36.6469 | Residential_2042_Economic_MW_After Competition Groups_Energy Star Clothes Dryer
Residential | Res ¦ Smart Power Bar | 2042 | Technical | MW | After Competition Groups | 56.3694 | 0 | 0 | 2721.2109 | 0.020715 | 14 | Residential_2042_Technical_MW_After Competition Groups_14 | Smart Power Bar | 2.071% | 0 | 56.3694 | Residential_2042_Technical_MW_After Competition Groups_Smart Power Bar
Residential | Res ¦ Variable Speed Pool Pump Motor | 2042 | Technical | MW | After Competition Groups | 54.6572 | 0 | 0 | 2721.2109 | 0.020086 | 15 | Residential_2042_Technical_MW_After Competition Groups_15 | Variable Speed Pool Pump Motor | 2.009% | 0 | 54.6572 | Residential_2042_Technical_MW_After Competition Groups_Variable Speed Pool Pump Motor
Residential | Res ¦ Attic Insulation | 2042 | Technical | MW | After Competition Groups | 53.2007 | 0 | 0 | 2721.2109 | 0.01955 | 16 | Residential_2042_Technical_MW_After Competition Groups_16 | Attic Insulation | 1.955% | 0 | 53.2007 | Residential_2042_Technical_MW_After Competition Groups_Attic Insulation
Residential | Res ¦ Lighting Motion Sensors, Timers, Dimmers | 2042 | Technical | MW | After Competition Groups | 52.8633 | 0 | 0 | 2721.2109 | 0.019426 | 17 | Residential_2042_Technical_MW_After Competition Groups_17 | Lighting Motion Sensors, Timers, Dimmers | 1.943% | 0 | 52.8633 | Residential_2042_Technical_MW_After Competition Groups_Lighting Motion Sensors, Timers, Dimmers
Residential | Res ¦ Energy Star Clothes Dryer | 2042 | Achievable | MW | After Competition Groups | 22.7626 | 0 | 0 | 1174.0786 | 0.019388 | 14 | Residential_2042_Achievable_MW_After Competition Groups_14 | Energy Star Clothes Dryer | 1.939% | 0 | 22.7626 | Residential_2042_Achievable_MW_After Competition Groups_Energy Star Clothes Dryer
Residential | Res ¦ Energy Star A Line, PAR, MR Lamps | 2042 | Achievable | MW | After Competition Groups | 21.0858 | 0 | 0 | 1174.0786 | 0.017959 | 15 | Residential_2042_Achievable_MW_After Competition Groups_15 | Energy Star A Line, PAR, MR Lamps | 1.796% | 0 | 21.0858 | Residential_2042_Achievable_MW_After Competition Groups_Energy Star A Line, PAR, MR Lamps
Residential | Res ¦ Wall Insulation | 2042 | Technical | MW | After Competition Groups | 41.6928 | 0 | 0 | 2721.2109 | 0.015321 | 18 | Residential_2042_Technical_MW_After Competition Groups_18 | Wall Insulation | 1.532% | 0 | 41.6928 | Residential_2042_Technical_MW_After Competition Groups_Wall Insulation
Residential | Res ¦ Energy Star Torchiere | 2042 | Achievable | MW | After Competition Groups | 17.7992 | 0 | 0 | 1174.0786 | 0.01516 | 16 | Residential_2042_Achievable_MW_After Competition Groups_16 | Energy Star Torchiere | 1.516% | 0 | 17.7992 | Residential_2042_Achievable_MW_After Competition Groups_Energy Star Torchiere
Residential | Res ¦ Variable Refrigerant Flow Heat Pump | 2042 | Technical | MW | After Competition Groups | 37.5509 | 0 | 0 | 2721.2109 | 0.013799 | 19 | Residential_2042_Technical_MW_After Competition Groups_19 | Variable Refrigerant Flow Heat Pump | 1.38% | 0 | 37.5509 | Residential_2042_Technical_MW_After Competition Groups_Variable Refrigerant Flow Heat Pump
Residential | Res ¦ Energy Star Torchiere | 2042 | Economic | MW | After Competition Groups | 21.6349 | 0 | 0 | 1763.8061 | 0.012266 | 16 | Residential_2042_Economic_MW_After Competition Groups_16 | Energy Star Torchiere | 1.227% | 0 | 21.6349 | Residential_2042_Economic_MW_After Competition Groups_Energy Star Torchiere
Residential | Res ¦ Home Energy Reports | 2042 | Technical | MW | After Competition Groups | 32.7439 | 0 | 0 | 2721.2109 | 0.012033 | 20 | Residential_2042_Technical_MW_After Competition Groups_20 | Home Energy Reports | 1.203% | 0 | 32.7439 | Residential_2042_Technical_MW_After Competition Groups_Home Energy Reports
Residential | Res ¦ Occupancy Sensors MF | 2042 | Achievable | MW | After Competition Groups | 13.8304 | 0 | 0 | 1174.0786 | 0.01178 | 17 | Residential_2042_Achievable_MW_After Competition Groups_17 | Occupancy Sensors MF | 1.178% | 0 | 13.8304 | Residential_2042_Achievable_MW_After Competition Groups_Occupancy Sensors MF
Residential | Res ¦ Energy Star Light Fixture | 2042 | Achievable | MW | After Competition Groups | 13.7815 | 0 | 0 | 1174.0786 | 0.011738 | 18 | Residential_2042_Achievable_MW_After Competition Groups_18 | Energy Star Light Fixture | 1.174% | 0 | 13.7815 | Residential_2042_Achievable_MW_After Competition Groups_Energy Star Light Fixture
Residential | Res ¦ Advanced BAS/Controllers | 2042 | Achievable | MW | After Competition Groups | 13.6118 | 0 | 0 | 1174.0786 | 0.011594 | 19 | Residential_2042_Achievable_MW_After Competition Groups_19 | Advanced BAS/Controllers | 1.159% | 0 | 13.6118 | Residential_2042_Achievable_MW_After Competition Groups_Advanced BAS/Controllers
Residential | Res ¦ Ceiling Insulation | 2042 | Economic | MW | After Competition Groups | 20.1924 | 0 | 0 | 1763.8061 | 0.011448 | 17 | Residential_2042_Economic_MW_After Competition Groups_17 | Ceiling Insulation | 1.145% | 0 | 20.1924 | Residential_2042_Economic_MW_After Competition Groups_Ceiling Insulation
Residential | Res ¦ High Efficiency Chiller (avg of water and air cooled) | 2042 | Achievable | MW | After Competition Groups | 13.312 | 0 | 0 | 1174.0786 | 0.011338 | 20 | Residential_2042_Achievable_MW_After Competition Groups_20 | High Efficiency Chiller (avg of water and air cooled) | 1.134% | 0 | 13.312 | Residential_2042_Achievable_MW_After Competition Groups_High Efficiency Chiller (avg of water and air cooled)
Residential | Res ¦ Variable Refrigerant Flow Heat Pump | 2042 | Achievable | MW | After Competition Groups | 12.618 | 0 | 0 | 1174.0786 | 0.010747 | 21 | Residential_2042_Achievable_MW_After Competition Groups_21 | Variable Refrigerant Flow Heat Pump | 1.075% | 0 | 12.618 | Residential_2042_Achievable_MW_After Competition Groups_Variable Refrigerant Flow Heat Pump
Residential | Res ¦ Clothes Drying Racks | 2042 | Achievable | MW | After Competition Groups | 12.374 | 0 | 0 | 1174.0786 | 0.010539 | 22 | Residential_2042_Achievable_MW_After Competition Groups_22 | Clothes Drying Racks | 1.054% | 0 | 12.374 | Residential_2042_Achievable_MW_After Competition Groups_Clothes Drying Racks
Residential | Res ¦ Energy Star Light Fixture | 2042 | Economic | MW | After Competition Groups | 17.8175 | 0 | 0 | 1763.8061 | 0.010102 | 18 | Residential_2042_Economic_MW_After Competition Groups_18 | Energy Star Light Fixture | 1.01% | 0 | 17.8175 | Residential_2042_Economic_MW_After Competition Groups_Energy Star Light Fixture
Residential | Res ¦ Energy Star Light Fixture | 2042 | Technical | MW | After Competition Groups | 25.4102 | 0 | 0 | 2721.2109 | 0.0093378 | 21 | Residential_2042_Technical_MW_After Competition Groups_21 | Energy Star Light Fixture | 0.9338% | 0 | 25.4102 | Residential_2042_Technical_MW_After Competition Groups_Energy Star Light Fixture
Residential | Res ¦ Refrigerator Recycling | 2042 | Achievable | MW | After Competition Groups | 10.4878 | 0 | 0 | 1174.0786 | 0.0089328 | 23 | Residential_2042_Achievable_MW_After Competition Groups_23 | Refrigerator Recycling | 0.8933% | 0 | 10.4878 | Residential_2042_Achievable_MW_After Competition Groups_Refrigerator Recycling
Residential | Res ¦ Duct Insulation | 2042 | Economic | MW | After Competition Groups | 14.9868 | 0 | 0 | 1763.8061 | 0.0084969 | 19 | Residential_2042_Economic_MW_After Competition Groups_19 | Duct Insulation | 0.8497% | 0 | 14.9868 | Residential_2042_Economic_MW_After Competition Groups_Duct Insulation
Residential | Res ¦ Home Energy Reports | 2042 | Economic | MW | After Competition Groups | 14.7345 | 0 | 0 | 1763.8061 | 0.0083538 | 20 | Residential_2042_Economic_MW_After Competition Groups_20 | Home Energy Reports | 0.8354% | 0 | 14.7345 | Residential_2042_Economic_MW_After Competition Groups_Home Energy Reports
Residential | Res ¦ Air Sealing | 2042 | Economic | MW | After Competition Groups | 14.6935 | 0 | 0 | 1763.8061 | 0.0083306 | 21 | Residential_2042_Economic_MW_After Competition Groups_21 | Air Sealing | 0.8331% | 0 | 14.6935 | Residential_2042_Economic_MW_After Competition Groups_Air Sealing
Residential | Res ¦ Freezer Recycling | 2042 | Achievable | MW | After Competition Groups | 9.766 | 0 | 0 | 1174.0786 | 0.0083181 | 24 | Residential_2042_Achievable_MW_After Competition Groups_24 | Freezer Recycling | 0.8318% | 0 | 9.766 | Residential_2042_Achievable_MW_After Competition Groups_Freezer Recycling
Residential | Res ¦ High Efficiency Chiller (avg of water and air cooled) | 2042 | Economic | MW | After Competition Groups | 14.6595 | 0 | 0 | 1763.8061 | 0.0083113 | 22 | Residential_2042_Economic_MW_After Competition Groups_22 | High Efficiency Chiller (avg of water and air cooled) | 0.8311% | 0 | 14.6595 | Residential_2042_Economic_MW_After Competition Groups_High Efficiency Chiller (avg of water and air cooled)
Residential | Res ¦ Home Energy Reports | 2042 | Achievable | MW | After Competition Groups | 9.3991 | 0 | 0 | 1174.0786 | 0.0080055 | 25 | Residential_2042_Achievable_MW_After Competition Groups_25 | Home Energy Reports | 0.8006% | 0 | 9.3991 | Residential_2042_Achievable_MW_After Competition Groups_Home Energy Reports
Residential | Res ¦ Energy Star Torchiere | 2042 | Technical | MW | After Competition Groups | 21.6349 | 0 | 0 | 2721.2109 | 0.0079505 | 22 | Residential_2042_Technical_MW_After Competition Groups_22 | Energy Star Torchiere | 0.795% | 0 | 21.6349 | Residential_2042_Technical_MW_After Competition Groups_Energy Star Torchiere
Residential | Res ¦ Floor Insulation | 2042 | Economic | MW | After Competition Groups | 13.9681 | 0 | 0 | 1763.8061 | 0.0079193 | 23 | Residential_2042_Economic_MW_After Competition Groups_23 | Floor Insulation | 0.7919% | 0 | 13.9681 | Residential_2042_Economic_MW_After Competition Groups_Floor Insulation
Residential | Res ¦ Ceiling Insulation | 2042 | Technical | MW | After Competition Groups | 20.7676 | 0 | 0 | 2721.2109 | 0.0076318 | 23 | Residential_2042_Technical_MW_After Competition Groups_23 | Ceiling Insulation | 0.7632% | 0 | 20.7676 | Residential_2042_Technical_MW_After Competition Groups_Ceiling Insulation
Residential | Res ¦ Duct Insulation | 2042 | Achievable | MW | After Competition Groups | 8.7703 | 0 | 0 | 1174.0786 | 0.0074699 | 26 | Residential_2042_Achievable_MW_After Competition Groups_26 | Duct Insulation | 0.747% | 0 | 8.7703 | Residential_2042_Achievable_MW_After Competition Groups_Duct Insulation
Residential | Res ¦ Wall Insulation | 2042 | Achievable | MW | After Competition Groups | 8.5902 | 0 | 0 | 1174.0786 | 0.0073166 | 27 | Residential_2042_Achievable_MW_After Competition Groups_27 | Wall Insulation | 0.7317% | 0 | 8.5902 | Residential_2042_Achievable_MW_After Competition Groups_Wall Insulation
Residential | Res ¦ Energy Star Freezer | 2042 | Achievable | MW | After Competition Groups | 8.4731 | 0 | 0 | 1174.0786 | 0.0072168 | 28 | Residential_2042_Achievable_MW_After Competition Groups_28 | Energy Star Freezer | 0.7217% | 0 | 8.4731 | Residential_2042_Achievable_MW_After Competition Groups_Energy Star Freezer
Residential | Res ¦ Air Sealing | 2042 | Achievable | MW | After Competition Groups | 7.996 | 0 | 0 | 1174.0786 | 0.0068105 | 29 | Residential_2042_Achievable_MW_After Competition Groups_29 | Air Sealing | 0.681% | 0 | 7.996 | Residential_2042_Achievable_MW_After Competition Groups_Air Sealing
Residential | Res ¦ Occupancy Sensors MF | 2042 | Economic | MW | After Competition Groups | 11.6091 | 0 | 0 | 1763.8061 | 0.0065818 | 24 | Residential_2042_Economic_MW_After Competition Groups_24 | Occupancy Sensors MF | 0.6582% | 0 | 11.6091 | Residential_2042_Economic_MW_After Competition Groups_Occupancy Sensors MF
Residential | Res ¦ Floor Insulation | 2042 | Achievable | MW | After Competition Groups | 7.5973 | 0 | 0 | 1174.0786 | 0.0064708 | 30 | Residential_2042_Achievable_MW_After Competition Groups_30 | Floor Insulation | 0.6471% | 0 | 7.5973 | Residential_2042_Achievable_MW_After Competition Groups_Floor Insulation
Residential | Res ¦ Advanced BAS/Controllers | 2042 | Economic | MW | After Competition Groups | 11.3267 | 0 | 0 | 1763.8061 | 0.0064217 | 25 | Residential_2042_Economic_MW_After Competition Groups_25 | Advanced BAS/Controllers | 0.6422% | 0 | 11.3267 | Residential_2042_Economic_MW_After Competition Groups_Advanced BAS/Controllers
Residential | Res ¦ Duct Insulation | 2042 | Technical | MW | After Competition Groups | 17.3161 | 0 | 0 | 2721.2109 | 0.0063634 | 24 | Residential_2042_Technical_MW_After Competition Groups_24 | Duct Insulation | 0.6363% | 0 | 17.3161 | Residential_2042_Technical_MW_After Competition Groups_Duct Insulation
Residential | Res ¦ Basement or Crawlspace Insulation | 2042 | Achievable | MW | After Competition Groups | 6.9921 | 0 | 0 | 1174.0786 | 0.0059554 | 31 | Residential_2042_Achievable_MW_After Competition Groups_31 | Basement or Crawlspace Insulation | 0.5955% | 0 | 6.9921 | Residential_2042_Achievable_MW_After Competition Groups_Basement or Crawlspace Insulation
Residential | Res ¦ Clothes Drying Racks | 2042 | Economic | MW | After Competition Groups | 10.2972 | 0 | 0 | 1763.8061 | 0.0058381 | 26 | Residential_2042_Economic_MW_After Competition Groups_26 | Clothes Drying Racks | 0.5838% | 0 | 10.2972 | Residential_2042_Economic_MW_After Competition Groups_Clothes Drying Racks
Residential | Res ¦ Variable Refrigerant Flow Heat Pump | 2042 | Economic | MW | After Competition Groups | 9.8463 | 0 | 0 | 1763.8061 | 0.0055824 | 27 | Residential_2042_Economic_MW_After Competition Groups_27 | Variable Refrigerant Flow Heat Pump | 0.5582% | 0 | 9.8463 | Residential_2042_Economic_MW_After Competition Groups_Variable Refrigerant Flow Heat Pump
Residential | Res ¦ Air Sealing | 2042 | Technical | MW | After Competition Groups | 14.6935 | 0 | 0 | 2721.2109 | 0.0053996 | 25 | Residential_2042_Technical_MW_After Competition Groups_25 | Air Sealing | 0.54% | 0 | 14.6935 | Residential_2042_Technical_MW_After Competition Groups_Air Sealing
Residential | Res ¦ High Efficiency Chiller (avg of water and air cooled) | 2042 | Technical | MW | After Competition Groups | 14.6595 | 0 | 0 | 2721.2109 | 0.0053871 | 26 | Residential_2042_Technical_MW_After Competition Groups_26 | High Efficiency Chiller (avg of water and air cooled) | 0.5387% | 0 | 14.6595 | Residential_2042_Technical_MW_After Competition Groups_High Efficiency Chiller (avg of water and air cooled)
Residential | Res ¦ Central Air Conditioner Maintenance | 2042 | Technical | MW | After Competition Groups | 14.1874 | 0 | 0 | 2721.2109 | 0.0052136 | 27 | Residential_2042_Technical_MW_After Competition Groups_27 | Central Air Conditioner Maintenance | 0.5214% | 0 | 14.1874 | Residential_2042_Technical_MW_After Competition Groups_Central Air Conditioner Maintenance
Residential | Res ¦ Floor Insulation | 2042 | Technical | MW | After Competition Groups | 13.9681 | 0 | 0 | 2721.2109 | 0.0051331 | 28 | Residential_2042_Technical_MW_After Competition Groups_28 | Floor Insulation | 0.5133% | 0 | 13.9681 | Residential_2042_Technical_MW_After Competition Groups_Floor Insulation
Residential | Res ¦ Refrigerator Recycling | 2042 | Economic | MW | After Competition Groups | 8.7271 | 0 | 0 | 1763.8061 | 0.0049479 | 28 | Residential_2042_Economic_MW_After Competition Groups_28 | Refrigerator Recycling | 0.4948% | 0 | 8.7271 | Residential_2042_Economic_MW_After Competition Groups_Refrigerator Recycling
Residential | Res ¦ Energy Star Dehumidifier | 2042 | Achievable | MW | After Competition Groups | 5.7504 | 0 | 0 | 1174.0786 | 0.0048978 | 32 | Residential_2042_Achievable_MW_After Competition Groups_32 | Energy Star Dehumidifier | 0.4898% | 0 | 5.7504 | Residential_2042_Achievable_MW_After Competition Groups_Energy Star Dehumidifier
Residential | Res ¦ Energy Star Freezer | 2042 | Technical | MW | After Competition Groups | 13.0378 | 0 | 0 | 2721.2109 | 0.0047912 | 29 | Residential_2042_Technical_MW_After Competition Groups_29 | Energy Star Freezer | 0.4791% | 0 | 13.0378 | Residential_2042_Technical_MW_After Competition Groups_Energy Star Freezer
Residential | Res ¦ Dehumidifier Recycling | 2042 | Technical | MW | After Competition Groups | 12.9532 | 0 | 0 | 2721.2109 | 0.0047601 | 30 | Residential_2042_Technical_MW_After Competition Groups_30 | Dehumidifier Recycling | 0.476% | 0 | 12.9532 | Residential_2042_Technical_MW_After Competition Groups_Dehumidifier Recycling
Residential | Res ¦ Freezer Recycling | 2042 | Economic | MW | After Competition Groups | 8.1293 | 0 | 0 | 1763.8061 | 0.0046089 | 29 | Residential_2042_Economic_MW_After Competition Groups_29 | Freezer Recycling | 0.4609% | 0 | 8.1293 | Residential_2042_Economic_MW_After Competition Groups_Freezer Recycling
Residential | Res ¦ Duct Insulation MF | 2042 | Economic | MW | After Competition Groups | 7.8025 | 0 | 0 | 1763.8061 | 0.0044237 | 30 | Residential_2042_Economic_MW_After Competition Groups_30 | Duct Insulation MF | 0.4424% | 0 | 7.8025 | Residential_2042_Economic_MW_After Competition Groups_Duct Insulation MF
Residential | Res ¦ Energy Star Dehumidifier | 2042 | Economic | MW | After Competition Groups | 7.615 | 0 | 0 | 1763.8061 | 0.0043174 | 31 | Residential_2042_Economic_MW_After Competition Groups_31 | Energy Star Dehumidifier | 0.4317% | 0 | 7.615 | Residential_2042_Economic_MW_After Competition Groups_Energy Star Dehumidifier
Residential | Res ¦ Occupancy Sensors MF | 2042 | Technical | MW | After Competition Groups | 11.6091 | 0 | 0 | 2721.2109 | 0.0042661 | 31 | Residential_2042_Technical_MW_After Competition Groups_31 | Occupancy Sensors MF | 0.4266% | 0 | 11.6091 | Residential_2042_Technical_MW_After Competition Groups_Occupancy Sensors MF
Residential | Res ¦ Furnace with ECM | 2042 | Achievable | MW | After Competition Groups | 4.9705 | 0 | 0 | 1174.0786 | 0.0042336 | 33 | Residential_2042_Achievable_MW_After Competition Groups_33 | Furnace with ECM | 0.4234% | 0 | 4.9705 | Residential_2042_Achievable_MW_After Competition Groups_Furnace with ECM
Residential | Res ¦ Advanced BAS/Controllers | 2042 | Technical | MW | After Competition Groups | 11.3267 | 0 | 0 | 2721.2109 | 0.0041624 | 32 | Residential_2042_Technical_MW_After Competition Groups_32 | Advanced BAS/Controllers | 0.4162% | 0 | 11.3267 | Residential_2042_Technical_MW_After Competition Groups_Advanced BAS/Controllers
Residential | Res ¦ Clothes Drying Racks | 2042 | Technical | MW | After Competition Groups | 10.2972 | 0 | 0 | 2721.2109 | 0.0037841 | 33 | Residential_2042_Technical_MW_After Competition Groups_33 | Clothes Drying Racks | 0.3784% | 0 | 10.2972 | Residential_2042_Technical_MW_After Competition Groups_Clothes Drying Racks
Residential | Res ¦ Energy Star Freezer | 2042 | Economic | MW | After Competition Groups | 6.4526 | 0 | 0 | 1763.8061 | 0.0036583 | 32 | Residential_2042_Economic_MW_After Competition Groups_32 | Energy Star Freezer | 0.3658% | 0 | 6.4526 | Residential_2042_Economic_MW_After Competition Groups_Energy Star Freezer
Residential | Res ¦ Outside Air Economizer | 2042 | Achievable | MW | After Competition Groups | 4.1972 | 0 | 0 | 1174.0786 | 0.0035749 | 34 | Residential_2042_Achievable_MW_After Competition Groups_34 | Outside Air Economizer | 0.3575% | 0 | 4.1972 | Residential_2042_Achievable_MW_After Competition Groups_Outside Air Economizer
Residential | Res ¦ Heat Recovery Ventilator | 2042 | Economic | MW | After Competition Groups | 6.255 | 0 | 0 | 1763.8061 | 0.0035463 | 33 | Residential_2042_Economic_MW_After Competition Groups_33 | Heat Recovery Ventilator | 0.3546% | 0 | 6.255 | Residential_2042_Economic_MW_After Competition Groups_Heat Recovery Ventilator
Residential | Res ¦ Lighting Motion Sensors, Timers, Dimmers | 2042 | Achievable | MW | After Competition Groups | 4.0429 | 0 | 0 | 1174.0786 | 0.0034435 | 35 | Residential_2042_Achievable_MW_After Competition Groups_35 | Lighting Motion Sensors, Timers, Dimmers | 0.3443% | 0 | 4.0429 | Residential_2042_Achievable_MW_After Competition Groups_Lighting Motion Sensors, Timers, Dimmers
Residential | Res ¦ Ceiling Insulation | 2042 | Achievable | MW | After Competition Groups | 3.9709 | 0 | 0 | 1174.0786 | 0.0033822 | 36 | Residential_2042_Achievable_MW_After Competition Groups_36 | Ceiling Insulation | 0.3382% | 0 | 3.9709 | Residential_2042_Achievable_MW_After Competition Groups_Ceiling Insulation
Residential | Res ¦ Energy Star Windows | 2042 | Economic | MW | After Competition Groups | 5.9487 | 0 | 0 | 1763.8061 | 0.0033727 | 34 | Residential_2042_Economic_MW_After Competition Groups_34 | Energy Star Windows | 0.3373% | 0 | 5.9487 | Residential_2042_Economic_MW_After Competition Groups_Energy Star Windows
Residential | Res ¦ Furnace with ECM | 2042 | Economic | MW | After Competition Groups | 5.6607 | 0 | 0 | 1763.8061 | 0.0032094 | 35 | Residential_2042_Economic_MW_After Competition Groups_35 | Furnace with ECM | 0.3209% | 0 | 5.6607 | Residential_2042_Economic_MW_After Competition Groups_Furnace with ECM
Residential | Res ¦ Refrigerator Recycling | 2042 | Technical | MW | After Competition Groups | 8.7271 | 0 | 0 | 2721.2109 | 0.0032071 | 34 | Residential_2042_Technical_MW_After Competition Groups_34 | Refrigerator Recycling | 0.3207% | 0 | 8.7271 | Residential_2042_Technical_MW_After Competition Groups_Refrigerator Recycling
Residential | Res ¦ Duct Insulation MF | 2042 | Achievable | MW | After Competition Groups | 3.683 | 0 | 0 | 1174.0786 | 0.003137 | 37 | Residential_2042_Achievable_MW_After Competition Groups_37 | Duct Insulation MF | 0.3137% | 0 | 3.683 | Residential_2042_Achievable_MW_After Competition Groups_Duct Insulation MF
Residential | Res ¦ LED Tube Re-Lamp | 2042 | Achievable | MW | After Competition Groups | 3.5952 | 0 | 0 | 1174.0786 | 0.0030621 | 38 | Residential_2042_Achievable_MW_After Competition Groups_38 | LED Tube Re-Lamp | 0.3062% | 0 | 3.5952 | Residential_2042_Achievable_MW_After Competition Groups_LED Tube Re-Lamp
Residential | Res ¦ Freezer Recycling | 2042 | Technical | MW | After Competition Groups | 8.1293 | 0 | 0 | 2721.2109 | 0.0029874 | 35 | Residential_2042_Technical_MW_After Competition Groups_35 | Freezer Recycling | 0.2987% | 0 | 8.1293 | Residential_2042_Technical_MW_After Competition Groups_Freezer Recycling
Residential | Res ¦ Duct Insulation MF | 2042 | Technical | MW | After Competition Groups | 7.8025 | 0 | 0 | 2721.2109 | 0.0028673 | 36 | Residential_2042_Technical_MW_After Competition Groups_36 | Duct Insulation MF | 0.2867% | 0 | 7.8025 | Residential_2042_Technical_MW_After Competition Groups_Duct Insulation MF
Residential | Res ¦ Energy Star Dehumidifier | 2042 | Technical | MW | After Competition Groups | 7.615 | 0 | 0 | 2721.2109 | 0.0027984 | 37 | Residential_2042_Technical_MW_After Competition Groups_37 | Energy Star Dehumidifier | 0.2798% | 0 | 7.615 | Residential_2042_Technical_MW_After Competition Groups_Energy Star Dehumidifier
Residential | Res ¦ Minimize Hot and Warm Clothes Wash | 2042 | Achievable | MW | After Competition Groups | 3.2234 | 0 | 0 | 1174.0786 | 0.0027455 | 39 | Residential_2042_Achievable_MW_After Competition Groups_39 | Minimize Hot and Warm Clothes Wash | 0.2745% | 0 | 3.2234 | Residential_2042_Achievable_MW_After Competition Groups_Minimize Hot and Warm Clothes Wash
Residential | Res ¦ Central Lighting Control System | 2042 | Technical | MW | After Competition Groups | 7.3034 | 0 | 0 | 2721.2109 | 0.0026839 | 38 | Residential_2042_Technical_MW_After Competition Groups_38 | Central Lighting Control System | 0.2684% | 0 | 7.3034 | Residential_2042_Technical_MW_After Competition Groups_Central Lighting Control System
Residential | Res ¦ LED Downlight | 2042 | Achievable | MW | After Competition Groups | 3.0598 | 0 | 0 | 1174.0786 | 0.0026061 | 40 | Residential_2042_Achievable_MW_After Competition Groups_40 | LED Downlight | 0.2606% | 0 | 3.0598 | Residential_2042_Achievable_MW_After Competition Groups_LED Downlight
Residential | Res ¦ Energy Star Windows | 2042 | Achievable | MW | After Competition Groups | 3.0378 | 0 | 0 | 1174.0786 | 0.0025873 | 41 | Residential_2042_Achievable_MW_After Competition Groups_41 | Energy Star Windows | 0.2587% | 0 | 3.0378 | Residential_2042_Achievable_MW_After Competition Groups_Energy Star Windows
Residential | Res ¦ Heat Pump Water Heater | 2042 | Technical | MW | After Competition Groups | 6.9835 | 0 | 0 | 2721.2109 | 0.0025663 | 39 | Residential_2042_Technical_MW_After Competition Groups_39 | Heat Pump Water Heater | 0.2566% | 0 | 6.9835 | Residential_2042_Technical_MW_After Competition Groups_Heat Pump Water Heater
Residential | Res ¦ Minimize Hot and Warm Clothes Wash | 2042 | Economic | MW | After Competition Groups | 4.2978 | 0 | 0 | 1763.8061 | 0.0024367 | 36 | Residential_2042_Economic_MW_After Competition Groups_36 | Minimize Hot and Warm Clothes Wash | 0.2437% | 0 | 4.2978 | Residential_2042_Economic_MW_After Competition Groups_Minimize Hot and Warm Clothes Wash
Residential | Res ¦ Heat Recovery Ventilator | 2042 | Technical | MW | After Competition Groups | 6.6149 | 0 | 0 | 2721.2109 | 0.0024309 | 40 | Residential_2042_Technical_MW_After Competition Groups_40 | Heat Recovery Ventilator | 0.2431% | 0 | 6.6149 | Residential_2042_Technical_MW_After Competition Groups_Heat Recovery Ventilator
Residential | Res ¦ INTEGRAL LED TROFFERS | 2042 | Technical | MW | After Competition Groups | 6.3612 | 0 | 0 | 2721.2109 | 0.0023376 | 41 | Residential_2042_Technical_MW_After Competition Groups_41 | INTEGRAL LED TROFFERS | 0.2338% | 0 | 6.3612 | Residential_2042_Technical_MW_After Competition Groups_INTEGRAL LED TROFFERS
Residential | Res ¦ ENERGY STAR LED LAMPS (REFLECTOR LAMPs/MR16/PAR 16) | 2042 | Achievable | MW | After Competition Groups | 2.6018 | 0 | 0 | 1174.0786 | 0.002216 | 42 | Residential_2042_Achievable_MW_After Competition Groups_42 | ENERGY STAR LED LAMPS (REFLECTOR LAMPs/MR16/PAR 16) | 0.2216% | 0 | 2.6018 | Residential_2042_Achievable_MW_After Competition Groups_ENERGY STAR LED LAMPS (REFLECTOR LAMPs/MR16/PAR 16)
Residential | Res ¦ Energy Star Windows | 2042 | Technical | MW | After Competition Groups | 5.9487 | 0 | 0 | 2721.2109 | 0.0021861 | 42 | Residential_2042_Technical_MW_After Competition Groups_42 | Energy Star Windows | 0.2186% | 0 | 5.9487 | Residential_2042_Technical_MW_After Competition Groups_Energy Star Windows
Residential | Res ¦ LED Tube Re-Lamp | 2042 | Economic | MW | After Competition Groups | 3.8268 | 0 | 0 | 1763.8061 | 0.0021696 | 37 | Residential_2042_Economic_MW_After Competition Groups_37 | LED Tube Re-Lamp | 0.217% | 0 | 3.8268 | Residential_2042_Economic_MW_After Competition Groups_LED Tube Re-Lamp
Residential | Res ¦ Outside Air Economizer | 2042 | Economic | MW | After Competition Groups | 3.8115 | 0 | 0 | 1763.8061 | 0.0021609 | 38 | Residential_2042_Economic_MW_After Competition Groups_38 | Outside Air Economizer | 0.2161% | 0 | 3.8115 | Residential_2042_Economic_MW_After Competition Groups_Outside Air Economizer
Residential | Res ¦ Tankless Water Heater | 2042 | Achievable | MW | After Competition Groups | 2.521 | 0 | 0 | 1174.0786 | 0.0021473 | 43 | Residential_2042_Achievable_MW_After Competition Groups_43 | Tankless Water Heater | 0.2147% | 0 | 2.521 | Residential_2042_Achievable_MW_After Competition Groups_Tankless Water Heater
Residential | Res ¦ Early Hot Water Heater Replacement | 2042 | Achievable | MW | After Competition Groups | 2.4744 | 0 | 0 | 1174.0786 | 0.0021075 | 44 | Residential_2042_Achievable_MW_After Competition Groups_44 | Early Hot Water Heater Replacement | 0.2108% | 0 | 2.4744 | Residential_2042_Achievable_MW_After Competition Groups_Early Hot Water Heater Replacement
Residential | Res ¦ Furnace with ECM | 2042 | Technical | MW | After Competition Groups | 5.6607 | 0 | 0 | 2721.2109 | 0.0020802 | 43 | Residential_2042_Technical_MW_After Competition Groups_43 | Furnace with ECM | 0.208% | 0 | 5.6607 | Residential_2042_Technical_MW_After Competition Groups_Furnace with ECM
Residential | Res ¦ Energy Star Ceiling Fan/Lighting | 2042 | Technical | MW | After Competition Groups | 5.5655 | 0 | 0 | 2721.2109 | 0.0020452 | 44 | Residential_2042_Technical_MW_After Competition Groups_44 | Energy Star Ceiling Fan/Lighting | 0.2045% | 0 | 5.5655 | Residential_2042_Technical_MW_After Competition Groups_Energy Star Ceiling Fan/Lighting
Residential | Res ¦ LED Tube Re-Lamp | 2042 | Technical | MW | After Competition Groups | 5.4173 | 0 | 0 | 2721.2109 | 0.0019908 | 45 | Residential_2042_Technical_MW_After Competition Groups_45 | LED Tube Re-Lamp | 0.1991% | 0 | 5.4173 | Residential_2042_Technical_MW_After Competition Groups_LED Tube Re-Lamp
Residential | Res ¦ LED Downlight | 2042 | Technical | MW | After Competition Groups | 5.4132 | 0 | 0 | 2721.2109 | 0.0019893 | 46 | Residential_2042_Technical_MW_After Competition Groups_46 | LED Downlight | 0.1989% | 0 | 5.4132 | Residential_2042_Technical_MW_After Competition Groups_LED Downlight
Residential | Res ¦ CO Sensors for parking garage exhaust fans | 2042 | Achievable | MW | After Competition Groups | 2.3024 | 0 | 0 | 1174.0786 | 0.001961 | 45 | Residential_2042_Achievable_MW_After Competition Groups_45 | CO Sensors for parking garage exhaust fans | 0.1961% | 0 | 2.3024 | Residential_2042_Achievable_MW_After Competition Groups_CO Sensors for parking garage exhaust fans
Residential | Res ¦ Furnace Whistle | 2042 | Achievable | MW | After Competition Groups | 2.2371 | 0 | 0 | 1174.0786 | 0.0019054 | 46 | Residential_2042_Achievable_MW_After Competition Groups_46 | Furnace Whistle | 0.1905% | 0 | 2.2371 | Residential_2042_Achievable_MW_After Competition Groups_Furnace Whistle
Residential | Res ¦ Comprehensive Draft Proofing | 2042 | Achievable | MW | After Competition Groups | 1.9326 | 0 | 0 | 1174.0786 | 0.0016461 | 47 | Residential_2042_Achievable_MW_After Competition Groups_47 | Comprehensive Draft Proofing | 0.1646% | 0 | 1.9326 | Residential_2042_Achievable_MW_After Competition Groups_Comprehensive Draft Proofing
Residential | Res ¦ Condensing Make Up Air Unit | 2042 | Achievable | MW | After Competition Groups | 1.9062 | 0 | 0 | 1174.0786 | 0.0016235 | 48 | Residential_2042_Achievable_MW_After Competition Groups_48 | Condensing Make Up Air Unit | 0.1624% | 0 | 1.9062 | Residential_2042_Achievable_MW_After Competition Groups_Condensing Make Up Air Unit
Residential | Res ¦ Variable Frequency Drive (VFD) | 2042 | Achievable | MW | After Competition Groups | 1.8742 | 0 | 0 | 1174.0786 | 0.0015963 | 49 | Residential_2042_Achievable_MW_After Competition Groups_49 | Variable Frequency Drive (VFD) | 0.1596% | 0 | 1.8742 | Residential_2042_Achievable_MW_After Competition Groups_Variable Frequency Drive (VFD)
Residential | Res ¦ Minimize Hot and Warm Clothes Wash | 2042 | Technical | MW | After Competition Groups | 4.2978 | 0 | 0 | 2721.2109 | 0.0015794 | 47 | Residential_2042_Technical_MW_After Competition Groups_47 | Minimize Hot and Warm Clothes Wash | 0.1579% | 0 | 4.2978 | Residential_2042_Technical_MW_After Competition Groups_Minimize Hot and Warm Clothes Wash
Residential | Res ¦ Early Hot Water Heater Replacement | 2042 | Economic | MW | After Competition Groups | 2.7796 | 0 | 0 | 1763.8061 | 0.0015759 | 39 | Residential_2042_Economic_MW_After Competition Groups_39 | Early Hot Water Heater Replacement | 0.1576% | 0 | 2.7796 | Residential_2042_Economic_MW_After Competition Groups_Early Hot Water Heater Replacement
Residential | Res ¦ Heat Pump Water Heater | 2042 | Economic | MW | After Competition Groups | 2.655 | 0 | 0 | 1763.8061 | 0.0015053 | 40 | Residential_2042_Economic_MW_After Competition Groups_40 | Heat Pump Water Heater | 0.1505% | 0 | 2.655 | Residential_2042_Economic_MW_After Competition Groups_Heat Pump Water Heater
Residential | Res ¦ Demand Control Ventilation | 2042 | Achievable | MW | After Competition Groups | 1.7584 | 0 | 0 | 1174.0786 | 0.0014977 | 50 | Residential_2042_Achievable_MW_After Competition Groups_50 | Demand Control Ventilation | 0.1498% | 0 | 1.7584 | Residential_2042_Achievable_MW_After Competition Groups_Demand Control Ventilation
Residential | Res ¦ Drain Water Heat Recovery | 2042 | Achievable | MW | After Competition Groups | 1.6974 | 0 | 0 | 1174.0786 | 0.0014457 | 51 | Residential_2042_Achievable_MW_After Competition Groups_51 | Drain Water Heat Recovery | 0.1446% | 0 | 1.6974 | Residential_2042_Achievable_MW_After Competition Groups_Drain Water Heat Recovery
Residential | Res ¦ Condensing Make Up Air Unit | 2042 | Economic | MW | After Competition Groups | 2.5358 | 0 | 0 | 1763.8061 | 0.0014377 | 41 | Residential_2042_Economic_MW_After Competition Groups_41 | Condensing Make Up Air Unit | 0.1438% | 0 | 2.5358 | Residential_2042_Economic_MW_After Competition Groups_Condensing Make Up Air Unit
Residential | Res ¦ ENERGY STAR LED LAMPS (REFLECTOR LAMPs/MR16/PAR 16) | 2042 | Economic | MW | After Competition Groups | 2.5032 | 0 | 0 | 1763.8061 | 0.0014192 | 42 | Residential_2042_Economic_MW_After Competition Groups_42 | ENERGY STAR LED LAMPS (REFLECTOR LAMPs/MR16/PAR 16) | 0.1419% | 0 | 2.5032 | Residential_2042_Economic_MW_After Competition Groups_ENERGY STAR LED LAMPS (REFLECTOR LAMPs/MR16/PAR 16)
Residential | Res ¦ Outside Air Economizer | 2042 | Technical | MW | After Competition Groups | 3.8115 | 0 | 0 | 2721.2109 | 0.0014007 | 48 | Residential_2042_Technical_MW_After Competition Groups_48 | Outside Air Economizer | 0.1401% | 0 | 3.8115 | Residential_2042_Technical_MW_After Competition Groups_Outside Air Economizer
Residential | Res ¦ CO Sensors for parking garage exhaust fans | 2042 | Economic | MW | After Competition Groups | 2.4047 | 0 | 0 | 1763.8061 | 0.0013634 | 43 | Residential_2042_Economic_MW_After Competition Groups_43 | CO Sensors for parking garage exhaust fans | 0.1363% | 0 | 2.4047 | Residential_2042_Economic_MW_After Competition Groups_CO Sensors for parking garage exhaust fans
Residential | Res ¦ Passive Attic Ventilation | 2042 | Technical | MW | After Competition Groups | 3.6798 | 0 | 0 | 2721.2109 | 0.0013523 | 49 | Residential_2042_Technical_MW_After Competition Groups_49 | Passive Attic Ventilation | 0.1352% | 0 | 3.6798 | Residential_2042_Technical_MW_After Competition Groups_Passive Attic Ventilation
Residential | Res ¦ Tankless Water Heater | 2042 | Economic | MW | After Competition Groups | 2.3456 | 0 | 0 | 1763.8061 | 0.0013298 | 44 | Residential_2042_Economic_MW_After Competition Groups_44 | Tankless Water Heater | 0.133% | 0 | 2.3456 | Residential_2042_Economic_MW_After Competition Groups_Tankless Water Heater
Residential | Res ¦ Energy Star Dishwasher | 2042 | Technical | MW | After Competition Groups | 3.5984 | 0 | 0 | 2721.2109 | 0.0013224 | 50 | Residential_2042_Technical_MW_After Competition Groups_50 | Energy Star Dishwasher | 0.1322% | 0 | 3.5984 | Residential_2042_Technical_MW_After Competition Groups_Energy Star Dishwasher
Residential | Res ¦ Heat Recovery Ventilator | 2042 | Achievable | MW | After Competition Groups | 1.3621 | 0 | 0 | 1174.0786 | 0.0011601 | 52 | Residential_2042_Achievable_MW_After Competition Groups_52 | Heat Recovery Ventilator | 0.116% | 0 | 1.3621 | Residential_2042_Achievable_MW_After Competition Groups_Heat Recovery Ventilator
Residential | Res ¦ Drain Water Heat Recovery | 2042 | Economic | MW | After Competition Groups | 1.8658 | 0 | 0 | 1763.8061 | 0.0010578 | 45 | Residential_2042_Economic_MW_After Competition Groups_45 | Drain Water Heat Recovery | 0.1058% | 0 | 1.8658 | Residential_2042_Economic_MW_After Competition Groups_Drain Water Heat Recovery
Residential | Res ¦ Furnace Whistle | 2042 | Economic | MW | After Competition Groups | 1.8615 | 0 | 0 | 1763.8061 | 0.0010554 | 46 | Residential_2042_Economic_MW_After Competition Groups_46 | Furnace Whistle | 0.1055% | 0 | 1.8615 | Residential_2042_Economic_MW_After Competition Groups_Furnace Whistle
Residential | Res ¦ LED Parking Lot Fixture | 2042 | Achievable | MW | After Competition Groups | 1.2206 | 0 | 0 | 1174.0786 | 0.0010396 | 53 | Residential_2042_Achievable_MW_After Competition Groups_53 | LED Parking Lot Fixture | 0.104% | 0 | 1.2206 | Residential_2042_Achievable_MW_After Competition Groups_LED Parking Lot Fixture
Residential | Res ¦ Early Hot Water Heater Replacement | 2042 | Technical | MW | After Competition Groups | 2.7796 | 0 | 0 | 2721.2109 | 0.0010215 | 51 | Residential_2042_Technical_MW_After Competition Groups_51 | Early Hot Water Heater Replacement | 0.1021% | 0 | 2.7796 | Residential_2042_Technical_MW_After Competition Groups_Early Hot Water Heater Replacement
Residential | Res ¦ Water Heater Temperature Setback | 2042 | Achievable | MW | After Competition Groups | 1.1722 | 0 | 0 | 1174.0786 | 0.00099839 | 54 | Residential_2042_Achievable_MW_After Competition Groups_54 | Water Heater Temperature Setback | 0.09984% | 0 | 1.1722 | Residential_2042_Achievable_MW_After Competition Groups_Water Heater Temperature Setback
Residential | Res ¦ Condensing Make Up Air Unit | 2042 | Technical | MW | After Competition Groups | 2.5358 | 0 | 0 | 2721.2109 | 0.00093185 | 52 | Residential_2042_Technical_MW_After Competition Groups_52 | Condensing Make Up Air Unit | 0.09319% | 0 | 2.5358 | Residential_2042_Technical_MW_After Competition Groups_Condensing Make Up Air Unit
Residential | Res ¦ ENERGY STAR LED LAMPS (REFLECTOR LAMPs/MR16/PAR 16) | 2042 | Technical | MW | After Competition Groups | 2.5032 | 0 | 0 | 2721.2109 | 0.00091988 | 53 | Residential_2042_Technical_MW_After Competition Groups_53 | ENERGY STAR LED LAMPS (REFLECTOR LAMPs/MR16/PAR 16) | 0.09199% | 0 | 2.5032 | Residential_2042_Technical_MW_After Competition Groups_ENERGY STAR LED LAMPS (REFLECTOR LAMPs/MR16/PAR 16)
Residential | Res ¦ Comprehensive Draft Proofing | 2042 | Economic | MW | After Competition Groups | 1.6081 | 0 | 0 | 1763.8061 | 0.00091174 | 47 | Residential_2042_Economic_MW_After Competition Groups_47 | Comprehensive Draft Proofing | 0.09117% | 0 | 1.6081 | Residential_2042_Economic_MW_After Competition Groups_Comprehensive Draft Proofing
Residential | Res ¦ Air Source Heat Pump Maintenance | 2042 | Technical | MW | After Competition Groups | 2.4587 | 0 | 0 | 2721.2109 | 0.00090355 | 54 | Residential_2042_Technical_MW_After Competition Groups_54 | Air Source Heat Pump Maintenance | 0.09035% | 0 | 2.4587 | Residential_2042_Technical_MW_After Competition Groups_Air Source Heat Pump Maintenance
Residential | Res ¦ Demand Control Ventilation | 2042 | Economic | MW | After Competition Groups | 1.586 | 0 | 0 | 1763.8061 | 0.0008992 | 48 | Residential_2042_Economic_MW_After Competition Groups_48 | Demand Control Ventilation | 0.08992% | 0 | 1.586 | Residential_2042_Economic_MW_After Competition Groups_Demand Control Ventilation
Residential | Res ¦ Variable Frequency Drive (VFD) | 2042 | Economic | MW | After Competition Groups | 1.5596 | 0 | 0 | 1763.8061 | 0.00088421 | 49 | Residential_2042_Economic_MW_After Competition Groups_49 | Variable Frequency Drive (VFD) | 0.08842% | 0 | 1.5596 | Residential_2042_Economic_MW_After Competition Groups_Variable Frequency Drive (VFD)
Residential | Res ¦ CO Sensors for parking garage exhaust fans | 2042 | Technical | MW | After Competition Groups | 2.4047 | 0 | 0 | 2721.2109 | 0.0008837 | 55 | Residential_2042_Technical_MW_After Competition Groups_55 | CO Sensors for parking garage exhaust fans | 0.08837% | 0 | 2.4047 | Residential_2042_Technical_MW_After Competition Groups_CO Sensors for parking garage exhaust fans
Residential | Res ¦ Solar Powered Attic Fan | 2042 | Technical | MW | After Competition Groups | 2.15 | 0 | 0 | 2721.2109 | 0.0007901 | 56 | Residential_2042_Technical_MW_After Competition Groups_56 | Solar Powered Attic Fan | 0.07901% | 0 | 2.15 | Residential_2042_Technical_MW_After Competition Groups_Solar Powered Attic Fan
Residential | Res ¦ Lighting Motion Sensors, Timers, Dimmers | 2042 | Economic | MW | After Competition Groups | 1.2947 | 0 | 0 | 1763.8061 | 0.00073404 | 50 | Residential_2042_Economic_MW_After Competition Groups_50 | Lighting Motion Sensors, Timers, Dimmers | 0.0734% | 0 | 1.2947 | Residential_2042_Economic_MW_After Competition Groups_Lighting Motion Sensors, Timers, Dimmers
Residential | Res ¦ Demand Control Ventilation | 2042 | Technical | MW | After Competition Groups | 1.985 | 0 | 0 | 2721.2109 | 0.00072945 | 57 | Residential_2042_Technical_MW_After Competition Groups_57 | Demand Control Ventilation | 0.07295% | 0 | 1.985 | Residential_2042_Technical_MW_After Competition Groups_Demand Control Ventilation
Residential | Res ¦ Drain Water Heat Recovery | 2042 | Technical | MW | After Competition Groups | 1.8658 | 0 | 0 | 2721.2109 | 0.00068566 | 58 | Residential_2042_Technical_MW_After Competition Groups_58 | Drain Water Heat Recovery | 0.06857% | 0 | 1.8658 | Residential_2042_Technical_MW_After Competition Groups_Drain Water Heat Recovery
Residential | Res ¦ DHW Recirculation Systems | 2042 | Economic | MW | After Competition Groups | 1.2082 | 0 | 0 | 1763.8061 | 0.00068501 | 51 | Residential_2042_Economic_MW_After Competition Groups_51 | DHW Recirculation Systems | 0.0685% | 0 | 1.2082 | Residential_2042_Economic_MW_After Competition Groups_DHW Recirculation Systems
Residential | Res ¦ Furnace Whistle | 2042 | Technical | MW | After Competition Groups | 1.8615 | 0 | 0 | 2721.2109 | 0.00068409 | 59 | Residential_2042_Technical_MW_After Competition Groups_59 | Furnace Whistle | 0.06841% | 0 | 1.8615 | Residential_2042_Technical_MW_After Competition Groups_Furnace Whistle
Residential | Res ¦ LED Parking Lot Fixture | 2042 | Economic | MW | After Competition Groups | 1.1874 | 0 | 0 | 1763.8061 | 0.00067323 | 52 | Residential_2042_Economic_MW_After Competition Groups_52 | LED Parking Lot Fixture | 0.06732% | 0 | 1.1874 | Residential_2042_Economic_MW_After Competition Groups_LED Parking Lot Fixture
Residential | Res ¦ DHW Recirculation Systems | 2042 | Achievable | MW | After Competition Groups | 0.75737 | 0 | 0 | 1174.0786 | 0.00064508 | 55 | Residential_2042_Achievable_MW_After Competition Groups_55 | DHW Recirculation Systems | 0.06451% | 0 | 0.75737 | Residential_2042_Achievable_MW_After Competition Groups_DHW Recirculation Systems
Residential | Res ¦ Window Film | 2042 | Technical | MW | After Competition Groups | 1.7244 | 0 | 0 | 2721.2109 | 0.00063369 | 60 | Residential_2042_Technical_MW_After Competition Groups_60 | Window Film | 0.06337% | 0 | 1.7244 | Residential_2042_Technical_MW_After Competition Groups_Window Film
Residential | Res ¦ LED Downlight | 2042 | Economic | MW | After Competition Groups | 1.0559 | 0 | 0 | 1763.8061 | 0.00059864 | 53 | Residential_2042_Economic_MW_After Competition Groups_53 | LED Downlight | 0.05986% | 0 | 1.0559 | Residential_2042_Economic_MW_After Competition Groups_LED Downlight
Residential | Res ¦ Comprehensive Draft Proofing | 2042 | Technical | MW | After Competition Groups | 1.6081 | 0 | 0 | 2721.2109 | 0.00059096 | 61 | Residential_2042_Technical_MW_After Competition Groups_61 | Comprehensive Draft Proofing | 0.0591% | 0 | 1.6081 | Residential_2042_Technical_MW_After Competition Groups_Comprehensive Draft Proofing
Residential | Res ¦ Variable Frequency Drive (VFD) | 2042 | Technical | MW | After Competition Groups | 1.5596 | 0 | 0 | 2721.2109 | 0.00057312 | 62 | Residential_2042_Technical_MW_After Competition Groups_62 | Variable Frequency Drive (VFD) | 0.05731% | 0 | 1.5596 | Residential_2042_Technical_MW_After Competition Groups_Variable Frequency Drive (VFD)
Residential | Res ¦ Water Heater Temperature Setback | 2042 | Economic | MW | After Competition Groups | 0.97539 | 0 | 0 | 1763.8061 | 0.000553 | 54 | Residential_2042_Economic_MW_After Competition Groups_54 | Water Heater Temperature Setback | 0.0553% | 0 | 0.97539 | Residential_2042_Economic_MW_After Competition Groups_Water Heater Temperature Setback
Residential | Res ¦ LED Exterior Area Lights - LED Fixture (200W) | 2042 | Achievable | MW | After Competition Groups | 0.57836 | 0 | 0 | 1174.0786 | 0.00049261 | 56 | Residential_2042_Achievable_MW_After Competition Groups_56 | LED Exterior Area Lights - LED Fixture (200W) | 0.04926% | 0 | 0.57836 | Residential_2042_Achievable_MW_After Competition Groups_LED Exterior Area Lights - LED Fixture (200W)
Residential | Res ¦ VFD on Pumps | 2042 | Achievable | MW | After Competition Groups | 0.57634 | 0 | 0 | 1174.0786 | 0.00049089 | 57 | Residential_2042_Achievable_MW_After Competition Groups_57 | VFD on Pumps | 0.04909% | 0 | 0.57634 | Residential_2042_Achievable_MW_After Competition Groups_VFD on Pumps
Residential | Res ¦ DHW Recirculation Systems | 2042 | Technical | MW | After Competition Groups | 1.2082 | 0 | 0 | 2721.2109 | 0.00044401 | 63 | Residential_2042_Technical_MW_After Competition Groups_63 | DHW Recirculation Systems | 0.0444% | 0 | 1.2082 | Residential_2042_Technical_MW_After Competition Groups_DHW Recirculation Systems
Residential | Res ¦ LED Parking Lot Fixture | 2042 | Technical | MW | After Competition Groups | 1.1874 | 0 | 0 | 2721.2109 | 0.00043636 | 64 | Residential_2042_Technical_MW_After Competition Groups_64 | LED Parking Lot Fixture | 0.04364% | 0 | 1.1874 | Residential_2042_Technical_MW_After Competition Groups_LED Parking Lot Fixture
Residential | Res ¦ ENERGY STAR LED Lamps (General Service Lamps) | 2042 | Achievable | MW | After Competition Groups | 0.45831 | 0 | 0 | 1174.0786 | 0.00039035 | 58 | Residential_2042_Achievable_MW_After Competition Groups_58 | ENERGY STAR LED Lamps (General Service Lamps) | 0.03904% | 0 | 0.45831 | Residential_2042_Achievable_MW_After Competition Groups_ENERGY STAR LED Lamps (General Service Lamps)
Residential | Res ¦ HVAC Optimization | 2042 | Technical | MW | After Competition Groups | 1.0019 | 0 | 0 | 2721.2109 | 0.00036819 | 65 | Residential_2042_Technical_MW_After Competition Groups_65 | HVAC Optimization | 0.03682% | 0 | 1.0019 | Residential_2042_Technical_MW_After Competition Groups_HVAC Optimization
Residential | Res ¦ Water Heater Temperature Setback | 2042 | Technical | MW | After Competition Groups | 0.97539 | 0 | 0 | 2721.2109 | 0.00035844 | 66 | Residential_2042_Technical_MW_After Competition Groups_66 | Water Heater Temperature Setback | 0.03584% | 0 | 0.97539 | Residential_2042_Technical_MW_After Competition Groups_Water Heater Temperature Setback
Residential | Res ¦ LED Exterior Area Lights - LED Fixture (200W) | 2042 | Economic | MW | After Competition Groups | 0.5653 | 0 | 0 | 1763.8061 | 0.0003205 | 55 | Residential_2042_Economic_MW_After Competition Groups_55 | LED Exterior Area Lights - LED Fixture (200W) | 0.03205% | 0 | 0.5653 | Residential_2042_Economic_MW_After Competition Groups_LED Exterior Area Lights - LED Fixture (200W)
Residential | Res ¦ ECM MOTORS FOR HVAC APPLICATION (FAN-POWERED VAV BOX) | 2042 | Achievable | MW | After Competition Groups | 0.37574 | 0 | 0 | 1174.0786 | 0.00032003 | 59 | Residential_2042_Achievable_MW_After Competition Groups_59 | ECM MOTORS FOR HVAC APPLICATION (FAN-POWERED VAV BOX) | 0.032% | 0 | 0.37574 | Residential_2042_Achievable_MW_After Competition Groups_ECM MOTORS FOR HVAC APPLICATION (FAN-POWERED VAV BOX)
Residential | Res ¦ VFD on Pumps | 2042 | Economic | MW | After Competition Groups | 0.47959 | 0 | 0 | 1763.8061 | 0.0002719 | 56 | Residential_2042_Economic_MW_After Competition Groups_56 | VFD on Pumps | 0.02719% | 0 | 0.47959 | Residential_2042_Economic_MW_After Competition Groups_VFD on Pumps
Residential | Res ¦ ENERGY STAR LED Lamps (General Service Lamps) | 2042 | Economic | MW | After Competition Groups | 0.44793 | 0 | 0 | 1763.8061 | 0.00025396 | 57 | Residential_2042_Economic_MW_After Competition Groups_57 | ENERGY STAR LED Lamps (General Service Lamps) | 0.0254% | 0 | 0.44793 | Residential_2042_Economic_MW_After Competition Groups_ENERGY STAR LED Lamps (General Service Lamps)
Residential | Res ¦ Heat Pump Water Heater | 2042 | Achievable | MW | After Competition Groups | 0.29406 | 0 | 0 | 1174.0786 | 0.00025046 | 60 | Residential_2042_Achievable_MW_After Competition Groups_60 | Heat Pump Water Heater | 0.02505% | 0 | 0.29406 | Residential_2042_Achievable_MW_After Competition Groups_Heat Pump Water Heater
Residential | Res ¦ Chilled Water Optimization | 2042 | Achievable | MW | After Competition Groups | 0.28045 | 0 | 0 | 1174.0786 | 0.00023887 | 61 | Residential_2042_Achievable_MW_After Competition Groups_61 | Chilled Water Optimization | 0.02389% | 0 | 0.28045 | Residential_2042_Achievable_MW_After Competition Groups_Chilled Water Optimization
Residential | Res ¦ Beverage Vending Machine Controls | 2042 | Achievable | MW | After Competition Groups | 0.27016 | 0 | 0 | 1174.0786 | 0.0002301 | 62 | Residential_2042_Achievable_MW_After Competition Groups_62 | Beverage Vending Machine Controls | 0.02301% | 0 | 0.27016 | Residential_2042_Achievable_MW_After Competition Groups_Beverage Vending Machine Controls
Residential | Res ¦ ECM MOTORS FOR HVAC APPLICATION (FAN-POWERED VAV BOX) | 2042 | Economic | MW | After Competition Groups | 0.40048 | 0 | 0 | 1763.8061 | 0.00022706 | 58 | Residential_2042_Economic_MW_After Competition Groups_58 | ECM MOTORS FOR HVAC APPLICATION (FAN-POWERED VAV BOX) | 0.02271% | 0 | 0.40048 | Residential_2042_Economic_MW_After Competition Groups_ECM MOTORS FOR HVAC APPLICATION (FAN-POWERED VAV BOX)
Residential | Res ¦ LED Exterior Area Lights - LED Fixture (200W) | 2042 | Technical | MW | After Competition Groups | 0.5653 | 0 | 0 | 2721.2109 | 0.00020774 | 67 | Residential_2042_Technical_MW_After Competition Groups_67 | LED Exterior Area Lights - LED Fixture (200W) | 0.02077% | 0 | 0.5653 | Residential_2042_Technical_MW_After Competition Groups_LED Exterior Area Lights - LED Fixture (200W)
Residential | Res ¦ Chilled Water Optimization | 2042 | Economic | MW | After Competition Groups | 0.36378 | 0 | 0 | 1763.8061 | 0.00020625 | 59 | Residential_2042_Economic_MW_After Competition Groups_59 | Chilled Water Optimization | 0.02062% | 0 | 0.36378 | Residential_2042_Economic_MW_After Competition Groups_Chilled Water Optimization
Residential | Res ¦ VFD on Pumps | 2042 | Technical | MW | After Competition Groups | 0.47959 | 0 | 0 | 2721.2109 | 0.00017624 | 68 | Residential_2042_Technical_MW_After Competition Groups_68 | VFD on Pumps | 0.01762% | 0 | 0.47959 | Residential_2042_Technical_MW_After Competition Groups_VFD on Pumps
Residential | Res ¦ ENERGY STAR LED Lamps (General Service Lamps) | 2042 | Technical | MW | After Competition Groups | 0.44793 | 0 | 0 | 2721.2109 | 0.00016461 | 69 | Residential_2042_Technical_MW_After Competition Groups_69 | ENERGY STAR LED Lamps (General Service Lamps) | 0.01646% | 0 | 0.44793 | Residential_2042_Technical_MW_After Competition Groups_ENERGY STAR LED Lamps (General Service Lamps)
Residential | Res ¦ Beverage Vending Machine Controls | 2042 | Economic | MW | After Competition Groups | 0.28235 | 0 | 0 | 1763.8061 | 0.00016008 | 60 | Residential_2042_Economic_MW_After Competition Groups_60 | Beverage Vending Machine Controls | 0.01601% | 0 | 0.28235 | Residential_2042_Economic_MW_After Competition Groups_Beverage Vending Machine Controls
Residential | Res ¦ Tankless Water Heater | 2042 | Technical | MW | After Competition Groups | 0.43391 | 0 | 0 | 2721.2109 | 0.00015946 | 70 | Residential_2042_Technical_MW_After Competition Groups_70 | Tankless Water Heater | 0.01595% | 0 | 0.43391 | Residential_2042_Technical_MW_After Competition Groups_Tankless Water Heater
Residential | Res ¦ Air Source Heat Pump | 2042 | Achievable | MW | After Competition Groups | 0.18599 | 0 | 0 | 1174.0786 | 0.00015841 | 63 | Residential_2042_Achievable_MW_After Competition Groups_63 | Air Source Heat Pump | 0.01584% | 0 | 0.18599 | Residential_2042_Achievable_MW_After Competition Groups_Air Source Heat Pump
Residential | Res ¦ ECM MOTORS FOR HVAC APPLICATION (FAN-POWERED VAV BOX) | 2042 | Technical | MW | After Competition Groups | 0.40048 | 0 | 0 | 2721.2109 | 0.00014717 | 71 | Residential_2042_Technical_MW_After Competition Groups_71 | ECM MOTORS FOR HVAC APPLICATION (FAN-POWERED VAV BOX) | 0.01472% | 0 | 0.40048 | Residential_2042_Technical_MW_After Competition Groups_ECM MOTORS FOR HVAC APPLICATION (FAN-POWERED VAV BOX)
Residential | Res ¦ Chilled Water Optimization | 2042 | Technical | MW | After Competition Groups | 0.36378 | 0 | 0 | 2721.2109 | 0.00013368 | 72 | Residential_2042_Technical_MW_After Competition Groups_72 | Chilled Water Optimization | 0.01337% | 0 | 0.36378 | Residential_2042_Technical_MW_After Competition Groups_Chilled Water Optimization
Residential | Res ¦ Beverage Vending Machine Controls | 2042 | Technical | MW | After Competition Groups | 0.28235 | 0 | 0 | 2721.2109 | 0.00010376 | 73 | Residential_2042_Technical_MW_After Competition Groups_73 | Beverage Vending Machine Controls | 0.01038% | 0 | 0.28235 | Residential_2042_Technical_MW_After Competition Groups_Beverage Vending Machine Controls
Residential | Res ¦ Wall Insulation MF | 2042 | Economic | MW | After Competition Groups | 0.14658 | 0 | 0 | 1763.8061 | 8.3102e-05 | 61 | Residential_2042_Economic_MW_After Competition Groups_61 | Wall Insulation MF | 0.00831% | 0 | 0.14658 | Residential_2042_Economic_MW_After Competition Groups_Wall Insulation MF
Residential | Res ¦ Wall Insulation MF | 2042 | Technical | MW | After Competition Groups | 0.15312 | 0 | 0 | 2721.2109 | 5.6268e-05 | 74 | Residential_2042_Technical_MW_After Competition Groups_74 | Wall Insulation MF | 0.005627% | 0 | 0.15312 | Residential_2042_Technical_MW_After Competition Groups_Wall Insulation MF
Residential | Res ¦ Networked/ Connected - Indoor LED Luminaire | 2042 | Achievable | MW | After Competition Groups | 0.041056 | 0 | 0 | 1174.0786 | 3.4969e-05 | 64 | Residential_2042_Achievable_MW_After Competition Groups_64 | Networked/ Connected - Indoor LED Luminaire | 0.003497% | 0 | 0.041056 | Residential_2042_Achievable_MW_After Competition Groups_Networked/ Connected - Indoor LED Luminaire
Residential | Res ¦ LED High Bay Fixture | 2042 | Achievable | MW | After Competition Groups | 0.029961 | 0 | 0 | 1174.0786 | 2.5519e-05 | 65 | Residential_2042_Achievable_MW_After Competition Groups_65 | LED High Bay Fixture | 0.002552% | 0 | 0.029961 | Residential_2042_Achievable_MW_After Competition Groups_LED High Bay Fixture
Residential | Res ¦ Wall Insulation MF | 2042 | Achievable | MW | After Competition Groups | 0.020126 | 0 | 0 | 1174.0786 | 1.7142e-05 | 66 | Residential_2042_Achievable_MW_After Competition Groups_66 | Wall Insulation MF | 0.001714% | 0 | 0.020126 | Residential_2042_Achievable_MW_After Competition Groups_Wall Insulation MF
Residential | Res ¦ LED High Bay Fixture | 2042 | Economic | MW | After Competition Groups | 0.029306 | 0 | 0 | 1763.8061 | 1.6615e-05 | 62 | Residential_2042_Economic_MW_After Competition Groups_62 | LED High Bay Fixture | 0.001662% | 0 | 0.029306 | Residential_2042_Economic_MW_After Competition Groups_LED High Bay Fixture
Residential | Res ¦ LED Recessed Downlights | 2042 | Technical | MW | After Competition Groups | 0.034058 | 0 | 0 | 2721.2109 | 1.2516e-05 | 75 | Residential_2042_Technical_MW_After Competition Groups_75 | LED Recessed Downlights | 0.001252% | 0 | 0.034058 | Residential_2042_Technical_MW_After Competition Groups_LED Recessed Downlights
Residential | Res ¦ LED High Bay Fixture | 2042 | Technical | MW | After Competition Groups | 0.029306 | 0 | 0 | 2721.2109 | 1.077e-05 | 76 | Residential_2042_Technical_MW_After Competition Groups_76 | LED High Bay Fixture | 0.001077% | 0 | 0.029306 | Residential_2042_Technical_MW_After Competition Groups_LED High Bay Fixture
Residential | Res ¦ Radiant Barrier | 2042 | Achievable | MW | After Competition Groups | 0.0080585 | 0 | 0 | 1174.0786 | 6.8637e-06 | 67 | Residential_2042_Achievable_MW_After Competition Groups_67 | Radiant Barrier | 0.0006864% | 0 | 0.0080585 | Residential_2042_Achievable_MW_After Competition Groups_Radiant Barrier
Residential | Res ¦ Radiant Barrier | 2042 | Economic | MW | After Competition Groups | 0.011707 | 0 | 0 | 1763.8061 | 6.6373e-06 | 63 | Residential_2042_Economic_MW_After Competition Groups_63 | Radiant Barrier | 0.0006637% | 0 | 0.011707 | Residential_2042_Economic_MW_After Competition Groups_Radiant Barrier
Residential | Res ¦ Solar Water Preheat (Pools/DHW) | 2042 | Technical | MW | After Competition Groups | 0.014532 | 0 | 0 | 2721.2109 | 5.3403e-06 | 77 | Residential_2042_Technical_MW_After Competition Groups_77 | Solar Water Preheat (Pools/DHW) | 0.000534% | 0 | 0.014532 | Residential_2042_Technical_MW_After Competition Groups_Solar Water Preheat (Pools/DHW)
Residential | Res ¦ Radiant Barrier | 2042 | Technical | MW | After Competition Groups | 0.011707 | 0 | 0 | 2721.2109 | 4.3021e-06 | 78 | Residential_2042_Technical_MW_After Competition Groups_78 | Radiant Barrier | 0.0004302% | 0 | 0.011707 | Residential_2042_Technical_MW_After Competition Groups_Radiant Barrier
Residential | Res ¦ Photocell Controls (Outdoor) | 2042 | Technical | MW | After Competition Groups | 6.8697e-05 | 0 | 0 | 2721.2109 | 2.5245e-08 | 79 | Residential_2042_Technical_MW_After Competition Groups_79 | Photocell Controls (Outdoor) | 2.524e-06% | 0 | 6.8697e-05 | Residential_2042_Technical_MW_After Competition Groups_Photocell Controls (Outdoor)
Commercial | Com ¦ Building Recommissioning, Operations and Maintenance (O&M) Improvements | 2023 | Economic | GWh | Before Competition Groups | 2643.525 | 0 | 0 | 10739.4384 | 0.24615 | 1 | Commercial_2023_Economic_GWh_Before Competition Groups_1 | Building Recommissioning, Operations and Maintenance (O&M) Improvements | 24.62% | 0 | 2643.525 | Commercial_2023_Economic_GWh_Before Competition Groups_Building Recommissioning, Operations and Maintenance (O&M) Improvements
Commercial | Com ¦ ENERGY STAR LED LAMPS (REFLECTOR LAMPs/MR16/PAR 16) | 2023 | Achievable | GWh | Before Competition Groups | 201.3169 | 0 | 0 | 818.0231 | 0.2461 | 1 | Commercial_2023_Achievable_GWh_Before Competition Groups_1 | ENERGY STAR LED LAMPS (REFLECTOR LAMPs/MR16/PAR 16) | 24.61% | 0 | 201.3169 | Commercial_2023_Achievable_GWh_Before Competition Groups_ENERGY STAR LED LAMPS (REFLECTOR LAMPs/MR16/PAR 16)
Commercial | Com ¦ Building Recommissioning, Operations and Maintenance (O&M) Improvements | 2023 | Technical | GWh | Before Competition Groups | 2702.5182 | 0 | 0 | 17700.3261 | 0.15268 | 1 | Commercial_2023_Technical_GWh_Before Competition Groups_1 | Building Recommissioning, Operations and Maintenance (O&M) Improvements | 15.27% | 0 | 2702.5182 | Commercial_2023_Technical_GWh_Before Competition Groups_Building Recommissioning, Operations and Maintenance (O&M) Improvements
Commercial | Com ¦ LED Troffer/Surface/Suspended | 2023 | Economic | GWh | Before Competition Groups | 1036.4205 | 0 | 0 | 10739.4384 | 0.096506 | 2 | Commercial_2023_Economic_GWh_Before Competition Groups_2 | LED Troffer/Surface/Suspended | 9.651% | 0 | 1036.4205 | Commercial_2023_Economic_GWh_Before Competition Groups_LED Troffer/Surface/Suspended
Commercial | Com ¦ LED Low/High Bay | 2023 | Technical | GWh | Before Competition Groups | 1630.8678 | 0 | 0 | 17700.3261 | 0.092138 | 2 | Commercial_2023_Technical_GWh_Before Competition Groups_2 | LED Low/High Bay | 9.214% | 0 | 1630.8678 | Commercial_2023_Technical_GWh_Before Competition Groups_LED Low/High Bay
Commercial | Com ¦ Education and Capacity Building/Energy Behavior | 2023 | Economic | GWh | Before Competition Groups | 932.3414 | 0 | 0 | 10739.4384 | 0.086815 | 3 | Commercial_2023_Economic_GWh_Before Competition Groups_3 | Education and Capacity Building/Energy Behavior | 8.681% | 0 | 932.3414 | Commercial_2023_Economic_GWh_Before Competition Groups_Education and Capacity Building/Energy Behavior
Commercial | Com ¦ LED parking lot fixture | 2023 | Achievable | GWh | Before Competition Groups | 70.8628 | 0 | 0 | 818.0231 | 0.086627 | 2 | Commercial_2023_Achievable_GWh_Before Competition Groups_2 | LED parking lot fixture | 8.663% | 0 | 70.8628 | Commercial_2023_Achievable_GWh_Before Competition Groups_LED parking lot fixture
Commercial | Com ¦ LED EXTERIOR AREA LIGHTS - LED fixture (200W) | 2023 | Achievable | GWh | Before Competition Groups | 68.658 | 0 | 0 | 818.0231 | 0.083932 | 3 | Commercial_2023_Achievable_GWh_Before Competition Groups_3 | LED EXTERIOR AREA LIGHTS - LED fixture (200W) | 8.393% | 0 | 68.658 | Commercial_2023_Achievable_GWh_Before Competition Groups_LED EXTERIOR AREA LIGHTS - LED fixture (200W)
Commercial | Com ¦ LED Troffer/Surface/Suspended | 2023 | Technical | GWh | Before Competition Groups | 1307.9273 | 0 | 0 | 17700.3261 | 0.073893 | 3 | Commercial_2023_Technical_GWh_Before Competition Groups_3 | LED Troffer/Surface/Suspended | 7.389% | 0 | 1307.9273 | Commercial_2023_Technical_GWh_Before Competition Groups_LED Troffer/Surface/Suspended
Commercial | Com ¦ ENERGY STAR LED LAMPS (REFLECTOR LAMPs/MR16/PAR 16) | 2023 | Economic | GWh | Before Competition Groups | 735.5456 | 0 | 0 | 10739.4384 | 0.06849 | 4 | Commercial_2023_Economic_GWh_Before Competition Groups_4 | ENERGY STAR LED LAMPS (REFLECTOR LAMPs/MR16/PAR 16) | 6.849% | 0 | 735.5456 | Commercial_2023_Economic_GWh_Before Competition Groups_ENERGY STAR LED LAMPS (REFLECTOR LAMPs/MR16/PAR 16)
Commercial | Com ¦ Furnace Tune-Up | 2023 | Economic | GWh | Before Competition Groups | 715.1622 | 0 | 0 | 10739.4384 | 0.066592 | 5 | Commercial_2023_Economic_GWh_Before Competition Groups_5 | Furnace Tune-Up | 6.659% | 0 | 715.1622 | Commercial_2023_Economic_GWh_Before Competition Groups_Furnace Tune-Up
Commercial | Com ¦ Education and Capacity Building/Energy Behavior | 2023 | Achievable | GWh | Before Competition Groups | 52.8259 | 0 | 0 | 818.0231 | 0.064578 | 4 | Commercial_2023_Achievable_GWh_Before Competition Groups_4 | Education and Capacity Building/Energy Behavior | 6.458% | 0 | 52.8259 | Commercial_2023_Achievable_GWh_Before Competition Groups_Education and Capacity Building/Energy Behavior
Commercial | Com ¦ LLLC - Low Impact Application | 2023 | Technical | GWh | Before Competition Groups | 1126.8458 | 0 | 0 | 17700.3261 | 0.063662 | 4 | Commercial_2023_Technical_GWh_Before Competition Groups_4 | LLLC - Low Impact Application | 6.366% | 0 | 1126.8458 | Commercial_2023_Technical_GWh_Before Competition Groups_LLLC - Low Impact Application
Commercial | Com ¦ LLLC - High Impact Application | 2023 | Technical | GWh | Before Competition Groups | 1119.8453 | 0 | 0 | 17700.3261 | 0.063267 | 5 | Commercial_2023_Technical_GWh_Before Competition Groups_5 | LLLC - High Impact Application | 6.327% | 0 | 1119.8453 | Commercial_2023_Technical_GWh_Before Competition Groups_LLLC - High Impact Application
Commercial | Com ¦ LED Troffer/Surface/Suspended | 2023 | Achievable | GWh | Before Competition Groups | 51.673 | 0 | 0 | 818.0231 | 0.063168 | 5 | Commercial_2023_Achievable_GWh_Before Competition Groups_5 | LED Troffer/Surface/Suspended | 6.317% | 0 | 51.673 | Commercial_2023_Achievable_GWh_Before Competition Groups_LED Troffer/Surface/Suspended
Commercial | Com ¦ Networked/Connected - High Impact Application | 2023 | Technical | GWh | Before Competition Groups | 1012.1731 | 0 | 0 | 17700.3261 | 0.057184 | 6 | Commercial_2023_Technical_GWh_Before Competition Groups_6 | Networked/Connected - High Impact Application | 5.718% | 0 | 1012.1731 | Commercial_2023_Technical_GWh_Before Competition Groups_Networked/Connected - High Impact Application
Commercial | Com ¦ Education and Capacity Building/Energy Behavior | 2023 | Technical | GWh | Before Competition Groups | 1008.3757 | 0 | 0 | 17700.3261 | 0.056969 | 7 | Commercial_2023_Technical_GWh_Before Competition Groups_7 | Education and Capacity Building/Energy Behavior | 5.697% | 0 | 1008.3757 | Commercial_2023_Technical_GWh_Before Competition Groups_Education and Capacity Building/Energy Behavior
Commercial | Com ¦ LED Replacement Lamp (Tube) | 2023 | Achievable | GWh | Before Competition Groups | 44.8188 | 0 | 0 | 818.0231 | 0.054789 | 6 | Commercial_2023_Achievable_GWh_Before Competition Groups_6 | LED Replacement Lamp (Tube) | 5.479% | 0 | 44.8188 | Commercial_2023_Achievable_GWh_Before Competition Groups_LED Replacement Lamp (Tube)
Commercial | Com ¦ Networked/Connected - Low Impact Application | 2023 | Technical | GWh | Before Competition Groups | 968.8531 | 0 | 0 | 17700.3261 | 0.054736 | 8 | Commercial_2023_Technical_GWh_Before Competition Groups_8 | Networked/Connected - Low Impact Application | 5.474% | 0 | 968.8531 | Commercial_2023_Technical_GWh_Before Competition Groups_Networked/Connected - Low Impact Application
Commercial | Com ¦ LED Low/High Bay | 2023 | Economic | GWh | Before Competition Groups | 564.0764 | 0 | 0 | 10739.4384 | 0.052524 | 6 | Commercial_2023_Economic_GWh_Before Competition Groups_6 | LED Low/High Bay | 5.252% | 0 | 564.0764 | Commercial_2023_Economic_GWh_Before Competition Groups_LED Low/High Bay
Commercial | Com ¦ LED street light fixture | 2023 | Achievable | GWh | Before Competition Groups | 38.2067 | 0 | 0 | 818.0231 | 0.046706 | 7 | Commercial_2023_Achievable_GWh_Before Competition Groups_7 | LED street light fixture | 4.671% | 0 | 38.2067 | Commercial_2023_Achievable_GWh_Before Competition Groups_LED street light fixture
Commercial | Com ¦ Furnace Tune-Up | 2023 | Achievable | GWh | Before Competition Groups | 35.8383 | 0 | 0 | 818.0231 | 0.043811 | 8 | Commercial_2023_Achievable_GWh_Before Competition Groups_8 | Furnace Tune-Up | 4.381% | 0 | 35.8383 | Commercial_2023_Achievable_GWh_Before Competition Groups_Furnace Tune-Up
Commercial | Com ¦ ENERGY STAR LED LAMPS (REFLECTOR LAMPs/MR16/PAR 16) | 2023 | Technical | GWh | Before Competition Groups | 762.0872 | 0 | 0 | 17700.3261 | 0.043055 | 9 | Commercial_2023_Technical_GWh_Before Competition Groups_9 | ENERGY STAR LED LAMPS (REFLECTOR LAMPs/MR16/PAR 16) | 4.305% | 0 | 762.0872 | Commercial_2023_Technical_GWh_Before Competition Groups_ENERGY STAR LED LAMPS (REFLECTOR LAMPs/MR16/PAR 16)
Commercial | Com ¦ Furnace Tune-Up | 2023 | Technical | GWh | Before Competition Groups | 715.1622 | 0 | 0 | 17700.3261 | 0.040404 | 10 | Commercial_2023_Technical_GWh_Before Competition Groups_10 | Furnace Tune-Up | 4.04% | 0 | 715.1622 | Commercial_2023_Technical_GWh_Before Competition Groups_Furnace Tune-Up
Commercial | Com ¦ LED EXTERIOR AREA LIGHTS - LED fixture (200W) | 2023 | Economic | GWh | Before Competition Groups | 387.0915 | 0 | 0 | 10739.4384 | 0.036044 | 7 | Commercial_2023_Economic_GWh_Before Competition Groups_7 | LED EXTERIOR AREA LIGHTS - LED fixture (200W) | 3.604% | 0 | 387.0915 | Commercial_2023_Economic_GWh_Before Competition Groups_LED EXTERIOR AREA LIGHTS - LED fixture (200W)
Commercial | Com ¦ LED Low/High Bay | 2023 | Achievable | GWh | Before Competition Groups | 28.5466 | 0 | 0 | 818.0231 | 0.034897 | 9 | Commercial_2023_Achievable_GWh_Before Competition Groups_9 | LED Low/High Bay | 3.49% | 0 | 28.5466 | Commercial_2023_Achievable_GWh_Before Competition Groups_LED Low/High Bay
Commercial | Com ¦ LED parking lot fixture | 2023 | Economic | GWh | Before Competition Groups | 373.467 | 0 | 0 | 10739.4384 | 0.034775 | 8 | Commercial_2023_Economic_GWh_Before Competition Groups_8 | LED parking lot fixture | 3.478% | 0 | 373.467 | Commercial_2023_Economic_GWh_Before Competition Groups_LED parking lot fixture
Commercial | Com ¦ Data Center Storage/Server Virtualization | 2023 | Achievable | GWh | Before Competition Groups | 27.988 | 0 | 0 | 818.0231 | 0.034214 | 10 | Commercial_2023_Achievable_GWh_Before Competition Groups_10 | Data Center Storage/Server Virtualization | 3.421% | 0 | 27.988 | Commercial_2023_Achievable_GWh_Before Competition Groups_Data Center Storage/Server Virtualization
Commercial | Com ¦ Building Recommissioning, Operations and Maintenance (O&M) Improvements | 2023 | Achievable | GWh | Before Competition Groups | 24.25 | 0 | 0 | 818.0231 | 0.029645 | 11 | Commercial_2023_Achievable_GWh_Before Competition Groups_11 | Building Recommissioning, Operations and Maintenance (O&M) Improvements | 2.964% | 0 | 24.25 | Commercial_2023_Achievable_GWh_Before Competition Groups_Building Recommissioning, Operations and Maintenance (O&M) Improvements
Commercial | Com ¦ Advanced BAS/Controllers | 2023 | Economic | GWh | Before Competition Groups | 318.2842 | 0 | 0 | 10739.4384 | 0.029637 | 9 | Commercial_2023_Economic_GWh_Before Competition Groups_9 | Advanced BAS/Controllers | 2.964% | 0 | 318.2842 | Commercial_2023_Economic_GWh_Before Competition Groups_Advanced BAS/Controllers
Commercial | Com ¦ Variable Frequency Drive (VFD) | 2023 | Economic | GWh | Before Competition Groups | 239.5454 | 0 | 0 | 10739.4384 | 0.022305 | 10 | Commercial_2023_Economic_GWh_Before Competition Groups_10 | Variable Frequency Drive (VFD) | 2.231% | 0 | 239.5454 | Commercial_2023_Economic_GWh_Before Competition Groups_Variable Frequency Drive (VFD)
Commercial | Com ¦ LLLC - Low Impact Application | 2023 | Economic | GWh | Before Competition Groups | 238.0213 | 0 | 0 | 10739.4384 | 0.022163 | 11 | Commercial_2023_Economic_GWh_Before Competition Groups_11 | LLLC - Low Impact Application | 2.216% | 0 | 238.0213 | Commercial_2023_Economic_GWh_Before Competition Groups_LLLC - Low Impact Application
Commercial | Com ¦ LED EXTERIOR AREA LIGHTS - LED fixture (200W) | 2023 | Technical | GWh | Before Competition Groups | 387.0915 | 0 | 0 | 17700.3261 | 0.021869 | 11 | Commercial_2023_Technical_GWh_Before Competition Groups_11 | LED EXTERIOR AREA LIGHTS - LED fixture (200W) | 2.187% | 0 | 387.0915 | Commercial_2023_Technical_GWh_Before Competition Groups_LED EXTERIOR AREA LIGHTS - LED fixture (200W)
Commercial | Com ¦ LED street light fixture | 2023 | Economic | GWh | Before Competition Groups | 233.4196 | 0 | 0 | 10739.4384 | 0.021735 | 12 | Commercial_2023_Economic_GWh_Before Competition Groups_12 | LED street light fixture | 2.173% | 0 | 233.4196 | Commercial_2023_Economic_GWh_Before Competition Groups_LED street light fixture
Commercial | Com ¦ Strip Curtains | 2023 | Economic | GWh | Before Competition Groups | 230.7606 | 0 | 0 | 10739.4384 | 0.021487 | 13 | Commercial_2023_Economic_GWh_Before Competition Groups_13 | Strip Curtains | 2.149% | 0 | 230.7606 | Commercial_2023_Economic_GWh_Before Competition Groups_Strip Curtains
Commercial | Com ¦ LED parking lot fixture | 2023 | Technical | GWh | Before Competition Groups | 373.467 | 0 | 0 | 17700.3261 | 0.021099 | 12 | Commercial_2023_Technical_GWh_Before Competition Groups_12 | LED parking lot fixture | 2.11% | 0 | 373.467 | Commercial_2023_Technical_GWh_Before Competition Groups_LED parking lot fixture
Commercial | Com ¦ VFD on Pumps | 2023 | Economic | GWh | Before Competition Groups | 225.2057 | 0 | 0 | 10739.4384 | 0.02097 | 14 | Commercial_2023_Economic_GWh_Before Competition Groups_14 | VFD on Pumps | 2.097% | 0 | 225.2057 | Commercial_2023_Economic_GWh_Before Competition Groups_VFD on Pumps
Commercial | Com ¦ LED or Equivalent Sign Lighting | 2023 | Achievable | GWh | Before Competition Groups | 16.5873 | 0 | 0 | 818.0231 | 0.020277 | 12 | Commercial_2023_Achievable_GWh_Before Competition Groups_12 | LED or Equivalent Sign Lighting | 2.028% | 0 | 16.5873 | Commercial_2023_Achievable_GWh_Before Competition Groups_LED or Equivalent Sign Lighting
Commercial | Com ¦ Advanced BAS/Controllers | 2023 | Technical | GWh | Before Competition Groups | 323.0403 | 0 | 0 | 17700.3261 | 0.018251 | 13 | Commercial_2023_Technical_GWh_Before Competition Groups_13 | Advanced BAS/Controllers | 1.825% | 0 | 323.0403 | Commercial_2023_Technical_GWh_Before Competition Groups_Advanced BAS/Controllers
Commercial | Com ¦ Demand Control Ventilation | 2023 | Economic | GWh | Before Competition Groups | 195.5019 | 0 | 0 | 10739.4384 | 0.018204 | 15 | Commercial_2023_Economic_GWh_Before Competition Groups_15 | Demand Control Ventilation | 1.82% | 0 | 195.5019 | Commercial_2023_Economic_GWh_Before Competition Groups_Demand Control Ventilation
Commercial | Com ¦ Variable Refrigerant Flow Heat Pump | 2023 | Technical | GWh | Before Competition Groups | 318.9548 | 0 | 0 | 17700.3261 | 0.01802 | 14 | Commercial_2023_Technical_GWh_Before Competition Groups_14 | Variable Refrigerant Flow Heat Pump | 1.802% | 0 | 318.9548 | Commercial_2023_Technical_GWh_Before Competition Groups_Variable Refrigerant Flow Heat Pump
Commercial | Com ¦ Reach-in Shaded Pole to ECM/PSC Evaporator Fan Motor | 2023 | Achievable | GWh | Before Competition Groups | 14.5084 | 0 | 0 | 818.0231 | 0.017736 | 13 | Commercial_2023_Achievable_GWh_Before Competition Groups_13 | Reach-in Shaded Pole to ECM/PSC Evaporator Fan Motor | 1.774% | 0 | 14.5084 | Commercial_2023_Achievable_GWh_Before Competition Groups_Reach-in Shaded Pole to ECM/PSC Evaporator Fan Motor
Commercial | Com ¦ Strip Curtains | 2023 | Achievable | GWh | Before Competition Groups | 14.2705 | 0 | 0 | 818.0231 | 0.017445 | 14 | Commercial_2023_Achievable_GWh_Before Competition Groups_14 | Strip Curtains | 1.745% | 0 | 14.2705 | Commercial_2023_Achievable_GWh_Before Competition Groups_Strip Curtains
Commercial | Com ¦ Air Handler with Dedicated Outdoor Air Systems | 2023 | Economic | GWh | Before Competition Groups | 186.949 | 0 | 0 | 10739.4384 | 0.017408 | 16 | Commercial_2023_Economic_GWh_Before Competition Groups_16 | Air Handler with Dedicated Outdoor Air Systems | 1.741% | 0 | 186.949 | Commercial_2023_Economic_GWh_Before Competition Groups_Air Handler with Dedicated Outdoor Air Systems
Commercial | Com ¦ High Efficiency Air Source Heat Pump | 2023 | Achievable | GWh | Before Competition Groups | 13.6988 | 0 | 0 | 818.0231 | 0.016746 | 15 | Commercial_2023_Achievable_GWh_Before Competition Groups_15 | High Efficiency Air Source Heat Pump | 1.675% | 0 | 13.6988 | Commercial_2023_Achievable_GWh_Before Competition Groups_High Efficiency Air Source Heat Pump
Commercial | Com ¦ ENERGY STAR LED LAMPS (General Service Lamps) | 2023 | Achievable | GWh | Before Competition Groups | 12.478 | 0 | 0 | 818.0231 | 0.015254 | 16 | Commercial_2023_Achievable_GWh_Before Competition Groups_16 | ENERGY STAR LED LAMPS (General Service Lamps) | 1.525% | 0 | 12.478 | Commercial_2023_Achievable_GWh_Before Competition Groups_ENERGY STAR LED LAMPS (General Service Lamps)
Commercial | Com ¦ Variable Frequency Drive (VFD) | 2023 | Achievable | GWh | Before Competition Groups | 12.0512 | 0 | 0 | 818.0231 | 0.014732 | 17 | Commercial_2023_Achievable_GWh_Before Competition Groups_17 | Variable Frequency Drive (VFD) | 1.473% | 0 | 12.0512 | Commercial_2023_Achievable_GWh_Before Competition Groups_Variable Frequency Drive (VFD)
Commercial | Com ¦ VFD on Pumps | 2023 | Achievable | GWh | Before Competition Groups | 11.3109 | 0 | 0 | 818.0231 | 0.013827 | 18 | Commercial_2023_Achievable_GWh_Before Competition Groups_18 | VFD on Pumps | 1.383% | 0 | 11.3109 | Commercial_2023_Achievable_GWh_Before Competition Groups_VFD on Pumps
Commercial | Com ¦ Variable Frequency Drive (VFD) | 2023 | Technical | GWh | Before Competition Groups | 239.5454 | 0 | 0 | 17700.3261 | 0.013533 | 15 | Commercial_2023_Technical_GWh_Before Competition Groups_15 | Variable Frequency Drive (VFD) | 1.353% | 0 | 239.5454 | Commercial_2023_Technical_GWh_Before Competition Groups_Variable Frequency Drive (VFD)
Commercial | Com ¦ LED street light fixture | 2023 | Technical | GWh | Before Competition Groups | 233.4196 | 0 | 0 | 17700.3261 | 0.013187 | 16 | Commercial_2023_Technical_GWh_Before Competition Groups_16 | LED street light fixture | 1.319% | 0 | 233.4196 | Commercial_2023_Technical_GWh_Before Competition Groups_LED street light fixture
Commercial | Com ¦ Strip Curtains | 2023 | Technical | GWh | Before Competition Groups | 230.7606 | 0 | 0 | 17700.3261 | 0.013037 | 17 | Commercial_2023_Technical_GWh_Before Competition Groups_17 | Strip Curtains | 1.304% | 0 | 230.7606 | Commercial_2023_Technical_GWh_Before Competition Groups_Strip Curtains
Commercial | Com ¦ VFD on Pumps | 2023 | Technical | GWh | Before Competition Groups | 225.2057 | 0 | 0 | 17700.3261 | 0.012723 | 18 | Commercial_2023_Technical_GWh_Before Competition Groups_18 | VFD on Pumps | 1.272% | 0 | 225.2057 | Commercial_2023_Technical_GWh_Before Competition Groups_VFD on Pumps
Commercial | Com ¦ LLLC - High Impact Application | 2023 | Economic | GWh | Before Competition Groups | 130.2003 | 0 | 0 | 10739.4384 | 0.012124 | 17 | Commercial_2023_Economic_GWh_Before Competition Groups_17 | LLLC - High Impact Application | 1.212% | 0 | 130.2003 | Commercial_2023_Economic_GWh_Before Competition Groups_LLLC - High Impact Application
Commercial | Com ¦ Demand Control Ventilation | 2023 | Achievable | GWh | Before Competition Groups | 9.2047 | 0 | 0 | 818.0231 | 0.011252 | 19 | Commercial_2023_Achievable_GWh_Before Competition Groups_19 | Demand Control Ventilation | 1.125% | 0 | 9.2047 | Commercial_2023_Achievable_GWh_Before Competition Groups_Demand Control Ventilation
Commercial | Com ¦ Centrally controlled desktop PC/NETWORK PC POWER MANAGEMENT SOFTWARE | 2023 | Economic | GWh | Before Competition Groups | 120.7702 | 0 | 0 | 10739.4384 | 0.011245 | 18 | Commercial_2023_Economic_GWh_Before Competition Groups_18 | Centrally controlled desktop PC/NETWORK PC POWER MANAGEMENT SOFTWARE | 1.125% | 0 | 120.7702 | Commercial_2023_Economic_GWh_Before Competition Groups_Centrally controlled desktop PC/NETWORK PC POWER MANAGEMENT SOFTWARE
Commercial | Com ¦ Demand Control Ventilation | 2023 | Technical | GWh | Before Competition Groups | 198.883 | 0 | 0 | 17700.3261 | 0.011236 | 19 | Commercial_2023_Technical_GWh_Before Competition Groups_19 | Demand Control Ventilation | 1.124% | 0 | 198.883 | Commercial_2023_Technical_GWh_Before Competition Groups_Demand Control Ventilation
Commercial | Com ¦ Adaptive Thermostats | 2023 | Economic | GWh | Before Competition Groups | 118.9262 | 0 | 0 | 10739.4384 | 0.011074 | 19 | Commercial_2023_Economic_GWh_Before Competition Groups_19 | Adaptive Thermostats | 1.107% | 0 | 118.9262 | Commercial_2023_Economic_GWh_Before Competition Groups_Adaptive Thermostats
Commercial | Com ¦ Air Handler with Dedicated Outdoor Air Systems | 2023 | Technical | GWh | Before Competition Groups | 186.949 | 0 | 0 | 17700.3261 | 0.010562 | 20 | Commercial_2023_Technical_GWh_Before Competition Groups_20 | Air Handler with Dedicated Outdoor Air Systems | 1.056% | 0 | 186.949 | Commercial_2023_Technical_GWh_Before Competition Groups_Air Handler with Dedicated Outdoor Air Systems
Commercial | Com ¦ ECM MOTORS FOR EVAPORATOR FANS for refrigeration (WALK-IN) | 2023 | Economic | GWh | Before Competition Groups | 112.5939 | 0 | 0 | 10739.4384 | 0.010484 | 20 | Commercial_2023_Economic_GWh_Before Competition Groups_20 | ECM MOTORS FOR EVAPORATOR FANS for refrigeration (WALK-IN) | 1.048% | 0 | 112.5939 | Commercial_2023_Economic_GWh_Before Competition Groups_ECM MOTORS FOR EVAPORATOR FANS for refrigeration (WALK-IN)
Commercial | Com ¦ Condensing Unit Heaters or other Efficient Unit Heating System | 2023 | Economic | GWh | Before Competition Groups | 108.5255 | 0 | 0 | 10739.4384 | 0.010105 | 21 | Commercial_2023_Economic_GWh_Before Competition Groups_21 | Condensing Unit Heaters or other Efficient Unit Heating System | 1.011% | 0 | 108.5255 | Commercial_2023_Economic_GWh_Before Competition Groups_Condensing Unit Heaters or other Efficient Unit Heating System
Commercial | Com ¦ Centrally controlled desktop PC/NETWORK PC POWER MANAGEMENT SOFTWARE | 2023 | Achievable | GWh | Before Competition Groups | 7.8657 | 0 | 0 | 818.0231 | 0.0096155 | 20 | Commercial_2023_Achievable_GWh_Before Competition Groups_20 | Centrally controlled desktop PC/NETWORK PC POWER MANAGEMENT SOFTWARE | 0.9616% | 0 | 7.8657 | Commercial_2023_Achievable_GWh_Before Competition Groups_Centrally controlled desktop PC/NETWORK PC POWER MANAGEMENT SOFTWARE
Commercial | Com ¦ LED or Equivalent Sign Lighting | 2023 | Economic | GWh | Before Competition Groups | 102.1542 | 0 | 0 | 10739.4384 | 0.0095121 | 22 | Commercial_2023_Economic_GWh_Before Competition Groups_22 | LED or Equivalent Sign Lighting | 0.9512% | 0 | 102.1542 | Commercial_2023_Economic_GWh_Before Competition Groups_LED or Equivalent Sign Lighting
Commercial | Com ¦ Central Lighting Control System | 2023 | Technical | GWh | Before Competition Groups | 166.8485 | 0 | 0 | 17700.3261 | 0.0094263 | 21 | Commercial_2023_Technical_GWh_Before Competition Groups_21 | Central Lighting Control System | 0.9426% | 0 | 166.8485 | Commercial_2023_Technical_GWh_Before Competition Groups_Central Lighting Control System
Commercial | Com ¦ Adaptive Thermostats | 2023 | Achievable | GWh | Before Competition Groups | 7.1339 | 0 | 0 | 818.0231 | 0.0087209 | 21 | Commercial_2023_Achievable_GWh_Before Competition Groups_21 | Adaptive Thermostats | 0.8721% | 0 | 7.1339 | Commercial_2023_Achievable_GWh_Before Competition Groups_Adaptive Thermostats
Commercial | Com ¦ Evaporator Fan Controls | 2023 | Economic | GWh | Before Competition Groups | 90.6747 | 0 | 0 | 10739.4384 | 0.0084432 | 23 | Commercial_2023_Economic_GWh_Before Competition Groups_23 | Evaporator Fan Controls | 0.8443% | 0 | 90.6747 | Commercial_2023_Economic_GWh_Before Competition Groups_Evaporator Fan Controls
Commercial | Com ¦ Air Handler with Dedicated Outdoor Air Systems | 2023 | Achievable | GWh | Before Competition Groups | 6.7697 | 0 | 0 | 818.0231 | 0.0082757 | 22 | Commercial_2023_Achievable_GWh_Before Competition Groups_22 | Air Handler with Dedicated Outdoor Air Systems | 0.8276% | 0 | 6.7697 | Commercial_2023_Achievable_GWh_Before Competition Groups_Air Handler with Dedicated Outdoor Air Systems
Commercial | Com ¦ Advanced BAS/Controllers | 2023 | Achievable | GWh | Before Competition Groups | 6.4444 | 0 | 0 | 818.0231 | 0.007878 | 23 | Commercial_2023_Achievable_GWh_Before Competition Groups_23 | Advanced BAS/Controllers | 0.7878% | 0 | 6.4444 | Commercial_2023_Achievable_GWh_Before Competition Groups_Advanced BAS/Controllers
Commercial | Com ¦ Adaptive Thermostats | 2023 | Technical | GWh | Before Competition Groups | 133.4882 | 0 | 0 | 17700.3261 | 0.0075416 | 22 | Commercial_2023_Technical_GWh_Before Competition Groups_22 | Adaptive Thermostats | 0.7542% | 0 | 133.4882 | Commercial_2023_Technical_GWh_Before Competition Groups_Adaptive Thermostats
Commercial | Com ¦ Data Center Storage/Server Virtualization | 2023 | Economic | GWh | Before Competition Groups | 79.7765 | 0 | 0 | 10739.4384 | 0.0074284 | 24 | Commercial_2023_Economic_GWh_Before Competition Groups_24 | Data Center Storage/Server Virtualization | 0.7428% | 0 | 79.7765 | Commercial_2023_Economic_GWh_Before Competition Groups_Data Center Storage/Server Virtualization
Commercial | Com ¦ ECM MOTORS FOR EVAPORATOR FANS for refrigeration (WALK-IN) | 2023 | Achievable | GWh | Before Competition Groups | 5.5971 | 0 | 0 | 818.0231 | 0.0068422 | 24 | Commercial_2023_Achievable_GWh_Before Competition Groups_24 | ECM MOTORS FOR EVAPORATOR FANS for refrigeration (WALK-IN) | 0.6842% | 0 | 5.5971 | Commercial_2023_Achievable_GWh_Before Competition Groups_ECM MOTORS FOR EVAPORATOR FANS for refrigeration (WALK-IN)
Commercial | Com ¦ Centrally controlled desktop PC/NETWORK PC POWER MANAGEMENT SOFTWARE | 2023 | Technical | GWh | Before Competition Groups | 120.7702 | 0 | 0 | 17700.3261 | 0.006823 | 23 | Commercial_2023_Technical_GWh_Before Competition Groups_23 | Centrally controlled desktop PC/NETWORK PC POWER MANAGEMENT SOFTWARE | 0.6823% | 0 | 120.7702 | Commercial_2023_Technical_GWh_Before Competition Groups_Centrally controlled desktop PC/NETWORK PC POWER MANAGEMENT SOFTWARE
Commercial | Com ¦ Condensing Unit Heaters or other Efficient Unit Heating System | 2023 | Achievable | GWh | Before Competition Groups | 5.4351 | 0 | 0 | 818.0231 | 0.0066442 | 25 | Commercial_2023_Achievable_GWh_Before Competition Groups_25 | Condensing Unit Heaters or other Efficient Unit Heating System | 0.6644% | 0 | 5.4351 | Commercial_2023_Achievable_GWh_Before Competition Groups_Condensing Unit Heaters or other Efficient Unit Heating System
Commercial | Com ¦ Occupancy Sensors | 2023 | Economic | GWh | Before Competition Groups | 68.779 | 0 | 0 | 10739.4384 | 0.0064043 | 25 | Commercial_2023_Economic_GWh_Before Competition Groups_25 | Occupancy Sensors | 0.6404% | 0 | 68.779 | Commercial_2023_Economic_GWh_Before Competition Groups_Occupancy Sensors
Commercial | Com ¦ ECM MOTORS FOR EVAPORATOR FANS for refrigeration (WALK-IN) | 2023 | Technical | GWh | Before Competition Groups | 112.5939 | 0 | 0 | 17700.3261 | 0.0063611 | 24 | Commercial_2023_Technical_GWh_Before Competition Groups_24 | ECM MOTORS FOR EVAPORATOR FANS for refrigeration (WALK-IN) | 0.6361% | 0 | 112.5939 | Commercial_2023_Technical_GWh_Before Competition Groups_ECM MOTORS FOR EVAPORATOR FANS for refrigeration (WALK-IN)
Commercial | Com ¦ Condensing Unit Heaters or other Efficient Unit Heating System | 2023 | Technical | GWh | Before Competition Groups | 108.5255 | 0 | 0 | 17700.3261 | 0.0061313 | 25 | Commercial_2023_Technical_GWh_Before Competition Groups_25 | Condensing Unit Heaters or other Efficient Unit Heating System | 0.6131% | 0 | 108.5255 | Commercial_2023_Technical_GWh_Before Competition Groups_Condensing Unit Heaters or other Efficient Unit Heating System
Commercial | Com ¦ LED Replacement Lamp (Tube) | 2023 | Economic | GWh | Before Competition Groups | 64.3176 | 0 | 0 | 10739.4384 | 0.0059889 | 26 | Commercial_2023_Economic_GWh_Before Competition Groups_26 | LED Replacement Lamp (Tube) | 0.5989% | 0 | 64.3176 | Commercial_2023_Economic_GWh_Before Competition Groups_LED Replacement Lamp (Tube)
Commercial | Com ¦ Refrigerated Display Case LED | 2023 | Technical | GWh | Before Competition Groups | 105.5227 | 0 | 0 | 17700.3261 | 0.0059616 | 26 | Commercial_2023_Technical_GWh_Before Competition Groups_26 | Refrigerated Display Case LED | 0.5962% | 0 | 105.5227 | Commercial_2023_Technical_GWh_Before Competition Groups_Refrigerated Display Case LED
Commercial | Com ¦ LED or Equivalent Sign Lighting | 2023 | Technical | GWh | Before Competition Groups | 102.1542 | 0 | 0 | 17700.3261 | 0.0057713 | 27 | Commercial_2023_Technical_GWh_Before Competition Groups_27 | LED or Equivalent Sign Lighting | 0.5771% | 0 | 102.1542 | Commercial_2023_Technical_GWh_Before Competition Groups_LED or Equivalent Sign Lighting
Commercial | Com ¦ High R-Value Glass Doors/no-heat glass door | 2023 | Technical | GWh | Before Competition Groups | 100.1715 | 0 | 0 | 17700.3261 | 0.0056593 | 28 | Commercial_2023_Technical_GWh_Before Competition Groups_28 | High R-Value Glass Doors/no-heat glass door | 0.5659% | 0 | 100.1715 | Commercial_2023_Technical_GWh_Before Competition Groups_High R-Value Glass Doors/no-heat glass door
Commercial | Com ¦ Demand Control Kitchen Ventilation | 2023 | Economic | GWh | Before Competition Groups | 59.0482 | 0 | 0 | 10739.4384 | 0.0054983 | 27 | Commercial_2023_Economic_GWh_Before Competition Groups_27 | Demand Control Kitchen Ventilation | 0.5498% | 0 | 59.0482 | Commercial_2023_Economic_GWh_Before Competition Groups_Demand Control Kitchen Ventilation
Commercial | Com ¦ Evaporator Fan Controls | 2023 | Achievable | GWh | Before Competition Groups | 4.4959 | 0 | 0 | 818.0231 | 0.0054961 | 26 | Commercial_2023_Achievable_GWh_Before Competition Groups_26 | Evaporator Fan Controls | 0.5496% | 0 | 4.4959 | Commercial_2023_Achievable_GWh_Before Competition Groups_Evaporator Fan Controls
Commercial | Com ¦ High Efficiency Air Source Heat Pump | 2023 | Economic | GWh | Before Competition Groups | 58.9763 | 0 | 0 | 10739.4384 | 0.0054916 | 28 | Commercial_2023_Economic_GWh_Before Competition Groups_28 | High Efficiency Air Source Heat Pump | 0.5492% | 0 | 58.9763 | Commercial_2023_Economic_GWh_Before Competition Groups_High Efficiency Air Source Heat Pump
Commercial | Com ¦ Freezer Case Light Sensor | 2023 | Technical | GWh | Before Competition Groups | 92.973 | 0 | 0 | 17700.3261 | 0.0052526 | 29 | Commercial_2023_Technical_GWh_Before Competition Groups_29 | Freezer Case Light Sensor | 0.5253% | 0 | 92.973 | Commercial_2023_Technical_GWh_Before Competition Groups_Freezer Case Light Sensor
Commercial | Com ¦ Evaporator Fan Controls | 2023 | Technical | GWh | Before Competition Groups | 90.6747 | 0 | 0 | 17700.3261 | 0.0051228 | 30 | Commercial_2023_Technical_GWh_Before Competition Groups_30 | Evaporator Fan Controls | 0.5123% | 0 | 90.6747 | Commercial_2023_Technical_GWh_Before Competition Groups_Evaporator Fan Controls
Commercial | Com ¦ Indoor Daylight Sensors/Photocell Dimming Control | 2023 | Technical | GWh | Before Competition Groups | 90.4194 | 0 | 0 | 17700.3261 | 0.0051083 | 31 | Commercial_2023_Technical_GWh_Before Competition Groups_31 | Indoor Daylight Sensors/Photocell Dimming Control | 0.5108% | 0 | 90.4194 | Commercial_2023_Technical_GWh_Before Competition Groups_Indoor Daylight Sensors/Photocell Dimming Control
Commercial | Com ¦ Data Center Storage/Server Virtualization | 2023 | Technical | GWh | Before Competition Groups | 79.7765 | 0 | 0 | 17700.3261 | 0.0045071 | 32 | Commercial_2023_Technical_GWh_Before Competition Groups_32 | Data Center Storage/Server Virtualization | 0.4507% | 0 | 79.7765 | Commercial_2023_Technical_GWh_Before Competition Groups_Data Center Storage/Server Virtualization
Commercial | Com ¦ Smart Strip Plug Outlets | 2023 | Technical | GWh | Before Competition Groups | 79.3344 | 0 | 0 | 17700.3261 | 0.0044821 | 33 | Commercial_2023_Technical_GWh_Before Competition Groups_33 | Smart Strip Plug Outlets | 0.4482% | 0 | 79.3344 | Commercial_2023_Technical_GWh_Before Competition Groups_Smart Strip Plug Outlets
Commercial | Com ¦ Adding reflective (White) roof treatment or a green roof | 2023 | Technical | GWh | Before Competition Groups | 79.3305 | 0 | 0 | 17700.3261 | 0.0044819 | 34 | Commercial_2023_Technical_GWh_Before Competition Groups_34 | Adding reflective (White) roof treatment or a green roof | 0.4482% | 0 | 79.3305 | Commercial_2023_Technical_GWh_Before Competition Groups_Adding reflective (White) roof treatment or a green roof
Commercial | Com ¦ ENERGY STAR FREEZER | 2023 | Technical | GWh | Before Competition Groups | 77.1692 | 0 | 0 | 17700.3261 | 0.0043598 | 35 | Commercial_2023_Technical_GWh_Before Competition Groups_35 | ENERGY STAR FREEZER | 0.436% | 0 | 77.1692 | Commercial_2023_Technical_GWh_Before Competition Groups_ENERGY STAR FREEZER
Commercial | Com ¦ ENERGY STAR LED LAMPS (General Service Lamps) | 2023 | Economic | GWh | Before Competition Groups | 46.0894 | 0 | 0 | 10739.4384 | 0.0042916 | 29 | Commercial_2023_Economic_GWh_Before Competition Groups_29 | ENERGY STAR LED LAMPS (General Service Lamps) | 0.4292% | 0 | 46.0894 | Commercial_2023_Economic_GWh_Before Competition Groups_ENERGY STAR LED LAMPS (General Service Lamps)
Commercial | Com ¦ Demand Control Kitchen Ventilation | 2023 | Technical | GWh | Before Competition Groups | 69.8349 | 0 | 0 | 17700.3261 | 0.0039454 | 36 | Commercial_2023_Technical_GWh_Before Competition Groups_36 | Demand Control Kitchen Ventilation | 0.3945% | 0 | 69.8349 | Commercial_2023_Technical_GWh_Before Competition Groups_Demand Control Kitchen Ventilation
Commercial | Com ¦ Occupancy Sensors | 2023 | Technical | GWh | Before Competition Groups | 68.779 | 0 | 0 | 17700.3261 | 0.0038857 | 37 | Commercial_2023_Technical_GWh_Before Competition Groups_37 | Occupancy Sensors | 0.3886% | 0 | 68.779 | Commercial_2023_Technical_GWh_Before Competition Groups_Occupancy Sensors
Commercial | Com ¦ Demand Control Kitchen Ventilation | 2023 | Achievable | GWh | Before Competition Groups | 3.033 | 0 | 0 | 818.0231 | 0.0037078 | 27 | Commercial_2023_Achievable_GWh_Before Competition Groups_27 | Demand Control Kitchen Ventilation | 0.3708% | 0 | 3.033 | Commercial_2023_Achievable_GWh_Before Competition Groups_Demand Control Kitchen Ventilation
Commercial | Com ¦ LED Replacement Lamp (Tube) | 2023 | Technical | GWh | Before Competition Groups | 64.3176 | 0 | 0 | 17700.3261 | 0.0036337 | 38 | Commercial_2023_Technical_GWh_Before Competition Groups_38 | LED Replacement Lamp (Tube) | 0.3634% | 0 | 64.3176 | Commercial_2023_Technical_GWh_Before Competition Groups_LED Replacement Lamp (Tube)
Commercial | Com ¦ HOTEL OCCUPANCY CONTROLS (HVAC + LIGHTING) | 2023 | Technical | GWh | Before Competition Groups | 64.1777 | 0 | 0 | 17700.3261 | 0.0036258 | 39 | Commercial_2023_Technical_GWh_Before Competition Groups_39 | HOTEL OCCUPANCY CONTROLS (HVAC + LIGHTING) | 0.3626% | 0 | 64.1777 | Commercial_2023_Technical_GWh_Before Competition Groups_HOTEL OCCUPANCY CONTROLS (HVAC + LIGHTING)
Commercial | Com ¦ ENERGY STAR LED LAMPS (General Service Lamps) | 2023 | Technical | GWh | Before Competition Groups | 63.9425 | 0 | 0 | 17700.3261 | 0.0036125 | 40 | Commercial_2023_Technical_GWh_Before Competition Groups_40 | ENERGY STAR LED LAMPS (General Service Lamps) | 0.3613% | 0 | 63.9425 | Commercial_2023_Technical_GWh_Before Competition Groups_ENERGY STAR LED LAMPS (General Service Lamps)
Commercial | Com ¦ Refrigeration Commissioning | 2023 | Technical | GWh | Before Competition Groups | 62.3304 | 0 | 0 | 17700.3261 | 0.0035214 | 41 | Commercial_2023_Technical_GWh_Before Competition Groups_41 | Refrigeration Commissioning | 0.3521% | 0 | 62.3304 | Commercial_2023_Technical_GWh_Before Competition Groups_Refrigeration Commissioning
Commercial | Com ¦ High Efficiency Air Source Heat Pump | 2023 | Technical | GWh | Before Competition Groups | 58.9763 | 0 | 0 | 17700.3261 | 0.0033319 | 42 | Commercial_2023_Technical_GWh_Before Competition Groups_42 | High Efficiency Air Source Heat Pump | 0.3332% | 0 | 58.9763 | Commercial_2023_Technical_GWh_Before Competition Groups_High Efficiency Air Source Heat Pump
Commercial | Com ¦ Temperature Adjustment in Commercial Freezers | 2023 | Economic | GWh | Before Competition Groups | 34.6104 | 0 | 0 | 10739.4384 | 0.0032227 | 30 | Commercial_2023_Economic_GWh_Before Competition Groups_30 | Temperature Adjustment in Commercial Freezers | 0.3223% | 0 | 34.6104 | Commercial_2023_Economic_GWh_Before Competition Groups_Temperature Adjustment in Commercial Freezers
Commercial | Com ¦ Door Gasket Freezer/Refrigerator | 2023 | Technical | GWh | Before Competition Groups | 52.9311 | 0 | 0 | 17700.3261 | 0.0029904 | 43 | Commercial_2023_Technical_GWh_Before Competition Groups_43 | Door Gasket Freezer/Refrigerator | 0.299% | 0 | 52.9311 | Commercial_2023_Technical_GWh_Before Competition Groups_Door Gasket Freezer/Refrigerator
Commercial | Com ¦ Energy Efficient Laboratory Fume Hood | 2023 | Economic | GWh | Before Competition Groups | 30.666 | 0 | 0 | 10739.4384 | 0.0028555 | 31 | Commercial_2023_Economic_GWh_Before Competition Groups_31 | Energy Efficient Laboratory Fume Hood | 0.2855% | 0 | 30.666 | Commercial_2023_Economic_GWh_Before Competition Groups_Energy Efficient Laboratory Fume Hood
Commercial | Com ¦ Reach-in Shaded Pole to ECM/PSC Evaporator Fan Motor | 2023 | Economic | GWh | Before Competition Groups | 30.3131 | 0 | 0 | 10739.4384 | 0.0028226 | 32 | Commercial_2023_Economic_GWh_Before Competition Groups_32 | Reach-in Shaded Pole to ECM/PSC Evaporator Fan Motor | 0.2823% | 0 | 30.3131 | Commercial_2023_Economic_GWh_Before Competition Groups_Reach-in Shaded Pole to ECM/PSC Evaporator Fan Motor
Commercial | Com ¦ Elec Storage WH 2.30 Et | 2023 | Economic | GWh | Before Competition Groups | 28.3693 | 0 | 0 | 10739.4384 | 0.0026416 | 33 | Commercial_2023_Economic_GWh_Before Competition Groups_33 | Elec Storage WH 2.30 Et | 0.2642% | 0 | 28.3693 | Commercial_2023_Economic_GWh_Before Competition Groups_Elec Storage WH 2.30 Et
Commercial | Com ¦ ENERGY STAR Griddle (74% eff) | 2023 | Achievable | GWh | Before Competition Groups | 2.0797 | 0 | 0 | 818.0231 | 0.0025424 | 28 | Commercial_2023_Achievable_GWh_Before Competition Groups_28 | ENERGY STAR Griddle (74% eff) | 0.2542% | 0 | 2.0797 | Commercial_2023_Achievable_GWh_Before Competition Groups_ENERGY STAR Griddle (74% eff)
Commercial | Com ¦ Vertical Night Covers | 2023 | Economic | GWh | Before Competition Groups | 26.9721 | 0 | 0 | 10739.4384 | 0.0025115 | 34 | Commercial_2023_Economic_GWh_Before Competition Groups_34 | Vertical Night Covers | 0.2512% | 0 | 26.9721 | Commercial_2023_Economic_GWh_Before Competition Groups_Vertical Night Covers
Commercial | Com ¦ Refrigerated Display Case Doors | 2023 | Technical | GWh | Before Competition Groups | 44.402 | 0 | 0 | 17700.3261 | 0.0025085 | 44 | Commercial_2023_Technical_GWh_Before Competition Groups_44 | Refrigerated Display Case Doors | 0.2509% | 0 | 44.402 | Commercial_2023_Technical_GWh_Before Competition Groups_Refrigerated Display Case Doors
Commercial | Com ¦ CO Sensors for parking garage exhaust fans | 2023 | Economic | GWh | Before Competition Groups | 26.9146 | 0 | 0 | 10739.4384 | 0.0025061 | 35 | Commercial_2023_Economic_GWh_Before Competition Groups_35 | CO Sensors for parking garage exhaust fans | 0.2506% | 0 | 26.9146 | Commercial_2023_Economic_GWh_Before Competition Groups_CO Sensors for parking garage exhaust fans
Commercial | Com ¦ Refrigeration Optimization | 2023 | Technical | GWh | Before Competition Groups | 41.9936 | 0 | 0 | 17700.3261 | 0.0023725 | 45 | Commercial_2023_Technical_GWh_Before Competition Groups_45 | Refrigeration Optimization | 0.2372% | 0 | 41.9936 | Commercial_2023_Technical_GWh_Before Competition Groups_Refrigeration Optimization
Commercial | Com ¦ BEVERAGE VENDING MACHINE CONTROLS | 2023 | Economic | GWh | Before Competition Groups | 24.7904 | 0 | 0 | 10739.4384 | 0.0023084 | 36 | Commercial_2023_Economic_GWh_Before Competition Groups_36 | BEVERAGE VENDING MACHINE CONTROLS | 0.2308% | 0 | 24.7904 | Commercial_2023_Economic_GWh_Before Competition Groups_BEVERAGE VENDING MACHINE CONTROLS
Commercial | Com ¦ Duct Insulation, R8 | 2023 | Economic | GWh | Before Competition Groups | 23.7624 | 0 | 0 | 10739.4384 | 0.0022126 | 37 | Commercial_2023_Economic_GWh_Before Competition Groups_37 | Duct Insulation, R8 | 0.2213% | 0 | 23.7624 | Commercial_2023_Economic_GWh_Before Competition Groups_Duct Insulation, R8
Commercial | Com ¦ ENERGY STAR Refrigerator | 2023 | Technical | GWh | Before Competition Groups | 37.9268 | 0 | 0 | 17700.3261 | 0.0021427 | 46 | Commercial_2023_Technical_GWh_Before Competition Groups_46 | ENERGY STAR Refrigerator | 0.2143% | 0 | 37.9268 | Commercial_2023_Technical_GWh_Before Competition Groups_ENERGY STAR Refrigerator
Commercial | Com ¦ Water Heating (DHW) Pipe Insulation (Add 3/4\ Foam)" | 2023 | Economic | GWh | Before Competition Groups | 22.9262 | 0 | 0 | 10739.4384 | 0.0021348 | 38 | Commercial_2023_Economic_GWh_Before Competition Groups_38 | Water Heating (DHW) Pipe Insulation (Add 3/4\ Foam)" | 0.2135% | 0 | 22.9262 | Commercial_2023_Economic_GWh_Before Competition Groups_Water Heating (DHW) Pipe Insulation (Add 3/4\ Foam)"
Commercial | Com ¦ Temperature Adjustment in Commercial Freezers | 2023 | Achievable | GWh | Before Competition Groups | 1.7175 | 0 | 0 | 818.0231 | 0.0020996 | 29 | Commercial_2023_Achievable_GWh_Before Competition Groups_29 | Temperature Adjustment in Commercial Freezers | 0.21% | 0 | 1.7175 | Commercial_2023_Achievable_GWh_Before Competition Groups_Temperature Adjustment in Commercial Freezers
Commercial | Com ¦ Temperature Adjustment in Commercial Freezers | 2023 | Technical | GWh | Before Competition Groups | 34.6104 | 0 | 0 | 17700.3261 | 0.0019554 | 47 | Commercial_2023_Technical_GWh_Before Competition Groups_47 | Temperature Adjustment in Commercial Freezers | 0.1955% | 0 | 34.6104 | Commercial_2023_Technical_GWh_Before Competition Groups_Temperature Adjustment in Commercial Freezers
Commercial | Com ¦ Chilled Water Optimization | 2023 | Achievable | GWh | Before Competition Groups | 1.5471 | 0 | 0 | 818.0231 | 0.0018913 | 30 | Commercial_2023_Achievable_GWh_Before Competition Groups_30 | Chilled Water Optimization | 0.1891% | 0 | 1.5471 | Commercial_2023_Achievable_GWh_Before Competition Groups_Chilled Water Optimization
Commercial | Com ¦ Energy Efficient Laboratory Fume Hood | 2023 | Achievable | GWh | Before Competition Groups | 1.5417 | 0 | 0 | 818.0231 | 0.0018846 | 31 | Commercial_2023_Achievable_GWh_Before Competition Groups_31 | Energy Efficient Laboratory Fume Hood | 0.1885% | 0 | 1.5417 | Commercial_2023_Achievable_GWh_Before Competition Groups_Energy Efficient Laboratory Fume Hood
Commercial | Com ¦ Energy Efficient Laboratory Fume Hood | 2023 | Technical | GWh | Before Competition Groups | 30.666 | 0 | 0 | 17700.3261 | 0.0017325 | 48 | Commercial_2023_Technical_GWh_Before Competition Groups_48 | Energy Efficient Laboratory Fume Hood | 0.1733% | 0 | 30.666 | Commercial_2023_Technical_GWh_Before Competition Groups_Energy Efficient Laboratory Fume Hood
Commercial | Com ¦ Reach-in Shaded Pole to ECM/PSC Evaporator Fan Motor | 2023 | Technical | GWh | Before Competition Groups | 30.3131 | 0 | 0 | 17700.3261 | 0.0017126 | 49 | Commercial_2023_Technical_GWh_Before Competition Groups_49 | Reach-in Shaded Pole to ECM/PSC Evaporator Fan Motor | 0.1713% | 0 | 30.3131 | Commercial_2023_Technical_GWh_Before Competition Groups_Reach-in Shaded Pole to ECM/PSC Evaporator Fan Motor
Commercial | Com ¦ CO Sensors for parking garage exhaust fans | 2023 | Achievable | GWh | Before Competition Groups | 1.3932 | 0 | 0 | 818.0231 | 0.0017032 | 32 | Commercial_2023_Achievable_GWh_Before Competition Groups_32 | CO Sensors for parking garage exhaust fans | 0.1703% | 0 | 1.3932 | Commercial_2023_Achievable_GWh_Before Competition Groups_CO Sensors for parking garage exhaust fans
Commercial | Com ¦ Elec Storage WH 2.30 Et | 2023 | Achievable | GWh | Before Competition Groups | 1.3826 | 0 | 0 | 818.0231 | 0.0016901 | 33 | Commercial_2023_Achievable_GWh_Before Competition Groups_33 | Elec Storage WH 2.30 Et | 0.169% | 0 | 1.3826 | Commercial_2023_Achievable_GWh_Before Competition Groups_Elec Storage WH 2.30 Et
Commercial | Com ¦ Occupancy Sensors | 2023 | Achievable | GWh | Before Competition Groups | 1.3764 | 0 | 0 | 818.0231 | 0.0016825 | 34 | Commercial_2023_Achievable_GWh_Before Competition Groups_34 | Occupancy Sensors | 0.1683% | 0 | 1.3764 | Commercial_2023_Achievable_GWh_Before Competition Groups_Occupancy Sensors
Commercial | Com ¦ Vertical Night Covers | 2023 | Achievable | GWh | Before Competition Groups | 1.3373 | 0 | 0 | 818.0231 | 0.0016348 | 35 | Commercial_2023_Achievable_GWh_Before Competition Groups_35 | Vertical Night Covers | 0.1635% | 0 | 1.3373 | Commercial_2023_Achievable_GWh_Before Competition Groups_Vertical Night Covers
Commercial | Com ¦ Elec Storage WH 2.30 Et | 2023 | Technical | GWh | Before Competition Groups | 28.3693 | 0 | 0 | 17700.3261 | 0.0016028 | 50 | Commercial_2023_Technical_GWh_Before Competition Groups_50 | Elec Storage WH 2.30 Et | 0.1603% | 0 | 28.3693 | Commercial_2023_Technical_GWh_Before Competition Groups_Elec Storage WH 2.30 Et
Commercial | Com ¦ Vertical Night Covers | 2023 | Technical | GWh | Before Competition Groups | 26.9721 | 0 | 0 | 17700.3261 | 0.0015238 | 51 | Commercial_2023_Technical_GWh_Before Competition Groups_51 | Vertical Night Covers | 0.1524% | 0 | 26.9721 | Commercial_2023_Technical_GWh_Before Competition Groups_Vertical Night Covers
Commercial | Com ¦ CO Sensors for parking garage exhaust fans | 2023 | Technical | GWh | Before Competition Groups | 26.9146 | 0 | 0 | 17700.3261 | 0.0015206 | 52 | Commercial_2023_Technical_GWh_Before Competition Groups_52 | CO Sensors for parking garage exhaust fans | 0.1521% | 0 | 26.9146 | Commercial_2023_Technical_GWh_Before Competition Groups_CO Sensors for parking garage exhaust fans
Commercial | Com ¦ Duct Insulation, R8 | 2023 | Achievable | GWh | Before Competition Groups | 1.195 | 0 | 0 | 818.0231 | 0.0014609 | 36 | Commercial_2023_Achievable_GWh_Before Competition Groups_36 | Duct Insulation, R8 | 0.1461% | 0 | 1.195 | Commercial_2023_Achievable_GWh_Before Competition Groups_Duct Insulation, R8
Commercial | Com ¦ Outside Air Economizer | 2023 | Economic | GWh | Before Competition Groups | 15.6241 | 0 | 0 | 10739.4384 | 0.0014548 | 39 | Commercial_2023_Economic_GWh_Before Competition Groups_39 | Outside Air Economizer | 0.1455% | 0 | 15.6241 | Commercial_2023_Economic_GWh_Before Competition Groups_Outside Air Economizer
Commercial | Com ¦ BEVERAGE VENDING MACHINE CONTROLS | 2023 | Technical | GWh | Before Competition Groups | 24.7904 | 0 | 0 | 17700.3261 | 0.0014006 | 53 | Commercial_2023_Technical_GWh_Before Competition Groups_53 | BEVERAGE VENDING MACHINE CONTROLS | 0.1401% | 0 | 24.7904 | Commercial_2023_Technical_GWh_Before Competition Groups_BEVERAGE VENDING MACHINE CONTROLS
Commercial | Com ¦ Water Heating (DHW) Pipe Insulation (Add 3/4\ Foam)" | 2023 | Achievable | GWh | Before Competition Groups | 1.1418 | 0 | 0 | 818.0231 | 0.0013958 | 37 | Commercial_2023_Achievable_GWh_Before Competition Groups_37 | Water Heating (DHW) Pipe Insulation (Add 3/4\ Foam)" | 0.1396% | 0 | 1.1418 | Commercial_2023_Achievable_GWh_Before Competition Groups_Water Heating (DHW) Pipe Insulation (Add 3/4\ Foam)"
Commercial | Com ¦ Suction Pipe Insulation Freezer/Refrigerator | 2023 | Economic | GWh | Before Competition Groups | 14.6906 | 0 | 0 | 10739.4384 | 0.0013679 | 40 | Commercial_2023_Economic_GWh_Before Competition Groups_40 | Suction Pipe Insulation Freezer/Refrigerator | 0.1368% | 0 | 14.6906 | Commercial_2023_Economic_GWh_Before Competition Groups_Suction Pipe Insulation Freezer/Refrigerator
Commercial | Com ¦ Refrigerated Display Case LED | 2023 | Achievable | GWh | Before Competition Groups | 1.1156 | 0 | 0 | 818.0231 | 0.0013638 | 38 | Commercial_2023_Achievable_GWh_Before Competition Groups_38 | Refrigerated Display Case LED | 0.1364% | 0 | 1.1156 | Commercial_2023_Achievable_GWh_Before Competition Groups_Refrigerated Display Case LED
Commercial | Com ¦ Anti-sweat heat (ASH) controls - Cooler/Freezer | 2023 | Technical | GWh | Before Competition Groups | 23.8519 | 0 | 0 | 17700.3261 | 0.0013475 | 54 | Commercial_2023_Technical_GWh_Before Competition Groups_54 | Anti-sweat heat (ASH) controls - Cooler/Freezer | 0.1348% | 0 | 23.8519 | Commercial_2023_Technical_GWh_Before Competition Groups_Anti-sweat heat (ASH) controls - Cooler/Freezer
Commercial | Com ¦ Duct Insulation, R8 | 2023 | Technical | GWh | Before Competition Groups | 23.7624 | 0 | 0 | 17700.3261 | 0.0013425 | 55 | Commercial_2023_Technical_GWh_Before Competition Groups_55 | Duct Insulation, R8 | 0.1342% | 0 | 23.7624 | Commercial_2023_Technical_GWh_Before Competition Groups_Duct Insulation, R8
Commercial | Com ¦ Water Heating (DHW) Pipe Insulation (Add 3/4\ Foam)" | 2023 | Technical | GWh | Before Competition Groups | 22.9262 | 0 | 0 | 17700.3261 | 0.0012952 | 56 | Commercial_2023_Technical_GWh_Before Competition Groups_56 | Water Heating (DHW) Pipe Insulation (Add 3/4\ Foam)" | 0.1295% | 0 | 22.9262 | Commercial_2023_Technical_GWh_Before Competition Groups_Water Heating (DHW) Pipe Insulation (Add 3/4\ Foam)"
Commercial | Com ¦ BEVERAGE VENDING MACHINE CONTROLS | 2023 | Achievable | GWh | Before Competition Groups | 1.0562 | 0 | 0 | 818.0231 | 0.0012912 | 39 | Commercial_2023_Achievable_GWh_Before Competition Groups_39 | BEVERAGE VENDING MACHINE CONTROLS | 0.1291% | 0 | 1.0562 | Commercial_2023_Achievable_GWh_Before Competition Groups_BEVERAGE VENDING MACHINE CONTROLS
Commercial | Com ¦ Outside Air Economizer | 2023 | Achievable | GWh | Before Competition Groups | 1.0291 | 0 | 0 | 818.0231 | 0.001258 | 40 | Commercial_2023_Achievable_GWh_Before Competition Groups_40 | Outside Air Economizer | 0.1258% | 0 | 1.0291 | Commercial_2023_Achievable_GWh_Before Competition Groups_Outside Air Economizer
Commercial | Com ¦ Unitary Air-Conditioning Unit | 2023 | Technical | GWh | Before Competition Groups | 18.0932 | 0 | 0 | 17700.3261 | 0.0010222 | 57 | Commercial_2023_Technical_GWh_Before Competition Groups_57 | Unitary Air-Conditioning Unit | 0.1022% | 0 | 18.0932 | Commercial_2023_Technical_GWh_Before Competition Groups_Unitary Air-Conditioning Unit
Commercial | Com ¦ ENERGY STAR Fryer (84% eff) | 2023 | Achievable | GWh | Before Competition Groups | 0.75224 | 0 | 0 | 818.0231 | 0.00091958 | 41 | Commercial_2023_Achievable_GWh_Before Competition Groups_41 | ENERGY STAR Fryer (84% eff) | 0.09196% | 0 | 0.75224 | Commercial_2023_Achievable_GWh_Before Competition Groups_ENERGY STAR Fryer (84% eff)
Commercial | Com ¦ Suction Pipe Insulation Freezer/Refrigerator | 2023 | Achievable | GWh | Before Competition Groups | 0.72939 | 0 | 0 | 818.0231 | 0.00089165 | 42 | Commercial_2023_Achievable_GWh_Before Competition Groups_42 | Suction Pipe Insulation Freezer/Refrigerator | 0.08917% | 0 | 0.72939 | Commercial_2023_Achievable_GWh_Before Competition Groups_Suction Pipe Insulation Freezer/Refrigerator
Commercial | Com ¦ Outside Air Economizer | 2023 | Technical | GWh | Before Competition Groups | 15.6241 | 0 | 0 | 17700.3261 | 0.0008827 | 58 | Commercial_2023_Technical_GWh_Before Competition Groups_58 | Outside Air Economizer | 0.08827% | 0 | 15.6241 | Commercial_2023_Technical_GWh_Before Competition Groups_Outside Air Economizer
Commercial | Com ¦ ENERGY STAR ICE MACHINES - Ice Making Head | 2023 | Technical | GWh | Before Competition Groups | 14.7341 | 0 | 0 | 17700.3261 | 0.00083242 | 59 | Commercial_2023_Technical_GWh_Before Competition Groups_59 | ENERGY STAR ICE MACHINES - Ice Making Head | 0.08324% | 0 | 14.7341 | Commercial_2023_Technical_GWh_Before Competition Groups_ENERGY STAR ICE MACHINES - Ice Making Head
Commercial | Com ¦ Suction Pipe Insulation Freezer/Refrigerator | 2023 | Technical | GWh | Before Competition Groups | 14.6906 | 0 | 0 | 17700.3261 | 0.00082996 | 60 | Commercial_2023_Technical_GWh_Before Competition Groups_60 | Suction Pipe Insulation Freezer/Refrigerator | 0.083% | 0 | 14.6906 | Commercial_2023_Technical_GWh_Before Competition Groups_Suction Pipe Insulation Freezer/Refrigerator
Commercial | Com ¦ ENERGY STAR Dishwasher | 2023 | Economic | GWh | Before Competition Groups | 7.7746 | 0 | 0 | 10739.4384 | 0.00072393 | 41 | Commercial_2023_Economic_GWh_Before Competition Groups_41 | ENERGY STAR Dishwasher | 0.07239% | 0 | 7.7746 | Commercial_2023_Economic_GWh_Before Competition Groups_ENERGY STAR Dishwasher
Commercial | Com ¦ Roof Insulation/Ceiling Insulation (R25 Code to R35) | 2023 | Technical | GWh | Before Competition Groups | 12.499 | 0 | 0 | 17700.3261 | 0.00070614 | 61 | Commercial_2023_Technical_GWh_Before Competition Groups_61 | Roof Insulation/Ceiling Insulation (R25 Code to R35) | 0.07061% | 0 | 12.499 | Commercial_2023_Technical_GWh_Before Competition Groups_Roof Insulation/Ceiling Insulation (R25 Code to R35)
Commercial | Com ¦ Evaporator Coil Defrost (Cooler) | 2023 | Technical | GWh | Before Competition Groups | 12.1155 | 0 | 0 | 17700.3261 | 0.00068448 | 62 | Commercial_2023_Technical_GWh_Before Competition Groups_62 | Evaporator Coil Defrost (Cooler) | 0.06845% | 0 | 12.1155 | Commercial_2023_Technical_GWh_Before Competition Groups_Evaporator Coil Defrost (Cooler)
Commercial | Com ¦ Condensing Make Up Air Unit | 2023 | Technical | GWh | Before Competition Groups | 10.7686 | 0 | 0 | 17700.3261 | 0.00060838 | 63 | Commercial_2023_Technical_GWh_Before Competition Groups_63 | Condensing Make Up Air Unit | 0.06084% | 0 | 10.7686 | Commercial_2023_Technical_GWh_Before Competition Groups_Condensing Make Up Air Unit
Commercial | Com ¦ Ozone Laundry Treatment | 2023 | Economic | GWh | Before Competition Groups | 6.0303 | 0 | 0 | 10739.4384 | 0.00056151 | 42 | Commercial_2023_Economic_GWh_Before Competition Groups_42 | Ozone Laundry Treatment | 0.05615% | 0 | 6.0303 | Commercial_2023_Economic_GWh_Before Competition Groups_Ozone Laundry Treatment
Commercial | Com ¦ Super-High Efficiency Furnaces (Emerging Tech) | 2023 | Technical | GWh | Before Competition Groups | 9.7973 | 0 | 0 | 17700.3261 | 0.00055351 | 64 | Commercial_2023_Technical_GWh_Before Competition Groups_64 | Super-High Efficiency Furnaces (Emerging Tech) | 0.05535% | 0 | 9.7973 | Commercial_2023_Technical_GWh_Before Competition Groups_Super-High Efficiency Furnaces (Emerging Tech)
Commercial | Com ¦ Thermostat Setback | 2023 | Achievable | GWh | Before Competition Groups | 0.44428 | 0 | 0 | 818.0231 | 0.00054312 | 43 | Commercial_2023_Achievable_GWh_Before Competition Groups_43 | Thermostat Setback | 0.05431% | 0 | 0.44428 | Commercial_2023_Achievable_GWh_Before Competition Groups_Thermostat Setback
Commercial | Com ¦ Demand controlled Circulating Systems | 2023 | Economic | GWh | Before Competition Groups | 5.0697 | 0 | 0 | 10739.4384 | 0.00047206 | 43 | Commercial_2023_Economic_GWh_Before Competition Groups_43 | Demand controlled Circulating Systems | 0.04721% | 0 | 5.0697 | Commercial_2023_Economic_GWh_Before Competition Groups_Demand controlled Circulating Systems
Commercial | Com ¦ Condensing Make Up Air Unit | 2023 | Achievable | GWh | Before Competition Groups | 0.3771 | 0 | 0 | 818.0231 | 0.00046099 | 44 | Commercial_2023_Achievable_GWh_Before Competition Groups_44 | Condensing Make Up Air Unit | 0.0461% | 0 | 0.3771 | Commercial_2023_Achievable_GWh_Before Competition Groups_Condensing Make Up Air Unit
Commercial | Com ¦ ENERGY STAR Dishwasher | 2023 | Achievable | GWh | Before Competition Groups | 0.37088 | 0 | 0 | 818.0231 | 0.00045339 | 45 | Commercial_2023_Achievable_GWh_Before Competition Groups_45 | ENERGY STAR Dishwasher | 0.04534% | 0 | 0.37088 | Commercial_2023_Achievable_GWh_Before Competition Groups_ENERGY STAR Dishwasher
Commercial | Com ¦ High Efficiency Small Instantaneous Water Heater | 2023 | Technical | GWh | Before Competition Groups | 7.8736 | 0 | 0 | 17700.3261 | 0.00044483 | 65 | Commercial_2023_Technical_GWh_Before Competition Groups_65 | High Efficiency Small Instantaneous Water Heater | 0.04448% | 0 | 7.8736 | Commercial_2023_Technical_GWh_Before Competition Groups_High Efficiency Small Instantaneous Water Heater
Commercial | Com ¦ ENERGY STAR Dishwasher | 2023 | Technical | GWh | Before Competition Groups | 7.7746 | 0 | 0 | 17700.3261 | 0.00043924 | 66 | Commercial_2023_Technical_GWh_Before Competition Groups_66 | ENERGY STAR Dishwasher | 0.04392% | 0 | 7.7746 | Commercial_2023_Technical_GWh_Before Competition Groups_ENERGY STAR Dishwasher
Commercial | Com ¦ ENERGY STAR Steam Cookers | 2023 | Achievable | GWh | Before Competition Groups | 0.35638 | 0 | 0 | 818.0231 | 0.00043566 | 46 | Commercial_2023_Achievable_GWh_Before Competition Groups_46 | ENERGY STAR Steam Cookers | 0.04357% | 0 | 0.35638 | Commercial_2023_Achievable_GWh_Before Competition Groups_ENERGY STAR Steam Cookers
Commercial | Com ¦ ENERGY STAR Griddle (74% eff) | 2023 | Economic | GWh | Before Competition Groups | 4.4773 | 0 | 0 | 10739.4384 | 0.0004169 | 44 | Commercial_2023_Economic_GWh_Before Competition Groups_44 | ENERGY STAR Griddle (74% eff) | 0.04169% | 0 | 4.4773 | Commercial_2023_Economic_GWh_Before Competition Groups_ENERGY STAR Griddle (74% eff)
Commercial | Com ¦ Chilled Water Optimization | 2023 | Economic | GWh | Before Competition Groups | 4.1521 | 0 | 0 | 10739.4384 | 0.00038663 | 45 | Commercial_2023_Economic_GWh_Before Competition Groups_45 | Chilled Water Optimization | 0.03866% | 0 | 4.1521 | Commercial_2023_Economic_GWh_Before Competition Groups_Chilled Water Optimization
Commercial | Com ¦ Ozone Laundry Treatment | 2023 | Achievable | GWh | Before Competition Groups | 0.31507 | 0 | 0 | 818.0231 | 0.00038516 | 47 | Commercial_2023_Achievable_GWh_Before Competition Groups_47 | Ozone Laundry Treatment | 0.03852% | 0 | 0.31507 | Commercial_2023_Achievable_GWh_Before Competition Groups_Ozone Laundry Treatment
Commercial | Com ¦ LED RECESSED DOWNLIGHTS | 2023 | Technical | GWh | Before Competition Groups | 6.3524 | 0 | 0 | 17700.3261 | 0.00035889 | 67 | Commercial_2023_Technical_GWh_Before Competition Groups_67 | LED RECESSED DOWNLIGHTS | 0.03589% | 0 | 6.3524 | Commercial_2023_Technical_GWh_Before Competition Groups_LED RECESSED DOWNLIGHTS
Commercial | Com ¦ Ozone Laundry Treatment | 2023 | Technical | GWh | Before Competition Groups | 6.0303 | 0 | 0 | 17700.3261 | 0.00034069 | 68 | Commercial_2023_Technical_GWh_Before Competition Groups_68 | Ozone Laundry Treatment | 0.03407% | 0 | 6.0303 | Commercial_2023_Technical_GWh_Before Competition Groups_Ozone Laundry Treatment
Commercial | Com ¦ Ground Source Heat Pump | 2023 | Technical | GWh | Before Competition Groups | 5.9915 | 0 | 0 | 17700.3261 | 0.0003385 | 69 | Commercial_2023_Technical_GWh_Before Competition Groups_69 | Ground Source Heat Pump | 0.03385% | 0 | 5.9915 | Commercial_2023_Technical_GWh_Before Competition Groups_Ground Source Heat Pump
Commercial | Com ¦ Efficient compressor motor | 2023 | Technical | GWh | Before Competition Groups | 5.6457 | 0 | 0 | 17700.3261 | 0.00031896 | 70 | Commercial_2023_Technical_GWh_Before Competition Groups_70 | Efficient compressor motor | 0.0319% | 0 | 5.6457 | Commercial_2023_Technical_GWh_Before Competition Groups_Efficient compressor motor
Commercial | Com ¦ Demand controlled Circulating Systems | 2023 | Achievable | GWh | Before Competition Groups | 0.25604 | 0 | 0 | 818.0231 | 0.000313 | 48 | Commercial_2023_Achievable_GWh_Before Competition Groups_48 | Demand controlled Circulating Systems | 0.0313% | 0 | 0.25604 | Commercial_2023_Achievable_GWh_Before Competition Groups_Demand controlled Circulating Systems
Commercial | Com ¦ Demand controlled Circulating Systems | 2023 | Technical | GWh | Before Competition Groups | 5.0697 | 0 | 0 | 17700.3261 | 0.00028642 | 71 | Commercial_2023_Technical_GWh_Before Competition Groups_71 | Demand controlled Circulating Systems | 0.02864% | 0 | 5.0697 | Commercial_2023_Technical_GWh_Before Competition Groups_Demand controlled Circulating Systems
Commercial | Com ¦ ENERGY STAR Griddle (74% eff) | 2023 | Technical | GWh | Before Competition Groups | 4.4773 | 0 | 0 | 17700.3261 | 0.00025295 | 72 | Commercial_2023_Technical_GWh_Before Competition Groups_72 | ENERGY STAR Griddle (74% eff) | 0.02529% | 0 | 4.4773 | Commercial_2023_Technical_GWh_Before Competition Groups_ENERGY STAR Griddle (74% eff)
Commercial | Com ¦ Condensing Make Up Air Unit | 2023 | Economic | GWh | Before Competition Groups | 2.6742 | 0 | 0 | 10739.4384 | 0.00024901 | 46 | Commercial_2023_Economic_GWh_Before Competition Groups_46 | Condensing Make Up Air Unit | 0.0249% | 0 | 2.6742 | Commercial_2023_Economic_GWh_Before Competition Groups_Condensing Make Up Air Unit
Commercial | Com ¦ Chilled Water Optimization | 2023 | Technical | GWh | Before Competition Groups | 4.1521 | 0 | 0 | 17700.3261 | 0.00023458 | 73 | Commercial_2023_Technical_GWh_Before Competition Groups_73 | Chilled Water Optimization | 0.02346% | 0 | 4.1521 | Commercial_2023_Technical_GWh_Before Competition Groups_Chilled Water Optimization
Commercial | Com ¦ ECM MOTORS FOR HVAC APPLICATION (FAN-POWERED VAV BOX) | 2023 | Economic | GWh | Before Competition Groups | 2.4112 | 0 | 0 | 10739.4384 | 0.00022452 | 47 | Commercial_2023_Economic_GWh_Before Competition Groups_47 | ECM MOTORS FOR HVAC APPLICATION (FAN-POWERED VAV BOX) | 0.02245% | 0 | 2.4112 | Commercial_2023_Economic_GWh_Before Competition Groups_ECM MOTORS FOR HVAC APPLICATION (FAN-POWERED VAV BOX)
Commercial | Com ¦ SYNCHRONOUS BELT | 2023 | Technical | GWh | Before Competition Groups | 3.8145 | 0 | 0 | 17700.3261 | 0.0002155 | 74 | Commercial_2023_Technical_GWh_Before Competition Groups_74 | SYNCHRONOUS BELT | 0.02155% | 0 | 3.8145 | Commercial_2023_Technical_GWh_Before Competition Groups_SYNCHRONOUS BELT
Commercial | Com ¦ Refrigerated Display Case LED | 2023 | Economic | GWh | Before Competition Groups | 2.1126 | 0 | 0 | 10739.4384 | 0.00019671 | 48 | Commercial_2023_Economic_GWh_Before Competition Groups_48 | Refrigerated Display Case LED | 0.01967% | 0 | 2.1126 | Commercial_2023_Economic_GWh_Before Competition Groups_Refrigerated Display Case LED
Commercial | Com ¦ Unitary Air-Conditioning Unit | 2023 | Achievable | GWh | Before Competition Groups | 0.16037 | 0 | 0 | 818.0231 | 0.00019605 | 49 | Commercial_2023_Achievable_GWh_Before Competition Groups_49 | Unitary Air-Conditioning Unit | 0.0196% | 0 | 0.16037 | Commercial_2023_Achievable_GWh_Before Competition Groups_Unitary Air-Conditioning Unit
Commercial | Com ¦ Water Source Heat Pump (4 ton) | 2023 | Technical | GWh | Before Competition Groups | 3.2395 | 0 | 0 | 17700.3261 | 0.00018302 | 75 | Commercial_2023_Technical_GWh_Before Competition Groups_75 | Water Source Heat Pump (4 ton) | 0.0183% | 0 | 3.2395 | Commercial_2023_Technical_GWh_Before Competition Groups_Water Source Heat Pump (4 ton)
Commercial | Com ¦ ECM MOTORS FOR HVAC APPLICATION (FAN-POWERED VAV BOX) | 2023 | Achievable | GWh | Before Competition Groups | 0.1378 | 0 | 0 | 818.0231 | 0.00016845 | 50 | Commercial_2023_Achievable_GWh_Before Competition Groups_50 | ECM MOTORS FOR HVAC APPLICATION (FAN-POWERED VAV BOX) | 0.01684% | 0 | 0.1378 | Commercial_2023_Achievable_GWh_Before Competition Groups_ECM MOTORS FOR HVAC APPLICATION (FAN-POWERED VAV BOX)
Commercial | Com ¦ Wall Insulation | 2023 | Technical | GWh | Before Competition Groups | 2.8504 | 0 | 0 | 17700.3261 | 0.00016104 | 76 | Commercial_2023_Technical_GWh_Before Competition Groups_76 | Wall Insulation | 0.0161% | 0 | 2.8504 | Commercial_2023_Technical_GWh_Before Competition Groups_Wall Insulation
Commercial | Com ¦ Solar Preheat Make up Air | 2023 | Technical | GWh | Before Competition Groups | 2.8202 | 0 | 0 | 17700.3261 | 0.00015933 | 77 | Commercial_2023_Technical_GWh_Before Competition Groups_77 | Solar Preheat Make up Air | 0.01593% | 0 | 2.8202 | Commercial_2023_Technical_GWh_Before Competition Groups_Solar Preheat Make up Air
Commercial | Com ¦ Unitary Air-Conditioning Unit | 2023 | Economic | GWh | Before Competition Groups | 1.6709 | 0 | 0 | 10739.4384 | 0.00015559 | 49 | Commercial_2023_Economic_GWh_Before Competition Groups_49 | Unitary Air-Conditioning Unit | 0.01556% | 0 | 1.6709 | Commercial_2023_Economic_GWh_Before Competition Groups_Unitary Air-Conditioning Unit
Commercial | Com ¦ ENERGY STAR Fryer (84% eff) | 2023 | Economic | GWh | Before Competition Groups | 1.5846 | 0 | 0 | 10739.4384 | 0.00014755 | 50 | Commercial_2023_Economic_GWh_Before Competition Groups_50 | ENERGY STAR Fryer (84% eff) | 0.01475% | 0 | 1.5846 | Commercial_2023_Economic_GWh_Before Competition Groups_ENERGY STAR Fryer (84% eff)
Commercial | Com ¦ ECM MOTORS FOR HVAC APPLICATION (FAN-POWERED VAV BOX) | 2023 | Technical | GWh | Before Competition Groups | 2.5008 | 0 | 0 | 17700.3261 | 0.00014129 | 78 | Commercial_2023_Technical_GWh_Before Competition Groups_78 | ECM MOTORS FOR HVAC APPLICATION (FAN-POWERED VAV BOX) | 0.01413% | 0 | 2.5008 | Commercial_2023_Technical_GWh_Before Competition Groups_ECM MOTORS FOR HVAC APPLICATION (FAN-POWERED VAV BOX)
Commercial | Com ¦ Auto Off Time Switch or Time Clock control | 2023 | Economic | GWh | Before Competition Groups | 1.2335 | 0 | 0 | 10739.4384 | 0.00011485 | 51 | Commercial_2023_Economic_GWh_Before Competition Groups_51 | Auto Off Time Switch or Time Clock control | 0.01149% | 0 | 1.2335 | Commercial_2023_Economic_GWh_Before Competition Groups_Auto Off Time Switch or Time Clock control
Commercial | Com ¦ Notched V belts for HVAC Systems | 2023 | Technical | GWh | Before Competition Groups | 1.9072 | 0 | 0 | 17700.3261 | 0.00010775 | 79 | Commercial_2023_Technical_GWh_Before Competition Groups_79 | Notched V belts for HVAC Systems | 0.01078% | 0 | 1.9072 | Commercial_2023_Technical_GWh_Before Competition Groups_Notched V belts for HVAC Systems
Commercial | Com ¦ ENERGY STAR Fryer (84% eff) | 2023 | Technical | GWh | Before Competition Groups | 1.5846 | 0 | 0 | 17700.3261 | 8.9523e-05 | 80 | Commercial_2023_Technical_GWh_Before Competition Groups_80 | ENERGY STAR Fryer (84% eff) | 0.008952% | 0 | 1.5846 | Commercial_2023_Technical_GWh_Before Competition Groups_ENERGY STAR Fryer (84% eff)
Commercial | Com ¦ Water Source Heat Pump (4 ton) | 2023 | Achievable | GWh | Before Competition Groups | 0.071801 | 0 | 0 | 818.0231 | 8.7774e-05 | 51 | Commercial_2023_Achievable_GWh_Before Competition Groups_51 | Water Source Heat Pump (4 ton) | 0.008777% | 0 | 0.071801 | Commercial_2023_Achievable_GWh_Before Competition Groups_Water Source Heat Pump (4 ton)
Commercial | Com ¦ CEE Tier 2/Energy Star Clothes Washers | 2023 | Achievable | GWh | Before Competition Groups | 0.06757 | 0 | 0 | 818.0231 | 8.2602e-05 | 52 | Commercial_2023_Achievable_GWh_Before Competition Groups_52 | CEE Tier 2/Energy Star Clothes Washers | 0.00826% | 0 | 0.06757 | Commercial_2023_Achievable_GWh_Before Competition Groups_CEE Tier 2/Energy Star Clothes Washers
Commercial | Com ¦ High Efficiency Small Instantaneous Water Heater | 2023 | Economic | GWh | Before Competition Groups | 0.80852 | 0 | 0 | 10739.4384 | 7.5285e-05 | 52 | Commercial_2023_Economic_GWh_Before Competition Groups_52 | High Efficiency Small Instantaneous Water Heater | 0.007529% | 0 | 0.80852 | Commercial_2023_Economic_GWh_Before Competition Groups_High Efficiency Small Instantaneous Water Heater
Commercial | Com ¦ Auto Off Time Switch or Time Clock control | 2023 | Achievable | GWh | Before Competition Groups | 0.061438 | 0 | 0 | 818.0231 | 7.5105e-05 | 53 | Commercial_2023_Achievable_GWh_Before Competition Groups_53 | Auto Off Time Switch or Time Clock control | 0.00751% | 0 | 0.061438 | Commercial_2023_Achievable_GWh_Before Competition Groups_Auto Off Time Switch or Time Clock control
Commercial | Com ¦ ENERGY STAR Steam Cookers | 2023 | Economic | GWh | Before Competition Groups | 0.77126 | 0 | 0 | 10739.4384 | 7.1816e-05 | 53 | Commercial_2023_Economic_GWh_Before Competition Groups_53 | ENERGY STAR Steam Cookers | 0.007182% | 0 | 0.77126 | Commercial_2023_Economic_GWh_Before Competition Groups_ENERGY STAR Steam Cookers
Commercial | Com ¦ Auto Off Time Switch or Time Clock control | 2023 | Technical | GWh | Before Competition Groups | 1.2335 | 0 | 0 | 17700.3261 | 6.9685e-05 | 81 | Commercial_2023_Technical_GWh_Before Competition Groups_81 | Auto Off Time Switch or Time Clock control | 0.006969% | 0 | 1.2335 | Commercial_2023_Technical_GWh_Before Competition Groups_Auto Off Time Switch or Time Clock control
Commercial | Com ¦ HVAC Optimization | 2023 | Achievable | GWh | Before Competition Groups | 0.055105 | 0 | 0 | 818.0231 | 6.7363e-05 | 54 | Commercial_2023_Achievable_GWh_Before Competition Groups_54 | HVAC Optimization | 0.006736% | 0 | 0.055105 | Commercial_2023_Achievable_GWh_Before Competition Groups_HVAC Optimization
Commercial | Com ¦ Water Source Heat Pump (4 ton) | 2023 | Economic | GWh | Before Competition Groups | 0.7128 | 0 | 0 | 10739.4384 | 6.6372e-05 | 54 | Commercial_2023_Economic_GWh_Before Competition Groups_54 | Water Source Heat Pump (4 ton) | 0.006637% | 0 | 0.7128 | Commercial_2023_Economic_GWh_Before Competition Groups_Water Source Heat Pump (4 ton)
Commercial | Com ¦ Thermostat Setback | 2023 | Economic | GWh | Before Competition Groups | 0.53947 | 0 | 0 | 10739.4384 | 5.0233e-05 | 55 | Commercial_2023_Economic_GWh_Before Competition Groups_55 | Thermostat Setback | 0.005023% | 0 | 0.53947 | Commercial_2023_Economic_GWh_Before Competition Groups_Thermostat Setback
Commercial | Com ¦ Low Flow Pre-Rinse Spray Nozzle | 2023 | Achievable | GWh | Before Competition Groups | 0.040772 | 0 | 0 | 818.0231 | 4.9842e-05 | 55 | Commercial_2023_Achievable_GWh_Before Competition Groups_55 | Low Flow Pre-Rinse Spray Nozzle | 0.004984% | 0 | 0.040772 | Commercial_2023_Achievable_GWh_Before Competition Groups_Low Flow Pre-Rinse Spray Nozzle
Commercial | Com ¦ ENERGY STAR Steam Cookers | 2023 | Technical | GWh | Before Competition Groups | 0.77126 | 0 | 0 | 17700.3261 | 4.3573e-05 | 82 | Commercial_2023_Technical_GWh_Before Competition Groups_82 | ENERGY STAR Steam Cookers | 0.004357% | 0 | 0.77126 | Commercial_2023_Technical_GWh_Before Competition Groups_ENERGY STAR Steam Cookers
Commercial | Com ¦ Solar Water Preheat (Pools/DHW) | 2023 | Economic | GWh | Before Competition Groups | 0.34529 | 0 | 0 | 10739.4384 | 3.2152e-05 | 56 | Commercial_2023_Economic_GWh_Before Competition Groups_56 | Solar Water Preheat (Pools/DHW) | 0.003215% | 0 | 0.34529 | Commercial_2023_Economic_GWh_Before Competition Groups_Solar Water Preheat (Pools/DHW)
Commercial | Com ¦ Thermostat Setback | 2023 | Technical | GWh | Before Competition Groups | 0.53947 | 0 | 0 | 17700.3261 | 3.0478e-05 | 83 | Commercial_2023_Technical_GWh_Before Competition Groups_83 | Thermostat Setback | 0.003048% | 0 | 0.53947 | Commercial_2023_Technical_GWh_Before Competition Groups_Thermostat Setback
Commercial | Com ¦ PTAC (12 EER/10,000 BTU) | 2023 | Economic | GWh | Before Competition Groups | 0.26694 | 0 | 0 | 10739.4384 | 2.4856e-05 | 57 | Commercial_2023_Economic_GWh_Before Competition Groups_57 | PTAC (12 EER/10,000 BTU) | 0.002486% | 0 | 0.26694 | Commercial_2023_Economic_GWh_Before Competition Groups_PTAC (12 EER/10,000 BTU)
Commercial | COM ¦ Ductless Mini-Split Heat Pumps | 2023 | Achievable | GWh | Before Competition Groups | 0.01937 | 0 | 0 | 818.0231 | 2.3679e-05 | 56 | Commercial_2023_Achievable_GWh_Before Competition Groups_56 | Ductless Mini-Split Heat Pumps | 0.002368% | 0 | 0.01937 | Commercial_2023_Achievable_GWh_Before Competition Groups_Ductless Mini-Split Heat Pumps
Commercial | Com ¦ Wall Insulation | 2023 | Economic | GWh | Before Competition Groups | 0.21489 | 0 | 0 | 10739.4384 | 2.0009e-05 | 58 | Commercial_2023_Economic_GWh_Before Competition Groups_58 | Wall Insulation | 0.002001% | 0 | 0.21489 | Commercial_2023_Economic_GWh_Before Competition Groups_Wall Insulation
Commercial | Com ¦ Solar Water Preheat (Pools/DHW) | 2023 | Technical | GWh | Before Competition Groups | 0.34529 | 0 | 0 | 17700.3261 | 1.9508e-05 | 84 | Commercial_2023_Technical_GWh_Before Competition Groups_84 | Solar Water Preheat (Pools/DHW) | 0.001951% | 0 | 0.34529 | Commercial_2023_Technical_GWh_Before Competition Groups_Solar Water Preheat (Pools/DHW)
Commercial | Com ¦ CEE Tier 2/Energy Star Clothes Washers | 2023 | Economic | GWh | Before Competition Groups | 0.20646 | 0 | 0 | 10739.4384 | 1.9225e-05 | 59 | Commercial_2023_Economic_GWh_Before Competition Groups_59 | CEE Tier 2/Energy Star Clothes Washers | 0.001922% | 0 | 0.20646 | Commercial_2023_Economic_GWh_Before Competition Groups_CEE Tier 2/Energy Star Clothes Washers
Commercial | Com ¦ PTAC (12 EER/10,000 BTU) | 2023 | Technical | GWh | Before Competition Groups | 0.33187 | 0 | 0 | 17700.3261 | 1.875e-05 | 85 | Commercial_2023_Technical_GWh_Before Competition Groups_85 | PTAC (12 EER/10,000 BTU) | 0.001875% | 0 | 0.33187 | Commercial_2023_Technical_GWh_Before Competition Groups_PTAC (12 EER/10,000 BTU)
Commercial | Com ¦ Heat Pump Water Heater (50 Gallons) | 2023 | Technical | GWh | Before Competition Groups | 0.31374 | 0 | 0 | 17700.3261 | 1.7725e-05 | 86 | Commercial_2023_Technical_GWh_Before Competition Groups_86 | Heat Pump Water Heater (50 Gallons) | 0.001772% | 0 | 0.31374 | Commercial_2023_Technical_GWh_Before Competition Groups_Heat Pump Water Heater (50 Gallons)
Commercial | Com ¦ Room AC (w/ louvered sides) 14 SEER from 12 SEER code | 2023 | Technical | GWh | Before Competition Groups | 0.31164 | 0 | 0 | 17700.3261 | 1.7606e-05 | 87 | Commercial_2023_Technical_GWh_Before Competition Groups_87 | Room AC (w/ louvered sides) 14 SEER from 12 SEER code | 0.001761% | 0 | 0.31164 | Commercial_2023_Technical_GWh_Before Competition Groups_Room AC (w/ louvered sides) 14 SEER from 12 SEER code
Commercial | Com ¦ Low Flow Pre-Rinse Spray Nozzle | 2023 | Economic | GWh | Before Competition Groups | 0.18282 | 0 | 0 | 10739.4384 | 1.7023e-05 | 60 | Commercial_2023_Economic_GWh_Before Competition Groups_60 | Low Flow Pre-Rinse Spray Nozzle | 0.001702% | 0 | 0.18282 | Commercial_2023_Economic_GWh_Before Competition Groups_Low Flow Pre-Rinse Spray Nozzle
Commercial | Com ¦ HVAC Optimization | 2023 | Economic | GWh | Before Competition Groups | 0.15015 | 0 | 0 | 10739.4384 | 1.3982e-05 | 61 | Commercial_2023_Economic_GWh_Before Competition Groups_61 | HVAC Optimization | 0.001398% | 0 | 0.15015 | Commercial_2023_Economic_GWh_Before Competition Groups_HVAC Optimization
Commercial | Com ¦ HVAC Optimization | 2023 | Technical | GWh | Before Competition Groups | 0.24654 | 0 | 0 | 17700.3261 | 1.3928e-05 | 88 | Commercial_2023_Technical_GWh_Before Competition Groups_88 | HVAC Optimization | 0.001393% | 0 | 0.24654 | Commercial_2023_Technical_GWh_Before Competition Groups_HVAC Optimization
Commercial | Com ¦ Wall Insulation | 2023 | Achievable | GWh | Before Competition Groups | 0.010838 | 0 | 0 | 818.0231 | 1.3249e-05 | 57 | Commercial_2023_Achievable_GWh_Before Competition Groups_57 | Wall Insulation | 0.001325% | 0 | 0.010838 | Commercial_2023_Achievable_GWh_Before Competition Groups_Wall Insulation
Commercial | Com ¦ Commercial Hot Food Holding Cabinets | 2023 | Technical | GWh | Before Competition Groups | 0.22377 | 0 | 0 | 17700.3261 | 1.2642e-05 | 89 | Commercial_2023_Technical_GWh_Before Competition Groups_89 | Commercial Hot Food Holding Cabinets | 0.001264% | 0 | 0.22377 | Commercial_2023_Technical_GWh_Before Competition Groups_Commercial Hot Food Holding Cabinets
Commercial | Com ¦ EC Plug Fan for Data Center (under cabinet) | 2023 | Technical | GWh | Before Competition Groups | 0.21959 | 0 | 0 | 17700.3261 | 1.2406e-05 | 90 | Commercial_2023_Technical_GWh_Before Competition Groups_90 | EC Plug Fan for Data Center (under cabinet) | 0.001241% | 0 | 0.21959 | Commercial_2023_Technical_GWh_Before Competition Groups_EC Plug Fan for Data Center (under cabinet)
Commercial | COM ¦ Ductless Mini-Split Heat Pumps | 2023 | Economic | GWh | Before Competition Groups | 0.13232 | 0 | 0 | 10739.4384 | 1.2321e-05 | 62 | Commercial_2023_Economic_GWh_Before Competition Groups_62 | Ductless Mini-Split Heat Pumps | 0.001232% | 0 | 0.13232 | Commercial_2023_Economic_GWh_Before Competition Groups_Ductless Mini-Split Heat Pumps
Commercial | Com ¦ CEE Tier 2/Energy Star Clothes Washers | 2023 | Technical | GWh | Before Competition Groups | 0.20646 | 0 | 0 | 17700.3261 | 1.1664e-05 | 91 | Commercial_2023_Technical_GWh_Before Competition Groups_91 | CEE Tier 2/Energy Star Clothes Washers | 0.001166% | 0 | 0.20646 | Commercial_2023_Technical_GWh_Before Competition Groups_CEE Tier 2/Energy Star Clothes Washers
Commercial | Com ¦ Commercial Hot Food Holding Cabinets | 2023 | Achievable | GWh | Before Competition Groups | 0.0085159 | 0 | 0 | 818.0231 | 1.041e-05 | 58 | Commercial_2023_Achievable_GWh_Before Competition Groups_58 | Commercial Hot Food Holding Cabinets | 0.001041% | 0 | 0.0085159 | Commercial_2023_Achievable_GWh_Before Competition Groups_Commercial Hot Food Holding Cabinets
Commercial | Com ¦ Low Flow Pre-Rinse Spray Nozzle | 2023 | Technical | GWh | Before Competition Groups | 0.18282 | 0 | 0 | 17700.3261 | 1.0329e-05 | 92 | Commercial_2023_Technical_GWh_Before Competition Groups_92 | Low Flow Pre-Rinse Spray Nozzle | 0.001033% | 0 | 0.18282 | Commercial_2023_Technical_GWh_Before Competition Groups_Low Flow Pre-Rinse Spray Nozzle
Commercial | Com ¦ Solar Electric Water Heater (50 Gallon) | 2023 | Technical | GWh | Before Competition Groups | 0.13358 | 0 | 0 | 17700.3261 | 7.5469e-06 | 93 | Commercial_2023_Technical_GWh_Before Competition Groups_93 | Solar Electric Water Heater (50 Gallon) | 0.0007547% | 0 | 0.13358 | Commercial_2023_Technical_GWh_Before Competition Groups_Solar Electric Water Heater (50 Gallon)
Commercial | COM ¦ Ductless Mini-Split Heat Pumps | 2023 | Technical | GWh | Before Competition Groups | 0.13232 | 0 | 0 | 17700.3261 | 7.4756e-06 | 94 | Commercial_2023_Technical_GWh_Before Competition Groups_94 | Ductless Mini-Split Heat Pumps | 0.0007476% | 0 | 0.13232 | Commercial_2023_Technical_GWh_Before Competition Groups_Ductless Mini-Split Heat Pumps
Commercial | Com ¦ Commercial Hot Food Holding Cabinets | 2023 | Economic | GWh | Before Competition Groups | 0.068009 | 0 | 0 | 10739.4384 | 6.3327e-06 | 63 | Commercial_2023_Economic_GWh_Before Competition Groups_63 | Commercial Hot Food Holding Cabinets | 0.0006333% | 0 | 0.068009 | Commercial_2023_Economic_GWh_Before Competition Groups_Commercial Hot Food Holding Cabinets
Commercial | Com ¦ Exterior Photocell | 2023 | Technical | GWh | Before Competition Groups | 0.082378 | 0 | 0 | 17700.3261 | 4.6541e-06 | 95 | Commercial_2023_Technical_GWh_Before Competition Groups_95 | Exterior Photocell | 0.0004654% | 0 | 0.082378 | Commercial_2023_Technical_GWh_Before Competition Groups_Exterior Photocell
Commercial | Com ¦ Air Curtains | 2023 | Economic | GWh | Before Competition Groups | 0.047836 | 0 | 0 | 10739.4384 | 4.4543e-06 | 64 | Commercial_2023_Economic_GWh_Before Competition Groups_64 | Air Curtains | 0.0004454% | 0 | 0.047836 | Commercial_2023_Economic_GWh_Before Competition Groups_Air Curtains
Commercial | Com ¦ Air Curtains | 2023 | Achievable | GWh | Before Competition Groups | 0.0027333 | 0 | 0 | 818.0231 | 3.3413e-06 | 59 | Commercial_2023_Achievable_GWh_Before Competition Groups_59 | Air Curtains | 0.0003341% | 0 | 0.0027333 | Commercial_2023_Achievable_GWh_Before Competition Groups_Air Curtains
Commercial | Com ¦ High Efficiency Chiller (avg of water and air cooled) | 2023 | Technical | GWh | Before Competition Groups | 0.054659 | 0 | 0 | 17700.3261 | 3.088e-06 | 96 | Commercial_2023_Technical_GWh_Before Competition Groups_96 | High Efficiency Chiller (avg of water and air cooled) | 0.0003088% | 0 | 0.054659 | Commercial_2023_Technical_GWh_Before Competition Groups_High Efficiency Chiller (avg of water and air cooled)
Commercial | Com ¦ Air Curtains | 2023 | Technical | GWh | Before Competition Groups | 0.047836 | 0 | 0 | 17700.3261 | 2.7026e-06 | 97 | Commercial_2023_Technical_GWh_Before Competition Groups_97 | Air Curtains | 0.0002703% | 0 | 0.047836 | Commercial_2023_Technical_GWh_Before Competition Groups_Air Curtains
Commercial | Com ¦ VSD Air Compressor | 2023 | Achievable | GWh | Before Competition Groups | 0.0015015 | 0 | 0 | 818.0231 | 1.8356e-06 | 60 | Commercial_2023_Achievable_GWh_Before Competition Groups_60 | VSD Air Compressor | 0.0001836% | 0 | 0.0015015 | Commercial_2023_Achievable_GWh_Before Competition Groups_VSD Air Compressor
Commercial | Com ¦ eCube | 2023 | Technical | GWh | Before Competition Groups | 0.018669 | 0 | 0 | 17700.3261 | 1.0547e-06 | 98 | Commercial_2023_Technical_GWh_Before Competition Groups_98 | eCube | 0.0001055% | 0 | 0.018669 | Commercial_2023_Technical_GWh_Before Competition Groups_eCube
Commercial | Com ¦ EC Plug Fan for Data Center (under cabinet) | 2023 | Achievable | GWh | Before Competition Groups | 0.00056187 | 0 | 0 | 818.0231 | 6.8686e-07 | 61 | Commercial_2023_Achievable_GWh_Before Competition Groups_61 | EC Plug Fan for Data Center (under cabinet) | 6.869e-05% | 0 | 0.00056187 | Commercial_2023_Achievable_GWh_Before Competition Groups_EC Plug Fan for Data Center (under cabinet)
Commercial | Com ¦ EC Plug Fan for Data Center (under cabinet) | 2023 | Economic | GWh | Before Competition Groups | 0.0058725 | 0 | 0 | 10739.4384 | 5.4682e-07 | 65 | Commercial_2023_Economic_GWh_Before Competition Groups_65 | EC Plug Fan for Data Center (under cabinet) | 5.468e-05% | 0 | 0.0058725 | Commercial_2023_Economic_GWh_Before Competition Groups_EC Plug Fan for Data Center (under cabinet)
Commercial | Com ¦ VSD Air Compressor | 2023 | Economic | GWh | Before Competition Groups | 0.0051737 | 0 | 0 | 10739.4384 | 4.8175e-07 | 66 | Commercial_2023_Economic_GWh_Before Competition Groups_66 | VSD Air Compressor | 4.817e-05% | 0 | 0.0051737 | Commercial_2023_Economic_GWh_Before Competition Groups_VSD Air Compressor
Commercial | Com ¦ VSD Air Compressor | 2023 | Technical | GWh | Before Competition Groups | 0.0051737 | 0 | 0 | 17700.3261 | 2.9229e-07 | 99 | Commercial_2023_Technical_GWh_Before Competition Groups_99 | VSD Air Compressor | 2.923e-05% | 0 | 0.0051737 | Commercial_2023_Technical_GWh_Before Competition Groups_VSD Air Compressor
Commercial | Com ¦ High Efficiency Induction Cooking | 2023 | Technical | GWh | Before Competition Groups | 0.0051445 | 0 | 0 | 17700.3261 | 2.9064e-07 | 100 | Commercial_2023_Technical_GWh_Before Competition Groups_100 | High Efficiency Induction Cooking | 2.906e-05% | 0 | 0.0051445 | Commercial_2023_Technical_GWh_Before Competition Groups_High Efficiency Induction Cooking
Commercial | Com ¦ High Efficiency Chiller (avg of water and air cooled) | 2023 | Achievable | GWh | Before Competition Groups | 0.00021584 | 0 | 0 | 818.0231 | 2.6386e-07 | 62 | Commercial_2023_Achievable_GWh_Before Competition Groups_62 | High Efficiency Chiller (avg of water and air cooled) | 2.639e-05% | 0 | 0.00021584 | Commercial_2023_Achievable_GWh_Before Competition Groups_High Efficiency Chiller (avg of water and air cooled)
Commercial | Com ¦ Electric Convection Combination Ovens | 2023 | Achievable | GWh | Before Competition Groups | 0.00020833 | 0 | 0 | 818.0231 | 2.5468e-07 | 63 | Commercial_2023_Achievable_GWh_Before Competition Groups_63 | Electric Convection Combination Ovens | 2.547e-05% | 0 | 0.00020833 | Commercial_2023_Achievable_GWh_Before Competition Groups_Electric Convection Combination Ovens
Commercial | Com ¦ Electric Convection Combination Ovens | 2023 | Economic | GWh | Before Competition Groups | 0.00041646 | 0 | 0 | 10739.4384 | 3.8779e-08 | 67 | Commercial_2023_Economic_GWh_Before Competition Groups_67 | Electric Convection Combination Ovens | 3.878e-06% | 0 | 0.00041646 | Commercial_2023_Economic_GWh_Before Competition Groups_Electric Convection Combination Ovens
Commercial | Com ¦ High Efficiency Chiller (avg of water and air cooled) | 2023 | Economic | GWh | Before Competition Groups | 0.00041039 | 0 | 0 | 10739.4384 | 3.8214e-08 | 68 | Commercial_2023_Economic_GWh_Before Competition Groups_68 | High Efficiency Chiller (avg of water and air cooled) | 3.821e-06% | 0 | 0.00041039 | Commercial_2023_Economic_GWh_Before Competition Groups_High Efficiency Chiller (avg of water and air cooled)
Commercial | Com ¦ Electric Convection Combination Ovens | 2023 | Technical | GWh | Before Competition Groups | 0.00041646 | 0 | 0 | 17700.3261 | 2.3528e-08 | 101 | Commercial_2023_Technical_GWh_Before Competition Groups_101 | Electric Convection Combination Ovens | 2.353e-06% | 0 | 0.00041646 | Commercial_2023_Technical_GWh_Before Competition Groups_Electric Convection Combination Ovens
Commercial | Com ¦ LLLC - Low Impact Application | 2023 | Achievable | GWh | Before Competition Groups | 6.0993e-20 | 0 | 0 | 818.0231 | 7.4562e-23 | 64 | Commercial_2023_Achievable_GWh_Before Competition Groups_64 | LLLC - Low Impact Application | 7.456e-21% | 0 | 6.0993e-20 | Commercial_2023_Achievable_GWh_Before Competition Groups_LLLC - Low Impact Application
Commercial | Com ¦ LLLC - High Impact Application | 2023 | Achievable | GWh | Before Competition Groups | 1.85e-20 | 0 | 0 | 818.0231 | 2.2616e-23 | 65 | Commercial_2023_Achievable_GWh_Before Competition Groups_65 | LLLC - High Impact Application | 2.262e-21% | 0 | 1.85e-20 | Commercial_2023_Achievable_GWh_Before Competition Groups_LLLC - High Impact Application
Commercial | Com ¦ High Efficiency Small Instantaneous Water Heater | 2023 | Achievable | GWh | Before Competition Groups | 8.395e-28 | 0 | 0 | 818.0231 | 1.0263e-30 | 66 | Commercial_2023_Achievable_GWh_Before Competition Groups_66 | High Efficiency Small Instantaneous Water Heater | 1.026e-28% | 0 | 8.395e-28 | Commercial_2023_Achievable_GWh_Before Competition Groups_High Efficiency Small Instantaneous Water Heater
Commercial | Com ¦ Door Gasket Freezer/Refrigerator | 2023 | Achievable | GWh | Before Competition Groups | 0 | 0 | 0 | 818.0231 | 0 | 67 | Commercial_2023_Achievable_GWh_Before Competition Groups_67 | Door Gasket Freezer/Refrigerator | 0% | 0 | 0 | Commercial_2023_Achievable_GWh_Before Competition Groups_Door Gasket Freezer/Refrigerator
Commercial | Com ¦ Door Gasket Freezer/Refrigerator | 2023 | Economic | GWh | Before Competition Groups | 0 | 0 | 0 | 10739.4384 | 0 | 69 | Commercial_2023_Economic_GWh_Before Competition Groups_69 | Door Gasket Freezer/Refrigerator | 0% | 0 | 0 | Commercial_2023_Economic_GWh_Before Competition Groups_Door Gasket Freezer/Refrigerator
Commercial | Com ¦ Efficient compressor motor | 2023 | Achievable | GWh | Before Competition Groups | 0 | 0 | 0 | 818.0231 | 0 | 68 | Commercial_2023_Achievable_GWh_Before Competition Groups_68 | Efficient compressor motor | 0% | 0 | 0 | Commercial_2023_Achievable_GWh_Before Competition Groups_Efficient compressor motor
Commercial | Com ¦ Efficient compressor motor | 2023 | Economic | GWh | Before Competition Groups | 0 | 0 | 0 | 10739.4384 | 0 | 70 | Commercial_2023_Economic_GWh_Before Competition Groups_70 | Efficient compressor motor | 0% | 0 | 0 | Commercial_2023_Economic_GWh_Before Competition Groups_Efficient compressor motor
Commercial | Com ¦ ENERGY STAR FREEZER | 2023 | Achievable | GWh | Before Competition Groups | 0 | 0 | 0 | 818.0231 | 0 | 69 | Commercial_2023_Achievable_GWh_Before Competition Groups_69 | ENERGY STAR FREEZER | 0% | 0 | 0 | Commercial_2023_Achievable_GWh_Before Competition Groups_ENERGY STAR FREEZER
Commercial | Com ¦ ENERGY STAR FREEZER | 2023 | Economic | GWh | Before Competition Groups | 0 | 0 | 0 | 10739.4384 | 0 | 71 | Commercial_2023_Economic_GWh_Before Competition Groups_71 | ENERGY STAR FREEZER | 0% | 0 | 0 | Commercial_2023_Economic_GWh_Before Competition Groups_ENERGY STAR FREEZER
Commercial | Com ¦ Freezer Case Light Sensor | 2023 | Achievable | GWh | Before Competition Groups | 0 | 0 | 0 | 818.0231 | 0 | 70 | Commercial_2023_Achievable_GWh_Before Competition Groups_70 | Freezer Case Light Sensor | 0% | 0 | 0 | Commercial_2023_Achievable_GWh_Before Competition Groups_Freezer Case Light Sensor
Commercial | Com ¦ Freezer Case Light Sensor | 2023 | Economic | GWh | Before Competition Groups | 0 | 0 | 0 | 10739.4384 | 0 | 72 | Commercial_2023_Economic_GWh_Before Competition Groups_72 | Freezer Case Light Sensor | 0% | 0 | 0 | Commercial_2023_Economic_GWh_Before Competition Groups_Freezer Case Light Sensor
Commercial | Com ¦ Ground Source Heat Pump | 2023 | Achievable | GWh | Before Competition Groups | 0 | 0 | 0 | 818.0231 | 0 | 71 | Commercial_2023_Achievable_GWh_Before Competition Groups_71 | Ground Source Heat Pump | 0% | 0 | 0 | Commercial_2023_Achievable_GWh_Before Competition Groups_Ground Source Heat Pump
Commercial | Com ¦ Ground Source Heat Pump | 2023 | Economic | GWh | Before Competition Groups | 0 | 0 | 0 | 10739.4384 | 0 | 73 | Commercial_2023_Economic_GWh_Before Competition Groups_73 | Ground Source Heat Pump | 0% | 0 | 0 | Commercial_2023_Economic_GWh_Before Competition Groups_Ground Source Heat Pump
Commercial | Com ¦ High R-Value Glass Doors/no-heat glass door | 2023 | Achievable | GWh | Before Competition Groups | 0 | 0 | 0 | 818.0231 | 0 | 72 | Commercial_2023_Achievable_GWh_Before Competition Groups_72 | High R-Value Glass Doors/no-heat glass door | 0% | 0 | 0 | Commercial_2023_Achievable_GWh_Before Competition Groups_High R-Value Glass Doors/no-heat glass door
Commercial | Com ¦ High R-Value Glass Doors/no-heat glass door | 2023 | Economic | GWh | Before Competition Groups | 0 | 0 | 0 | 10739.4384 | 0 | 74 | Commercial_2023_Economic_GWh_Before Competition Groups_74 | High R-Value Glass Doors/no-heat glass door | 0% | 0 | 0 | Commercial_2023_Economic_GWh_Before Competition Groups_High R-Value Glass Doors/no-heat glass door
Commercial | Com ¦ HOTEL OCCUPANCY CONTROLS (HVAC + LIGHTING) | 2023 | Achievable | GWh | Before Competition Groups | 0 | 0 | 0 | 818.0231 | 0 | 73 | Commercial_2023_Achievable_GWh_Before Competition Groups_73 | HOTEL OCCUPANCY CONTROLS (HVAC + LIGHTING) | 0% | 0 | 0 | Commercial_2023_Achievable_GWh_Before Competition Groups_HOTEL OCCUPANCY CONTROLS (HVAC + LIGHTING)
Commercial | Com ¦ HOTEL OCCUPANCY CONTROLS (HVAC + LIGHTING) | 2023 | Economic | GWh | Before Competition Groups | 0 | 0 | 0 | 10739.4384 | 0 | 75 | Commercial_2023_Economic_GWh_Before Competition Groups_75 | HOTEL OCCUPANCY CONTROLS (HVAC + LIGHTING) | 0% | 0 | 0 | Commercial_2023_Economic_GWh_Before Competition Groups_HOTEL OCCUPANCY CONTROLS (HVAC + LIGHTING)
Commercial | Com ¦ Indoor Daylight Sensors/Photocell Dimming Control | 2023 | Achievable | GWh | Before Competition Groups | 0 | 0 | 0 | 818.0231 | 0 | 74 | Commercial_2023_Achievable_GWh_Before Competition Groups_74 | Indoor Daylight Sensors/Photocell Dimming Control | 0% | 0 | 0 | Commercial_2023_Achievable_GWh_Before Competition Groups_Indoor Daylight Sensors/Photocell Dimming Control
Commercial | Com ¦ Indoor Daylight Sensors/Photocell Dimming Control | 2023 | Economic | GWh | Before Competition Groups | 0 | 0 | 0 | 10739.4384 | 0 | 76 | Commercial_2023_Economic_GWh_Before Competition Groups_76 | Indoor Daylight Sensors/Photocell Dimming Control | 0% | 0 | 0 | Commercial_2023_Economic_GWh_Before Competition Groups_Indoor Daylight Sensors/Photocell Dimming Control
Commercial | Com ¦ LED RECESSED DOWNLIGHTS | 2023 | Achievable | GWh | Before Competition Groups | 0 | 0 | 0 | 818.0231 | 0 | 75 | Commercial_2023_Achievable_GWh_Before Competition Groups_75 | LED RECESSED DOWNLIGHTS | 0% | 0 | 0 | Commercial_2023_Achievable_GWh_Before Competition Groups_LED RECESSED DOWNLIGHTS
Commercial | Com ¦ LED RECESSED DOWNLIGHTS | 2023 | Economic | GWh | Before Competition Groups | 0 | 0 | 0 | 10739.4384 | 0 | 77 | Commercial_2023_Economic_GWh_Before Competition Groups_77 | LED RECESSED DOWNLIGHTS | 0% | 0 | 0 | Commercial_2023_Economic_GWh_Before Competition Groups_LED RECESSED DOWNLIGHTS
Commercial | Com ¦ Networked/Connected - High Impact Application | 2023 | Achievable | GWh | Before Competition Groups | 0 | 0 | 0 | 818.0231 | 0 | 76 | Commercial_2023_Achievable_GWh_Before Competition Groups_76 | Networked/Connected - High Impact Application | 0% | 0 | 0 | Commercial_2023_Achievable_GWh_Before Competition Groups_Networked/Connected - High Impact Application
Commercial | Com ¦ Networked/Connected - High Impact Application | 2023 | Economic | GWh | Before Competition Groups | 0 | 0 | 0 | 10739.4384 | 0 | 78 | Commercial_2023_Economic_GWh_Before Competition Groups_78 | Networked/Connected - High Impact Application | 0% | 0 | 0 | Commercial_2023_Economic_GWh_Before Competition Groups_Networked/Connected - High Impact Application
Commercial | Com ¦ Networked/Connected - Low Impact Application | 2023 | Achievable | GWh | Before Competition Groups | 0 | 0 | 0 | 818.0231 | 0 | 77 | Commercial_2023_Achievable_GWh_Before Competition Groups_77 | Networked/Connected - Low Impact Application | 0% | 0 | 0 | Commercial_2023_Achievable_GWh_Before Competition Groups_Networked/Connected - Low Impact Application
Commercial | Com ¦ Networked/Connected - Low Impact Application | 2023 | Economic | GWh | Before Competition Groups | 0 | 0 | 0 | 10739.4384 | 0 | 79 | Commercial_2023_Economic_GWh_Before Competition Groups_79 | Networked/Connected - Low Impact Application | 0% | 0 | 0 | Commercial_2023_Economic_GWh_Before Competition Groups_Networked/Connected - Low Impact Application
Commercial | Com ¦ Notched V belts for HVAC Systems | 2023 | Achievable | GWh | Before Competition Groups | 0 | 0 | 0 | 818.0231 | 0 | 78 | Commercial_2023_Achievable_GWh_Before Competition Groups_78 | Notched V belts for HVAC Systems | 0% | 0 | 0 | Commercial_2023_Achievable_GWh_Before Competition Groups_Notched V belts for HVAC Systems
Commercial | Com ¦ Notched V belts for HVAC Systems | 2023 | Economic | GWh | Before Competition Groups | 0 | 0 | 0 | 10739.4384 | 0 | 80 | Commercial_2023_Economic_GWh_Before Competition Groups_80 | Notched V belts for HVAC Systems | 0% | 0 | 0 | Commercial_2023_Economic_GWh_Before Competition Groups_Notched V belts for HVAC Systems
Commercial | Com ¦ PTAC (12 EER/10,000 BTU) | 2023 | Achievable | GWh | Before Competition Groups | 0 | 0 | 0 | 818.0231 | 0 | 79 | Commercial_2023_Achievable_GWh_Before Competition Groups_79 | PTAC (12 EER/10,000 BTU) | 0% | 0 | 0 | Commercial_2023_Achievable_GWh_Before Competition Groups_PTAC (12 EER/10,000 BTU)
Commercial | Com ¦ Refrigerated Display Case Doors | 2023 | Achievable | GWh | Before Competition Groups | 0 | 0 | 0 | 818.0231 | 0 | 80 | Commercial_2023_Achievable_GWh_Before Competition Groups_80 | Refrigerated Display Case Doors | 0% | 0 | 0 | Commercial_2023_Achievable_GWh_Before Competition Groups_Refrigerated Display Case Doors
Commercial | Com ¦ Refrigerated Display Case Doors | 2023 | Economic | GWh | Before Competition Groups | 0 | 0 | 0 | 10739.4384 | 0 | 81 | Commercial_2023_Economic_GWh_Before Competition Groups_81 | Refrigerated Display Case Doors | 0% | 0 | 0 | Commercial_2023_Economic_GWh_Before Competition Groups_Refrigerated Display Case Doors
Commercial | Com ¦ Refrigeration Commissioning | 2023 | Achievable | GWh | Before Competition Groups | 0 | 0 | 0 | 818.0231 | 0 | 81 | Commercial_2023_Achievable_GWh_Before Competition Groups_81 | Refrigeration Commissioning | 0% | 0 | 0 | Commercial_2023_Achievable_GWh_Before Competition Groups_Refrigeration Commissioning
Commercial | Com ¦ Refrigeration Commissioning | 2023 | Economic | GWh | Before Competition Groups | 0 | 0 | 0 | 10739.4384 | 0 | 82 | Commercial_2023_Economic_GWh_Before Competition Groups_82 | Refrigeration Commissioning | 0% | 0 | 0 | Commercial_2023_Economic_GWh_Before Competition Groups_Refrigeration Commissioning
Commercial | Com ¦ Roof Insulation/Ceiling Insulation (R25 Code to R35) | 2023 | Achievable | GWh | Before Competition Groups | 0 | 0 | 0 | 818.0231 | 0 | 82 | Commercial_2023_Achievable_GWh_Before Competition Groups_82 | Roof Insulation/Ceiling Insulation (R25 Code to R35) | 0% | 0 | 0 | Commercial_2023_Achievable_GWh_Before Competition Groups_Roof Insulation/Ceiling Insulation (R25 Code to R35)
Commercial | Com ¦ Roof Insulation/Ceiling Insulation (R25 Code to R35) | 2023 | Economic | GWh | Before Competition Groups | 0 | 0 | 0 | 10739.4384 | 0 | 83 | Commercial_2023_Economic_GWh_Before Competition Groups_83 | Roof Insulation/Ceiling Insulation (R25 Code to R35) | 0% | 0 | 0 | Commercial_2023_Economic_GWh_Before Competition Groups_Roof Insulation/Ceiling Insulation (R25 Code to R35)
Commercial | Com ¦ Room AC (w/ louvered sides) 14 SEER from 12 SEER code | 2023 | Achievable | GWh | Before Competition Groups | 0 | 0 | 0 | 818.0231 | 0 | 83 | Commercial_2023_Achievable_GWh_Before Competition Groups_83 | Room AC (w/ louvered sides) 14 SEER from 12 SEER code | 0% | 0 | 0 | Commercial_2023_Achievable_GWh_Before Competition Groups_Room AC (w/ louvered sides) 14 SEER from 12 SEER code
Commercial | Com ¦ Room AC (w/ louvered sides) 14 SEER from 12 SEER code | 2023 | Economic | GWh | Before Competition Groups | 0 | 0 | 0 | 10739.4384 | 0 | 84 | Commercial_2023_Economic_GWh_Before Competition Groups_84 | Room AC (w/ louvered sides) 14 SEER from 12 SEER code | 0% | 0 | 0 | Commercial_2023_Economic_GWh_Before Competition Groups_Room AC (w/ louvered sides) 14 SEER from 12 SEER code
Commercial | Com ¦ Solar Water Preheat (Pools/DHW) | 2023 | Achievable | GWh | Before Competition Groups | 0 | 0 | 0 | 818.0231 | 0 | 84 | Commercial_2023_Achievable_GWh_Before Competition Groups_84 | Solar Water Preheat (Pools/DHW) | 0% | 0 | 0 | Commercial_2023_Achievable_GWh_Before Competition Groups_Solar Water Preheat (Pools/DHW)
Commercial | Com ¦ Super-High Efficiency Furnaces (Emerging Tech) | 2023 | Achievable | GWh | Before Competition Groups | 0 | 0 | 0 | 818.0231 | 0 | 85 | Commercial_2023_Achievable_GWh_Before Competition Groups_85 | Super-High Efficiency Furnaces (Emerging Tech) | 0% | 0 | 0 | Commercial_2023_Achievable_GWh_Before Competition Groups_Super-High Efficiency Furnaces (Emerging Tech)
Commercial | Com ¦ Super-High Efficiency Furnaces (Emerging Tech) | 2023 | Economic | GWh | Before Competition Groups | 0 | 0 | 0 | 10739.4384 | 0 | 85 | Commercial_2023_Economic_GWh_Before Competition Groups_85 | Super-High Efficiency Furnaces (Emerging Tech) | 0% | 0 | 0 | Commercial_2023_Economic_GWh_Before Competition Groups_Super-High Efficiency Furnaces (Emerging Tech)
Commercial | Com ¦ SYNCHRONOUS BELT | 2023 | Achievable | GWh | Before Competition Groups | 0 | 0 | 0 | 818.0231 | 0 | 86 | Commercial_2023_Achievable_GWh_Before Competition Groups_86 | SYNCHRONOUS BELT | 0% | 0 | 0 | Commercial_2023_Achievable_GWh_Before Competition Groups_SYNCHRONOUS BELT
Commercial | Com ¦ SYNCHRONOUS BELT | 2023 | Economic | GWh | Before Competition Groups | 0 | 0 | 0 | 10739.4384 | 0 | 86 | Commercial_2023_Economic_GWh_Before Competition Groups_86 | SYNCHRONOUS BELT | 0% | 0 | 0 | Commercial_2023_Economic_GWh_Before Competition Groups_SYNCHRONOUS BELT
Commercial | Com ¦ Variable Refrigerant Flow Heat Pump | 2023 | Achievable | GWh | Before Competition Groups | 0 | 0 | 0 | 818.0231 | 0 | 87 | Commercial_2023_Achievable_GWh_Before Competition Groups_87 | Variable Refrigerant Flow Heat Pump | 0% | 0 | 0 | Commercial_2023_Achievable_GWh_Before Competition Groups_Variable Refrigerant Flow Heat Pump
Commercial | Com ¦ Variable Refrigerant Flow Heat Pump | 2023 | Economic | GWh | Before Competition Groups | 0 | 0 | 0 | 10739.4384 | 0 | 87 | Commercial_2023_Economic_GWh_Before Competition Groups_87 | Variable Refrigerant Flow Heat Pump | 0% | 0 | 0 | Commercial_2023_Economic_GWh_Before Competition Groups_Variable Refrigerant Flow Heat Pump
Commercial | Com ¦ Building Recommissioning, Operations and Maintenance (O&M) Improvements | 2024 | Economic | GWh | Before Competition Groups | 2598.8075 | 0 | 0 | 12059.5624 | 0.2155 | 1 | Commercial_2024_Economic_GWh_Before Competition Groups_1 | Building Recommissioning, Operations and Maintenance (O&M) Improvements | 21.55% | 0 | 2598.8075 | Commercial_2024_Economic_GWh_Before Competition Groups_Building Recommissioning, Operations and Maintenance (O&M) Improvements
Commercial | Com ¦ ENERGY STAR LED LAMPS (REFLECTOR LAMPs/MR16/PAR 16) | 2024 | Achievable | GWh | Before Competition Groups | 339.87 | 0 | 0 | 1638.6914 | 0.2074 | 1 | Commercial_2024_Achievable_GWh_Before Competition Groups_1 | ENERGY STAR LED LAMPS (REFLECTOR LAMPs/MR16/PAR 16) | 20.74% | 0 | 339.87 | Commercial_2024_Achievable_GWh_Before Competition Groups_ENERGY STAR LED LAMPS (REFLECTOR LAMPs/MR16/PAR 16)
Commercial | Com ¦ Building Recommissioning, Operations and Maintenance (O&M) Improvements | 2024 | Technical | GWh | Before Competition Groups | 2648.1976 | 0 | 0 | 18437.907 | 0.14363 | 1 | Commercial_2024_Technical_GWh_Before Competition Groups_1 | Building Recommissioning, Operations and Maintenance (O&M) Improvements | 14.36% | 0 | 2648.1976 | Commercial_2024_Technical_GWh_Before Competition Groups_Building Recommissioning, Operations and Maintenance (O&M) Improvements
Commercial | Com ¦ LED Troffer/Surface/Suspended | 2024 | Economic | GWh | Before Competition Groups | 1130.9464 | 0 | 0 | 12059.5624 | 0.09378 | 2 | Commercial_2024_Economic_GWh_Before Competition Groups_2 | LED Troffer/Surface/Suspended | 9.378% | 0 | 1130.9464 | Commercial_2024_Economic_GWh_Before Competition Groups_LED Troffer/Surface/Suspended
Commercial | Com ¦ LED Low/High Bay | 2024 | Economic | GWh | Before Competition Groups | 1098.362 | 0 | 0 | 12059.5624 | 0.091078 | 3 | Commercial_2024_Economic_GWh_Before Competition Groups_3 | LED Low/High Bay | 9.108% | 0 | 1098.362 | Commercial_2024_Economic_GWh_Before Competition Groups_LED Low/High Bay
Commercial | Com ¦ LED Low/High Bay | 2024 | Technical | GWh | Before Competition Groups | 1598.0873 | 0 | 0 | 18437.907 | 0.086674 | 2 | Commercial_2024_Technical_GWh_Before Competition Groups_2 | LED Low/High Bay | 8.667% | 0 | 1598.0873 | Commercial_2024_Technical_GWh_Before Competition Groups_LED Low/High Bay
Commercial | Com ¦ LED parking lot fixture | 2024 | Achievable | GWh | Before Competition Groups | 135.245 | 0 | 0 | 1638.6914 | 0.082532 | 2 | Commercial_2024_Achievable_GWh_Before Competition Groups_2 | LED parking lot fixture | 8.253% | 0 | 135.245 | Commercial_2024_Achievable_GWh_Before Competition Groups_LED parking lot fixture
Commercial | Com ¦ Education and Capacity Building/Energy Behavior | 2024 | Economic | GWh | Before Competition Groups | 979.2689 | 0 | 0 | 12059.5624 | 0.081203 | 4 | Commercial_2024_Economic_GWh_Before Competition Groups_4 | Education and Capacity Building/Energy Behavior | 8.12% | 0 | 979.2689 | Commercial_2024_Economic_GWh_Before Competition Groups_Education and Capacity Building/Energy Behavior
Commercial | Com ¦ LED EXTERIOR AREA LIGHTS - LED fixture (200W) | 2024 | Achievable | GWh | Before Competition Groups | 132.9769 | 0 | 0 | 1638.6914 | 0.081148 | 3 | Commercial_2024_Achievable_GWh_Before Competition Groups_3 | LED EXTERIOR AREA LIGHTS - LED fixture (200W) | 8.115% | 0 | 132.9769 | Commercial_2024_Achievable_GWh_Before Competition Groups_LED EXTERIOR AREA LIGHTS - LED fixture (200W)
Commercial | Com ¦ ENERGY STAR LED LAMPS (REFLECTOR LAMPs/MR16/PAR 16) | 2024 | Economic | GWh | Before Competition Groups | 864.9221 | 0 | 0 | 12059.5624 | 0.071721 | 5 | Commercial_2024_Economic_GWh_Before Competition Groups_5 | ENERGY STAR LED LAMPS (REFLECTOR LAMPs/MR16/PAR 16) | 7.172% | 0 | 864.9221 | Commercial_2024_Economic_GWh_Before Competition Groups_ENERGY STAR LED LAMPS (REFLECTOR LAMPs/MR16/PAR 16)
Commercial | Com ¦ LED Troffer/Surface/Suspended | 2024 | Achievable | GWh | Before Competition Groups | 117.3403 | 0 | 0 | 1638.6914 | 0.071606 | 4 | Commercial_2024_Achievable_GWh_Before Competition Groups_4 | LED Troffer/Surface/Suspended | 7.161% | 0 | 117.3403 | Commercial_2024_Achievable_GWh_Before Competition Groups_LED Troffer/Surface/Suspended
Commercial | Com ¦ LED Troffer/Surface/Suspended | 2024 | Technical | GWh | Before Competition Groups | 1281.638 | 0 | 0 | 18437.907 | 0.069511 | 3 | Commercial_2024_Technical_GWh_Before Competition Groups_3 | LED Troffer/Surface/Suspended | 6.951% | 0 | 1281.638 | Commercial_2024_Technical_GWh_Before Competition Groups_LED Troffer/Surface/Suspended
Commercial | Com ¦ Education and Capacity Building/Energy Behavior | 2024 | Achievable | GWh | Before Competition Groups | 109.4489 | 0 | 0 | 1638.6914 | 0.06679 | 5 | Commercial_2024_Achievable_GWh_Before Competition Groups_5 | Education and Capacity Building/Energy Behavior | 6.679% | 0 | 109.4489 | Commercial_2024_Achievable_GWh_Before Competition Groups_Education and Capacity Building/Energy Behavior
Commercial | Com ¦ LLLC - Low Impact Application | 2024 | Technical | GWh | Before Competition Groups | 1104.1962 | 0 | 0 | 18437.907 | 0.059887 | 4 | Commercial_2024_Technical_GWh_Before Competition Groups_4 | LLLC - Low Impact Application | 5.989% | 0 | 1104.1962 | Commercial_2024_Technical_GWh_Before Competition Groups_LLLC - Low Impact Application
Commercial | Com ¦ LLLC - High Impact Application | 2024 | Technical | GWh | Before Competition Groups | 1097.3364 | 0 | 0 | 18437.907 | 0.059515 | 5 | Commercial_2024_Technical_GWh_Before Competition Groups_5 | LLLC - High Impact Application | 5.952% | 0 | 1097.3364 | Commercial_2024_Technical_GWh_Before Competition Groups_LLLC - High Impact Application
Commercial | Com ¦ Furnace Tune-Up | 2024 | Economic | GWh | Before Competition Groups | 700.7875 | 0 | 0 | 12059.5624 | 0.058111 | 6 | Commercial_2024_Economic_GWh_Before Competition Groups_6 | Furnace Tune-Up | 5.811% | 0 | 700.7875 | Commercial_2024_Economic_GWh_Before Competition Groups_Furnace Tune-Up
Commercial | Com ¦ LED Replacement Lamp (Tube) | 2024 | Achievable | GWh | Before Competition Groups | 89.691 | 0 | 0 | 1638.6914 | 0.054733 | 6 | Commercial_2024_Achievable_GWh_Before Competition Groups_6 | LED Replacement Lamp (Tube) | 5.473% | 0 | 89.691 | Commercial_2024_Achievable_GWh_Before Competition Groups_LED Replacement Lamp (Tube)
Commercial | Com ¦ LED Low/High Bay | 2024 | Achievable | GWh | Before Competition Groups | 89.3163 | 0 | 0 | 1638.6914 | 0.054505 | 7 | Commercial_2024_Achievable_GWh_Before Competition Groups_7 | LED Low/High Bay | 5.45% | 0 | 89.3163 | Commercial_2024_Achievable_GWh_Before Competition Groups_LED Low/High Bay
Commercial | Com ¦ Networked/Connected - High Impact Application | 2024 | Technical | GWh | Before Competition Groups | 991.8284 | 0 | 0 | 18437.907 | 0.053793 | 6 | Commercial_2024_Technical_GWh_Before Competition Groups_6 | Networked/Connected - High Impact Application | 5.379% | 0 | 991.8284 | Commercial_2024_Technical_GWh_Before Competition Groups_Networked/Connected - High Impact Application
Commercial | Com ¦ Education and Capacity Building/Energy Behavior | 2024 | Technical | GWh | Before Competition Groups | 988.1073 | 0 | 0 | 18437.907 | 0.053591 | 7 | Commercial_2024_Technical_GWh_Before Competition Groups_7 | Education and Capacity Building/Energy Behavior | 5.359% | 0 | 988.1073 | Commercial_2024_Technical_GWh_Before Competition Groups_Education and Capacity Building/Energy Behavior
Commercial | Com ¦ Networked/Connected - Low Impact Application | 2024 | Technical | GWh | Before Competition Groups | 949.3791 | 0 | 0 | 18437.907 | 0.051491 | 8 | Commercial_2024_Technical_GWh_Before Competition Groups_8 | Networked/Connected - Low Impact Application | 5.149% | 0 | 949.3791 | Commercial_2024_Technical_GWh_Before Competition Groups_Networked/Connected - Low Impact Application
Commercial | Com ¦ ENERGY STAR LED LAMPS (REFLECTOR LAMPs/MR16/PAR 16) | 2024 | Technical | GWh | Before Competition Groups | 891.1144 | 0 | 0 | 18437.907 | 0.048331 | 9 | Commercial_2024_Technical_GWh_Before Competition Groups_9 | ENERGY STAR LED LAMPS (REFLECTOR LAMPs/MR16/PAR 16) | 4.833% | 0 | 891.1144 | Commercial_2024_Technical_GWh_Before Competition Groups_ENERGY STAR LED LAMPS (REFLECTOR LAMPs/MR16/PAR 16)
Commercial | Com ¦ Furnace Tune-Up | 2024 | Achievable | GWh | Before Competition Groups | 77.1873 | 0 | 0 | 1638.6914 | 0.047103 | 8 | Commercial_2024_Achievable_GWh_Before Competition Groups_8 | Furnace Tune-Up | 4.71% | 0 | 77.1873 | Commercial_2024_Achievable_GWh_Before Competition Groups_Furnace Tune-Up
Commercial | Com ¦ LED street light fixture | 2024 | Achievable | GWh | Before Competition Groups | 75.359 | 0 | 0 | 1638.6914 | 0.045987 | 9 | Commercial_2024_Achievable_GWh_Before Competition Groups_9 | LED street light fixture | 4.599% | 0 | 75.359 | Commercial_2024_Achievable_GWh_Before Competition Groups_LED street light fixture
Commercial | Com ¦ Furnace Tune-Up | 2024 | Technical | GWh | Before Competition Groups | 700.7875 | 0 | 0 | 18437.907 | 0.038008 | 10 | Commercial_2024_Technical_GWh_Before Competition Groups_10 | Furnace Tune-Up | 3.801% | 0 | 700.7875 | Commercial_2024_Technical_GWh_Before Competition Groups_Furnace Tune-Up
Commercial | Com ¦ LED EXTERIOR AREA LIGHTS - LED fixture (200W) | 2024 | Economic | GWh | Before Competition Groups | 443.4418 | 0 | 0 | 12059.5624 | 0.036771 | 7 | Commercial_2024_Economic_GWh_Before Competition Groups_7 | LED EXTERIOR AREA LIGHTS - LED fixture (200W) | 3.677% | 0 | 443.4418 | Commercial_2024_Economic_GWh_Before Competition Groups_LED EXTERIOR AREA LIGHTS - LED fixture (200W)
Commercial | Com ¦ LED parking lot fixture | 2024 | Economic | GWh | Before Competition Groups | 431.3832 | 0 | 0 | 12059.5624 | 0.035771 | 8 | Commercial_2024_Economic_GWh_Before Competition Groups_8 | LED parking lot fixture | 3.577% | 0 | 431.3832 | Commercial_2024_Economic_GWh_Before Competition Groups_LED parking lot fixture
Commercial | Com ¦ Data Center Storage/Server Virtualization | 2024 | Achievable | GWh | Before Competition Groups | 55.3385 | 0 | 0 | 1638.6914 | 0.03377 | 10 | Commercial_2024_Achievable_GWh_Before Competition Groups_10 | Data Center Storage/Server Virtualization | 3.377% | 0 | 55.3385 | Commercial_2024_Achievable_GWh_Before Competition Groups_Data Center Storage/Server Virtualization
Commercial | Com ¦ Building Recommissioning, Operations and Maintenance (O&M) Improvements | 2024 | Achievable | GWh | Before Competition Groups | 53.5897 | 0 | 0 | 1638.6914 | 0.032703 | 11 | Commercial_2024_Achievable_GWh_Before Competition Groups_11 | Building Recommissioning, Operations and Maintenance (O&M) Improvements | 3.27% | 0 | 53.5897 | Commercial_2024_Achievable_GWh_Before Competition Groups_Building Recommissioning, Operations and Maintenance (O&M) Improvements
Commercial | Com ¦ Advanced BAS/Controllers | 2024 | Economic | GWh | Before Competition Groups | 324.3977 | 0 | 0 | 12059.5624 | 0.0269 | 9 | Commercial_2024_Economic_GWh_Before Competition Groups_9 | Advanced BAS/Controllers | 2.69% | 0 | 324.3977 | Commercial_2024_Economic_GWh_Before Competition Groups_Advanced BAS/Controllers
Commercial | Com ¦ LED EXTERIOR AREA LIGHTS - LED fixture (200W) | 2024 | Technical | GWh | Before Competition Groups | 443.4418 | 0 | 0 | 18437.907 | 0.024051 | 11 | Commercial_2024_Technical_GWh_Before Competition Groups_11 | LED EXTERIOR AREA LIGHTS - LED fixture (200W) | 2.405% | 0 | 443.4418 | Commercial_2024_Technical_GWh_Before Competition Groups_LED EXTERIOR AREA LIGHTS - LED fixture (200W)
Commercial | Com ¦ LED parking lot fixture | 2024 | Technical | GWh | Before Competition Groups | 431.3832 | 0 | 0 | 18437.907 | 0.023397 | 12 | Commercial_2024_Technical_GWh_Before Competition Groups_12 | LED parking lot fixture | 2.34% | 0 | 431.3832 | Commercial_2024_Technical_GWh_Before Competition Groups_LED parking lot fixture
Commercial | Com ¦ LED street light fixture | 2024 | Economic | GWh | Before Competition Groups | 265.1256 | 0 | 0 | 12059.5624 | 0.021985 | 10 | Commercial_2024_Economic_GWh_Before Competition Groups_10 | LED street light fixture | 2.198% | 0 | 265.1256 | Commercial_2024_Economic_GWh_Before Competition Groups_LED street light fixture
Commercial | Com ¦ LED or Equivalent Sign Lighting | 2024 | Achievable | GWh | Before Competition Groups | 32.6695 | 0 | 0 | 1638.6914 | 0.019936 | 12 | Commercial_2024_Achievable_GWh_Before Competition Groups_12 | LED or Equivalent Sign Lighting | 1.994% | 0 | 32.6695 | Commercial_2024_Achievable_GWh_Before Competition Groups_LED or Equivalent Sign Lighting
Commercial | Com ¦ Variable Frequency Drive (VFD) | 2024 | Economic | GWh | Before Competition Groups | 234.7305 | 0 | 0 | 12059.5624 | 0.019464 | 11 | Commercial_2024_Economic_GWh_Before Competition Groups_11 | Variable Frequency Drive (VFD) | 1.946% | 0 | 234.7305 | Commercial_2024_Economic_GWh_Before Competition Groups_Variable Frequency Drive (VFD)
Commercial | Com ¦ LLLC - Low Impact Application | 2024 | Economic | GWh | Before Competition Groups | 233.2371 | 0 | 0 | 12059.5624 | 0.01934 | 12 | Commercial_2024_Economic_GWh_Before Competition Groups_12 | LLLC - Low Impact Application | 1.934% | 0 | 233.2371 | Commercial_2024_Economic_GWh_Before Competition Groups_LLLC - Low Impact Application
Commercial | Com ¦ Strip Curtains | 2024 | Economic | GWh | Before Competition Groups | 232.6174 | 0 | 0 | 12059.5624 | 0.019289 | 13 | Commercial_2024_Economic_GWh_Before Competition Groups_13 | Strip Curtains | 1.929% | 0 | 232.6174 | Commercial_2024_Economic_GWh_Before Competition Groups_Strip Curtains
Commercial | Com ¦ Strip Curtains | 2024 | Achievable | GWh | Before Competition Groups | 30.2059 | 0 | 0 | 1638.6914 | 0.018433 | 13 | Commercial_2024_Achievable_GWh_Before Competition Groups_13 | Strip Curtains | 1.843% | 0 | 30.2059 | Commercial_2024_Achievable_GWh_Before Competition Groups_Strip Curtains
Commercial | Com ¦ Reach-in Shaded Pole to ECM/PSC Evaporator Fan Motor | 2024 | Achievable | GWh | Before Competition Groups | 30.0184 | 0 | 0 | 1638.6914 | 0.018318 | 14 | Commercial_2024_Achievable_GWh_Before Competition Groups_14 | Reach-in Shaded Pole to ECM/PSC Evaporator Fan Motor | 1.832% | 0 | 30.0184 | Commercial_2024_Achievable_GWh_Before Competition Groups_Reach-in Shaded Pole to ECM/PSC Evaporator Fan Motor
Commercial | Com ¦ VFD on Pumps | 2024 | Economic | GWh | Before Competition Groups | 220.6791 | 0 | 0 | 12059.5624 | 0.018299 | 14 | Commercial_2024_Economic_GWh_Before Competition Groups_14 | VFD on Pumps | 1.83% | 0 | 220.6791 | Commercial_2024_Economic_GWh_Before Competition Groups_VFD on Pumps
Commercial | Com ¦ Variable Refrigerant Flow Heat Pump | 2024 | Technical | GWh | Before Competition Groups | 336.1822 | 0 | 0 | 18437.907 | 0.018233 | 13 | Commercial_2024_Technical_GWh_Before Competition Groups_13 | Variable Refrigerant Flow Heat Pump | 1.823% | 0 | 336.1822 | Commercial_2024_Technical_GWh_Before Competition Groups_Variable Refrigerant Flow Heat Pump
Commercial | Com ¦ Central Lighting Control System | 2024 | Technical | GWh | Before Competition Groups | 325.6151 | 0 | 0 | 18437.907 | 0.01766 | 14 | Commercial_2024_Technical_GWh_Before Competition Groups_14 | Central Lighting Control System | 1.766% | 0 | 325.6151 | Commercial_2024_Technical_GWh_Before Competition Groups_Central Lighting Control System
Commercial | Com ¦ LLLC - High Impact Application | 2024 | Economic | GWh | Before Competition Groups | 212.8563 | 0 | 0 | 12059.5624 | 0.01765 | 15 | Commercial_2024_Economic_GWh_Before Competition Groups_15 | LLLC - High Impact Application | 1.765% | 0 | 212.8563 | Commercial_2024_Economic_GWh_Before Competition Groups_LLLC - High Impact Application
Commercial | Com ¦ Advanced BAS/Controllers | 2024 | Technical | GWh | Before Competition Groups | 324.3977 | 0 | 0 | 18437.907 | 0.017594 | 15 | Commercial_2024_Technical_GWh_Before Competition Groups_15 | Advanced BAS/Controllers | 1.759% | 0 | 324.3977 | Commercial_2024_Technical_GWh_Before Competition Groups_Advanced BAS/Controllers
Commercial | Com ¦ Demand Control Ventilation | 2024 | Economic | GWh | Before Competition Groups | 209.2337 | 0 | 0 | 12059.5624 | 0.01735 | 16 | Commercial_2024_Economic_GWh_Before Competition Groups_16 | Demand Control Ventilation | 1.735% | 0 | 209.2337 | Commercial_2024_Economic_GWh_Before Competition Groups_Demand Control Ventilation
Commercial | Com ¦ High Efficiency Air Source Heat Pump | 2024 | Achievable | GWh | Before Competition Groups | 27.5637 | 0 | 0 | 1638.6914 | 0.016821 | 15 | Commercial_2024_Achievable_GWh_Before Competition Groups_15 | High Efficiency Air Source Heat Pump | 1.682% | 0 | 27.5637 | Commercial_2024_Achievable_GWh_Before Competition Groups_High Efficiency Air Source Heat Pump
Commercial | Com ¦ Variable Frequency Drive (VFD) | 2024 | Achievable | GWh | Before Competition Groups | 25.9633 | 0 | 0 | 1638.6914 | 0.015844 | 16 | Commercial_2024_Achievable_GWh_Before Competition Groups_16 | Variable Frequency Drive (VFD) | 1.584% | 0 | 25.9633 | Commercial_2024_Achievable_GWh_Before Competition Groups_Variable Frequency Drive (VFD)
Commercial | Com ¦ Air Handler with Dedicated Outdoor Air Systems | 2024 | Economic | GWh | Before Competition Groups | 183.1913 | 0 | 0 | 12059.5624 | 0.015191 | 17 | Commercial_2024_Economic_GWh_Before Competition Groups_17 | Air Handler with Dedicated Outdoor Air Systems | 1.519% | 0 | 183.1913 | Commercial_2024_Economic_GWh_Before Competition Groups_Air Handler with Dedicated Outdoor Air Systems
Commercial | Com ¦ VFD on Pumps | 2024 | Achievable | GWh | Before Competition Groups | 24.3652 | 0 | 0 | 1638.6914 | 0.014869 | 17 | Commercial_2024_Achievable_GWh_Before Competition Groups_17 | VFD on Pumps | 1.487% | 0 | 24.3652 | Commercial_2024_Achievable_GWh_Before Competition Groups_VFD on Pumps
Commercial | Com ¦ LED street light fixture | 2024 | Technical | GWh | Before Competition Groups | 265.1256 | 0 | 0 | 18437.907 | 0.014379 | 16 | Commercial_2024_Technical_GWh_Before Competition Groups_16 | LED street light fixture | 1.438% | 0 | 265.1256 | Commercial_2024_Technical_GWh_Before Competition Groups_LED street light fixture
Commercial | Com ¦ ENERGY STAR LED LAMPS (General Service Lamps) | 2024 | Achievable | GWh | Before Competition Groups | 21.1026 | 0 | 0 | 1638.6914 | 0.012878 | 18 | Commercial_2024_Achievable_GWh_Before Competition Groups_18 | ENERGY STAR LED LAMPS (General Service Lamps) | 1.288% | 0 | 21.1026 | Commercial_2024_Achievable_GWh_Before Competition Groups_ENERGY STAR LED LAMPS (General Service Lamps)
Commercial | Com ¦ Variable Frequency Drive (VFD) | 2024 | Technical | GWh | Before Competition Groups | 234.7305 | 0 | 0 | 18437.907 | 0.012731 | 17 | Commercial_2024_Technical_GWh_Before Competition Groups_17 | Variable Frequency Drive (VFD) | 1.273% | 0 | 234.7305 | Commercial_2024_Technical_GWh_Before Competition Groups_Variable Frequency Drive (VFD)
Commercial | Com ¦ Strip Curtains | 2024 | Technical | GWh | Before Competition Groups | 232.6174 | 0 | 0 | 18437.907 | 0.012616 | 18 | Commercial_2024_Technical_GWh_Before Competition Groups_18 | Strip Curtains | 1.262% | 0 | 232.6174 | Commercial_2024_Technical_GWh_Before Competition Groups_Strip Curtains
Commercial | Com ¦ Demand Control Ventilation | 2024 | Achievable | GWh | Before Competition Groups | 20.1631 | 0 | 0 | 1638.6914 | 0.012304 | 19 | Commercial_2024_Achievable_GWh_Before Competition Groups_19 | Demand Control Ventilation | 1.23% | 0 | 20.1631 | Commercial_2024_Achievable_GWh_Before Competition Groups_Demand Control Ventilation
Commercial | Com ¦ VFD on Pumps | 2024 | Technical | GWh | Before Competition Groups | 220.6791 | 0 | 0 | 18437.907 | 0.011969 | 19 | Commercial_2024_Technical_GWh_Before Competition Groups_19 | VFD on Pumps | 1.197% | 0 | 220.6791 | Commercial_2024_Technical_GWh_Before Competition Groups_VFD on Pumps
Commercial | Com ¦ Data Center Storage/Server Virtualization | 2024 | Economic | GWh | Before Competition Groups | 139.6088 | 0 | 0 | 12059.5624 | 0.011577 | 18 | Commercial_2024_Economic_GWh_Before Competition Groups_18 | Data Center Storage/Server Virtualization | 1.158% | 0 | 139.6088 | Commercial_2024_Economic_GWh_Before Competition Groups_Data Center Storage/Server Virtualization
Commercial | Com ¦ Demand Control Ventilation | 2024 | Technical | GWh | Before Competition Groups | 212.844 | 0 | 0 | 18437.907 | 0.011544 | 20 | Commercial_2024_Technical_GWh_Before Competition Groups_20 | Demand Control Ventilation | 1.154% | 0 | 212.844 | Commercial_2024_Technical_GWh_Before Competition Groups_Demand Control Ventilation
Commercial | Com ¦ Centrally controlled desktop PC/NETWORK PC POWER MANAGEMENT SOFTWARE | 2024 | Economic | GWh | Before Competition Groups | 137.5726 | 0 | 0 | 12059.5624 | 0.011408 | 19 | Commercial_2024_Economic_GWh_Before Competition Groups_19 | Centrally controlled desktop PC/NETWORK PC POWER MANAGEMENT SOFTWARE | 1.141% | 0 | 137.5726 | Commercial_2024_Economic_GWh_Before Competition Groups_Centrally controlled desktop PC/NETWORK PC POWER MANAGEMENT SOFTWARE
Commercial | Com ¦ Centrally controlled desktop PC/NETWORK PC POWER MANAGEMENT SOFTWARE | 2024 | Achievable | GWh | Before Competition Groups | 17.4593 | 0 | 0 | 1638.6914 | 0.010654 | 20 | Commercial_2024_Achievable_GWh_Before Competition Groups_20 | Centrally controlled desktop PC/NETWORK PC POWER MANAGEMENT SOFTWARE | 1.065% | 0 | 17.4593 | Commercial_2024_Achievable_GWh_Before Competition Groups_Centrally controlled desktop PC/NETWORK PC POWER MANAGEMENT SOFTWARE
Commercial | Com ¦ LED Replacement Lamp (Tube) | 2024 | Economic | GWh | Before Competition Groups | 125.5099 | 0 | 0 | 12059.5624 | 0.010408 | 20 | Commercial_2024_Economic_GWh_Before Competition Groups_20 | LED Replacement Lamp (Tube) | 1.041% | 0 | 125.5099 | Commercial_2024_Economic_GWh_Before Competition Groups_LED Replacement Lamp (Tube)
Commercial | Com ¦ Adaptive Thermostats | 2024 | Economic | GWh | Before Competition Groups | 120.2413 | 0 | 0 | 12059.5624 | 0.0099706 | 21 | Commercial_2024_Economic_GWh_Before Competition Groups_21 | Adaptive Thermostats | 0.9971% | 0 | 120.2413 | Commercial_2024_Economic_GWh_Before Competition Groups_Adaptive Thermostats
Commercial | Com ¦ Air Handler with Dedicated Outdoor Air Systems | 2024 | Technical | GWh | Before Competition Groups | 183.1913 | 0 | 0 | 18437.907 | 0.0099356 | 21 | Commercial_2024_Technical_GWh_Before Competition Groups_21 | Air Handler with Dedicated Outdoor Air Systems | 0.9936% | 0 | 183.1913 | Commercial_2024_Technical_GWh_Before Competition Groups_Air Handler with Dedicated Outdoor Air Systems
Commercial | Com ¦ LED or Equivalent Sign Lighting | 2024 | Economic | GWh | Before Competition Groups | 115.7701 | 0 | 0 | 12059.5624 | 0.0095999 | 22 | Commercial_2024_Economic_GWh_Before Competition Groups_22 | LED or Equivalent Sign Lighting | 0.96% | 0 | 115.7701 | Commercial_2024_Economic_GWh_Before Competition Groups_LED or Equivalent Sign Lighting
Commercial | Com ¦ High Efficiency Air Source Heat Pump | 2024 | Economic | GWh | Before Competition Groups | 115.3108 | 0 | 0 | 12059.5624 | 0.0095618 | 23 | Commercial_2024_Economic_GWh_Before Competition Groups_23 | High Efficiency Air Source Heat Pump | 0.9562% | 0 | 115.3108 | Commercial_2024_Economic_GWh_Before Competition Groups_High Efficiency Air Source Heat Pump
Commercial | Com ¦ Adaptive Thermostats | 2024 | Achievable | GWh | Before Competition Groups | 15.1558 | 0 | 0 | 1638.6914 | 0.0092487 | 21 | Commercial_2024_Achievable_GWh_Before Competition Groups_21 | Adaptive Thermostats | 0.9249% | 0 | 15.1558 | Commercial_2024_Achievable_GWh_Before Competition Groups_Adaptive Thermostats
Commercial | Com ¦ ECM MOTORS FOR EVAPORATOR FANS for refrigeration (WALK-IN) | 2024 | Economic | GWh | Before Competition Groups | 110.3308 | 0 | 0 | 12059.5624 | 0.0091488 | 24 | Commercial_2024_Economic_GWh_Before Competition Groups_24 | ECM MOTORS FOR EVAPORATOR FANS for refrigeration (WALK-IN) | 0.9149% | 0 | 110.3308 | Commercial_2024_Economic_GWh_Before Competition Groups_ECM MOTORS FOR EVAPORATOR FANS for refrigeration (WALK-IN)
Commercial | Com ¦ Condensing Unit Heaters or other Efficient Unit Heating System | 2024 | Economic | GWh | Before Competition Groups | 106.3441 | 0 | 0 | 12059.5624 | 0.0088182 | 25 | Commercial_2024_Economic_GWh_Before Competition Groups_25 | Condensing Unit Heaters or other Efficient Unit Heating System | 0.8818% | 0 | 106.3441 | Commercial_2024_Economic_GWh_Before Competition Groups_Condensing Unit Heaters or other Efficient Unit Heating System
Commercial | Com ¦ Air Handler with Dedicated Outdoor Air Systems | 2024 | Achievable | GWh | Before Competition Groups | 14.3068 | 0 | 0 | 1638.6914 | 0.0087306 | 22 | Commercial_2024_Achievable_GWh_Before Competition Groups_22 | Air Handler with Dedicated Outdoor Air Systems | 0.8731% | 0 | 14.3068 | Commercial_2024_Achievable_GWh_Before Competition Groups_Air Handler with Dedicated Outdoor Air Systems
Commercial | Com ¦ Advanced BAS/Controllers | 2024 | Achievable | GWh | Before Competition Groups | 13.4991 | 0 | 0 | 1638.6914 | 0.0082377 | 23 | Commercial_2024_Achievable_GWh_Before Competition Groups_23 | Advanced BAS/Controllers | 0.8238% | 0 | 13.4991 | Commercial_2024_Achievable_GWh_Before Competition Groups_Advanced BAS/Controllers
Commercial | Com ¦ Smart Strip Plug Outlets | 2024 | Technical | GWh | Before Competition Groups | 149.2306 | 0 | 0 | 18437.907 | 0.0080937 | 22 | Commercial_2024_Technical_GWh_Before Competition Groups_22 | Smart Strip Plug Outlets | 0.8094% | 0 | 149.2306 | Commercial_2024_Technical_GWh_Before Competition Groups_Smart Strip Plug Outlets
Commercial | Com ¦ Data Center Storage/Server Virtualization | 2024 | Technical | GWh | Before Competition Groups | 139.6088 | 0 | 0 | 18437.907 | 0.0075718 | 23 | Commercial_2024_Technical_GWh_Before Competition Groups_23 | Data Center Storage/Server Virtualization | 0.7572% | 0 | 139.6088 | Commercial_2024_Technical_GWh_Before Competition Groups_Data Center Storage/Server Virtualization
Commercial | Com ¦ Centrally controlled desktop PC/NETWORK PC POWER MANAGEMENT SOFTWARE | 2024 | Technical | GWh | Before Competition Groups | 137.5726 | 0 | 0 | 18437.907 | 0.0074614 | 24 | Commercial_2024_Technical_GWh_Before Competition Groups_24 | Centrally controlled desktop PC/NETWORK PC POWER MANAGEMENT SOFTWARE | 0.7461% | 0 | 137.5726 | Commercial_2024_Technical_GWh_Before Competition Groups_Centrally controlled desktop PC/NETWORK PC POWER MANAGEMENT SOFTWARE
Commercial | Com ¦ Evaporator Fan Controls | 2024 | Economic | GWh | Before Competition Groups | 88.8522 | 0 | 0 | 12059.5624 | 0.0073678 | 26 | Commercial_2024_Economic_GWh_Before Competition Groups_26 | Evaporator Fan Controls | 0.7368% | 0 | 88.8522 | Commercial_2024_Economic_GWh_Before Competition Groups_Evaporator Fan Controls
Commercial | Com ¦ ECM MOTORS FOR EVAPORATOR FANS for refrigeration (WALK-IN) | 2024 | Achievable | GWh | Before Competition Groups | 12.0473 | 0 | 0 | 1638.6914 | 0.0073518 | 24 | Commercial_2024_Achievable_GWh_Before Competition Groups_24 | ECM MOTORS FOR EVAPORATOR FANS for refrigeration (WALK-IN) | 0.7352% | 0 | 12.0473 | Commercial_2024_Achievable_GWh_Before Competition Groups_ECM MOTORS FOR EVAPORATOR FANS for refrigeration (WALK-IN)
Commercial | Com ¦ Adaptive Thermostats | 2024 | Technical | GWh | Before Competition Groups | 134.8138 | 0 | 0 | 18437.907 | 0.0073118 | 25 | Commercial_2024_Technical_GWh_Before Competition Groups_25 | Adaptive Thermostats | 0.7312% | 0 | 134.8138 | Commercial_2024_Technical_GWh_Before Competition Groups_Adaptive Thermostats
Commercial | Com ¦ Condensing Unit Heaters or other Efficient Unit Heating System | 2024 | Achievable | GWh | Before Competition Groups | 11.7054 | 0 | 0 | 1638.6914 | 0.0071431 | 25 | Commercial_2024_Achievable_GWh_Before Competition Groups_25 | Condensing Unit Heaters or other Efficient Unit Heating System | 0.7143% | 0 | 11.7054 | Commercial_2024_Achievable_GWh_Before Competition Groups_Condensing Unit Heaters or other Efficient Unit Heating System
Commercial | Com ¦ LED Replacement Lamp (Tube) | 2024 | Technical | GWh | Before Competition Groups | 125.5099 | 0 | 0 | 18437.907 | 0.0068072 | 26 | Commercial_2024_Technical_GWh_Before Competition Groups_26 | LED Replacement Lamp (Tube) | 0.6807% | 0 | 125.5099 | Commercial_2024_Technical_GWh_Before Competition Groups_LED Replacement Lamp (Tube)
Commercial | Com ¦ LED or Equivalent Sign Lighting | 2024 | Technical | GWh | Before Competition Groups | 115.7701 | 0 | 0 | 18437.907 | 0.0062789 | 27 | Commercial_2024_Technical_GWh_Before Competition Groups_27 | LED or Equivalent Sign Lighting | 0.6279% | 0 | 115.7701 | Commercial_2024_Technical_GWh_Before Competition Groups_LED or Equivalent Sign Lighting
Commercial | Com ¦ High Efficiency Air Source Heat Pump | 2024 | Technical | GWh | Before Competition Groups | 115.3108 | 0 | 0 | 18437.907 | 0.006254 | 28 | Commercial_2024_Technical_GWh_Before Competition Groups_28 | High Efficiency Air Source Heat Pump | 0.6254% | 0 | 115.3108 | Commercial_2024_Technical_GWh_Before Competition Groups_High Efficiency Air Source Heat Pump
Commercial | Com ¦ ECM MOTORS FOR EVAPORATOR FANS for refrigeration (WALK-IN) | 2024 | Technical | GWh | Before Competition Groups | 110.3308 | 0 | 0 | 18437.907 | 0.0059839 | 29 | Commercial_2024_Technical_GWh_Before Competition Groups_29 | ECM MOTORS FOR EVAPORATOR FANS for refrigeration (WALK-IN) | 0.5984% | 0 | 110.3308 | Commercial_2024_Technical_GWh_Before Competition Groups_ECM MOTORS FOR EVAPORATOR FANS for refrigeration (WALK-IN)
Commercial | Com ¦ Evaporator Fan Controls | 2024 | Achievable | GWh | Before Competition Groups | 9.6752 | 0 | 0 | 1638.6914 | 0.0059042 | 26 | Commercial_2024_Achievable_GWh_Before Competition Groups_26 | Evaporator Fan Controls | 0.5904% | 0 | 9.6752 | Commercial_2024_Achievable_GWh_Before Competition Groups_Evaporator Fan Controls
Commercial | Com ¦ Freezer Case Light Sensor | 2024 | Economic | GWh | Before Competition Groups | 70.8063 | 0 | 0 | 12059.5624 | 0.0058714 | 27 | Commercial_2024_Economic_GWh_Before Competition Groups_27 | Freezer Case Light Sensor | 0.5871% | 0 | 70.8063 | Commercial_2024_Economic_GWh_Before Competition Groups_Freezer Case Light Sensor
Commercial | Com ¦ Refrigerated Display Case LED | 2024 | Technical | GWh | Before Competition Groups | 108.0206 | 0 | 0 | 18437.907 | 0.0058586 | 30 | Commercial_2024_Technical_GWh_Before Competition Groups_30 | Refrigerated Display Case LED | 0.5859% | 0 | 108.0206 | Commercial_2024_Technical_GWh_Before Competition Groups_Refrigerated Display Case LED
Commercial | Com ¦ Condensing Unit Heaters or other Efficient Unit Heating System | 2024 | Technical | GWh | Before Competition Groups | 106.3441 | 0 | 0 | 18437.907 | 0.0057677 | 31 | Commercial_2024_Technical_GWh_Before Competition Groups_31 | Condensing Unit Heaters or other Efficient Unit Heating System | 0.5768% | 0 | 106.3441 | Commercial_2024_Technical_GWh_Before Competition Groups_Condensing Unit Heaters or other Efficient Unit Heating System
Commercial | Com ¦ Occupancy Sensors | 2024 | Economic | GWh | Before Competition Groups | 69.5036 | 0 | 0 | 12059.5624 | 0.0057634 | 28 | Commercial_2024_Economic_GWh_Before Competition Groups_28 | Occupancy Sensors | 0.5763% | 0 | 69.5036 | Commercial_2024_Economic_GWh_Before Competition Groups_Occupancy Sensors
Commercial | Com ¦ High R-Value Glass Doors/no-heat glass door | 2024 | Technical | GWh | Before Competition Groups | 98.158 | 0 | 0 | 18437.907 | 0.0053237 | 32 | Commercial_2024_Technical_GWh_Before Competition Groups_32 | High R-Value Glass Doors/no-heat glass door | 0.5324% | 0 | 98.158 | Commercial_2024_Technical_GWh_Before Competition Groups_High R-Value Glass Doors/no-heat glass door
Commercial | Com ¦ Demand Control Kitchen Ventilation | 2024 | Economic | GWh | Before Competition Groups | 63.9123 | 0 | 0 | 12059.5624 | 0.0052997 | 29 | Commercial_2024_Economic_GWh_Before Competition Groups_29 | Demand Control Kitchen Ventilation | 0.53% | 0 | 63.9123 | Commercial_2024_Economic_GWh_Before Competition Groups_Demand Control Kitchen Ventilation
Commercial | Com ¦ Door Gasket Freezer/Refrigerator | 2024 | Technical | GWh | Before Competition Groups | 92.6294 | 0 | 0 | 18437.907 | 0.0050239 | 33 | Commercial_2024_Technical_GWh_Before Competition Groups_33 | Door Gasket Freezer/Refrigerator | 0.5024% | 0 | 92.6294 | Commercial_2024_Technical_GWh_Before Competition Groups_Door Gasket Freezer/Refrigerator
Commercial | Com ¦ Indoor Daylight Sensors/Photocell Dimming Control | 2024 | Technical | GWh | Before Competition Groups | 91.397 | 0 | 0 | 18437.907 | 0.004957 | 34 | Commercial_2024_Technical_GWh_Before Competition Groups_34 | Indoor Daylight Sensors/Photocell Dimming Control | 0.4957% | 0 | 91.397 | Commercial_2024_Technical_GWh_Before Competition Groups_Indoor Daylight Sensors/Photocell Dimming Control
Commercial | Com ¦ Freezer Case Light Sensor | 2024 | Technical | GWh | Before Competition Groups | 91.1042 | 0 | 0 | 18437.907 | 0.0049411 | 35 | Commercial_2024_Technical_GWh_Before Competition Groups_35 | Freezer Case Light Sensor | 0.4941% | 0 | 91.1042 | Commercial_2024_Technical_GWh_Before Competition Groups_Freezer Case Light Sensor
Commercial | Com ¦ Reach-in Shaded Pole to ECM/PSC Evaporator Fan Motor | 2024 | Economic | GWh | Before Competition Groups | 59.1435 | 0 | 0 | 12059.5624 | 0.0049043 | 30 | Commercial_2024_Economic_GWh_Before Competition Groups_30 | Reach-in Shaded Pole to ECM/PSC Evaporator Fan Motor | 0.4904% | 0 | 59.1435 | Commercial_2024_Economic_GWh_Before Competition Groups_Reach-in Shaded Pole to ECM/PSC Evaporator Fan Motor
Commercial | Com ¦ Evaporator Fan Controls | 2024 | Technical | GWh | Before Competition Groups | 88.8522 | 0 | 0 | 18437.907 | 0.004819 | 36 | Commercial_2024_Technical_GWh_Before Competition Groups_36 | Evaporator Fan Controls | 0.4819% | 0 | 88.8522 | Commercial_2024_Technical_GWh_Before Competition Groups_Evaporator Fan Controls
Commercial | Com ¦ Refrigerated Display Case Doors | 2024 | Technical | GWh | Before Competition Groups | 85.967 | 0 | 0 | 18437.907 | 0.0046625 | 37 | Commercial_2024_Technical_GWh_Before Competition Groups_37 | Refrigerated Display Case Doors | 0.4663% | 0 | 85.967 | Commercial_2024_Technical_GWh_Before Competition Groups_Refrigerated Display Case Doors
Commercial | Com ¦ ENERGY STAR LED LAMPS (General Service Lamps) | 2024 | Economic | GWh | Before Competition Groups | 54.7596 | 0 | 0 | 12059.5624 | 0.0045408 | 31 | Commercial_2024_Economic_GWh_Before Competition Groups_31 | ENERGY STAR LED LAMPS (General Service Lamps) | 0.4541% | 0 | 54.7596 | Commercial_2024_Economic_GWh_Before Competition Groups_ENERGY STAR LED LAMPS (General Service Lamps)
Commercial | Com ¦ ENERGY STAR FREEZER | 2024 | Technical | GWh | Before Competition Groups | 83.2272 | 0 | 0 | 18437.907 | 0.0045139 | 38 | Commercial_2024_Technical_GWh_Before Competition Groups_38 | ENERGY STAR FREEZER | 0.4514% | 0 | 83.2272 | Commercial_2024_Technical_GWh_Before Competition Groups_ENERGY STAR FREEZER
Commercial | Com ¦ Adding reflective (White) roof treatment or a green roof | 2024 | Technical | GWh | Before Competition Groups | 80.1367 | 0 | 0 | 18437.907 | 0.0043463 | 39 | Commercial_2024_Technical_GWh_Before Competition Groups_39 | Adding reflective (White) roof treatment or a green roof | 0.4346% | 0 | 80.1367 | Commercial_2024_Technical_GWh_Before Competition Groups_Adding reflective (White) roof treatment or a green roof
Commercial | Com ¦ ENERGY STAR LED LAMPS (General Service Lamps) | 2024 | Technical | GWh | Before Competition Groups | 75.9878 | 0 | 0 | 18437.907 | 0.0041213 | 40 | Commercial_2024_Technical_GWh_Before Competition Groups_40 | ENERGY STAR LED LAMPS (General Service Lamps) | 0.4121% | 0 | 75.9878 | Commercial_2024_Technical_GWh_Before Competition Groups_ENERGY STAR LED LAMPS (General Service Lamps)
Commercial | Com ¦ Demand Control Kitchen Ventilation | 2024 | Achievable | GWh | Before Competition Groups | 6.6761 | 0 | 0 | 1638.6914 | 0.004074 | 27 | Commercial_2024_Achievable_GWh_Before Competition Groups_27 | Demand Control Kitchen Ventilation | 0.4074% | 0 | 6.6761 | Commercial_2024_Achievable_GWh_Before Competition Groups_Demand Control Kitchen Ventilation
Commercial | Com ¦ Demand Control Kitchen Ventilation | 2024 | Technical | GWh | Before Competition Groups | 74.4821 | 0 | 0 | 18437.907 | 0.0040396 | 41 | Commercial_2024_Technical_GWh_Before Competition Groups_41 | Demand Control Kitchen Ventilation | 0.404% | 0 | 74.4821 | Commercial_2024_Technical_GWh_Before Competition Groups_Demand Control Kitchen Ventilation
Commercial | Com ¦ Refrigeration Optimization | 2024 | Technical | GWh | Before Competition Groups | 71.0365 | 0 | 0 | 18437.907 | 0.0038527 | 42 | Commercial_2024_Technical_GWh_Before Competition Groups_42 | Refrigeration Optimization | 0.3853% | 0 | 71.0365 | Commercial_2024_Technical_GWh_Before Competition Groups_Refrigeration Optimization
Commercial | Com ¦ Occupancy Sensors | 2024 | Technical | GWh | Before Competition Groups | 69.5036 | 0 | 0 | 18437.907 | 0.0037696 | 43 | Commercial_2024_Technical_GWh_Before Competition Groups_43 | Occupancy Sensors | 0.377% | 0 | 69.5036 | Commercial_2024_Technical_GWh_Before Competition Groups_Occupancy Sensors
Commercial | Com ¦ HOTEL OCCUPANCY CONTROLS (HVAC + LIGHTING) | 2024 | Technical | GWh | Before Competition Groups | 64.4766 | 0 | 0 | 18437.907 | 0.003497 | 44 | Commercial_2024_Technical_GWh_Before Competition Groups_44 | HOTEL OCCUPANCY CONTROLS (HVAC + LIGHTING) | 0.3497% | 0 | 64.4766 | Commercial_2024_Technical_GWh_Before Competition Groups_HOTEL OCCUPANCY CONTROLS (HVAC + LIGHTING)
Commercial | Com ¦ Refrigeration Commissioning | 2024 | Technical | GWh | Before Competition Groups | 61.0775 | 0 | 0 | 18437.907 | 0.0033126 | 45 | Commercial_2024_Technical_GWh_Before Competition Groups_45 | Refrigeration Commissioning | 0.3313% | 0 | 61.0775 | Commercial_2024_Technical_GWh_Before Competition Groups_Refrigeration Commissioning
Commercial | Com ¦ Reach-in Shaded Pole to ECM/PSC Evaporator Fan Motor | 2024 | Technical | GWh | Before Competition Groups | 59.1435 | 0 | 0 | 18437.907 | 0.0032077 | 46 | Commercial_2024_Technical_GWh_Before Competition Groups_46 | Reach-in Shaded Pole to ECM/PSC Evaporator Fan Motor | 0.3208% | 0 | 59.1435 | Commercial_2024_Technical_GWh_Before Competition Groups_Reach-in Shaded Pole to ECM/PSC Evaporator Fan Motor
Commercial | Com ¦ Temperature Adjustment in Commercial Freezers | 2024 | Economic | GWh | Before Competition Groups | 33.9147 | 0 | 0 | 12059.5624 | 0.0028123 | 32 | Commercial_2024_Economic_GWh_Before Competition Groups_32 | Temperature Adjustment in Commercial Freezers | 0.2812% | 0 | 33.9147 | Commercial_2024_Economic_GWh_Before Competition Groups_Temperature Adjustment in Commercial Freezers
Commercial | Com ¦ Elec Storage WH 2.30 Et | 2024 | Economic | GWh | Before Competition Groups | 30.5977 | 0 | 0 | 12059.5624 | 0.0025372 | 33 | Commercial_2024_Economic_GWh_Before Competition Groups_33 | Elec Storage WH 2.30 Et | 0.2537% | 0 | 30.5977 | Commercial_2024_Economic_GWh_Before Competition Groups_Elec Storage WH 2.30 Et
Commercial | Com ¦ ENERGY STAR Griddle (74% eff) | 2024 | Achievable | GWh | Before Competition Groups | 4.1384 | 0 | 0 | 1638.6914 | 0.0025254 | 28 | Commercial_2024_Achievable_GWh_Before Competition Groups_28 | ENERGY STAR Griddle (74% eff) | 0.2525% | 0 | 4.1384 | Commercial_2024_Achievable_GWh_Before Competition Groups_ENERGY STAR Griddle (74% eff)
Commercial | Com ¦ Energy Efficient Laboratory Fume Hood | 2024 | Economic | GWh | Before Competition Groups | 30.0497 | 0 | 0 | 12059.5624 | 0.0024918 | 34 | Commercial_2024_Economic_GWh_Before Competition Groups_34 | Energy Efficient Laboratory Fume Hood | 0.2492% | 0 | 30.0497 | Commercial_2024_Economic_GWh_Before Competition Groups_Energy Efficient Laboratory Fume Hood
Commercial | Com ¦ BEVERAGE VENDING MACHINE CONTROLS | 2024 | Economic | GWh | Before Competition Groups | 28.2244 | 0 | 0 | 12059.5624 | 0.0023404 | 35 | Commercial_2024_Economic_GWh_Before Competition Groups_35 | BEVERAGE VENDING MACHINE CONTROLS | 0.234% | 0 | 28.2244 | Commercial_2024_Economic_GWh_Before Competition Groups_BEVERAGE VENDING MACHINE CONTROLS
Commercial | Com ¦ Freezer Case Light Sensor | 2024 | Achievable | GWh | Before Competition Groups | 3.7948 | 0 | 0 | 1638.6914 | 0.0023157 | 29 | Commercial_2024_Achievable_GWh_Before Competition Groups_29 | Freezer Case Light Sensor | 0.2316% | 0 | 3.7948 | Commercial_2024_Achievable_GWh_Before Competition Groups_Freezer Case Light Sensor
Commercial | Com ¦ Temperature Adjustment in Commercial Freezers | 2024 | Achievable | GWh | Before Competition Groups | 3.6964 | 0 | 0 | 1638.6914 | 0.0022557 | 30 | Commercial_2024_Achievable_GWh_Before Competition Groups_30 | Temperature Adjustment in Commercial Freezers | 0.2256% | 0 | 3.6964 | Commercial_2024_Achievable_GWh_Before Competition Groups_Temperature Adjustment in Commercial Freezers
Commercial | Com ¦ CO Sensors for parking garage exhaust fans | 2024 | Economic | GWh | Before Competition Groups | 27.1706 | 0 | 0 | 12059.5624 | 0.002253 | 36 | Commercial_2024_Economic_GWh_Before Competition Groups_36 | CO Sensors for parking garage exhaust fans | 0.2253% | 0 | 27.1706 | Commercial_2024_Economic_GWh_Before Competition Groups_CO Sensors for parking garage exhaust fans
Commercial | Com ¦ ENERGY STAR Refrigerator | 2024 | Technical | GWh | Before Competition Groups | 40.97 | 0 | 0 | 18437.907 | 0.0022221 | 47 | Commercial_2024_Technical_GWh_Before Competition Groups_47 | ENERGY STAR Refrigerator | 0.2222% | 0 | 40.97 | Commercial_2024_Technical_GWh_Before Competition Groups_ENERGY STAR Refrigerator
Commercial | Com ¦ Vertical Night Covers | 2024 | Economic | GWh | Before Competition Groups | 26.43 | 0 | 0 | 12059.5624 | 0.0021916 | 37 | Commercial_2024_Economic_GWh_Before Competition Groups_37 | Vertical Night Covers | 0.2192% | 0 | 26.43 | Commercial_2024_Economic_GWh_Before Competition Groups_Vertical Night Covers
Commercial | Com ¦ Energy Efficient Laboratory Fume Hood | 2024 | Achievable | GWh | Before Competition Groups | 3.3212 | 0 | 0 | 1638.6914 | 0.0020268 | 31 | Commercial_2024_Achievable_GWh_Before Competition Groups_31 | Energy Efficient Laboratory Fume Hood | 0.2027% | 0 | 3.3212 | Commercial_2024_Achievable_GWh_Before Competition Groups_Energy Efficient Laboratory Fume Hood
Commercial | Com ¦ Duct Insulation, R8 | 2024 | Economic | GWh | Before Competition Groups | 23.2848 | 0 | 0 | 12059.5624 | 0.0019308 | 38 | Commercial_2024_Economic_GWh_Before Competition Groups_38 | Duct Insulation, R8 | 0.1931% | 0 | 23.2848 | Commercial_2024_Economic_GWh_Before Competition Groups_Duct Insulation, R8
Commercial | Com ¦ Unitary Air-Conditioning Unit | 2024 | Technical | GWh | Before Competition Groups | 35.3127 | 0 | 0 | 18437.907 | 0.0019152 | 48 | Commercial_2024_Technical_GWh_Before Competition Groups_48 | Unitary Air-Conditioning Unit | 0.1915% | 0 | 35.3127 | Commercial_2024_Technical_GWh_Before Competition Groups_Unitary Air-Conditioning Unit
Commercial | Com ¦ Chilled Water Optimization | 2024 | Achievable | GWh | Before Competition Groups | 3.1256 | 0 | 0 | 1638.6914 | 0.0019074 | 32 | Commercial_2024_Achievable_GWh_Before Competition Groups_32 | Chilled Water Optimization | 0.1907% | 0 | 3.1256 | Commercial_2024_Achievable_GWh_Before Competition Groups_Chilled Water Optimization
Commercial | Com ¦ Water Heating (DHW) Pipe Insulation (Add 3/4\ Foam)" | 2024 | Economic | GWh | Before Competition Groups | 22.4654 | 0 | 0 | 12059.5624 | 0.0018629 | 39 | Commercial_2024_Economic_GWh_Before Competition Groups_39 | Water Heating (DHW) Pipe Insulation (Add 3/4\ Foam)" | 0.1863% | 0 | 22.4654 | Commercial_2024_Economic_GWh_Before Competition Groups_Water Heating (DHW) Pipe Insulation (Add 3/4\ Foam)"
Commercial | Com ¦ Temperature Adjustment in Commercial Freezers | 2024 | Technical | GWh | Before Competition Groups | 33.9147 | 0 | 0 | 18437.907 | 0.0018394 | 49 | Commercial_2024_Technical_GWh_Before Competition Groups_49 | Temperature Adjustment in Commercial Freezers | 0.1839% | 0 | 33.9147 | Commercial_2024_Technical_GWh_Before Competition Groups_Temperature Adjustment in Commercial Freezers
Commercial | Com ¦ Elec Storage WH 2.30 Et | 2024 | Achievable | GWh | Before Competition Groups | 2.9936 | 0 | 0 | 1638.6914 | 0.0018269 | 33 | Commercial_2024_Achievable_GWh_Before Competition Groups_33 | Elec Storage WH 2.30 Et | 0.1827% | 0 | 2.9936 | Commercial_2024_Achievable_GWh_Before Competition Groups_Elec Storage WH 2.30 Et
Commercial | Com ¦ CO Sensors for parking garage exhaust fans | 2024 | Achievable | GWh | Before Competition Groups | 2.9893 | 0 | 0 | 1638.6914 | 0.0018242 | 34 | Commercial_2024_Achievable_GWh_Before Competition Groups_34 | CO Sensors for parking garage exhaust fans | 0.1824% | 0 | 2.9893 | Commercial_2024_Achievable_GWh_Before Competition Groups_CO Sensors for parking garage exhaust fans
Commercial | Com ¦ Vertical Night Covers | 2024 | Achievable | GWh | Before Competition Groups | 2.878 | 0 | 0 | 1638.6914 | 0.0017563 | 35 | Commercial_2024_Achievable_GWh_Before Competition Groups_35 | Vertical Night Covers | 0.1756% | 0 | 2.878 | Commercial_2024_Achievable_GWh_Before Competition Groups_Vertical Night Covers
Commercial | Com ¦ Occupancy Sensors | 2024 | Achievable | GWh | Before Competition Groups | 2.7973 | 0 | 0 | 1638.6914 | 0.001707 | 36 | Commercial_2024_Achievable_GWh_Before Competition Groups_36 | Occupancy Sensors | 0.1707% | 0 | 2.7973 | Commercial_2024_Achievable_GWh_Before Competition Groups_Occupancy Sensors
Commercial | Com ¦ Elec Storage WH 2.30 Et | 2024 | Technical | GWh | Before Competition Groups | 30.5977 | 0 | 0 | 18437.907 | 0.0016595 | 50 | Commercial_2024_Technical_GWh_Before Competition Groups_50 | Elec Storage WH 2.30 Et | 0.166% | 0 | 30.5977 | Commercial_2024_Technical_GWh_Before Competition Groups_Elec Storage WH 2.30 Et
Commercial | Com ¦ Energy Efficient Laboratory Fume Hood | 2024 | Technical | GWh | Before Competition Groups | 30.0497 | 0 | 0 | 18437.907 | 0.0016298 | 51 | Commercial_2024_Technical_GWh_Before Competition Groups_51 | Energy Efficient Laboratory Fume Hood | 0.163% | 0 | 30.0497 | Commercial_2024_Technical_GWh_Before Competition Groups_Energy Efficient Laboratory Fume Hood
Commercial | Com ¦ Duct Insulation, R8 | 2024 | Achievable | GWh | Before Competition Groups | 2.5746 | 0 | 0 | 1638.6914 | 0.0015711 | 37 | Commercial_2024_Achievable_GWh_Before Competition Groups_37 | Duct Insulation, R8 | 0.1571% | 0 | 2.5746 | Commercial_2024_Achievable_GWh_Before Competition Groups_Duct Insulation, R8
Commercial | Com ¦ BEVERAGE VENDING MACHINE CONTROLS | 2024 | Technical | GWh | Before Competition Groups | 28.2244 | 0 | 0 | 18437.907 | 0.0015308 | 52 | Commercial_2024_Technical_GWh_Before Competition Groups_52 | BEVERAGE VENDING MACHINE CONTROLS | 0.1531% | 0 | 28.2244 | Commercial_2024_Technical_GWh_Before Competition Groups_BEVERAGE VENDING MACHINE CONTROLS
Commercial | Com ¦ ENERGY STAR ICE MACHINES - Ice Making Head | 2024 | Technical | GWh | Before Competition Groups | 27.9948 | 0 | 0 | 18437.907 | 0.0015183 | 53 | Commercial_2024_Technical_GWh_Before Competition Groups_53 | ENERGY STAR ICE MACHINES - Ice Making Head | 0.1518% | 0 | 27.9948 | Commercial_2024_Technical_GWh_Before Competition Groups_ENERGY STAR ICE MACHINES - Ice Making Head
Commercial | Com ¦ BEVERAGE VENDING MACHINE CONTROLS | 2024 | Achievable | GWh | Before Competition Groups | 2.4794 | 0 | 0 | 1638.6914 | 0.0015131 | 38 | Commercial_2024_Achievable_GWh_Before Competition Groups_38 | BEVERAGE VENDING MACHINE CONTROLS | 0.1513% | 0 | 2.4794 | Commercial_2024_Achievable_GWh_Before Competition Groups_BEVERAGE VENDING MACHINE CONTROLS
Commercial | Com ¦ Water Heating (DHW) Pipe Insulation (Add 3/4\ Foam)" | 2024 | Achievable | GWh | Before Competition Groups | 2.4579 | 0 | 0 | 1638.6914 | 0.0014999 | 39 | Commercial_2024_Achievable_GWh_Before Competition Groups_39 | Water Heating (DHW) Pipe Insulation (Add 3/4\ Foam)" | 0.15% | 0 | 2.4579 | Commercial_2024_Achievable_GWh_Before Competition Groups_Water Heating (DHW) Pipe Insulation (Add 3/4\ Foam)"
Commercial | Com ¦ CO Sensors for parking garage exhaust fans | 2024 | Technical | GWh | Before Competition Groups | 27.1706 | 0 | 0 | 18437.907 | 0.0014736 | 54 | Commercial_2024_Technical_GWh_Before Competition Groups_54 | CO Sensors for parking garage exhaust fans | 0.1474% | 0 | 27.1706 | Commercial_2024_Technical_GWh_Before Competition Groups_CO Sensors for parking garage exhaust fans
Commercial | Com ¦ Vertical Night Covers | 2024 | Technical | GWh | Before Competition Groups | 26.43 | 0 | 0 | 18437.907 | 0.0014335 | 55 | Commercial_2024_Technical_GWh_Before Competition Groups_55 | Vertical Night Covers | 0.1433% | 0 | 26.43 | Commercial_2024_Technical_GWh_Before Competition Groups_Vertical Night Covers
Commercial | Com ¦ Outside Air Economizer | 2024 | Achievable | GWh | Before Competition Groups | 2.1703 | 0 | 0 | 1638.6914 | 0.0013244 | 40 | Commercial_2024_Achievable_GWh_Before Competition Groups_40 | Outside Air Economizer | 0.1324% | 0 | 2.1703 | Commercial_2024_Achievable_GWh_Before Competition Groups_Outside Air Economizer
Commercial | Com ¦ Refrigerated Display Case LED | 2024 | Achievable | GWh | Before Competition Groups | 2.1516 | 0 | 0 | 1638.6914 | 0.001313 | 41 | Commercial_2024_Achievable_GWh_Before Competition Groups_41 | Refrigerated Display Case LED | 0.1313% | 0 | 2.1516 | Commercial_2024_Achievable_GWh_Before Competition Groups_Refrigerated Display Case LED
Commercial | Com ¦ Outside Air Economizer | 2024 | Economic | GWh | Before Competition Groups | 15.8073 | 0 | 0 | 12059.5624 | 0.0013108 | 40 | Commercial_2024_Economic_GWh_Before Competition Groups_40 | Outside Air Economizer | 0.1311% | 0 | 15.8073 | Commercial_2024_Economic_GWh_Before Competition Groups_Outside Air Economizer
Commercial | Com ¦ Anti-sweat heat (ASH) controls - Cooler/Freezer | 2024 | Technical | GWh | Before Competition Groups | 24.0133 | 0 | 0 | 18437.907 | 0.0013024 | 56 | Commercial_2024_Technical_GWh_Before Competition Groups_56 | Anti-sweat heat (ASH) controls - Cooler/Freezer | 0.1302% | 0 | 24.0133 | Commercial_2024_Technical_GWh_Before Competition Groups_Anti-sweat heat (ASH) controls - Cooler/Freezer
Commercial | Com ¦ Duct Insulation, R8 | 2024 | Technical | GWh | Before Competition Groups | 23.2848 | 0 | 0 | 18437.907 | 0.0012629 | 57 | Commercial_2024_Technical_GWh_Before Competition Groups_57 | Duct Insulation, R8 | 0.1263% | 0 | 23.2848 | Commercial_2024_Technical_GWh_Before Competition Groups_Duct Insulation, R8
Commercial | Com ¦ Water Heating (DHW) Pipe Insulation (Add 3/4\ Foam)" | 2024 | Technical | GWh | Before Competition Groups | 22.4654 | 0 | 0 | 18437.907 | 0.0012184 | 58 | Commercial_2024_Technical_GWh_Before Competition Groups_58 | Water Heating (DHW) Pipe Insulation (Add 3/4\ Foam)" | 0.1218% | 0 | 22.4654 | Commercial_2024_Technical_GWh_Before Competition Groups_Water Heating (DHW) Pipe Insulation (Add 3/4\ Foam)"
Commercial | Com ¦ Suction Pipe Insulation Freezer/Refrigerator | 2024 | Economic | GWh | Before Competition Groups | 14.3953 | 0 | 0 | 12059.5624 | 0.0011937 | 41 | Commercial_2024_Economic_GWh_Before Competition Groups_41 | Suction Pipe Insulation Freezer/Refrigerator | 0.1194% | 0 | 14.3953 | Commercial_2024_Economic_GWh_Before Competition Groups_Suction Pipe Insulation Freezer/Refrigerator
Commercial | Com ¦ Condensing Make Up Air Unit | 2024 | Technical | GWh | Before Competition Groups | 21.1651 | 0 | 0 | 18437.907 | 0.0011479 | 59 | Commercial_2024_Technical_GWh_Before Competition Groups_59 | Condensing Make Up Air Unit | 0.1148% | 0 | 21.1651 | Commercial_2024_Technical_GWh_Before Competition Groups_Condensing Make Up Air Unit
Commercial | Com ¦ Super-High Efficiency Furnaces (Emerging Tech) | 2024 | Technical | GWh | Before Competition Groups | 19.2177 | 0 | 0 | 18437.907 | 0.0010423 | 60 | Commercial_2024_Technical_GWh_Before Competition Groups_60 | Super-High Efficiency Furnaces (Emerging Tech) | 0.1042% | 0 | 19.2177 | Commercial_2024_Technical_GWh_Before Competition Groups_Super-High Efficiency Furnaces (Emerging Tech)
Commercial | Com ¦ Suction Pipe Insulation Freezer/Refrigerator | 2024 | Achievable | GWh | Before Competition Groups | 1.5698 | 0 | 0 | 1638.6914 | 0.00095797 | 42 | Commercial_2024_Achievable_GWh_Before Competition Groups_42 | Suction Pipe Insulation Freezer/Refrigerator | 0.0958% | 0 | 1.5698 | Commercial_2024_Achievable_GWh_Before Competition Groups_Suction Pipe Insulation Freezer/Refrigerator
Commercial | Com ¦ ENERGY STAR Fryer (84% eff) | 2024 | Achievable | GWh | Before Competition Groups | 1.4964 | 0 | 0 | 1638.6914 | 0.00091319 | 43 | Commercial_2024_Achievable_GWh_Before Competition Groups_43 | ENERGY STAR Fryer (84% eff) | 0.09132% | 0 | 1.4964 | Commercial_2024_Achievable_GWh_Before Competition Groups_ENERGY STAR Fryer (84% eff)
Commercial | Com ¦ Outside Air Economizer | 2024 | Technical | GWh | Before Competition Groups | 15.8073 | 0 | 0 | 18437.907 | 0.00085733 | 61 | Commercial_2024_Technical_GWh_Before Competition Groups_61 | Outside Air Economizer | 0.08573% | 0 | 15.8073 | Commercial_2024_Technical_GWh_Before Competition Groups_Outside Air Economizer
Commercial | Com ¦ Suction Pipe Insulation Freezer/Refrigerator | 2024 | Technical | GWh | Before Competition Groups | 14.3953 | 0 | 0 | 18437.907 | 0.00078075 | 62 | Commercial_2024_Technical_GWh_Before Competition Groups_62 | Suction Pipe Insulation Freezer/Refrigerator | 0.07807% | 0 | 14.3953 | Commercial_2024_Technical_GWh_Before Competition Groups_Suction Pipe Insulation Freezer/Refrigerator
Commercial | Com ¦ ENERGY STAR Griddle (74% eff) | 2024 | Economic | GWh | Before Competition Groups | 8.6758 | 0 | 0 | 12059.5624 | 0.00071941 | 42 | Commercial_2024_Economic_GWh_Before Competition Groups_42 | ENERGY STAR Griddle (74% eff) | 0.07194% | 0 | 8.6758 | Commercial_2024_Economic_GWh_Before Competition Groups_ENERGY STAR Griddle (74% eff)
Commercial | Com ¦ ENERGY STAR Dishwasher | 2024 | Economic | GWh | Before Competition Groups | 8.264 | 0 | 0 | 12059.5624 | 0.00068527 | 43 | Commercial_2024_Economic_GWh_Before Competition Groups_43 | ENERGY STAR Dishwasher | 0.06853% | 0 | 8.264 | Commercial_2024_Economic_GWh_Before Competition Groups_ENERGY STAR Dishwasher
Commercial | Com ¦ Roof Insulation/Ceiling Insulation (R25 Code to R35) | 2024 | Technical | GWh | Before Competition Groups | 12.6343 | 0 | 0 | 18437.907 | 0.00068523 | 63 | Commercial_2024_Technical_GWh_Before Competition Groups_63 | Roof Insulation/Ceiling Insulation (R25 Code to R35) | 0.06852% | 0 | 12.6343 | Commercial_2024_Technical_GWh_Before Competition Groups_Roof Insulation/Ceiling Insulation (R25 Code to R35)
Commercial | Com ¦ Chilled Water Optimization | 2024 | Economic | GWh | Before Competition Groups | 8.1447 | 0 | 0 | 12059.5624 | 0.00067538 | 44 | Commercial_2024_Economic_GWh_Before Competition Groups_44 | Chilled Water Optimization | 0.06754% | 0 | 8.1447 | Commercial_2024_Economic_GWh_Before Competition Groups_Chilled Water Optimization
Commercial | Com ¦ Evaporator Coil Defrost (Cooler) | 2024 | Technical | GWh | Before Competition Groups | 11.872 | 0 | 0 | 18437.907 | 0.00064389 | 64 | Commercial_2024_Technical_GWh_Before Competition Groups_64 | Evaporator Coil Defrost (Cooler) | 0.06439% | 0 | 11.872 | Commercial_2024_Technical_GWh_Before Competition Groups_Evaporator Coil Defrost (Cooler)
Commercial | Com ¦ Ground Source Heat Pump | 2024 | Technical | GWh | Before Competition Groups | 11.7101 | 0 | 0 | 18437.907 | 0.00063511 | 65 | Commercial_2024_Technical_GWh_Before Competition Groups_65 | Ground Source Heat Pump | 0.06351% | 0 | 11.7101 | Commercial_2024_Technical_GWh_Before Competition Groups_Ground Source Heat Pump
Commercial | Com ¦ Condensing Make Up Air Unit | 2024 | Achievable | GWh | Before Competition Groups | 0.93955 | 0 | 0 | 1638.6914 | 0.00057335 | 44 | Commercial_2024_Achievable_GWh_Before Competition Groups_44 | Condensing Make Up Air Unit | 0.05734% | 0 | 0.93955 | Commercial_2024_Achievable_GWh_Before Competition Groups_Condensing Make Up Air Unit
Commercial | Com ¦ Ozone Laundry Treatment | 2024 | Economic | GWh | Before Competition Groups | 6.0721 | 0 | 0 | 12059.5624 | 0.00050351 | 45 | Commercial_2024_Economic_GWh_Before Competition Groups_45 | Ozone Laundry Treatment | 0.05035% | 0 | 6.0721 | Commercial_2024_Economic_GWh_Before Competition Groups_Ozone Laundry Treatment
Commercial | Com ¦ Thermostat Setback | 2024 | Achievable | GWh | Before Competition Groups | 0.79814 | 0 | 0 | 1638.6914 | 0.00048706 | 45 | Commercial_2024_Achievable_GWh_Before Competition Groups_45 | Thermostat Setback | 0.04871% | 0 | 0.79814 | Commercial_2024_Achievable_GWh_Before Competition Groups_Thermostat Setback
Commercial | Com ¦ ENERGY STAR Griddle (74% eff) | 2024 | Technical | GWh | Before Competition Groups | 8.6758 | 0 | 0 | 18437.907 | 0.00047054 | 66 | Commercial_2024_Technical_GWh_Before Competition Groups_66 | ENERGY STAR Griddle (74% eff) | 0.04705% | 0 | 8.6758 | Commercial_2024_Technical_GWh_Before Competition Groups_ENERGY STAR Griddle (74% eff)
Commercial | Com ¦ High Efficiency Small Instantaneous Water Heater | 2024 | Technical | GWh | Before Competition Groups | 8.4891 | 0 | 0 | 18437.907 | 0.00046041 | 67 | Commercial_2024_Technical_GWh_Before Competition Groups_67 | High Efficiency Small Instantaneous Water Heater | 0.04604% | 0 | 8.4891 | Commercial_2024_Technical_GWh_Before Competition Groups_High Efficiency Small Instantaneous Water Heater
Commercial | Com ¦ ENERGY STAR Dishwasher | 2024 | Achievable | GWh | Before Competition Groups | 0.74805 | 0 | 0 | 1638.6914 | 0.00045649 | 46 | Commercial_2024_Achievable_GWh_Before Competition Groups_46 | ENERGY STAR Dishwasher | 0.04565% | 0 | 0.74805 | Commercial_2024_Achievable_GWh_Before Competition Groups_ENERGY STAR Dishwasher
Commercial | Com ¦ Condensing Make Up Air Unit | 2024 | Economic | GWh | Before Competition Groups | 5.473 | 0 | 0 | 12059.5624 | 0.00045383 | 46 | Commercial_2024_Economic_GWh_Before Competition Groups_46 | Condensing Make Up Air Unit | 0.04538% | 0 | 5.473 | Commercial_2024_Economic_GWh_Before Competition Groups_Condensing Make Up Air Unit
Commercial | Com ¦ ENERGY STAR Dishwasher | 2024 | Technical | GWh | Before Competition Groups | 8.264 | 0 | 0 | 18437.907 | 0.00044821 | 68 | Commercial_2024_Technical_GWh_Before Competition Groups_68 | ENERGY STAR Dishwasher | 0.04482% | 0 | 8.264 | Commercial_2024_Technical_GWh_Before Competition Groups_ENERGY STAR Dishwasher
Commercial | Com ¦ Chilled Water Optimization | 2024 | Technical | GWh | Before Competition Groups | 8.1447 | 0 | 0 | 18437.907 | 0.00044174 | 69 | Commercial_2024_Technical_GWh_Before Competition Groups_69 | Chilled Water Optimization | 0.04417% | 0 | 8.1447 | Commercial_2024_Technical_GWh_Before Competition Groups_Chilled Water Optimization
Commercial | Com ¦ ENERGY STAR Steam Cookers | 2024 | Achievable | GWh | Before Competition Groups | 0.70945 | 0 | 0 | 1638.6914 | 0.00043293 | 47 | Commercial_2024_Achievable_GWh_Before Competition Groups_47 | ENERGY STAR Steam Cookers | 0.04329% | 0 | 0.70945 | Commercial_2024_Achievable_GWh_Before Competition Groups_ENERGY STAR Steam Cookers
Commercial | Com ¦ Ozone Laundry Treatment | 2024 | Achievable | GWh | Before Competition Groups | 0.67677 | 0 | 0 | 1638.6914 | 0.000413 | 48 | Commercial_2024_Achievable_GWh_Before Competition Groups_48 | Ozone Laundry Treatment | 0.0413% | 0 | 0.67677 | Commercial_2024_Achievable_GWh_Before Competition Groups_Ozone Laundry Treatment
Commercial | Com ¦ Demand controlled Circulating Systems | 2024 | Economic | GWh | Before Competition Groups | 4.9678 | 0 | 0 | 12059.5624 | 0.00041194 | 47 | Commercial_2024_Economic_GWh_Before Competition Groups_47 | Demand controlled Circulating Systems | 0.04119% | 0 | 4.9678 | Commercial_2024_Economic_GWh_Before Competition Groups_Demand controlled Circulating Systems
Commercial | Com ¦ LED RECESSED DOWNLIGHTS | 2024 | Technical | GWh | Before Competition Groups | 7.2518 | 0 | 0 | 18437.907 | 0.00039331 | 70 | Commercial_2024_Technical_GWh_Before Competition Groups_70 | LED RECESSED DOWNLIGHTS | 0.03933% | 0 | 7.2518 | Commercial_2024_Technical_GWh_Before Competition Groups_LED RECESSED DOWNLIGHTS
Commercial | Com ¦ Water Source Heat Pump (4 ton) | 2024 | Technical | GWh | Before Competition Groups | 6.323 | 0 | 0 | 18437.907 | 0.00034293 | 71 | Commercial_2024_Technical_GWh_Before Competition Groups_71 | Water Source Heat Pump (4 ton) | 0.03429% | 0 | 6.323 | Commercial_2024_Technical_GWh_Before Competition Groups_Water Source Heat Pump (4 ton)
Commercial | Com ¦ Demand controlled Circulating Systems | 2024 | Achievable | GWh | Before Competition Groups | 0.55178 | 0 | 0 | 1638.6914 | 0.00033672 | 49 | Commercial_2024_Achievable_GWh_Before Competition Groups_49 | Demand controlled Circulating Systems | 0.03367% | 0 | 0.55178 | Commercial_2024_Achievable_GWh_Before Competition Groups_Demand controlled Circulating Systems
Commercial | Com ¦ Ozone Laundry Treatment | 2024 | Technical | GWh | Before Competition Groups | 6.0721 | 0 | 0 | 18437.907 | 0.00032933 | 72 | Commercial_2024_Technical_GWh_Before Competition Groups_72 | Ozone Laundry Treatment | 0.03293% | 0 | 6.0721 | Commercial_2024_Technical_GWh_Before Competition Groups_Ozone Laundry Treatment
Commercial | Com ¦ Unitary Air-Conditioning Unit | 2024 | Economic | GWh | Before Competition Groups | 3.7887 | 0 | 0 | 12059.5624 | 0.00031417 | 48 | Commercial_2024_Economic_GWh_Before Competition Groups_48 | Unitary Air-Conditioning Unit | 0.03142% | 0 | 3.7887 | Commercial_2024_Economic_GWh_Before Competition Groups_Unitary Air-Conditioning Unit
Commercial | Com ¦ Refrigerated Display Case LED | 2024 | Economic | GWh | Before Competition Groups | 3.6768 | 0 | 0 | 12059.5624 | 0.00030489 | 49 | Commercial_2024_Economic_GWh_Before Competition Groups_49 | Refrigerated Display Case LED | 0.03049% | 0 | 3.6768 | Commercial_2024_Economic_GWh_Before Competition Groups_Refrigerated Display Case LED
Commercial | Com ¦ Efficient compressor motor | 2024 | Technical | GWh | Before Competition Groups | 5.5322 | 0 | 0 | 18437.907 | 0.00030004 | 73 | Commercial_2024_Technical_GWh_Before Competition Groups_73 | Efficient compressor motor | 0.03% | 0 | 5.5322 | Commercial_2024_Technical_GWh_Before Competition Groups_Efficient compressor motor
Commercial | Com ¦ Unitary Air-Conditioning Unit | 2024 | Achievable | GWh | Before Competition Groups | 0.46201 | 0 | 0 | 1638.6914 | 0.00028194 | 50 | Commercial_2024_Achievable_GWh_Before Competition Groups_50 | Unitary Air-Conditioning Unit | 0.02819% | 0 | 0.46201 | Commercial_2024_Achievable_GWh_Before Competition Groups_Unitary Air-Conditioning Unit
Commercial | Com ¦ Demand controlled Circulating Systems | 2024 | Technical | GWh | Before Competition Groups | 4.9678 | 0 | 0 | 18437.907 | 0.00026943 | 74 | Commercial_2024_Technical_GWh_Before Competition Groups_74 | Demand controlled Circulating Systems | 0.02694% | 0 | 4.9678 | Commercial_2024_Technical_GWh_Before Competition Groups_Demand controlled Circulating Systems
Commercial | Com ¦ ENERGY STAR Fryer (84% eff) | 2024 | Economic | GWh | Before Competition Groups | 3.07 | 0 | 0 | 12059.5624 | 0.00025457 | 50 | Commercial_2024_Economic_GWh_Before Competition Groups_50 | ENERGY STAR Fryer (84% eff) | 0.02546% | 0 | 3.07 | Commercial_2024_Economic_GWh_Before Competition Groups_ENERGY STAR Fryer (84% eff)
Commercial | Com ¦ Water Source Heat Pump (4 ton) | 2024 | Economic | GWh | Before Competition Groups | 2.9033 | 0 | 0 | 12059.5624 | 0.00024075 | 51 | Commercial_2024_Economic_GWh_Before Competition Groups_51 | Water Source Heat Pump (4 ton) | 0.02407% | 0 | 2.9033 | Commercial_2024_Economic_GWh_Before Competition Groups_Water Source Heat Pump (4 ton)
Commercial | Com ¦ SYNCHRONOUS BELT | 2024 | Technical | GWh | Before Competition Groups | 4.2902 | 0 | 0 | 18437.907 | 0.00023268 | 75 | Commercial_2024_Technical_GWh_Before Competition Groups_75 | SYNCHRONOUS BELT | 0.02327% | 0 | 4.2902 | Commercial_2024_Technical_GWh_Before Competition Groups_SYNCHRONOUS BELT
Commercial | Com ¦ Water Source Heat Pump (4 ton) | 2024 | Achievable | GWh | Before Competition Groups | 0.3518 | 0 | 0 | 1638.6914 | 0.00021468 | 51 | Commercial_2024_Achievable_GWh_Before Competition Groups_51 | Water Source Heat Pump (4 ton) | 0.02147% | 0 | 0.3518 | Commercial_2024_Achievable_GWh_Before Competition Groups_Water Source Heat Pump (4 ton)
Commercial | Com ¦ ECM MOTORS FOR HVAC APPLICATION (FAN-POWERED VAV BOX) | 2024 | Economic | GWh | Before Competition Groups | 2.4358 | 0 | 0 | 12059.5624 | 0.00020198 | 52 | Commercial_2024_Economic_GWh_Before Competition Groups_52 | ECM MOTORS FOR HVAC APPLICATION (FAN-POWERED VAV BOX) | 0.0202% | 0 | 2.4358 | Commercial_2024_Economic_GWh_Before Competition Groups_ECM MOTORS FOR HVAC APPLICATION (FAN-POWERED VAV BOX)
Commercial | Com ¦ ECM MOTORS FOR HVAC APPLICATION (FAN-POWERED VAV BOX) | 2024 | Achievable | GWh | Before Competition Groups | 0.29331 | 0 | 0 | 1638.6914 | 0.00017899 | 52 | Commercial_2024_Achievable_GWh_Before Competition Groups_52 | ECM MOTORS FOR HVAC APPLICATION (FAN-POWERED VAV BOX) | 0.0179% | 0 | 0.29331 | Commercial_2024_Achievable_GWh_Before Competition Groups_ECM MOTORS FOR HVAC APPLICATION (FAN-POWERED VAV BOX)
Commercial | Com ¦ ENERGY STAR Fryer (84% eff) | 2024 | Technical | GWh | Before Competition Groups | 3.07 | 0 | 0 | 18437.907 | 0.0001665 | 76 | Commercial_2024_Technical_GWh_Before Competition Groups_76 | ENERGY STAR Fryer (84% eff) | 0.01665% | 0 | 3.07 | Commercial_2024_Technical_GWh_Before Competition Groups_ENERGY STAR Fryer (84% eff)
Commercial | Com ¦ Wall Insulation | 2024 | Technical | GWh | Before Competition Groups | 2.7931 | 0 | 0 | 18437.907 | 0.00015149 | 77 | Commercial_2024_Technical_GWh_Before Competition Groups_77 | Wall Insulation | 0.01515% | 0 | 2.7931 | Commercial_2024_Technical_GWh_Before Competition Groups_Wall Insulation
Commercial | Com ¦ Solar Preheat Make up Air | 2024 | Technical | GWh | Before Competition Groups | 2.7635 | 0 | 0 | 18437.907 | 0.00014988 | 78 | Commercial_2024_Technical_GWh_Before Competition Groups_78 | Solar Preheat Make up Air | 0.01499% | 0 | 2.7635 | Commercial_2024_Technical_GWh_Before Competition Groups_Solar Preheat Make up Air
Commercial | Com ¦ ECM MOTORS FOR HVAC APPLICATION (FAN-POWERED VAV BOX) | 2024 | Technical | GWh | Before Competition Groups | 2.5266 | 0 | 0 | 18437.907 | 0.00013703 | 79 | Commercial_2024_Technical_GWh_Before Competition Groups_79 | ECM MOTORS FOR HVAC APPLICATION (FAN-POWERED VAV BOX) | 0.0137% | 0 | 2.5266 | Commercial_2024_Technical_GWh_Before Competition Groups_ECM MOTORS FOR HVAC APPLICATION (FAN-POWERED VAV BOX)
Commercial | Com ¦ High Efficiency Small Instantaneous Water Heater | 2024 | Economic | GWh | Before Competition Groups | 1.566 | 0 | 0 | 12059.5624 | 0.00012986 | 53 | Commercial_2024_Economic_GWh_Before Competition Groups_53 | High Efficiency Small Instantaneous Water Heater | 0.01299% | 0 | 1.566 | Commercial_2024_Economic_GWh_Before Competition Groups_High Efficiency Small Instantaneous Water Heater
Commercial | Com ¦ ENERGY STAR Steam Cookers | 2024 | Economic | GWh | Before Competition Groups | 1.4951 | 0 | 0 | 12059.5624 | 0.00012398 | 54 | Commercial_2024_Economic_GWh_Before Competition Groups_54 | ENERGY STAR Steam Cookers | 0.0124% | 0 | 1.4951 | Commercial_2024_Economic_GWh_Before Competition Groups_ENERGY STAR Steam Cookers
Commercial | Com ¦ Notched V belts for HVAC Systems | 2024 | Technical | GWh | Before Competition Groups | 2.1451 | 0 | 0 | 18437.907 | 0.00011634 | 80 | Commercial_2024_Technical_GWh_Before Competition Groups_80 | Notched V belts for HVAC Systems | 0.01163% | 0 | 2.1451 | Commercial_2024_Technical_GWh_Before Competition Groups_Notched V belts for HVAC Systems
Commercial | Com ¦ Auto Off Time Switch or Time Clock control | 2024 | Economic | GWh | Before Competition Groups | 1.2467 | 0 | 0 | 12059.5624 | 0.00010338 | 55 | Commercial_2024_Economic_GWh_Before Competition Groups_55 | Auto Off Time Switch or Time Clock control | 0.01034% | 0 | 1.2467 | Commercial_2024_Economic_GWh_Before Competition Groups_Auto Off Time Switch or Time Clock control
Commercial | Com ¦ CEE Tier 2/Energy Star Clothes Washers | 2024 | Achievable | GWh | Before Competition Groups | 0.14254 | 0 | 0 | 1638.6914 | 8.6983e-05 | 53 | Commercial_2024_Achievable_GWh_Before Competition Groups_53 | CEE Tier 2/Energy Star Clothes Washers | 0.008698% | 0 | 0.14254 | Commercial_2024_Achievable_GWh_Before Competition Groups_CEE Tier 2/Energy Star Clothes Washers
Commercial | Com ¦ ENERGY STAR Steam Cookers | 2024 | Technical | GWh | Before Competition Groups | 1.4951 | 0 | 0 | 18437.907 | 8.1088e-05 | 81 | Commercial_2024_Technical_GWh_Before Competition Groups_81 | ENERGY STAR Steam Cookers | 0.008109% | 0 | 1.4951 | Commercial_2024_Technical_GWh_Before Competition Groups_ENERGY STAR Steam Cookers
Commercial | Com ¦ Auto Off Time Switch or Time Clock control | 2024 | Achievable | GWh | Before Competition Groups | 0.13193 | 0 | 0 | 1638.6914 | 8.0512e-05 | 54 | Commercial_2024_Achievable_GWh_Before Competition Groups_54 | Auto Off Time Switch or Time Clock control | 0.008051% | 0 | 0.13193 | Commercial_2024_Achievable_GWh_Before Competition Groups_Auto Off Time Switch or Time Clock control
Commercial | Com ¦ Thermostat Setback | 2024 | Economic | GWh | Before Competition Groups | 0.95889 | 0 | 0 | 12059.5624 | 7.9513e-05 | 56 | Commercial_2024_Economic_GWh_Before Competition Groups_56 | Thermostat Setback | 0.007951% | 0 | 0.95889 | Commercial_2024_Economic_GWh_Before Competition Groups_Thermostat Setback
Commercial | Com ¦ Auto Off Time Switch or Time Clock control | 2024 | Technical | GWh | Before Competition Groups | 1.2467 | 0 | 0 | 18437.907 | 6.7616e-05 | 82 | Commercial_2024_Technical_GWh_Before Competition Groups_82 | Auto Off Time Switch or Time Clock control | 0.006762% | 0 | 1.2467 | Commercial_2024_Technical_GWh_Before Competition Groups_Auto Off Time Switch or Time Clock control
Commercial | Com ¦ HVAC Optimization | 2024 | Achievable | GWh | Before Competition Groups | 0.097993 | 0 | 0 | 1638.6914 | 5.98e-05 | 55 | Commercial_2024_Achievable_GWh_Before Competition Groups_55 | HVAC Optimization | 0.00598% | 0 | 0.097993 | Commercial_2024_Achievable_GWh_Before Competition Groups_HVAC Optimization
Commercial | Com ¦ Solar Water Preheat (Pools/DHW) | 2024 | Economic | GWh | Before Competition Groups | 0.6736 | 0 | 0 | 12059.5624 | 5.5856e-05 | 57 | Commercial_2024_Economic_GWh_Before Competition Groups_57 | Solar Water Preheat (Pools/DHW) | 0.005586% | 0 | 0.6736 | Commercial_2024_Economic_GWh_Before Competition Groups_Solar Water Preheat (Pools/DHW)
Commercial | Com ¦ Low Flow Pre-Rinse Spray Nozzle | 2024 | Achievable | GWh | Before Competition Groups | 0.087445 | 0 | 0 | 1638.6914 | 5.3362e-05 | 56 | Commercial_2024_Achievable_GWh_Before Competition Groups_56 | Low Flow Pre-Rinse Spray Nozzle | 0.005336% | 0 | 0.087445 | Commercial_2024_Achievable_GWh_Before Competition Groups_Low Flow Pre-Rinse Spray Nozzle
Commercial | Com ¦ Thermostat Setback | 2024 | Technical | GWh | Before Competition Groups | 0.95889 | 0 | 0 | 18437.907 | 5.2007e-05 | 83 | Commercial_2024_Technical_GWh_Before Competition Groups_83 | Thermostat Setback | 0.005201% | 0 | 0.95889 | Commercial_2024_Technical_GWh_Before Competition Groups_Thermostat Setback
Commercial | Com ¦ PTAC (12 EER/10,000 BTU) | 2024 | Economic | GWh | Before Competition Groups | 0.51023 | 0 | 0 | 12059.5624 | 4.2309e-05 | 58 | Commercial_2024_Economic_GWh_Before Competition Groups_58 | PTAC (12 EER/10,000 BTU) | 0.004231% | 0 | 0.51023 | Commercial_2024_Economic_GWh_Before Competition Groups_PTAC (12 EER/10,000 BTU)
Commercial | Com ¦ Solar Water Preheat (Pools/DHW) | 2024 | Technical | GWh | Before Competition Groups | 0.6736 | 0 | 0 | 18437.907 | 3.6533e-05 | 84 | Commercial_2024_Technical_GWh_Before Competition Groups_84 | Solar Water Preheat (Pools/DHW) | 0.003653% | 0 | 0.6736 | Commercial_2024_Technical_GWh_Before Competition Groups_Solar Water Preheat (Pools/DHW)
Commercial | Com ¦ PTAC (12 EER/10,000 BTU) | 2024 | Technical | GWh | Before Competition Groups | 0.62226 | 0 | 0 | 18437.907 | 3.3749e-05 | 85 | Commercial_2024_Technical_GWh_Before Competition Groups_85 | PTAC (12 EER/10,000 BTU) | 0.003375% | 0 | 0.62226 | Commercial_2024_Technical_GWh_Before Competition Groups_PTAC (12 EER/10,000 BTU)
Commercial | Com ¦ Heat Pump Water Heater (50 Gallons) | 2024 | Technical | GWh | Before Competition Groups | 0.60761 | 0 | 0 | 18437.907 | 3.2955e-05 | 86 | Commercial_2024_Technical_GWh_Before Competition Groups_86 | Heat Pump Water Heater (50 Gallons) | 0.003295% | 0 | 0.60761 | Commercial_2024_Technical_GWh_Before Competition Groups_Heat Pump Water Heater (50 Gallons)
Commercial | Com ¦ Room AC (w/ louvered sides) 14 SEER from 12 SEER code | 2024 | Technical | GWh | Before Competition Groups | 0.59579 | 0 | 0 | 18437.907 | 3.2313e-05 | 87 | Commercial_2024_Technical_GWh_Before Competition Groups_87 | Room AC (w/ louvered sides) 14 SEER from 12 SEER code | 0.003231% | 0 | 0.59579 | Commercial_2024_Technical_GWh_Before Competition Groups_Room AC (w/ louvered sides) 14 SEER from 12 SEER code
Commercial | Com ¦ CEE Tier 2/Energy Star Clothes Washers | 2024 | Economic | GWh | Before Competition Groups | 0.38846 | 0 | 0 | 12059.5624 | 3.2212e-05 | 59 | Commercial_2024_Economic_GWh_Before Competition Groups_59 | CEE Tier 2/Energy Star Clothes Washers | 0.003221% | 0 | 0.38846 | Commercial_2024_Economic_GWh_Before Competition Groups_CEE Tier 2/Energy Star Clothes Washers
Commercial | COM ¦ Ductless Mini-Split Heat Pumps | 2024 | Achievable | GWh | Before Competition Groups | 0.044807 | 0 | 0 | 1638.6914 | 2.7343e-05 | 57 | Commercial_2024_Achievable_GWh_Before Competition Groups_57 | Ductless Mini-Split Heat Pumps | 0.002734% | 0 | 0.044807 | Commercial_2024_Achievable_GWh_Before Competition Groups_Ductless Mini-Split Heat Pumps
Commercial | Com ¦ Low Flow Pre-Rinse Spray Nozzle | 2024 | Economic | GWh | Before Competition Groups | 0.32908 | 0 | 0 | 12059.5624 | 2.7288e-05 | 60 | Commercial_2024_Economic_GWh_Before Competition Groups_60 | Low Flow Pre-Rinse Spray Nozzle | 0.002729% | 0 | 0.32908 | Commercial_2024_Economic_GWh_Before Competition Groups_Low Flow Pre-Rinse Spray Nozzle
Commercial | Com ¦ Commercial Hot Food Holding Cabinets | 2024 | Technical | GWh | Before Competition Groups | 0.4333 | 0 | 0 | 18437.907 | 2.35e-05 | 88 | Commercial_2024_Technical_GWh_Before Competition Groups_88 | Commercial Hot Food Holding Cabinets | 0.00235% | 0 | 0.4333 | Commercial_2024_Technical_GWh_Before Competition Groups_Commercial Hot Food Holding Cabinets
Commercial | Com ¦ HVAC Optimization | 2024 | Technical | GWh | Before Competition Groups | 0.4172 | 0 | 0 | 18437.907 | 2.2627e-05 | 89 | Commercial_2024_Technical_GWh_Before Competition Groups_89 | HVAC Optimization | 0.002263% | 0 | 0.4172 | Commercial_2024_Technical_GWh_Before Competition Groups_HVAC Optimization
Commercial | COM ¦ Ductless Mini-Split Heat Pumps | 2024 | Economic | GWh | Before Competition Groups | 0.25821 | 0 | 0 | 12059.5624 | 2.1411e-05 | 61 | Commercial_2024_Economic_GWh_Before Competition Groups_61 | Ductless Mini-Split Heat Pumps | 0.002141% | 0 | 0.25821 | Commercial_2024_Economic_GWh_Before Competition Groups_Ductless Mini-Split Heat Pumps
Commercial | Com ¦ CEE Tier 2/Energy Star Clothes Washers | 2024 | Technical | GWh | Before Competition Groups | 0.38846 | 0 | 0 | 18437.907 | 2.1068e-05 | 90 | Commercial_2024_Technical_GWh_Before Competition Groups_90 | CEE Tier 2/Energy Star Clothes Washers | 0.002107% | 0 | 0.38846 | Commercial_2024_Technical_GWh_Before Competition Groups_CEE Tier 2/Energy Star Clothes Washers
Commercial | Com ¦ HVAC Optimization | 2024 | Economic | GWh | Before Competition Groups | 0.25387 | 0 | 0 | 12059.5624 | 2.1051e-05 | 62 | Commercial_2024_Economic_GWh_Before Competition Groups_62 | HVAC Optimization | 0.002105% | 0 | 0.25387 | Commercial_2024_Economic_GWh_Before Competition Groups_HVAC Optimization
Commercial | Com ¦ Low Flow Pre-Rinse Spray Nozzle | 2024 | Technical | GWh | Before Competition Groups | 0.32908 | 0 | 0 | 18437.907 | 1.7848e-05 | 91 | Commercial_2024_Technical_GWh_Before Competition Groups_91 | Low Flow Pre-Rinse Spray Nozzle | 0.001785% | 0 | 0.32908 | Commercial_2024_Technical_GWh_Before Competition Groups_Low Flow Pre-Rinse Spray Nozzle
Commercial | Com ¦ Wall Insulation | 2024 | Economic | GWh | Before Competition Groups | 0.21057 | 0 | 0 | 12059.5624 | 1.7461e-05 | 63 | Commercial_2024_Economic_GWh_Before Competition Groups_63 | Wall Insulation | 0.001746% | 0 | 0.21057 | Commercial_2024_Economic_GWh_Before Competition Groups_Wall Insulation
Commercial | Com ¦ Wall Insulation | 2024 | Achievable | GWh | Before Competition Groups | 0.023355 | 0 | 0 | 1638.6914 | 1.4252e-05 | 58 | Commercial_2024_Achievable_GWh_Before Competition Groups_58 | Wall Insulation | 0.001425% | 0 | 0.023355 | Commercial_2024_Achievable_GWh_Before Competition Groups_Wall Insulation
Commercial | Com ¦ Solar Electric Water Heater (50 Gallon) | 2024 | Technical | GWh | Before Competition Groups | 0.25871 | 0 | 0 | 18437.907 | 1.4031e-05 | 92 | Commercial_2024_Technical_GWh_Before Competition Groups_92 | Solar Electric Water Heater (50 Gallon) | 0.001403% | 0 | 0.25871 | Commercial_2024_Technical_GWh_Before Competition Groups_Solar Electric Water Heater (50 Gallon)
Commercial | COM ¦ Ductless Mini-Split Heat Pumps | 2024 | Technical | GWh | Before Competition Groups | 0.25821 | 0 | 0 | 18437.907 | 1.4004e-05 | 93 | Commercial_2024_Technical_GWh_Before Competition Groups_93 | Ductless Mini-Split Heat Pumps | 0.0014% | 0 | 0.25821 | Commercial_2024_Technical_GWh_Before Competition Groups_Ductless Mini-Split Heat Pumps
Commercial | Com ¦ Commercial Hot Food Holding Cabinets | 2024 | Achievable | GWh | Before Competition Groups | 0.020111 | 0 | 0 | 1638.6914 | 1.2273e-05 | 59 | Commercial_2024_Achievable_GWh_Before Competition Groups_59 | Commercial Hot Food Holding Cabinets | 0.001227% | 0 | 0.020111 | Commercial_2024_Achievable_GWh_Before Competition Groups_Commercial Hot Food Holding Cabinets
Commercial | Com ¦ EC Plug Fan for Data Center (under cabinet) | 2024 | Technical | GWh | Before Competition Groups | 0.22109 | 0 | 0 | 18437.907 | 1.1991e-05 | 94 | Commercial_2024_Technical_GWh_Before Competition Groups_94 | EC Plug Fan for Data Center (under cabinet) | 0.001199% | 0 | 0.22109 | Commercial_2024_Technical_GWh_Before Competition Groups_EC Plug Fan for Data Center (under cabinet)
Commercial | Com ¦ Commercial Hot Food Holding Cabinets | 2024 | Economic | GWh | Before Competition Groups | 0.13186 | 0 | 0 | 12059.5624 | 1.0934e-05 | 64 | Commercial_2024_Economic_GWh_Before Competition Groups_64 | Commercial Hot Food Holding Cabinets | 0.001093% | 0 | 0.13186 | Commercial_2024_Economic_GWh_Before Competition Groups_Commercial Hot Food Holding Cabinets
Commercial | Com ¦ PTAC (12 EER/10,000 BTU) | 2024 | Achievable | GWh | Before Competition Groups | 0.014029 | 0 | 0 | 1638.6914 | 8.5609e-06 | 60 | Commercial_2024_Achievable_GWh_Before Competition Groups_60 | PTAC (12 EER/10,000 BTU) | 0.0008561% | 0 | 0.014029 | Commercial_2024_Achievable_GWh_Before Competition Groups_PTAC (12 EER/10,000 BTU)
Commercial | Com ¦ Solar Water Preheat (Pools/DHW) | 2024 | Achievable | GWh | Before Competition Groups | 0.012647 | 0 | 0 | 1638.6914 | 7.7176e-06 | 61 | Commercial_2024_Achievable_GWh_Before Competition Groups_61 | Solar Water Preheat (Pools/DHW) | 0.0007718% | 0 | 0.012647 | Commercial_2024_Achievable_GWh_Before Competition Groups_Solar Water Preheat (Pools/DHW)
Commercial | Com ¦ High Efficiency Chiller (avg of water and air cooled) | 2024 | Technical | GWh | Before Competition Groups | 0.10772 | 0 | 0 | 18437.907 | 5.8423e-06 | 95 | Commercial_2024_Technical_GWh_Before Competition Groups_95 | High Efficiency Chiller (avg of water and air cooled) | 0.0005842% | 0 | 0.10772 | Commercial_2024_Technical_GWh_Before Competition Groups_High Efficiency Chiller (avg of water and air cooled)
Commercial | Com ¦ Exterior Photocell | 2024 | Technical | GWh | Before Competition Groups | 0.080722 | 0 | 0 | 18437.907 | 4.3781e-06 | 96 | Commercial_2024_Technical_GWh_Before Competition Groups_96 | Exterior Photocell | 0.0004378% | 0 | 0.080722 | Commercial_2024_Technical_GWh_Before Competition Groups_Exterior Photocell
Commercial | Com ¦ Air Curtains | 2024 | Economic | GWh | Before Competition Groups | 0.04878 | 0 | 0 | 12059.5624 | 4.045e-06 | 65 | Commercial_2024_Economic_GWh_Before Competition Groups_65 | Air Curtains | 0.0004045% | 0 | 0.04878 | Commercial_2024_Economic_GWh_Before Competition Groups_Air Curtains
Commercial | Com ¦ Air Curtains | 2024 | Achievable | GWh | Before Competition Groups | 0.0058146 | 0 | 0 | 1638.6914 | 3.5483e-06 | 62 | Commercial_2024_Achievable_GWh_Before Competition Groups_62 | Air Curtains | 0.0003548% | 0 | 0.0058146 | Commercial_2024_Achievable_GWh_Before Competition Groups_Air Curtains
Commercial | Com ¦ Air Curtains | 2024 | Technical | GWh | Before Competition Groups | 0.04878 | 0 | 0 | 18437.907 | 2.6457e-06 | 97 | Commercial_2024_Technical_GWh_Before Competition Groups_97 | Air Curtains | 0.0002646% | 0 | 0.04878 | Commercial_2024_Technical_GWh_Before Competition Groups_Air Curtains
Commercial | Com ¦ eCube | 2024 | Technical | GWh | Before Competition Groups | 0.037095 | 0 | 0 | 18437.907 | 2.0119e-06 | 98 | Commercial_2024_Technical_GWh_Before Competition Groups_98 | eCube | 0.0002012% | 0 | 0.037095 | Commercial_2024_Technical_GWh_Before Competition Groups_eCube
Commercial | Com ¦ VSD Air Compressor | 2024 | Achievable | GWh | Before Competition Groups | 0.0032421 | 0 | 0 | 1638.6914 | 1.9785e-06 | 63 | Commercial_2024_Achievable_GWh_Before Competition Groups_63 | VSD Air Compressor | 0.0001978% | 0 | 0.0032421 | Commercial_2024_Achievable_GWh_Before Competition Groups_VSD Air Compressor
Commercial | Com ¦ EC Plug Fan for Data Center (under cabinet) | 2024 | Economic | GWh | Before Competition Groups | 0.011666 | 0 | 0 | 12059.5624 | 9.6737e-07 | 66 | Commercial_2024_Economic_GWh_Before Competition Groups_66 | EC Plug Fan for Data Center (under cabinet) | 9.674e-05% | 0 | 0.011666 | Commercial_2024_Economic_GWh_Before Competition Groups_EC Plug Fan for Data Center (under cabinet)
Commercial | Com ¦ VSD Air Compressor | 2024 | Economic | GWh | Before Competition Groups | 0.01005 | 0 | 0 | 12059.5624 | 8.3335e-07 | 67 | Commercial_2024_Economic_GWh_Before Competition Groups_67 | VSD Air Compressor | 8.333e-05% | 0 | 0.01005 | Commercial_2024_Economic_GWh_Before Competition Groups_VSD Air Compressor
Commercial | Com ¦ EC Plug Fan for Data Center (under cabinet) | 2024 | Achievable | GWh | Before Competition Groups | 0.0011162 | 0 | 0 | 1638.6914 | 6.8114e-07 | 64 | Commercial_2024_Achievable_GWh_Before Competition Groups_64 | EC Plug Fan for Data Center (under cabinet) | 6.811e-05% | 0 | 0.0011162 | Commercial_2024_Achievable_GWh_Before Competition Groups_EC Plug Fan for Data Center (under cabinet)
Commercial | Com ¦ High Efficiency Chiller (avg of water and air cooled) | 2024 | Achievable | GWh | Before Competition Groups | 0.00089567 | 0 | 0 | 1638.6914 | 5.4658e-07 | 65 | Commercial_2024_Achievable_GWh_Before Competition Groups_65 | High Efficiency Chiller (avg of water and air cooled) | 5.466e-05% | 0 | 0.00089567 | Commercial_2024_Achievable_GWh_Before Competition Groups_High Efficiency Chiller (avg of water and air cooled)
Commercial | Com ¦ VSD Air Compressor | 2024 | Technical | GWh | Before Competition Groups | 0.01005 | 0 | 0 | 18437.907 | 5.4506e-07 | 99 | Commercial_2024_Technical_GWh_Before Competition Groups_99 | VSD Air Compressor | 5.451e-05% | 0 | 0.01005 | Commercial_2024_Technical_GWh_Before Competition Groups_VSD Air Compressor
Commercial | Com ¦ High Efficiency Induction Cooking | 2024 | Technical | GWh | Before Competition Groups | 0.0055531 | 0 | 0 | 18437.907 | 3.0118e-07 | 100 | Commercial_2024_Technical_GWh_Before Competition Groups_100 | High Efficiency Induction Cooking | 3.012e-05% | 0 | 0.0055531 | Commercial_2024_Technical_GWh_Before Competition Groups_High Efficiency Induction Cooking
Commercial | Com ¦ Electric Convection Combination Ovens | 2024 | Achievable | GWh | Before Competition Groups | 0.00042953 | 0 | 0 | 1638.6914 | 2.6212e-07 | 66 | Commercial_2024_Achievable_GWh_Before Competition Groups_66 | Electric Convection Combination Ovens | 2.621e-05% | 0 | 0.00042953 | Commercial_2024_Achievable_GWh_Before Competition Groups_Electric Convection Combination Ovens
Commercial | Com ¦ High Efficiency Chiller (avg of water and air cooled) | 2024 | Economic | GWh | Before Competition Groups | 0.0021785 | 0 | 0 | 12059.5624 | 1.8065e-07 | 68 | Commercial_2024_Economic_GWh_Before Competition Groups_68 | High Efficiency Chiller (avg of water and air cooled) | 1.806e-05% | 0 | 0.0021785 | Commercial_2024_Economic_GWh_Before Competition Groups_High Efficiency Chiller (avg of water and air cooled)
Commercial | Com ¦ Electric Convection Combination Ovens | 2024 | Economic | GWh | Before Competition Groups | 0.0008066 | 0 | 0 | 12059.5624 | 6.6885e-08 | 69 | Commercial_2024_Economic_GWh_Before Competition Groups_69 | Electric Convection Combination Ovens | 6.688e-06% | 0 | 0.0008066 | Commercial_2024_Economic_GWh_Before Competition Groups_Electric Convection Combination Ovens
Commercial | Com ¦ Electric Convection Combination Ovens | 2024 | Technical | GWh | Before Competition Groups | 0.0008066 | 0 | 0 | 18437.907 | 4.3747e-08 | 101 | Commercial_2024_Technical_GWh_Before Competition Groups_101 | Electric Convection Combination Ovens | 4.375e-06% | 0 | 0.0008066 | Commercial_2024_Technical_GWh_Before Competition Groups_Electric Convection Combination Ovens
Commercial | Com ¦ Room AC (w/ louvered sides) 14 SEER from 12 SEER code | 2024 | Economic | GWh | Before Competition Groups | 0.000508 | 0 | 0 | 12059.5624 | 4.2124e-08 | 70 | Commercial_2024_Economic_GWh_Before Competition Groups_70 | Room AC (w/ louvered sides) 14 SEER from 12 SEER code | 4.212e-06% | 0 | 0.000508 | Commercial_2024_Economic_GWh_Before Competition Groups_Room AC (w/ louvered sides) 14 SEER from 12 SEER code
Commercial | Com ¦ Room AC (w/ louvered sides) 14 SEER from 12 SEER code | 2024 | Achievable | GWh | Before Competition Groups | 2.3521e-05 | 0 | 0 | 1638.6914 | 1.4353e-08 | 67 | Commercial_2024_Achievable_GWh_Before Competition Groups_67 | Room AC (w/ louvered sides) 14 SEER from 12 SEER code | 1.435e-06% | 0 | 2.3521e-05 | Commercial_2024_Achievable_GWh_Before Competition Groups_Room AC (w/ louvered sides) 14 SEER from 12 SEER code
Commercial | Com ¦ High Efficiency Small Instantaneous Water Heater | 2024 | Achievable | GWh | Before Competition Groups | 5.6936e-06 | 0 | 0 | 1638.6914 | 3.4745e-09 | 68 | Commercial_2024_Achievable_GWh_Before Competition Groups_68 | High Efficiency Small Instantaneous Water Heater | 3.474e-07% | 0 | 5.6936e-06 | Commercial_2024_Achievable_GWh_Before Competition Groups_High Efficiency Small Instantaneous Water Heater
Commercial | Com ¦ LLLC - Low Impact Application | 2024 | Achievable | GWh | Before Competition Groups | 1.2741e-19 | 0 | 0 | 1638.6914 | 7.7751e-23 | 69 | Commercial_2024_Achievable_GWh_Before Competition Groups_69 | LLLC - Low Impact Application | 7.775e-21% | 0 | 1.2741e-19 | Commercial_2024_Achievable_GWh_Before Competition Groups_LLLC - Low Impact Application
Commercial | Com ¦ LLLC - High Impact Application | 2024 | Achievable | GWh | Before Competition Groups | 4.7712e-20 | 0 | 0 | 1638.6914 | 2.9116e-23 | 70 | Commercial_2024_Achievable_GWh_Before Competition Groups_70 | LLLC - High Impact Application | 2.912e-21% | 0 | 4.7712e-20 | Commercial_2024_Achievable_GWh_Before Competition Groups_LLLC - High Impact Application
Commercial | Com ¦ Door Gasket Freezer/Refrigerator | 2024 | Achievable | GWh | Before Competition Groups | 0 | 0 | 0 | 1638.6914 | 0 | 71 | Commercial_2024_Achievable_GWh_Before Competition Groups_71 | Door Gasket Freezer/Refrigerator | 0% | 0 | 0 | Commercial_2024_Achievable_GWh_Before Competition Groups_Door Gasket Freezer/Refrigerator
Commercial | Com ¦ Door Gasket Freezer/Refrigerator | 2024 | Economic | GWh | Before Competition Groups | 0 | 0 | 0 | 12059.5624 | 0 | 71 | Commercial_2024_Economic_GWh_Before Competition Groups_71 | Door Gasket Freezer/Refrigerator | 0% | 0 | 0 | Commercial_2024_Economic_GWh_Before Competition Groups_Door Gasket Freezer/Refrigerator
Commercial | Com ¦ Efficient compressor motor | 2024 | Achievable | GWh | Before Competition Groups | 0 | 0 | 0 | 1638.6914 | 0 | 72 | Commercial_2024_Achievable_GWh_Before Competition Groups_72 | Efficient compressor motor | 0% | 0 | 0 | Commercial_2024_Achievable_GWh_Before Competition Groups_Efficient compressor motor
Commercial | Com ¦ Efficient compressor motor | 2024 | Economic | GWh | Before Competition Groups | 0 | 0 | 0 | 12059.5624 | 0 | 72 | Commercial_2024_Economic_GWh_Before Competition Groups_72 | Efficient compressor motor | 0% | 0 | 0 | Commercial_2024_Economic_GWh_Before Competition Groups_Efficient compressor motor
Commercial | Com ¦ ENERGY STAR FREEZER | 2024 | Achievable | GWh | Before Competition Groups | 0 | 0 | 0 | 1638.6914 | 0 | 73 | Commercial_2024_Achievable_GWh_Before Competition Groups_73 | ENERGY STAR FREEZER | 0% | 0 | 0 | Commercial_2024_Achievable_GWh_Before Competition Groups_ENERGY STAR FREEZER
Commercial | Com ¦ ENERGY STAR FREEZER | 2024 | Economic | GWh | Before Competition Groups | 0 | 0 | 0 | 12059.5624 | 0 | 73 | Commercial_2024_Economic_GWh_Before Competition Groups_73 | ENERGY STAR FREEZER | 0% | 0 | 0 | Commercial_2024_Economic_GWh_Before Competition Groups_ENERGY STAR FREEZER
Commercial | Com ¦ Ground Source Heat Pump | 2024 | Achievable | GWh | Before Competition Groups | 0 | 0 | 0 | 1638.6914 | 0 | 74 | Commercial_2024_Achievable_GWh_Before Competition Groups_74 | Ground Source Heat Pump | 0% | 0 | 0 | Commercial_2024_Achievable_GWh_Before Competition Groups_Ground Source Heat Pump
Commercial | Com ¦ Ground Source Heat Pump | 2024 | Economic | GWh | Before Competition Groups | 0 | 0 | 0 | 12059.5624 | 0 | 74 | Commercial_2024_Economic_GWh_Before Competition Groups_74 | Ground Source Heat Pump | 0% | 0 | 0 | Commercial_2024_Economic_GWh_Before Competition Groups_Ground Source Heat Pump
Commercial | Com ¦ High R-Value Glass Doors/no-heat glass door | 2024 | Achievable | GWh | Before Competition Groups | 0 | 0 | 0 | 1638.6914 | 0 | 75 | Commercial_2024_Achievable_GWh_Before Competition Groups_75 | High R-Value Glass Doors/no-heat glass door | 0% | 0 | 0 | Commercial_2024_Achievable_GWh_Before Competition Groups_High R-Value Glass Doors/no-heat glass door
Commercial | Com ¦ High R-Value Glass Doors/no-heat glass door | 2024 | Economic | GWh | Before Competition Groups | 0 | 0 | 0 | 12059.5624 | 0 | 75 | Commercial_2024_Economic_GWh_Before Competition Groups_75 | High R-Value Glass Doors/no-heat glass door | 0% | 0 | 0 | Commercial_2024_Economic_GWh_Before Competition Groups_High R-Value Glass Doors/no-heat glass door
Commercial | Com ¦ HOTEL OCCUPANCY CONTROLS (HVAC + LIGHTING) | 2024 | Achievable | GWh | Before Competition Groups | 0 | 0 | 0 | 1638.6914 | 0 | 76 | Commercial_2024_Achievable_GWh_Before Competition Groups_76 | HOTEL OCCUPANCY CONTROLS (HVAC + LIGHTING) | 0% | 0 | 0 | Commercial_2024_Achievable_GWh_Before Competition Groups_HOTEL OCCUPANCY CONTROLS (HVAC + LIGHTING)
Commercial | Com ¦ HOTEL OCCUPANCY CONTROLS (HVAC + LIGHTING) | 2024 | Economic | GWh | Before Competition Groups | 0 | 0 | 0 | 12059.5624 | 0 | 76 | Commercial_2024_Economic_GWh_Before Competition Groups_76 | HOTEL OCCUPANCY CONTROLS (HVAC + LIGHTING) | 0% | 0 | 0 | Commercial_2024_Economic_GWh_Before Competition Groups_HOTEL OCCUPANCY CONTROLS (HVAC + LIGHTING)
Commercial | Com ¦ Indoor Daylight Sensors/Photocell Dimming Control | 2024 | Achievable | GWh | Before Competition Groups | 0 | 0 | 0 | 1638.6914 | 0 | 77 | Commercial_2024_Achievable_GWh_Before Competition Groups_77 | Indoor Daylight Sensors/Photocell Dimming Control | 0% | 0 | 0 | Commercial_2024_Achievable_GWh_Before Competition Groups_Indoor Daylight Sensors/Photocell Dimming Control
Commercial | Com ¦ Indoor Daylight Sensors/Photocell Dimming Control | 2024 | Economic | GWh | Before Competition Groups | 0 | 0 | 0 | 12059.5624 | 0 | 77 | Commercial_2024_Economic_GWh_Before Competition Groups_77 | Indoor Daylight Sensors/Photocell Dimming Control | 0% | 0 | 0 | Commercial_2024_Economic_GWh_Before Competition Groups_Indoor Daylight Sensors/Photocell Dimming Control
Commercial | Com ¦ LED RECESSED DOWNLIGHTS | 2024 | Achievable | GWh | Before Competition Groups | 0 | 0 | 0 | 1638.6914 | 0 | 78 | Commercial_2024_Achievable_GWh_Before Competition Groups_78 | LED RECESSED DOWNLIGHTS | 0% | 0 | 0 | Commercial_2024_Achievable_GWh_Before Competition Groups_LED RECESSED DOWNLIGHTS
Commercial | Com ¦ LED RECESSED DOWNLIGHTS | 2024 | Economic | GWh | Before Competition Groups | 0 | 0 | 0 | 12059.5624 | 0 | 78 | Commercial_2024_Economic_GWh_Before Competition Groups_78 | LED RECESSED DOWNLIGHTS | 0% | 0 | 0 | Commercial_2024_Economic_GWh_Before Competition Groups_LED RECESSED DOWNLIGHTS
Commercial | Com ¦ Networked/Connected - High Impact Application | 2024 | Achievable | GWh | Before Competition Groups | 0 | 0 | 0 | 1638.6914 | 0 | 79 | Commercial_2024_Achievable_GWh_Before Competition Groups_79 | Networked/Connected - High Impact Application | 0% | 0 | 0 | Commercial_2024_Achievable_GWh_Before Competition Groups_Networked/Connected - High Impact Application
Commercial | Com ¦ Networked/Connected - High Impact Application | 2024 | Economic | GWh | Before Competition Groups | 0 | 0 | 0 | 12059.5624 | 0 | 79 | Commercial_2024_Economic_GWh_Before Competition Groups_79 | Networked/Connected - High Impact Application | 0% | 0 | 0 | Commercial_2024_Economic_GWh_Before Competition Groups_Networked/Connected - High Impact Application
Commercial | Com ¦ Networked/Connected - Low Impact Application | 2024 | Achievable | GWh | Before Competition Groups | 0 | 0 | 0 | 1638.6914 | 0 | 80 | Commercial_2024_Achievable_GWh_Before Competition Groups_80 | Networked/Connected - Low Impact Application | 0% | 0 | 0 | Commercial_2024_Achievable_GWh_Before Competition Groups_Networked/Connected - Low Impact Application
Commercial | Com ¦ Networked/Connected - Low Impact Application | 2024 | Economic | GWh | Before Competition Groups | 0 | 0 | 0 | 12059.5624 | 0 | 80 | Commercial_2024_Economic_GWh_Before Competition Groups_80 | Networked/Connected - Low Impact Application | 0% | 0 | 0 | Commercial_2024_Economic_GWh_Before Competition Groups_Networked/Connected - Low Impact Application
Commercial | Com ¦ Notched V belts for HVAC Systems | 2024 | Achievable | GWh | Before Competition Groups | 0 | 0 | 0 | 1638.6914 | 0 | 81 | Commercial_2024_Achievable_GWh_Before Competition Groups_81 | Notched V belts for HVAC Systems | 0% | 0 | 0 | Commercial_2024_Achievable_GWh_Before Competition Groups_Notched V belts for HVAC Systems
Commercial | Com ¦ Notched V belts for HVAC Systems | 2024 | Economic | GWh | Before Competition Groups | 0 | 0 | 0 | 12059.5624 | 0 | 81 | Commercial_2024_Economic_GWh_Before Competition Groups_81 | Notched V belts for HVAC Systems | 0% | 0 | 0 | Commercial_2024_Economic_GWh_Before Competition Groups_Notched V belts for HVAC Systems
Commercial | Com ¦ Refrigerated Display Case Doors | 2024 | Achievable | GWh | Before Competition Groups | 0 | 0 | 0 | 1638.6914 | 0 | 82 | Commercial_2024_Achievable_GWh_Before Competition Groups_82 | Refrigerated Display Case Doors | 0% | 0 | 0 | Commercial_2024_Achievable_GWh_Before Competition Groups_Refrigerated Display Case Doors
Commercial | Com ¦ Refrigerated Display Case Doors | 2024 | Economic | GWh | Before Competition Groups | 0 | 0 | 0 | 12059.5624 | 0 | 82 | Commercial_2024_Economic_GWh_Before Competition Groups_82 | Refrigerated Display Case Doors | 0% | 0 | 0 | Commercial_2024_Economic_GWh_Before Competition Groups_Refrigerated Display Case Doors
Commercial | Com ¦ Refrigeration Commissioning | 2024 | Achievable | GWh | Before Competition Groups | 0 | 0 | 0 | 1638.6914 | 0 | 83 | Commercial_2024_Achievable_GWh_Before Competition Groups_83 | Refrigeration Commissioning | 0% | 0 | 0 | Commercial_2024_Achievable_GWh_Before Competition Groups_Refrigeration Commissioning
Commercial | Com ¦ Refrigeration Commissioning | 2024 | Economic | GWh | Before Competition Groups | 0 | 0 | 0 | 12059.5624 | 0 | 83 | Commercial_2024_Economic_GWh_Before Competition Groups_83 | Refrigeration Commissioning | 0% | 0 | 0 | Commercial_2024_Economic_GWh_Before Competition Groups_Refrigeration Commissioning
Commercial | Com ¦ Roof Insulation/Ceiling Insulation (R25 Code to R35) | 2024 | Achievable | GWh | Before Competition Groups | 0 | 0 | 0 | 1638.6914 | 0 | 84 | Commercial_2024_Achievable_GWh_Before Competition Groups_84 | Roof Insulation/Ceiling Insulation (R25 Code to R35) | 0% | 0 | 0 | Commercial_2024_Achievable_GWh_Before Competition Groups_Roof Insulation/Ceiling Insulation (R25 Code to R35)
Commercial | Com ¦ Roof Insulation/Ceiling Insulation (R25 Code to R35) | 2024 | Economic | GWh | Before Competition Groups | 0 | 0 | 0 | 12059.5624 | 0 | 84 | Commercial_2024_Economic_GWh_Before Competition Groups_84 | Roof Insulation/Ceiling Insulation (R25 Code to R35) | 0% | 0 | 0 | Commercial_2024_Economic_GWh_Before Competition Groups_Roof Insulation/Ceiling Insulation (R25 Code to R35)
Commercial | Com ¦ Super-High Efficiency Furnaces (Emerging Tech) | 2024 | Achievable | GWh | Before Competition Groups | 0 | 0 | 0 | 1638.6914 | 0 | 85 | Commercial_2024_Achievable_GWh_Before Competition Groups_85 | Super-High Efficiency Furnaces (Emerging Tech) | 0% | 0 | 0 | Commercial_2024_Achievable_GWh_Before Competition Groups_Super-High Efficiency Furnaces (Emerging Tech)
Commercial | Com ¦ Super-High Efficiency Furnaces (Emerging Tech) | 2024 | Economic | GWh | Before Competition Groups | 0 | 0 | 0 | 12059.5624 | 0 | 85 | Commercial_2024_Economic_GWh_Before Competition Groups_85 | Super-High Efficiency Furnaces (Emerging Tech) | 0% | 0 | 0 | Commercial_2024_Economic_GWh_Before Competition Groups_Super-High Efficiency Furnaces (Emerging Tech)
Commercial | Com ¦ SYNCHRONOUS BELT | 2024 | Achievable | GWh | Before Competition Groups | 0 | 0 | 0 | 1638.6914 | 0 | 86 | Commercial_2024_Achievable_GWh_Before Competition Groups_86 | SYNCHRONOUS BELT | 0% | 0 | 0 | Commercial_2024_Achievable_GWh_Before Competition Groups_SYNCHRONOUS BELT
Commercial | Com ¦ SYNCHRONOUS BELT | 2024 | Economic | GWh | Before Competition Groups | 0 | 0 | 0 | 12059.5624 | 0 | 86 | Commercial_2024_Economic_GWh_Before Competition Groups_86 | SYNCHRONOUS BELT | 0% | 0 | 0 | Commercial_2024_Economic_GWh_Before Competition Groups_SYNCHRONOUS BELT
Commercial | Com ¦ Variable Refrigerant Flow Heat Pump | 2024 | Achievable | GWh | Before Competition Groups | 0 | 0 | 0 | 1638.6914 | 0 | 87 | Commercial_2024_Achievable_GWh_Before Competition Groups_87 | Variable Refrigerant Flow Heat Pump | 0% | 0 | 0 | Commercial_2024_Achievable_GWh_Before Competition Groups_Variable Refrigerant Flow Heat Pump
Commercial | Com ¦ Variable Refrigerant Flow Heat Pump | 2024 | Economic | GWh | Before Competition Groups | 0 | 0 | 0 | 12059.5624 | 0 | 87 | Commercial_2024_Economic_GWh_Before Competition Groups_87 | Variable Refrigerant Flow Heat Pump | 0% | 0 | 0 | Commercial_2024_Economic_GWh_Before Competition Groups_Variable Refrigerant Flow Heat Pump
Commercial | Com ¦ Building Recommissioning, Operations and Maintenance (O&M) Improvements | 2025 | Economic | GWh | Before Competition Groups | 2594.9688 | 0 | 0 | 12560.5401 | 0.2066 | 1 | Commercial_2025_Economic_GWh_Before Competition Groups_1 | Building Recommissioning, Operations and Maintenance (O&M) Improvements | 20.66% | 0 | 2594.9688 | Commercial_2025_Economic_GWh_Before Competition Groups_Building Recommissioning, Operations and Maintenance (O&M) Improvements
Commercial | Com ¦ ENERGY STAR LED LAMPS (REFLECTOR LAMPs/MR16/PAR 16) | 2025 | Achievable | GWh | Before Competition Groups | 445.4868 | 0 | 0 | 2484.1842 | 0.17933 | 1 | Commercial_2025_Achievable_GWh_Before Competition Groups_1 | ENERGY STAR LED LAMPS (REFLECTOR LAMPs/MR16/PAR 16) | 17.93% | 0 | 445.4868 | Commercial_2025_Achievable_GWh_Before Competition Groups_ENERGY STAR LED LAMPS (REFLECTOR LAMPs/MR16/PAR 16)
Commercial | Com ¦ Building Recommissioning, Operations and Maintenance (O&M) Improvements | 2025 | Technical | GWh | Before Competition Groups | 2594.9688 | 0 | 0 | 19009.2211 | 0.13651 | 1 | Commercial_2025_Technical_GWh_Before Competition Groups_1 | Building Recommissioning, Operations and Maintenance (O&M) Improvements | 13.65% | 0 | 2594.9688 | Commercial_2025_Technical_GWh_Before Competition Groups_Building Recommissioning, Operations and Maintenance (O&M) Improvements
Commercial | Com ¦ LED Low/High Bay | 2025 | Economic | GWh | Before Competition Groups | 1150.7105 | 0 | 0 | 12560.5401 | 0.091613 | 2 | Commercial_2025_Economic_GWh_Before Competition Groups_2 | LED Low/High Bay | 9.161% | 0 | 1150.7105 | Commercial_2025_Economic_GWh_Before Competition Groups_LED Low/High Bay
Commercial | Com ¦ LED Troffer/Surface/Suspended | 2025 | Economic | GWh | Before Competition Groups | 1108.2144 | 0 | 0 | 12560.5401 | 0.08823 | 3 | Commercial_2025_Economic_GWh_Before Competition Groups_3 | LED Troffer/Surface/Suspended | 8.823% | 0 | 1108.2144 | Commercial_2025_Economic_GWh_Before Competition Groups_LED Troffer/Surface/Suspended
Commercial | Com ¦ LED Low/High Bay | 2025 | Technical | GWh | Before Competition Groups | 1565.9658 | 0 | 0 | 19009.2211 | 0.082379 | 2 | Commercial_2025_Technical_GWh_Before Competition Groups_2 | LED Low/High Bay | 8.238% | 0 | 1565.9658 | Commercial_2025_Technical_GWh_Before Competition Groups_LED Low/High Bay
Commercial | Com ¦ LED parking lot fixture | 2025 | Achievable | GWh | Before Competition Groups | 194.943 | 0 | 0 | 2484.1842 | 0.078474 | 2 | Commercial_2025_Achievable_GWh_Before Competition Groups_2 | LED parking lot fixture | 7.847% | 0 | 194.943 | Commercial_2025_Achievable_GWh_Before Competition Groups_LED parking lot fixture
Commercial | Com ¦ LED EXTERIOR AREA LIGHTS - LED fixture (200W) | 2025 | Achievable | GWh | Before Competition Groups | 194.1064 | 0 | 0 | 2484.1842 | 0.078137 | 3 | Commercial_2025_Achievable_GWh_Before Competition Groups_3 | LED EXTERIOR AREA LIGHTS - LED fixture (200W) | 7.814% | 0 | 194.1064 | Commercial_2025_Achievable_GWh_Before Competition Groups_LED EXTERIOR AREA LIGHTS - LED fixture (200W)
Commercial | Com ¦ LED Troffer/Surface/Suspended | 2025 | Achievable | GWh | Before Competition Groups | 191.5293 | 0 | 0 | 2484.1842 | 0.077099 | 4 | Commercial_2025_Achievable_GWh_Before Competition Groups_4 | LED Troffer/Surface/Suspended | 7.71% | 0 | 191.5293 | Commercial_2025_Achievable_GWh_Before Competition Groups_LED Troffer/Surface/Suspended
Commercial | Com ¦ Education and Capacity Building/Energy Behavior | 2025 | Economic | GWh | Before Competition Groups | 966.8629 | 0 | 0 | 12560.5401 | 0.076976 | 4 | Commercial_2025_Economic_GWh_Before Competition Groups_4 | Education and Capacity Building/Energy Behavior | 7.698% | 0 | 966.8629 | Commercial_2025_Economic_GWh_Before Competition Groups_Education and Capacity Building/Energy Behavior
Commercial | Com ¦ ENERGY STAR LED LAMPS (REFLECTOR LAMPs/MR16/PAR 16) | 2025 | Economic | GWh | Before Competition Groups | 948.7311 | 0 | 0 | 12560.5401 | 0.075533 | 5 | Commercial_2025_Economic_GWh_Before Competition Groups_5 | ENERGY STAR LED LAMPS (REFLECTOR LAMPs/MR16/PAR 16) | 7.553% | 0 | 948.7311 | Commercial_2025_Economic_GWh_Before Competition Groups_ENERGY STAR LED LAMPS (REFLECTOR LAMPs/MR16/PAR 16)
Commercial | Com ¦ Education and Capacity Building/Energy Behavior | 2025 | Achievable | GWh | Before Competition Groups | 166.5012 | 0 | 0 | 2484.1842 | 0.067025 | 5 | Commercial_2025_Achievable_GWh_Before Competition Groups_5 | Education and Capacity Building/Energy Behavior | 6.702% | 0 | 166.5012 | Commercial_2025_Achievable_GWh_Before Competition Groups_Education and Capacity Building/Energy Behavior
Commercial | Com ¦ LED Troffer/Surface/Suspended | 2025 | Technical | GWh | Before Competition Groups | 1255.8771 | 0 | 0 | 19009.2211 | 0.066067 | 3 | Commercial_2025_Technical_GWh_Before Competition Groups_3 | LED Troffer/Surface/Suspended | 6.607% | 0 | 1255.8771 | Commercial_2025_Technical_GWh_Before Competition Groups_LED Troffer/Surface/Suspended
Commercial | Com ¦ LED Low/High Bay | 2025 | Achievable | GWh | Before Competition Groups | 162.2107 | 0 | 0 | 2484.1842 | 0.065297 | 6 | Commercial_2025_Achievable_GWh_Before Competition Groups_6 | LED Low/High Bay | 6.53% | 0 | 162.2107 | Commercial_2025_Achievable_GWh_Before Competition Groups_LED Low/High Bay
Commercial | Com ¦ LLLC - Low Impact Application | 2025 | Technical | GWh | Before Competition Groups | 1082.0019 | 0 | 0 | 19009.2211 | 0.05692 | 4 | Commercial_2025_Technical_GWh_Before Competition Groups_4 | LLLC - Low Impact Application | 5.692% | 0 | 1082.0019 | Commercial_2025_Technical_GWh_Before Competition Groups_LLLC - Low Impact Application
Commercial | Com ¦ LLLC - High Impact Application | 2025 | Technical | GWh | Before Competition Groups | 1075.28 | 0 | 0 | 19009.2211 | 0.056566 | 5 | Commercial_2025_Technical_GWh_Before Competition Groups_5 | LLLC - High Impact Application | 5.657% | 0 | 1075.28 | Commercial_2025_Technical_GWh_Before Competition Groups_LLLC - High Impact Application
Commercial | Com ¦ Furnace Tune-Up | 2025 | Economic | GWh | Before Competition Groups | 686.7017 | 0 | 0 | 12560.5401 | 0.054671 | 6 | Commercial_2025_Economic_GWh_Before Competition Groups_6 | Furnace Tune-Up | 5.467% | 0 | 686.7017 | Commercial_2025_Economic_GWh_Before Competition Groups_Furnace Tune-Up
Commercial | Com ¦ LED Replacement Lamp (Tube) | 2025 | Achievable | GWh | Before Competition Groups | 135.1977 | 0 | 0 | 2484.1842 | 0.054423 | 7 | Commercial_2025_Achievable_GWh_Before Competition Groups_7 | LED Replacement Lamp (Tube) | 5.442% | 0 | 135.1977 | Commercial_2025_Achievable_GWh_Before Competition Groups_LED Replacement Lamp (Tube)
Commercial | Com ¦ Networked/Connected - High Impact Application | 2025 | Technical | GWh | Before Competition Groups | 971.8927 | 0 | 0 | 19009.2211 | 0.051127 | 6 | Commercial_2025_Technical_GWh_Before Competition Groups_6 | Networked/Connected - High Impact Application | 5.113% | 0 | 971.8927 | Commercial_2025_Technical_GWh_Before Competition Groups_Networked/Connected - High Impact Application
Commercial | Com ¦ Education and Capacity Building/Energy Behavior | 2025 | Technical | GWh | Before Competition Groups | 968.2464 | 0 | 0 | 19009.2211 | 0.050936 | 7 | Commercial_2025_Technical_GWh_Before Competition Groups_7 | Education and Capacity Building/Energy Behavior | 5.094% | 0 | 968.2464 | Commercial_2025_Technical_GWh_Before Competition Groups_Education and Capacity Building/Energy Behavior
Commercial | Com ¦ ENERGY STAR LED LAMPS (REFLECTOR LAMPs/MR16/PAR 16) | 2025 | Technical | GWh | Before Competition Groups | 957.8978 | 0 | 0 | 19009.2211 | 0.050391 | 8 | Commercial_2025_Technical_GWh_Before Competition Groups_8 | ENERGY STAR LED LAMPS (REFLECTOR LAMPs/MR16/PAR 16) | 5.039% | 0 | 957.8978 | Commercial_2025_Technical_GWh_Before Competition Groups_ENERGY STAR LED LAMPS (REFLECTOR LAMPs/MR16/PAR 16)
Commercial | Com ¦ Furnace Tune-Up | 2025 | Achievable | GWh | Before Competition Groups | 123.8065 | 0 | 0 | 2484.1842 | 0.049838 | 8 | Commercial_2025_Achievable_GWh_Before Competition Groups_8 | Furnace Tune-Up | 4.984% | 0 | 123.8065 | Commercial_2025_Achievable_GWh_Before Competition Groups_Furnace Tune-Up
Commercial | Com ¦ Networked/Connected - Low Impact Application | 2025 | Technical | GWh | Before Competition Groups | 930.2966 | 0 | 0 | 19009.2211 | 0.048939 | 9 | Commercial_2025_Technical_GWh_Before Competition Groups_9 | Networked/Connected - Low Impact Application | 4.894% | 0 | 930.2966 | Commercial_2025_Technical_GWh_Before Competition Groups_Networked/Connected - Low Impact Application
Commercial | Com ¦ LED street light fixture | 2025 | Achievable | GWh | Before Competition Groups | 110.8336 | 0 | 0 | 2484.1842 | 0.044616 | 9 | Commercial_2025_Achievable_GWh_Before Competition Groups_9 | LED street light fixture | 4.462% | 0 | 110.8336 | Commercial_2025_Achievable_GWh_Before Competition Groups_LED street light fixture
Commercial | Com ¦ LED EXTERIOR AREA LIGHTS - LED fixture (200W) | 2025 | Economic | GWh | Before Competition Groups | 488.2348 | 0 | 0 | 12560.5401 | 0.038871 | 7 | Commercial_2025_Economic_GWh_Before Competition Groups_7 | LED EXTERIOR AREA LIGHTS - LED fixture (200W) | 3.887% | 0 | 488.2348 | Commercial_2025_Economic_GWh_Before Competition Groups_LED EXTERIOR AREA LIGHTS - LED fixture (200W)
Commercial | Com ¦ LED parking lot fixture | 2025 | Economic | GWh | Before Competition Groups | 475.6772 | 0 | 0 | 12560.5401 | 0.037871 | 8 | Commercial_2025_Economic_GWh_Before Competition Groups_8 | LED parking lot fixture | 3.787% | 0 | 475.6772 | Commercial_2025_Economic_GWh_Before Competition Groups_LED parking lot fixture
Commercial | Com ¦ Furnace Tune-Up | 2025 | Technical | GWh | Before Competition Groups | 686.7017 | 0 | 0 | 19009.2211 | 0.036125 | 10 | Commercial_2025_Technical_GWh_Before Competition Groups_10 | Furnace Tune-Up | 3.612% | 0 | 686.7017 | Commercial_2025_Technical_GWh_Before Competition Groups_Furnace Tune-Up
Commercial | Com ¦ Building Recommissioning, Operations and Maintenance (O&M) Improvements | 2025 | Achievable | GWh | Before Competition Groups | 89.4289 | 0 | 0 | 2484.1842 | 0.035999 | 10 | Commercial_2025_Achievable_GWh_Before Competition Groups_10 | Building Recommissioning, Operations and Maintenance (O&M) Improvements | 3.6% | 0 | 89.4289 | Commercial_2025_Achievable_GWh_Before Competition Groups_Building Recommissioning, Operations and Maintenance (O&M) Improvements
Commercial | Com ¦ Data Center Storage/Server Virtualization | 2025 | Achievable | GWh | Before Competition Groups | 81.9515 | 0 | 0 | 2484.1842 | 0.032989 | 11 | Commercial_2025_Achievable_GWh_Before Competition Groups_11 | Data Center Storage/Server Virtualization | 3.299% | 0 | 81.9515 | Commercial_2025_Achievable_GWh_Before Competition Groups_Data Center Storage/Server Virtualization
Commercial | Com ¦ Advanced BAS/Controllers | 2025 | Economic | GWh | Before Competition Groups | 325.8097 | 0 | 0 | 12560.5401 | 0.025939 | 9 | Commercial_2025_Economic_GWh_Before Competition Groups_9 | Advanced BAS/Controllers | 2.594% | 0 | 325.8097 | Commercial_2025_Economic_GWh_Before Competition Groups_Advanced BAS/Controllers
Commercial | Com ¦ LED EXTERIOR AREA LIGHTS - LED fixture (200W) | 2025 | Technical | GWh | Before Competition Groups | 488.2348 | 0 | 0 | 19009.2211 | 0.025684 | 11 | Commercial_2025_Technical_GWh_Before Competition Groups_11 | LED EXTERIOR AREA LIGHTS - LED fixture (200W) | 2.568% | 0 | 488.2348 | Commercial_2025_Technical_GWh_Before Competition Groups_LED EXTERIOR AREA LIGHTS - LED fixture (200W)
Commercial | Com ¦ Central Lighting Control System | 2025 | Technical | GWh | Before Competition Groups | 476.801 | 0 | 0 | 19009.2211 | 0.025083 | 12 | Commercial_2025_Technical_GWh_Before Competition Groups_12 | Central Lighting Control System | 2.508% | 0 | 476.801 | Commercial_2025_Technical_GWh_Before Competition Groups_Central Lighting Control System
Commercial | Com ¦ LED parking lot fixture | 2025 | Technical | GWh | Before Competition Groups | 475.6772 | 0 | 0 | 19009.2211 | 0.025023 | 13 | Commercial_2025_Technical_GWh_Before Competition Groups_13 | LED parking lot fixture | 2.502% | 0 | 475.6772 | Commercial_2025_Technical_GWh_Before Competition Groups_LED parking lot fixture
Commercial | Com ¦ LED street light fixture | 2025 | Economic | GWh | Before Competition Groups | 290.4049 | 0 | 0 | 12560.5401 | 0.02312 | 10 | Commercial_2025_Economic_GWh_Before Competition Groups_10 | LED street light fixture | 2.312% | 0 | 290.4049 | Commercial_2025_Economic_GWh_Before Competition Groups_LED street light fixture
Commercial | Com ¦ LED or Equivalent Sign Lighting | 2025 | Achievable | GWh | Before Competition Groups | 48.4063 | 0 | 0 | 2484.1842 | 0.019486 | 12 | Commercial_2025_Achievable_GWh_Before Competition Groups_12 | LED or Equivalent Sign Lighting | 1.949% | 0 | 48.4063 | Commercial_2025_Achievable_GWh_Before Competition Groups_LED or Equivalent Sign Lighting
Commercial | Com ¦ Strip Curtains | 2025 | Achievable | GWh | Before Competition Groups | 48.3256 | 0 | 0 | 2484.1842 | 0.019453 | 13 | Commercial_2025_Achievable_GWh_Before Competition Groups_13 | Strip Curtains | 1.945% | 0 | 48.3256 | Commercial_2025_Achievable_GWh_Before Competition Groups_Strip Curtains
Commercial | Com ¦ Reach-in Shaded Pole to ECM/PSC Evaporator Fan Motor | 2025 | Achievable | GWh | Before Competition Groups | 47.0544 | 0 | 0 | 2484.1842 | 0.018942 | 14 | Commercial_2025_Achievable_GWh_Before Competition Groups_14 | Reach-in Shaded Pole to ECM/PSC Evaporator Fan Motor | 1.894% | 0 | 47.0544 | Commercial_2025_Achievable_GWh_Before Competition Groups_Reach-in Shaded Pole to ECM/PSC Evaporator Fan Motor
Commercial | Com ¦ Strip Curtains | 2025 | Economic | GWh | Before Competition Groups | 234.4947 | 0 | 0 | 12560.5401 | 0.018669 | 11 | Commercial_2025_Economic_GWh_Before Competition Groups_11 | Strip Curtains | 1.867% | 0 | 234.4947 | Commercial_2025_Economic_GWh_Before Competition Groups_Strip Curtains
Commercial | Com ¦ Variable Refrigerant Flow Heat Pump | 2025 | Technical | GWh | Before Competition Groups | 352.7472 | 0 | 0 | 19009.2211 | 0.018557 | 14 | Commercial_2025_Technical_GWh_Before Competition Groups_14 | Variable Refrigerant Flow Heat Pump | 1.856% | 0 | 352.7472 | Commercial_2025_Technical_GWh_Before Competition Groups_Variable Refrigerant Flow Heat Pump
Commercial | Com ¦ Variable Frequency Drive (VFD) | 2025 | Economic | GWh | Before Competition Groups | 230.0125 | 0 | 0 | 12560.5401 | 0.018312 | 12 | Commercial_2025_Economic_GWh_Before Competition Groups_12 | Variable Frequency Drive (VFD) | 1.831% | 0 | 230.0125 | Commercial_2025_Economic_GWh_Before Competition Groups_Variable Frequency Drive (VFD)
Commercial | Com ¦ LLLC - Low Impact Application | 2025 | Economic | GWh | Before Competition Groups | 228.549 | 0 | 0 | 12560.5401 | 0.018196 | 13 | Commercial_2025_Economic_GWh_Before Competition Groups_13 | LLLC - Low Impact Application | 1.82% | 0 | 228.549 | Commercial_2025_Economic_GWh_Before Competition Groups_LLLC - Low Impact Application
Commercial | Com ¦ Demand Control Ventilation | 2025 | Economic | GWh | Before Competition Groups | 222.0944 | 0 | 0 | 12560.5401 | 0.017682 | 14 | Commercial_2025_Economic_GWh_Before Competition Groups_14 | Demand Control Ventilation | 1.768% | 0 | 222.0944 | Commercial_2025_Economic_GWh_Before Competition Groups_Demand Control Ventilation
Commercial | Com ¦ LLLC - High Impact Application | 2025 | Economic | GWh | Before Competition Groups | 217.6639 | 0 | 0 | 12560.5401 | 0.017329 | 15 | Commercial_2025_Economic_GWh_Before Competition Groups_15 | LLLC - High Impact Application | 1.733% | 0 | 217.6639 | Commercial_2025_Economic_GWh_Before Competition Groups_LLLC - High Impact Application
Commercial | Com ¦ VFD on Pumps | 2025 | Economic | GWh | Before Competition Groups | 216.2434 | 0 | 0 | 12560.5401 | 0.017216 | 16 | Commercial_2025_Economic_GWh_Before Competition Groups_16 | VFD on Pumps | 1.722% | 0 | 216.2434 | Commercial_2025_Economic_GWh_Before Competition Groups_VFD on Pumps
Commercial | Com ¦ Advanced BAS/Controllers | 2025 | Technical | GWh | Before Competition Groups | 325.8097 | 0 | 0 | 19009.2211 | 0.01714 | 15 | Commercial_2025_Technical_GWh_Before Competition Groups_15 | Advanced BAS/Controllers | 1.714% | 0 | 325.8097 | Commercial_2025_Technical_GWh_Before Competition Groups_Advanced BAS/Controllers
Commercial | Com ¦ High Efficiency Air Source Heat Pump | 2025 | Achievable | GWh | Before Competition Groups | 42.2338 | 0 | 0 | 2484.1842 | 0.017001 | 15 | Commercial_2025_Achievable_GWh_Before Competition Groups_15 | High Efficiency Air Source Heat Pump | 1.7% | 0 | 42.2338 | Commercial_2025_Achievable_GWh_Before Competition Groups_High Efficiency Air Source Heat Pump
Commercial | Com ¦ Variable Frequency Drive (VFD) | 2025 | Achievable | GWh | Before Competition Groups | 41.6546 | 0 | 0 | 2484.1842 | 0.016768 | 16 | Commercial_2025_Achievable_GWh_Before Competition Groups_16 | Variable Frequency Drive (VFD) | 1.677% | 0 | 41.6546 | Commercial_2025_Achievable_GWh_Before Competition Groups_Variable Frequency Drive (VFD)
Commercial | Com ¦ VFD on Pumps | 2025 | Achievable | GWh | Before Competition Groups | 39.0866 | 0 | 0 | 2484.1842 | 0.015734 | 17 | Commercial_2025_Achievable_GWh_Before Competition Groups_17 | VFD on Pumps | 1.573% | 0 | 39.0866 | Commercial_2025_Achievable_GWh_Before Competition Groups_VFD on Pumps
Commercial | Com ¦ LED street light fixture | 2025 | Technical | GWh | Before Competition Groups | 290.4049 | 0 | 0 | 19009.2211 | 0.015277 | 16 | Commercial_2025_Technical_GWh_Before Competition Groups_16 | LED street light fixture | 1.528% | 0 | 290.4049 | Commercial_2025_Technical_GWh_Before Competition Groups_LED street light fixture
Commercial | Com ¦ Data Center Storage/Server Virtualization | 2025 | Economic | GWh | Before Competition Groups | 184.4831 | 0 | 0 | 12560.5401 | 0.014688 | 17 | Commercial_2025_Economic_GWh_Before Competition Groups_17 | Data Center Storage/Server Virtualization | 1.469% | 0 | 184.4831 | Commercial_2025_Economic_GWh_Before Competition Groups_Data Center Storage/Server Virtualization
Commercial | Com ¦ LED Replacement Lamp (Tube) | 2025 | Economic | GWh | Before Competition Groups | 183.7718 | 0 | 0 | 12560.5401 | 0.014631 | 18 | Commercial_2025_Economic_GWh_Before Competition Groups_18 | LED Replacement Lamp (Tube) | 1.463% | 0 | 183.7718 | Commercial_2025_Economic_GWh_Before Competition Groups_LED Replacement Lamp (Tube)
Commercial | Com ¦ Air Handler with Dedicated Outdoor Air Systems | 2025 | Economic | GWh | Before Competition Groups | 179.5091 | 0 | 0 | 12560.5401 | 0.014292 | 19 | Commercial_2025_Economic_GWh_Before Competition Groups_19 | Air Handler with Dedicated Outdoor Air Systems | 1.429% | 0 | 179.5091 | Commercial_2025_Economic_GWh_Before Competition Groups_Air Handler with Dedicated Outdoor Air Systems
Commercial | Com ¦ High Efficiency Air Source Heat Pump | 2025 | Economic | GWh | Before Competition Groups | 169.1546 | 0 | 0 | 12560.5401 | 0.013467 | 20 | Commercial_2025_Economic_GWh_Before Competition Groups_20 | High Efficiency Air Source Heat Pump | 1.347% | 0 | 169.1546 | Commercial_2025_Economic_GWh_Before Competition Groups_High Efficiency Air Source Heat Pump
Commercial | Com ¦ Demand Control Ventilation | 2025 | Achievable | GWh | Before Competition Groups | 33.1992 | 0 | 0 | 2484.1842 | 0.013364 | 18 | Commercial_2025_Achievable_GWh_Before Competition Groups_18 | Demand Control Ventilation | 1.336% | 0 | 33.1992 | Commercial_2025_Achievable_GWh_Before Competition Groups_Demand Control Ventilation
Commercial | Com ¦ Strip Curtains | 2025 | Technical | GWh | Before Competition Groups | 234.4947 | 0 | 0 | 19009.2211 | 0.012336 | 17 | Commercial_2025_Technical_GWh_Before Competition Groups_17 | Strip Curtains | 1.234% | 0 | 234.4947 | Commercial_2025_Technical_GWh_Before Competition Groups_Strip Curtains
Commercial | Com ¦ Variable Frequency Drive (VFD) | 2025 | Technical | GWh | Before Competition Groups | 230.0125 | 0 | 0 | 19009.2211 | 0.0121 | 18 | Commercial_2025_Technical_GWh_Before Competition Groups_18 | Variable Frequency Drive (VFD) | 1.21% | 0 | 230.0125 | Commercial_2025_Technical_GWh_Before Competition Groups_Variable Frequency Drive (VFD)
Commercial | Com ¦ Centrally controlled desktop PC/NETWORK PC POWER MANAGEMENT SOFTWARE | 2025 | Economic | GWh | Before Competition Groups | 151.2502 | 0 | 0 | 12560.5401 | 0.012042 | 21 | Commercial_2025_Economic_GWh_Before Competition Groups_21 | Centrally controlled desktop PC/NETWORK PC POWER MANAGEMENT SOFTWARE | 1.204% | 0 | 151.2502 | Commercial_2025_Economic_GWh_Before Competition Groups_Centrally controlled desktop PC/NETWORK PC POWER MANAGEMENT SOFTWARE
Commercial | Com ¦ Demand Control Ventilation | 2025 | Technical | GWh | Before Competition Groups | 225.9182 | 0 | 0 | 19009.2211 | 0.011885 | 19 | Commercial_2025_Technical_GWh_Before Competition Groups_19 | Demand Control Ventilation | 1.188% | 0 | 225.9182 | Commercial_2025_Technical_GWh_Before Competition Groups_Demand Control Ventilation
Commercial | Com ¦ Centrally controlled desktop PC/NETWORK PC POWER MANAGEMENT SOFTWARE | 2025 | Achievable | GWh | Before Competition Groups | 28.9634 | 0 | 0 | 2484.1842 | 0.011659 | 19 | Commercial_2025_Achievable_GWh_Before Competition Groups_19 | Centrally controlled desktop PC/NETWORK PC POWER MANAGEMENT SOFTWARE | 1.166% | 0 | 28.9634 | Commercial_2025_Achievable_GWh_Before Competition Groups_Centrally controlled desktop PC/NETWORK PC POWER MANAGEMENT SOFTWARE
Commercial | Com ¦ VFD on Pumps | 2025 | Technical | GWh | Before Competition Groups | 216.2434 | 0 | 0 | 19009.2211 | 0.011376 | 20 | Commercial_2025_Technical_GWh_Before Competition Groups_20 | VFD on Pumps | 1.138% | 0 | 216.2434 | Commercial_2025_Technical_GWh_Before Competition Groups_VFD on Pumps
Commercial | Com ¦ ENERGY STAR LED LAMPS (General Service Lamps) | 2025 | Achievable | GWh | Before Competition Groups | 27.778 | 0 | 0 | 2484.1842 | 0.011182 | 20 | Commercial_2025_Achievable_GWh_Before Competition Groups_20 | ENERGY STAR LED LAMPS (General Service Lamps) | 1.118% | 0 | 27.778 | Commercial_2025_Achievable_GWh_Before Competition Groups_ENERGY STAR LED LAMPS (General Service Lamps)
Commercial | Com ¦ Smart Strip Plug Outlets | 2025 | Technical | GWh | Before Competition Groups | 211.0192 | 0 | 0 | 19009.2211 | 0.011101 | 21 | Commercial_2025_Technical_GWh_Before Competition Groups_21 | Smart Strip Plug Outlets | 1.11% | 0 | 211.0192 | Commercial_2025_Technical_GWh_Before Competition Groups_Smart Strip Plug Outlets
Commercial | Com ¦ LED or Equivalent Sign Lighting | 2025 | Economic | GWh | Before Competition Groups | 127.097 | 0 | 0 | 12560.5401 | 0.010119 | 22 | Commercial_2025_Economic_GWh_Before Competition Groups_22 | LED or Equivalent Sign Lighting | 1.012% | 0 | 127.097 | Commercial_2025_Economic_GWh_Before Competition Groups_LED or Equivalent Sign Lighting
Commercial | Com ¦ Adaptive Thermostats | 2025 | Achievable | GWh | Before Competition Groups | 24.2984 | 0 | 0 | 2484.1842 | 0.0097812 | 21 | Commercial_2025_Achievable_GWh_Before Competition Groups_21 | Adaptive Thermostats | 0.9781% | 0 | 24.2984 | Commercial_2025_Achievable_GWh_Before Competition Groups_Adaptive Thermostats
Commercial | Com ¦ Data Center Storage/Server Virtualization | 2025 | Technical | GWh | Before Competition Groups | 184.4831 | 0 | 0 | 19009.2211 | 0.0097049 | 22 | Commercial_2025_Technical_GWh_Before Competition Groups_22 | Data Center Storage/Server Virtualization | 0.9705% | 0 | 184.4831 | Commercial_2025_Technical_GWh_Before Competition Groups_Data Center Storage/Server Virtualization
Commercial | Com ¦ Adaptive Thermostats | 2025 | Economic | GWh | Before Competition Groups | 121.5686 | 0 | 0 | 12560.5401 | 0.0096786 | 23 | Commercial_2025_Economic_GWh_Before Competition Groups_23 | Adaptive Thermostats | 0.9679% | 0 | 121.5686 | Commercial_2025_Economic_GWh_Before Competition Groups_Adaptive Thermostats
Commercial | Com ¦ LED Replacement Lamp (Tube) | 2025 | Technical | GWh | Before Competition Groups | 183.7718 | 0 | 0 | 19009.2211 | 0.0096675 | 23 | Commercial_2025_Technical_GWh_Before Competition Groups_23 | LED Replacement Lamp (Tube) | 0.9668% | 0 | 183.7718 | Commercial_2025_Technical_GWh_Before Competition Groups_LED Replacement Lamp (Tube)
Commercial | Com ¦ Air Handler with Dedicated Outdoor Air Systems | 2025 | Technical | GWh | Before Competition Groups | 179.5091 | 0 | 0 | 19009.2211 | 0.0094433 | 24 | Commercial_2025_Technical_GWh_Before Competition Groups_24 | Air Handler with Dedicated Outdoor Air Systems | 0.9443% | 0 | 179.5091 | Commercial_2025_Technical_GWh_Before Competition Groups_Air Handler with Dedicated Outdoor Air Systems
Commercial | Com ¦ Air Handler with Dedicated Outdoor Air Systems | 2025 | Achievable | GWh | Before Competition Groups | 22.5431 | 0 | 0 | 2484.1842 | 0.0090746 | 22 | Commercial_2025_Achievable_GWh_Before Competition Groups_22 | Air Handler with Dedicated Outdoor Air Systems | 0.9075% | 0 | 22.5431 | Commercial_2025_Achievable_GWh_Before Competition Groups_Air Handler with Dedicated Outdoor Air Systems
Commercial | Com ¦ High Efficiency Air Source Heat Pump | 2025 | Technical | GWh | Before Competition Groups | 169.1546 | 0 | 0 | 19009.2211 | 0.0088986 | 25 | Commercial_2025_Technical_GWh_Before Competition Groups_25 | High Efficiency Air Source Heat Pump | 0.8899% | 0 | 169.1546 | Commercial_2025_Technical_GWh_Before Competition Groups_High Efficiency Air Source Heat Pump
Commercial | Com ¦ Advanced BAS/Controllers | 2025 | Achievable | GWh | Before Competition Groups | 21.7736 | 0 | 0 | 2484.1842 | 0.0087649 | 23 | Commercial_2025_Achievable_GWh_Before Competition Groups_23 | Advanced BAS/Controllers | 0.8765% | 0 | 21.7736 | Commercial_2025_Achievable_GWh_Before Competition Groups_Advanced BAS/Controllers
Commercial | Com ¦ ECM MOTORS FOR EVAPORATOR FANS for refrigeration (WALK-IN) | 2025 | Economic | GWh | Before Competition Groups | 108.1131 | 0 | 0 | 12560.5401 | 0.0086074 | 24 | Commercial_2025_Economic_GWh_Before Competition Groups_24 | ECM MOTORS FOR EVAPORATOR FANS for refrigeration (WALK-IN) | 0.8607% | 0 | 108.1131 | Commercial_2025_Economic_GWh_Before Competition Groups_ECM MOTORS FOR EVAPORATOR FANS for refrigeration (WALK-IN)
Commercial | Com ¦ Condensing Unit Heaters or other Efficient Unit Heating System | 2025 | Economic | GWh | Before Competition Groups | 104.2066 | 0 | 0 | 12560.5401 | 0.0082963 | 25 | Commercial_2025_Economic_GWh_Before Competition Groups_25 | Condensing Unit Heaters or other Efficient Unit Heating System | 0.8296% | 0 | 104.2066 | Commercial_2025_Economic_GWh_Before Competition Groups_Condensing Unit Heaters or other Efficient Unit Heating System
Commercial | Com ¦ Centrally controlled desktop PC/NETWORK PC POWER MANAGEMENT SOFTWARE | 2025 | Technical | GWh | Before Competition Groups | 151.2502 | 0 | 0 | 19009.2211 | 0.0079567 | 26 | Commercial_2025_Technical_GWh_Before Competition Groups_26 | Centrally controlled desktop PC/NETWORK PC POWER MANAGEMENT SOFTWARE | 0.7957% | 0 | 151.2502 | Commercial_2025_Technical_GWh_Before Competition Groups_Centrally controlled desktop PC/NETWORK PC POWER MANAGEMENT SOFTWARE
Commercial | Com ¦ ECM MOTORS FOR EVAPORATOR FANS for refrigeration (WALK-IN) | 2025 | Achievable | GWh | Before Competition Groups | 19.3139 | 0 | 0 | 2484.1842 | 0.0077748 | 24 | Commercial_2025_Achievable_GWh_Before Competition Groups_24 | ECM MOTORS FOR EVAPORATOR FANS for refrigeration (WALK-IN) | 0.7775% | 0 | 19.3139 | Commercial_2025_Achievable_GWh_Before Competition Groups_ECM MOTORS FOR EVAPORATOR FANS for refrigeration (WALK-IN)
Commercial | Com ¦ Condensing Unit Heaters or other Efficient Unit Heating System | 2025 | Achievable | GWh | Before Competition Groups | 18.7744 | 0 | 0 | 2484.1842 | 0.0075576 | 25 | Commercial_2025_Achievable_GWh_Before Competition Groups_25 | Condensing Unit Heaters or other Efficient Unit Heating System | 0.7558% | 0 | 18.7744 | Commercial_2025_Achievable_GWh_Before Competition Groups_Condensing Unit Heaters or other Efficient Unit Heating System
Commercial | Com ¦ Adaptive Thermostats | 2025 | Technical | GWh | Before Competition Groups | 136.1545 | 0 | 0 | 19009.2211 | 0.0071625 | 27 | Commercial_2025_Technical_GWh_Before Competition Groups_27 | Adaptive Thermostats | 0.7163% | 0 | 136.1545 | Commercial_2025_Technical_GWh_Before Competition Groups_Adaptive Thermostats
Commercial | Com ¦ Freezer Case Light Sensor | 2025 | Economic | GWh | Before Competition Groups | 89.273 | 0 | 0 | 12560.5401 | 0.0071074 | 26 | Commercial_2025_Economic_GWh_Before Competition Groups_26 | Freezer Case Light Sensor | 0.7107% | 0 | 89.273 | Commercial_2025_Economic_GWh_Before Competition Groups_Freezer Case Light Sensor
Commercial | Com ¦ Evaporator Fan Controls | 2025 | Economic | GWh | Before Competition Groups | 87.0662 | 0 | 0 | 12560.5401 | 0.0069317 | 27 | Commercial_2025_Economic_GWh_Before Competition Groups_27 | Evaporator Fan Controls | 0.6932% | 0 | 87.0662 | Commercial_2025_Economic_GWh_Before Competition Groups_Evaporator Fan Controls
Commercial | Com ¦ Reach-in Shaded Pole to ECM/PSC Evaporator Fan Motor | 2025 | Economic | GWh | Before Competition Groups | 86.5844 | 0 | 0 | 12560.5401 | 0.0068934 | 28 | Commercial_2025_Economic_GWh_Before Competition Groups_28 | Reach-in Shaded Pole to ECM/PSC Evaporator Fan Motor | 0.6893% | 0 | 86.5844 | Commercial_2025_Economic_GWh_Before Competition Groups_Reach-in Shaded Pole to ECM/PSC Evaporator Fan Motor
Commercial | Com ¦ LED or Equivalent Sign Lighting | 2025 | Technical | GWh | Before Competition Groups | 127.097 | 0 | 0 | 19009.2211 | 0.0066861 | 28 | Commercial_2025_Technical_GWh_Before Competition Groups_28 | LED or Equivalent Sign Lighting | 0.6686% | 0 | 127.097 | Commercial_2025_Technical_GWh_Before Competition Groups_LED or Equivalent Sign Lighting
Commercial | Com ¦ Refrigerated Display Case Doors | 2025 | Technical | GWh | Before Competition Groups | 124.9214 | 0 | 0 | 19009.2211 | 0.0065716 | 29 | Commercial_2025_Technical_GWh_Before Competition Groups_29 | Refrigerated Display Case Doors | 0.6572% | 0 | 124.9214 | Commercial_2025_Technical_GWh_Before Competition Groups_Refrigerated Display Case Doors
Commercial | Com ¦ Door Gasket Freezer/Refrigerator | 2025 | Technical | GWh | Before Competition Groups | 122.4032 | 0 | 0 | 19009.2211 | 0.0064391 | 30 | Commercial_2025_Technical_GWh_Before Competition Groups_30 | Door Gasket Freezer/Refrigerator | 0.6439% | 0 | 122.4032 | Commercial_2025_Technical_GWh_Before Competition Groups_Door Gasket Freezer/Refrigerator
Commercial | Com ¦ Evaporator Fan Controls | 2025 | Achievable | GWh | Before Competition Groups | 15.5085 | 0 | 0 | 2484.1842 | 0.0062429 | 26 | Commercial_2025_Achievable_GWh_Before Competition Groups_26 | Evaporator Fan Controls | 0.6243% | 0 | 15.5085 | Commercial_2025_Achievable_GWh_Before Competition Groups_Evaporator Fan Controls
Commercial | Com ¦ Refrigerated Display Case LED | 2025 | Technical | GWh | Before Competition Groups | 109.7633 | 0 | 0 | 19009.2211 | 0.0057742 | 31 | Commercial_2025_Technical_GWh_Before Competition Groups_31 | Refrigerated Display Case LED | 0.5774% | 0 | 109.7633 | Commercial_2025_Technical_GWh_Before Competition Groups_Refrigerated Display Case LED
Commercial | Com ¦ ECM MOTORS FOR EVAPORATOR FANS for refrigeration (WALK-IN) | 2025 | Technical | GWh | Before Competition Groups | 108.1131 | 0 | 0 | 19009.2211 | 0.0056874 | 32 | Commercial_2025_Technical_GWh_Before Competition Groups_32 | ECM MOTORS FOR EVAPORATOR FANS for refrigeration (WALK-IN) | 0.5687% | 0 | 108.1131 | Commercial_2025_Technical_GWh_Before Competition Groups_ECM MOTORS FOR EVAPORATOR FANS for refrigeration (WALK-IN)
Commercial | Com ¦ Occupancy Sensors | 2025 | Economic | GWh | Before Competition Groups | 70.2364 | 0 | 0 | 12560.5401 | 0.0055918 | 29 | Commercial_2025_Economic_GWh_Before Competition Groups_29 | Occupancy Sensors | 0.5592% | 0 | 70.2364 | Commercial_2025_Economic_GWh_Before Competition Groups_Occupancy Sensors
Commercial | Com ¦ Condensing Unit Heaters or other Efficient Unit Heating System | 2025 | Technical | GWh | Before Competition Groups | 104.2066 | 0 | 0 | 19009.2211 | 0.0054819 | 33 | Commercial_2025_Technical_GWh_Before Competition Groups_33 | Condensing Unit Heaters or other Efficient Unit Heating System | 0.5482% | 0 | 104.2066 | Commercial_2025_Technical_GWh_Before Competition Groups_Condensing Unit Heaters or other Efficient Unit Heating System
Commercial | Com ¦ Demand Control Kitchen Ventilation | 2025 | Economic | GWh | Before Competition Groups | 68.5165 | 0 | 0 | 12560.5401 | 0.0054549 | 30 | Commercial_2025_Economic_GWh_Before Competition Groups_30 | Demand Control Kitchen Ventilation | 0.5455% | 0 | 68.5165 | Commercial_2025_Economic_GWh_Before Competition Groups_Demand Control Kitchen Ventilation
Commercial | Com ¦ High R-Value Glass Doors/no-heat glass door | 2025 | Technical | GWh | Before Competition Groups | 96.185 | 0 | 0 | 19009.2211 | 0.0050599 | 34 | Commercial_2025_Technical_GWh_Before Competition Groups_34 | High R-Value Glass Doors/no-heat glass door | 0.506% | 0 | 96.185 | Commercial_2025_Technical_GWh_Before Competition Groups_High R-Value Glass Doors/no-heat glass door
Commercial | Com ¦ Refrigerated Display Case Doors | 2025 | Achievable | GWh | Before Competition Groups | 12.4825 | 0 | 0 | 2484.1842 | 0.0050248 | 27 | Commercial_2025_Achievable_GWh_Before Competition Groups_27 | Refrigerated Display Case Doors | 0.5025% | 0 | 12.4825 | Commercial_2025_Achievable_GWh_Before Competition Groups_Refrigerated Display Case Doors
Commercial | Com ¦ Indoor Daylight Sensors/Photocell Dimming Control | 2025 | Technical | GWh | Before Competition Groups | 92.3862 | 0 | 0 | 19009.2211 | 0.0048601 | 35 | Commercial_2025_Technical_GWh_Before Competition Groups_35 | Indoor Daylight Sensors/Photocell Dimming Control | 0.486% | 0 | 92.3862 | Commercial_2025_Technical_GWh_Before Competition Groups_Indoor Daylight Sensors/Photocell Dimming Control
Commercial | Com ¦ Refrigeration Optimization | 2025 | Technical | GWh | Before Competition Groups | 91.4013 | 0 | 0 | 19009.2211 | 0.0048083 | 36 | Commercial_2025_Technical_GWh_Before Competition Groups_36 | Refrigeration Optimization | 0.4808% | 0 | 91.4013 | Commercial_2025_Technical_GWh_Before Competition Groups_Refrigeration Optimization
Commercial | Com ¦ ENERGY STAR LED LAMPS (General Service Lamps) | 2025 | Economic | GWh | Before Competition Groups | 59.6565 | 0 | 0 | 12560.5401 | 0.0047495 | 31 | Commercial_2025_Economic_GWh_Before Competition Groups_31 | ENERGY STAR LED LAMPS (General Service Lamps) | 0.475% | 0 | 59.6565 | Commercial_2025_Economic_GWh_Before Competition Groups_ENERGY STAR LED LAMPS (General Service Lamps)
Commercial | Com ¦ Freezer Case Light Sensor | 2025 | Technical | GWh | Before Competition Groups | 89.273 | 0 | 0 | 19009.2211 | 0.0046963 | 37 | Commercial_2025_Technical_GWh_Before Competition Groups_37 | Freezer Case Light Sensor | 0.4696% | 0 | 89.273 | Commercial_2025_Technical_GWh_Before Competition Groups_Freezer Case Light Sensor
Commercial | Com ¦ ENERGY STAR FREEZER | 2025 | Technical | GWh | Before Competition Groups | 88.8539 | 0 | 0 | 19009.2211 | 0.0046743 | 38 | Commercial_2025_Technical_GWh_Before Competition Groups_38 | ENERGY STAR FREEZER | 0.4674% | 0 | 88.8539 | Commercial_2025_Technical_GWh_Before Competition Groups_ENERGY STAR FREEZER
Commercial | Com ¦ Evaporator Fan Controls | 2025 | Technical | GWh | Before Competition Groups | 87.0662 | 0 | 0 | 19009.2211 | 0.0045802 | 39 | Commercial_2025_Technical_GWh_Before Competition Groups_39 | Evaporator Fan Controls | 0.458% | 0 | 87.0662 | Commercial_2025_Technical_GWh_Before Competition Groups_Evaporator Fan Controls
Commercial | Com ¦ Reach-in Shaded Pole to ECM/PSC Evaporator Fan Motor | 2025 | Technical | GWh | Before Competition Groups | 86.5844 | 0 | 0 | 19009.2211 | 0.0045549 | 40 | Commercial_2025_Technical_GWh_Before Competition Groups_40 | Reach-in Shaded Pole to ECM/PSC Evaporator Fan Motor | 0.4555% | 0 | 86.5844 | Commercial_2025_Technical_GWh_Before Competition Groups_Reach-in Shaded Pole to ECM/PSC Evaporator Fan Motor
Commercial | Com ¦ Demand Control Kitchen Ventilation | 2025 | Achievable | GWh | Before Competition Groups | 11.0667 | 0 | 0 | 2484.1842 | 0.0044549 | 28 | Commercial_2025_Achievable_GWh_Before Competition Groups_28 | Demand Control Kitchen Ventilation | 0.4455% | 0 | 11.0667 | Commercial_2025_Achievable_GWh_Before Competition Groups_Demand Control Kitchen Ventilation
Commercial | Com ¦ ENERGY STAR LED LAMPS (General Service Lamps) | 2025 | Technical | GWh | Before Competition Groups | 82.7971 | 0 | 0 | 19009.2211 | 0.0043556 | 41 | Commercial_2025_Technical_GWh_Before Competition Groups_41 | ENERGY STAR LED LAMPS (General Service Lamps) | 0.4356% | 0 | 82.7971 | Commercial_2025_Technical_GWh_Before Competition Groups_ENERGY STAR LED LAMPS (General Service Lamps)
Commercial | Com ¦ Adding reflective (White) roof treatment or a green roof | 2025 | Technical | GWh | Before Competition Groups | 80.952 | 0 | 0 | 19009.2211 | 0.0042586 | 42 | Commercial_2025_Technical_GWh_Before Competition Groups_42 | Adding reflective (White) roof treatment or a green roof | 0.4259% | 0 | 80.952 | Commercial_2025_Technical_GWh_Before Competition Groups_Adding reflective (White) roof treatment or a green roof
Commercial | Com ¦ Demand Control Kitchen Ventilation | 2025 | Technical | GWh | Before Competition Groups | 78.8739 | 0 | 0 | 19009.2211 | 0.0041492 | 43 | Commercial_2025_Technical_GWh_Before Competition Groups_43 | Demand Control Kitchen Ventilation | 0.4149% | 0 | 78.8739 | Commercial_2025_Technical_GWh_Before Competition Groups_Demand Control Kitchen Ventilation
Commercial | Com ¦ Freezer Case Light Sensor | 2025 | Achievable | GWh | Before Competition Groups | 9.2518 | 0 | 0 | 2484.1842 | 0.0037243 | 29 | Commercial_2025_Achievable_GWh_Before Competition Groups_29 | Freezer Case Light Sensor | 0.3724% | 0 | 9.2518 | Commercial_2025_Achievable_GWh_Before Competition Groups_Freezer Case Light Sensor
Commercial | Com ¦ Occupancy Sensors | 2025 | Technical | GWh | Before Competition Groups | 70.2364 | 0 | 0 | 19009.2211 | 0.0036949 | 44 | Commercial_2025_Technical_GWh_Before Competition Groups_44 | Occupancy Sensors | 0.3695% | 0 | 70.2364 | Commercial_2025_Technical_GWh_Before Competition Groups_Occupancy Sensors
Commercial | Com ¦ HOTEL OCCUPANCY CONTROLS (HVAC + LIGHTING) | 2025 | Technical | GWh | Before Competition Groups | 64.7768 | 0 | 0 | 19009.2211 | 0.0034077 | 45 | Commercial_2025_Technical_GWh_Before Competition Groups_45 | HOTEL OCCUPANCY CONTROLS (HVAC + LIGHTING) | 0.3408% | 0 | 64.7768 | Commercial_2025_Technical_GWh_Before Competition Groups_HOTEL OCCUPANCY CONTROLS (HVAC + LIGHTING)
Commercial | Com ¦ Refrigeration Commissioning | 2025 | Technical | GWh | Before Competition Groups | 59.8499 | 0 | 0 | 19009.2211 | 0.0031485 | 46 | Commercial_2025_Technical_GWh_Before Competition Groups_46 | Refrigeration Commissioning | 0.3148% | 0 | 59.8499 | Commercial_2025_Technical_GWh_Before Competition Groups_Refrigeration Commissioning
Commercial | Com ¦ Refrigerated Display Case Doors | 2025 | Economic | GWh | Before Competition Groups | 38.9435 | 0 | 0 | 12560.5401 | 0.0031005 | 32 | Commercial_2025_Economic_GWh_Before Competition Groups_32 | Refrigerated Display Case Doors | 0.31% | 0 | 38.9435 | Commercial_2025_Economic_GWh_Before Competition Groups_Refrigerated Display Case Doors
Commercial | Com ¦ Unitary Air-Conditioning Unit | 2025 | Technical | GWh | Before Competition Groups | 51.7125 | 0 | 0 | 19009.2211 | 0.0027204 | 47 | Commercial_2025_Technical_GWh_Before Competition Groups_47 | Unitary Air-Conditioning Unit | 0.272% | 0 | 51.7125 | Commercial_2025_Technical_GWh_Before Competition Groups_Unitary Air-Conditioning Unit
Commercial | Com ¦ Temperature Adjustment in Commercial Freezers | 2025 | Economic | GWh | Before Competition Groups | 33.233 | 0 | 0 | 12560.5401 | 0.0026458 | 33 | Commercial_2025_Economic_GWh_Before Competition Groups_33 | Temperature Adjustment in Commercial Freezers | 0.2646% | 0 | 33.233 | Commercial_2025_Economic_GWh_Before Competition Groups_Temperature Adjustment in Commercial Freezers
Commercial | Com ¦ Elec Storage WH 2.30 Et | 2025 | Economic | GWh | Before Competition Groups | 32.6676 | 0 | 0 | 12560.5401 | 0.0026008 | 34 | Commercial_2025_Economic_GWh_Before Competition Groups_34 | Elec Storage WH 2.30 Et | 0.2601% | 0 | 32.6676 | Commercial_2025_Economic_GWh_Before Competition Groups_Elec Storage WH 2.30 Et
Commercial | Com ¦ ENERGY STAR Griddle (74% eff) | 2025 | Achievable | GWh | Before Competition Groups | 6.218 | 0 | 0 | 2484.1842 | 0.002503 | 30 | Commercial_2025_Achievable_GWh_Before Competition Groups_30 | ENERGY STAR Griddle (74% eff) | 0.2503% | 0 | 6.218 | Commercial_2025_Achievable_GWh_Before Competition Groups_ENERGY STAR Griddle (74% eff)
Commercial | Com ¦ BEVERAGE VENDING MACHINE CONTROLS | 2025 | Economic | GWh | Before Competition Groups | 31.0162 | 0 | 0 | 12560.5401 | 0.0024693 | 35 | Commercial_2025_Economic_GWh_Before Competition Groups_35 | BEVERAGE VENDING MACHINE CONTROLS | 0.2469% | 0 | 31.0162 | Commercial_2025_Economic_GWh_Before Competition Groups_BEVERAGE VENDING MACHINE CONTROLS
Commercial | Com ¦ Temperature Adjustment in Commercial Freezers | 2025 | Achievable | GWh | Before Competition Groups | 5.9253 | 0 | 0 | 2484.1842 | 0.0023852 | 31 | Commercial_2025_Achievable_GWh_Before Competition Groups_31 | Temperature Adjustment in Commercial Freezers | 0.2385% | 0 | 5.9253 | Commercial_2025_Achievable_GWh_Before Competition Groups_Temperature Adjustment in Commercial Freezers
Commercial | Com ¦ Energy Efficient Laboratory Fume Hood | 2025 | Economic | GWh | Before Competition Groups | 29.4457 | 0 | 0 | 12560.5401 | 0.0023443 | 36 | Commercial_2025_Economic_GWh_Before Competition Groups_36 | Energy Efficient Laboratory Fume Hood | 0.2344% | 0 | 29.4457 | Commercial_2025_Economic_GWh_Before Competition Groups_Energy Efficient Laboratory Fume Hood
Commercial | Com ¦ ENERGY STAR Refrigerator | 2025 | Technical | GWh | Before Competition Groups | 43.803 | 0 | 0 | 19009.2211 | 0.0023043 | 48 | Commercial_2025_Technical_GWh_Before Competition Groups_48 | ENERGY STAR Refrigerator | 0.2304% | 0 | 43.803 | Commercial_2025_Technical_GWh_Before Competition Groups_ENERGY STAR Refrigerator
Commercial | Com ¦ CO Sensors for parking garage exhaust fans | 2025 | Economic | GWh | Before Competition Groups | 27.4293 | 0 | 0 | 12560.5401 | 0.0021838 | 37 | Commercial_2025_Economic_GWh_Before Competition Groups_37 | CO Sensors for parking garage exhaust fans | 0.2184% | 0 | 27.4293 | Commercial_2025_Economic_GWh_Before Competition Groups_CO Sensors for parking garage exhaust fans
Commercial | Com ¦ Energy Efficient Laboratory Fume Hood | 2025 | Achievable | GWh | Before Competition Groups | 5.3282 | 0 | 0 | 2484.1842 | 0.0021449 | 32 | Commercial_2025_Achievable_GWh_Before Competition Groups_32 | Energy Efficient Laboratory Fume Hood | 0.2145% | 0 | 5.3282 | Commercial_2025_Achievable_GWh_Before Competition Groups_Energy Efficient Laboratory Fume Hood
Commercial | Com ¦ ENERGY STAR ICE MACHINES - Ice Making Head | 2025 | Technical | GWh | Before Competition Groups | 39.9294 | 0 | 0 | 19009.2211 | 0.0021005 | 49 | Commercial_2025_Technical_GWh_Before Competition Groups_49 | ENERGY STAR ICE MACHINES - Ice Making Head | 0.2101% | 0 | 39.9294 | Commercial_2025_Technical_GWh_Before Competition Groups_ENERGY STAR ICE MACHINES - Ice Making Head
Commercial | Com ¦ Vertical Night Covers | 2025 | Economic | GWh | Before Competition Groups | 25.8987 | 0 | 0 | 12560.5401 | 0.0020619 | 38 | Commercial_2025_Economic_GWh_Before Competition Groups_38 | Vertical Night Covers | 0.2062% | 0 | 25.8987 | Commercial_2025_Economic_GWh_Before Competition Groups_Vertical Night Covers
Commercial | Com ¦ Elec Storage WH 2.30 Et | 2025 | Achievable | GWh | Before Competition Groups | 4.9245 | 0 | 0 | 2484.1842 | 0.0019823 | 33 | Commercial_2025_Achievable_GWh_Before Competition Groups_33 | Elec Storage WH 2.30 Et | 0.1982% | 0 | 4.9245 | Commercial_2025_Achievable_GWh_Before Competition Groups_Elec Storage WH 2.30 Et
Commercial | Com ¦ CO Sensors for parking garage exhaust fans | 2025 | Achievable | GWh | Before Competition Groups | 4.8464 | 0 | 0 | 2484.1842 | 0.0019509 | 34 | Commercial_2025_Achievable_GWh_Before Competition Groups_34 | CO Sensors for parking garage exhaust fans | 0.1951% | 0 | 4.8464 | Commercial_2025_Achievable_GWh_Before Competition Groups_CO Sensors for parking garage exhaust fans
Commercial | Com ¦ Chilled Water Optimization | 2025 | Achievable | GWh | Before Competition Groups | 4.785 | 0 | 0 | 2484.1842 | 0.0019262 | 35 | Commercial_2025_Achievable_GWh_Before Competition Groups_35 | Chilled Water Optimization | 0.1926% | 0 | 4.785 | Commercial_2025_Achievable_GWh_Before Competition Groups_Chilled Water Optimization
Commercial | Com ¦ Vertical Night Covers | 2025 | Achievable | GWh | Before Competition Groups | 4.6131 | 0 | 0 | 2484.1842 | 0.001857 | 36 | Commercial_2025_Achievable_GWh_Before Competition Groups_36 | Vertical Night Covers | 0.1857% | 0 | 4.6131 | Commercial_2025_Achievable_GWh_Before Competition Groups_Vertical Night Covers
Commercial | Com ¦ Duct Insulation, R8 | 2025 | Economic | GWh | Before Competition Groups | 22.8168 | 0 | 0 | 12560.5401 | 0.0018165 | 39 | Commercial_2025_Economic_GWh_Before Competition Groups_39 | Duct Insulation, R8 | 0.1817% | 0 | 22.8168 | Commercial_2025_Economic_GWh_Before Competition Groups_Duct Insulation, R8
Commercial | Com ¦ Water Heating (DHW) Pipe Insulation (Add 3/4\ Foam)" | 2025 | Economic | GWh | Before Competition Groups | 22.0138 | 0 | 0 | 12560.5401 | 0.0017526 | 40 | Commercial_2025_Economic_GWh_Before Competition Groups_40 | Water Heating (DHW) Pipe Insulation (Add 3/4\ Foam)" | 0.1753% | 0 | 22.0138 | Commercial_2025_Economic_GWh_Before Competition Groups_Water Heating (DHW) Pipe Insulation (Add 3/4\ Foam)"
Commercial | Com ¦ Temperature Adjustment in Commercial Freezers | 2025 | Technical | GWh | Before Competition Groups | 33.233 | 0 | 0 | 19009.2211 | 0.0017483 | 50 | Commercial_2025_Technical_GWh_Before Competition Groups_50 | Temperature Adjustment in Commercial Freezers | 0.1748% | 0 | 33.233 | Commercial_2025_Technical_GWh_Before Competition Groups_Temperature Adjustment in Commercial Freezers
Commercial | Com ¦ Occupancy Sensors | 2025 | Achievable | GWh | Before Competition Groups | 4.3347 | 0 | 0 | 2484.1842 | 0.0017449 | 37 | Commercial_2025_Achievable_GWh_Before Competition Groups_37 | Occupancy Sensors | 0.1745% | 0 | 4.3347 | Commercial_2025_Achievable_GWh_Before Competition Groups_Occupancy Sensors
Commercial | Com ¦ BEVERAGE VENDING MACHINE CONTROLS | 2025 | Achievable | GWh | Before Competition Groups | 4.2983 | 0 | 0 | 2484.1842 | 0.0017303 | 38 | Commercial_2025_Achievable_GWh_Before Competition Groups_38 | BEVERAGE VENDING MACHINE CONTROLS | 0.173% | 0 | 4.2983 | Commercial_2025_Achievable_GWh_Before Competition Groups_BEVERAGE VENDING MACHINE CONTROLS
Commercial | Com ¦ Elec Storage WH 2.30 Et | 2025 | Technical | GWh | Before Competition Groups | 32.6676 | 0 | 0 | 19009.2211 | 0.0017185 | 51 | Commercial_2025_Technical_GWh_Before Competition Groups_51 | Elec Storage WH 2.30 Et | 0.1719% | 0 | 32.6676 | Commercial_2025_Technical_GWh_Before Competition Groups_Elec Storage WH 2.30 Et
Commercial | Com ¦ Duct Insulation, R8 | 2025 | Achievable | GWh | Before Competition Groups | 4.1304 | 0 | 0 | 2484.1842 | 0.0016627 | 39 | Commercial_2025_Achievable_GWh_Before Competition Groups_39 | Duct Insulation, R8 | 0.1663% | 0 | 4.1304 | Commercial_2025_Achievable_GWh_Before Competition Groups_Duct Insulation, R8
Commercial | Com ¦ Condensing Make Up Air Unit | 2025 | Technical | GWh | Before Competition Groups | 31.2065 | 0 | 0 | 19009.2211 | 0.0016417 | 52 | Commercial_2025_Technical_GWh_Before Competition Groups_52 | Condensing Make Up Air Unit | 0.1642% | 0 | 31.2065 | Commercial_2025_Technical_GWh_Before Competition Groups_Condensing Make Up Air Unit
Commercial | Com ¦ BEVERAGE VENDING MACHINE CONTROLS | 2025 | Technical | GWh | Before Competition Groups | 31.0162 | 0 | 0 | 19009.2211 | 0.0016316 | 53 | Commercial_2025_Technical_GWh_Before Competition Groups_53 | BEVERAGE VENDING MACHINE CONTROLS | 0.1632% | 0 | 31.0162 | Commercial_2025_Technical_GWh_Before Competition Groups_BEVERAGE VENDING MACHINE CONTROLS
Commercial | Com ¦ Water Heating (DHW) Pipe Insulation (Add 3/4\ Foam)" | 2025 | Achievable | GWh | Before Competition Groups | 3.9409 | 0 | 0 | 2484.1842 | 0.0015864 | 40 | Commercial_2025_Achievable_GWh_Before Competition Groups_40 | Water Heating (DHW) Pipe Insulation (Add 3/4\ Foam)" | 0.1586% | 0 | 3.9409 | Commercial_2025_Achievable_GWh_Before Competition Groups_Water Heating (DHW) Pipe Insulation (Add 3/4\ Foam)"
Commercial | Com ¦ Refrigerated Display Case LED | 2025 | Achievable | GWh | Before Competition Groups | 3.9358 | 0 | 0 | 2484.1842 | 0.0015843 | 41 | Commercial_2025_Achievable_GWh_Before Competition Groups_41 | Refrigerated Display Case LED | 0.1584% | 0 | 3.9358 | Commercial_2025_Achievable_GWh_Before Competition Groups_Refrigerated Display Case LED
Commercial | Com ¦ Energy Efficient Laboratory Fume Hood | 2025 | Technical | GWh | Before Competition Groups | 29.4457 | 0 | 0 | 19009.2211 | 0.001549 | 54 | Commercial_2025_Technical_GWh_Before Competition Groups_54 | Energy Efficient Laboratory Fume Hood | 0.1549% | 0 | 29.4457 | Commercial_2025_Technical_GWh_Before Competition Groups_Energy Efficient Laboratory Fume Hood
Commercial | Com ¦ Super-High Efficiency Furnaces (Emerging Tech) | 2025 | Technical | GWh | Before Competition Groups | 28.2802 | 0 | 0 | 19009.2211 | 0.0014877 | 55 | Commercial_2025_Technical_GWh_Before Competition Groups_55 | Super-High Efficiency Furnaces (Emerging Tech) | 0.1488% | 0 | 28.2802 | Commercial_2025_Technical_GWh_Before Competition Groups_Super-High Efficiency Furnaces (Emerging Tech)
Commercial | Com ¦ CO Sensors for parking garage exhaust fans | 2025 | Technical | GWh | Before Competition Groups | 27.4293 | 0 | 0 | 19009.2211 | 0.0014429 | 56 | Commercial_2025_Technical_GWh_Before Competition Groups_56 | CO Sensors for parking garage exhaust fans | 0.1443% | 0 | 27.4293 | Commercial_2025_Technical_GWh_Before Competition Groups_CO Sensors for parking garage exhaust fans
Commercial | Com ¦ Outside Air Economizer | 2025 | Achievable | GWh | Before Competition Groups | 3.4516 | 0 | 0 | 2484.1842 | 0.0013894 | 42 | Commercial_2025_Achievable_GWh_Before Competition Groups_42 | Outside Air Economizer | 0.1389% | 0 | 3.4516 | Commercial_2025_Achievable_GWh_Before Competition Groups_Outside Air Economizer
Commercial | Com ¦ Vertical Night Covers | 2025 | Technical | GWh | Before Competition Groups | 25.8987 | 0 | 0 | 19009.2211 | 0.0013624 | 57 | Commercial_2025_Technical_GWh_Before Competition Groups_57 | Vertical Night Covers | 0.1362% | 0 | 25.8987 | Commercial_2025_Technical_GWh_Before Competition Groups_Vertical Night Covers
Commercial | Com ¦ Outside Air Economizer | 2025 | Economic | GWh | Before Competition Groups | 15.9927 | 0 | 0 | 12560.5401 | 0.0012732 | 41 | Commercial_2025_Economic_GWh_Before Competition Groups_41 | Outside Air Economizer | 0.1273% | 0 | 15.9927 | Commercial_2025_Economic_GWh_Before Competition Groups_Outside Air Economizer
Commercial | Com ¦ Anti-sweat heat (ASH) controls - Cooler/Freezer | 2025 | Technical | GWh | Before Competition Groups | 24.1761 | 0 | 0 | 19009.2211 | 0.0012718 | 58 | Commercial_2025_Technical_GWh_Before Competition Groups_58 | Anti-sweat heat (ASH) controls - Cooler/Freezer | 0.1272% | 0 | 24.1761 | Commercial_2025_Technical_GWh_Before Competition Groups_Anti-sweat heat (ASH) controls - Cooler/Freezer
Commercial | Com ¦ Duct Insulation, R8 | 2025 | Technical | GWh | Before Competition Groups | 22.8168 | 0 | 0 | 19009.2211 | 0.0012003 | 59 | Commercial_2025_Technical_GWh_Before Competition Groups_59 | Duct Insulation, R8 | 0.12% | 0 | 22.8168 | Commercial_2025_Technical_GWh_Before Competition Groups_Duct Insulation, R8
Commercial | Com ¦ Water Heating (DHW) Pipe Insulation (Add 3/4\ Foam)" | 2025 | Technical | GWh | Before Competition Groups | 22.0138 | 0 | 0 | 19009.2211 | 0.0011581 | 60 | Commercial_2025_Technical_GWh_Before Competition Groups_60 | Water Heating (DHW) Pipe Insulation (Add 3/4\ Foam)" | 0.1158% | 0 | 22.0138 | Commercial_2025_Technical_GWh_Before Competition Groups_Water Heating (DHW) Pipe Insulation (Add 3/4\ Foam)"
Commercial | Com ¦ Suction Pipe Insulation Freezer/Refrigerator | 2025 | Economic | GWh | Before Competition Groups | 14.106 | 0 | 0 | 12560.5401 | 0.001123 | 42 | Commercial_2025_Economic_GWh_Before Competition Groups_42 | Suction Pipe Insulation Freezer/Refrigerator | 0.1123% | 0 | 14.106 | Commercial_2025_Economic_GWh_Before Competition Groups_Suction Pipe Insulation Freezer/Refrigerator
Commercial | Com ¦ Suction Pipe Insulation Freezer/Refrigerator | 2025 | Achievable | GWh | Before Competition Groups | 2.5165 | 0 | 0 | 2484.1842 | 0.001013 | 43 | Commercial_2025_Achievable_GWh_Before Competition Groups_43 | Suction Pipe Insulation Freezer/Refrigerator | 0.1013% | 0 | 2.5165 | Commercial_2025_Achievable_GWh_Before Competition Groups_Suction Pipe Insulation Freezer/Refrigerator
Commercial | Com ¦ ENERGY STAR Griddle (74% eff) | 2025 | Economic | GWh | Before Competition Groups | 12.6176 | 0 | 0 | 12560.5401 | 0.0010045 | 43 | Commercial_2025_Economic_GWh_Before Competition Groups_43 | ENERGY STAR Griddle (74% eff) | 0.1005% | 0 | 12.6176 | Commercial_2025_Economic_GWh_Before Competition Groups_ENERGY STAR Griddle (74% eff)
Commercial | Com ¦ Condensing Make Up Air Unit | 2025 | Achievable | GWh | Before Competition Groups | 2.3977 | 0 | 0 | 2484.1842 | 0.0009652 | 44 | Commercial_2025_Achievable_GWh_Before Competition Groups_44 | Condensing Make Up Air Unit | 0.09652% | 0 | 2.3977 | Commercial_2025_Achievable_GWh_Before Competition Groups_Condensing Make Up Air Unit
Commercial | Com ¦ Chilled Water Optimization | 2025 | Economic | GWh | Before Competition Groups | 11.9858 | 0 | 0 | 12560.5401 | 0.00095425 | 44 | Commercial_2025_Economic_GWh_Before Competition Groups_44 | Chilled Water Optimization | 0.09542% | 0 | 11.9858 | Commercial_2025_Economic_GWh_Before Competition Groups_Chilled Water Optimization
Commercial | Com ¦ Condensing Make Up Air Unit | 2025 | Economic | GWh | Before Competition Groups | 11.5898 | 0 | 0 | 12560.5401 | 0.00092271 | 45 | Commercial_2025_Economic_GWh_Before Competition Groups_45 | Condensing Make Up Air Unit | 0.09227% | 0 | 11.5898 | Commercial_2025_Economic_GWh_Before Competition Groups_Condensing Make Up Air Unit
Commercial | Com ¦ ENERGY STAR Fryer (84% eff) | 2025 | Achievable | GWh | Before Competition Groups | 2.2477 | 0 | 0 | 2484.1842 | 0.00090481 | 45 | Commercial_2025_Achievable_GWh_Before Competition Groups_45 | ENERGY STAR Fryer (84% eff) | 0.09048% | 0 | 2.2477 | Commercial_2025_Achievable_GWh_Before Competition Groups_ENERGY STAR Fryer (84% eff)
Commercial | Com ¦ Ground Source Heat Pump | 2025 | Technical | GWh | Before Competition Groups | 17.1718 | 0 | 0 | 19009.2211 | 0.00090334 | 61 | Commercial_2025_Technical_GWh_Before Competition Groups_61 | Ground Source Heat Pump | 0.09033% | 0 | 17.1718 | Commercial_2025_Technical_GWh_Before Competition Groups_Ground Source Heat Pump
Commercial | Com ¦ Outside Air Economizer | 2025 | Technical | GWh | Before Competition Groups | 15.9927 | 0 | 0 | 19009.2211 | 0.00084131 | 62 | Commercial_2025_Technical_GWh_Before Competition Groups_62 | Outside Air Economizer | 0.08413% | 0 | 15.9927 | Commercial_2025_Technical_GWh_Before Competition Groups_Outside Air Economizer
Commercial | Com ¦ Suction Pipe Insulation Freezer/Refrigerator | 2025 | Technical | GWh | Before Competition Groups | 14.106 | 0 | 0 | 19009.2211 | 0.00074206 | 63 | Commercial_2025_Technical_GWh_Before Competition Groups_63 | Suction Pipe Insulation Freezer/Refrigerator | 0.07421% | 0 | 14.106 | Commercial_2025_Technical_GWh_Before Competition Groups_Suction Pipe Insulation Freezer/Refrigerator
Commercial | Com ¦ ENERGY STAR Dishwasher | 2025 | Economic | GWh | Before Competition Groups | 8.7281 | 0 | 0 | 12560.5401 | 0.00069488 | 46 | Commercial_2025_Economic_GWh_Before Competition Groups_46 | ENERGY STAR Dishwasher | 0.06949% | 0 | 8.7281 | Commercial_2025_Economic_GWh_Before Competition Groups_ENERGY STAR Dishwasher
Commercial | Com ¦ Roof Insulation/Ceiling Insulation (R25 Code to R35) | 2025 | Technical | GWh | Before Competition Groups | 12.7712 | 0 | 0 | 19009.2211 | 0.00067184 | 64 | Commercial_2025_Technical_GWh_Before Competition Groups_64 | Roof Insulation/Ceiling Insulation (R25 Code to R35) | 0.06718% | 0 | 12.7712 | Commercial_2025_Technical_GWh_Before Competition Groups_Roof Insulation/Ceiling Insulation (R25 Code to R35)
Commercial | Com ¦ ENERGY STAR Griddle (74% eff) | 2025 | Technical | GWh | Before Competition Groups | 12.6176 | 0 | 0 | 19009.2211 | 0.00066376 | 65 | Commercial_2025_Technical_GWh_Before Competition Groups_65 | ENERGY STAR Griddle (74% eff) | 0.06638% | 0 | 12.6176 | Commercial_2025_Technical_GWh_Before Competition Groups_ENERGY STAR Griddle (74% eff)
Commercial | Com ¦ Chilled Water Optimization | 2025 | Technical | GWh | Before Competition Groups | 11.9858 | 0 | 0 | 19009.2211 | 0.00063053 | 66 | Commercial_2025_Technical_GWh_Before Competition Groups_66 | Chilled Water Optimization | 0.06305% | 0 | 11.9858 | Commercial_2025_Technical_GWh_Before Competition Groups_Chilled Water Optimization
Commercial | Com ¦ Evaporator Coil Defrost (Cooler) | 2025 | Technical | GWh | Before Competition Groups | 11.6334 | 0 | 0 | 19009.2211 | 0.00061199 | 67 | Commercial_2025_Technical_GWh_Before Competition Groups_67 | Evaporator Coil Defrost (Cooler) | 0.0612% | 0 | 11.6334 | Commercial_2025_Technical_GWh_Before Competition Groups_Evaporator Coil Defrost (Cooler)
Commercial | Com ¦ Unitary Air-Conditioning Unit | 2025 | Economic | GWh | Before Competition Groups | 6.2261 | 0 | 0 | 12560.5401 | 0.00049569 | 47 | Commercial_2025_Economic_GWh_Before Competition Groups_47 | Unitary Air-Conditioning Unit | 0.04957% | 0 | 6.2261 | Commercial_2025_Economic_GWh_Before Competition Groups_Unitary Air-Conditioning Unit
Commercial | Com ¦ Water Source Heat Pump (4 ton) | 2025 | Technical | GWh | Before Competition Groups | 9.2599 | 0 | 0 | 19009.2211 | 0.00048713 | 68 | Commercial_2025_Technical_GWh_Before Competition Groups_68 | Water Source Heat Pump (4 ton) | 0.04871% | 0 | 9.2599 | Commercial_2025_Technical_GWh_Before Competition Groups_Water Source Heat Pump (4 ton)
Commercial | Com ¦ Ozone Laundry Treatment | 2025 | Economic | GWh | Before Competition Groups | 6.1142 | 0 | 0 | 12560.5401 | 0.00048678 | 48 | Commercial_2025_Economic_GWh_Before Competition Groups_48 | Ozone Laundry Treatment | 0.04868% | 0 | 6.1142 | Commercial_2025_Economic_GWh_Before Competition Groups_Ozone Laundry Treatment
Commercial | Com ¦ Refrigerated Display Case LED | 2025 | Economic | GWh | Before Competition Groups | 6.0728 | 0 | 0 | 12560.5401 | 0.00048348 | 49 | Commercial_2025_Economic_GWh_Before Competition Groups_49 | Refrigerated Display Case LED | 0.04835% | 0 | 6.0728 | Commercial_2025_Economic_GWh_Before Competition Groups_Refrigerated Display Case LED
Commercial | Com ¦ High Efficiency Small Instantaneous Water Heater | 2025 | Technical | GWh | Before Competition Groups | 9.0605 | 0 | 0 | 19009.2211 | 0.00047664 | 69 | Commercial_2025_Technical_GWh_Before Competition Groups_69 | High Efficiency Small Instantaneous Water Heater | 0.04766% | 0 | 9.0605 | Commercial_2025_Technical_GWh_Before Competition Groups_High Efficiency Small Instantaneous Water Heater
Commercial | Com ¦ ENERGY STAR Dishwasher | 2025 | Technical | GWh | Before Competition Groups | 8.7281 | 0 | 0 | 19009.2211 | 0.00045915 | 70 | Commercial_2025_Technical_GWh_Before Competition Groups_70 | ENERGY STAR Dishwasher | 0.04592% | 0 | 8.7281 | Commercial_2025_Technical_GWh_Before Competition Groups_ENERGY STAR Dishwasher
Commercial | Com ¦ ENERGY STAR Dishwasher | 2025 | Achievable | GWh | Before Competition Groups | 1.1387 | 0 | 0 | 2484.1842 | 0.00045838 | 46 | Commercial_2025_Achievable_GWh_Before Competition Groups_46 | ENERGY STAR Dishwasher | 0.04584% | 0 | 1.1387 | Commercial_2025_Achievable_GWh_Before Competition Groups_ENERGY STAR Dishwasher
Commercial | Com ¦ Ozone Laundry Treatment | 2025 | Achievable | GWh | Before Competition Groups | 1.0954 | 0 | 0 | 2484.1842 | 0.00044094 | 47 | Commercial_2025_Achievable_GWh_Before Competition Groups_47 | Ozone Laundry Treatment | 0.04409% | 0 | 1.0954 | Commercial_2025_Achievable_GWh_Before Competition Groups_Ozone Laundry Treatment
Commercial | Com ¦ Thermostat Setback | 2025 | Achievable | GWh | Before Competition Groups | 1.0835 | 0 | 0 | 2484.1842 | 0.00043617 | 48 | Commercial_2025_Achievable_GWh_Before Competition Groups_48 | Thermostat Setback | 0.04362% | 0 | 1.0835 | Commercial_2025_Achievable_GWh_Before Competition Groups_Thermostat Setback
Commercial | Com ¦ ENERGY STAR Steam Cookers | 2025 | Achievable | GWh | Before Competition Groups | 1.0666 | 0 | 0 | 2484.1842 | 0.00042934 | 49 | Commercial_2025_Achievable_GWh_Before Competition Groups_49 | ENERGY STAR Steam Cookers | 0.04293% | 0 | 1.0666 | Commercial_2025_Achievable_GWh_Before Competition Groups_ENERGY STAR Steam Cookers
Commercial | Com ¦ LED RECESSED DOWNLIGHTS | 2025 | Technical | GWh | Before Competition Groups | 7.9771 | 0 | 0 | 19009.2211 | 0.00041964 | 71 | Commercial_2025_Technical_GWh_Before Competition Groups_71 | LED RECESSED DOWNLIGHTS | 0.04196% | 0 | 7.9771 | Commercial_2025_Technical_GWh_Before Competition Groups_LED RECESSED DOWNLIGHTS
Commercial | Com ¦ Unitary Air-Conditioning Unit | 2025 | Achievable | GWh | Before Competition Groups | 1.0124 | 0 | 0 | 2484.1842 | 0.00040754 | 50 | Commercial_2025_Achievable_GWh_Before Competition Groups_50 | Unitary Air-Conditioning Unit | 0.04075% | 0 | 1.0124 | Commercial_2025_Achievable_GWh_Before Competition Groups_Unitary Air-Conditioning Unit
Commercial | Com ¦ Water Source Heat Pump (4 ton) | 2025 | Economic | GWh | Before Competition Groups | 4.99 | 0 | 0 | 12560.5401 | 0.00039728 | 50 | Commercial_2025_Economic_GWh_Before Competition Groups_50 | Water Source Heat Pump (4 ton) | 0.03973% | 0 | 4.99 | Commercial_2025_Economic_GWh_Before Competition Groups_Water Source Heat Pump (4 ton)
Commercial | Com ¦ Demand controlled Circulating Systems | 2025 | Economic | GWh | Before Competition Groups | 4.8679 | 0 | 0 | 12560.5401 | 0.00038756 | 51 | Commercial_2025_Economic_GWh_Before Competition Groups_51 | Demand controlled Circulating Systems | 0.03876% | 0 | 4.8679 | Commercial_2025_Economic_GWh_Before Competition Groups_Demand controlled Circulating Systems
Commercial | Com ¦ Demand controlled Circulating Systems | 2025 | Achievable | GWh | Before Competition Groups | 0.88547 | 0 | 0 | 2484.1842 | 0.00035644 | 51 | Commercial_2025_Achievable_GWh_Before Competition Groups_51 | Demand controlled Circulating Systems | 0.03564% | 0 | 0.88547 | Commercial_2025_Achievable_GWh_Before Competition Groups_Demand controlled Circulating Systems
Commercial | Com ¦ ENERGY STAR Fryer (84% eff) | 2025 | Economic | GWh | Before Competition Groups | 4.4642 | 0 | 0 | 12560.5401 | 0.00035542 | 52 | Commercial_2025_Economic_GWh_Before Competition Groups_52 | ENERGY STAR Fryer (84% eff) | 0.03554% | 0 | 4.4642 | Commercial_2025_Economic_GWh_Before Competition Groups_ENERGY STAR Fryer (84% eff)
Commercial | Com ¦ Water Source Heat Pump (4 ton) | 2025 | Achievable | GWh | Before Competition Groups | 0.83867 | 0 | 0 | 2484.1842 | 0.0003376 | 52 | Commercial_2025_Achievable_GWh_Before Competition Groups_52 | Water Source Heat Pump (4 ton) | 0.03376% | 0 | 0.83867 | Commercial_2025_Achievable_GWh_Before Competition Groups_Water Source Heat Pump (4 ton)
Commercial | Com ¦ Ozone Laundry Treatment | 2025 | Technical | GWh | Before Competition Groups | 6.1142 | 0 | 0 | 19009.2211 | 0.00032165 | 72 | Commercial_2025_Technical_GWh_Before Competition Groups_72 | Ozone Laundry Treatment | 0.03216% | 0 | 6.1142 | Commercial_2025_Technical_GWh_Before Competition Groups_Ozone Laundry Treatment
Commercial | Com ¦ Efficient compressor motor | 2025 | Technical | GWh | Before Competition Groups | 5.421 | 0 | 0 | 19009.2211 | 0.00028518 | 73 | Commercial_2025_Technical_GWh_Before Competition Groups_73 | Efficient compressor motor | 0.02852% | 0 | 5.421 | Commercial_2025_Technical_GWh_Before Competition Groups_Efficient compressor motor
Commercial | Com ¦ Demand controlled Circulating Systems | 2025 | Technical | GWh | Before Competition Groups | 4.8679 | 0 | 0 | 19009.2211 | 0.00025608 | 74 | Commercial_2025_Technical_GWh_Before Competition Groups_74 | Demand controlled Circulating Systems | 0.02561% | 0 | 4.8679 | Commercial_2025_Technical_GWh_Before Competition Groups_Demand controlled Circulating Systems
Commercial | Com ¦ SYNCHRONOUS BELT | 2025 | Technical | GWh | Before Competition Groups | 4.6925 | 0 | 0 | 19009.2211 | 0.00024685 | 75 | Commercial_2025_Technical_GWh_Before Competition Groups_75 | SYNCHRONOUS BELT | 0.02469% | 0 | 4.6925 | Commercial_2025_Technical_GWh_Before Competition Groups_SYNCHRONOUS BELT
Commercial | Com ¦ ENERGY STAR Fryer (84% eff) | 2025 | Technical | GWh | Before Competition Groups | 4.4642 | 0 | 0 | 19009.2211 | 0.00023485 | 76 | Commercial_2025_Technical_GWh_Before Competition Groups_76 | ENERGY STAR Fryer (84% eff) | 0.02348% | 0 | 4.4642 | Commercial_2025_Technical_GWh_Before Competition Groups_ENERGY STAR Fryer (84% eff)
Commercial | Com ¦ ECM MOTORS FOR HVAC APPLICATION (FAN-POWERED VAV BOX) | 2025 | Economic | GWh | Before Competition Groups | 2.5431 | 0 | 0 | 12560.5401 | 0.00020247 | 53 | Commercial_2025_Economic_GWh_Before Competition Groups_53 | ECM MOTORS FOR HVAC APPLICATION (FAN-POWERED VAV BOX) | 0.02025% | 0 | 2.5431 | Commercial_2025_Economic_GWh_Before Competition Groups_ECM MOTORS FOR HVAC APPLICATION (FAN-POWERED VAV BOX)
Commercial | Com ¦ ECM MOTORS FOR HVAC APPLICATION (FAN-POWERED VAV BOX) | 2025 | Achievable | GWh | Before Competition Groups | 0.47884 | 0 | 0 | 2484.1842 | 0.00019275 | 53 | Commercial_2025_Achievable_GWh_Before Competition Groups_53 | ECM MOTORS FOR HVAC APPLICATION (FAN-POWERED VAV BOX) | 0.01928% | 0 | 0.47884 | Commercial_2025_Achievable_GWh_Before Competition Groups_ECM MOTORS FOR HVAC APPLICATION (FAN-POWERED VAV BOX)
Commercial | Com ¦ High Efficiency Small Instantaneous Water Heater | 2025 | Economic | GWh | Before Competition Groups | 2.2766 | 0 | 0 | 12560.5401 | 0.00018125 | 54 | Commercial_2025_Economic_GWh_Before Competition Groups_54 | High Efficiency Small Instantaneous Water Heater | 0.01813% | 0 | 2.2766 | Commercial_2025_Economic_GWh_Before Competition Groups_High Efficiency Small Instantaneous Water Heater
Commercial | Com ¦ ENERGY STAR Steam Cookers | 2025 | Economic | GWh | Before Competition Groups | 2.1753 | 0 | 0 | 12560.5401 | 0.00017318 | 55 | Commercial_2025_Economic_GWh_Before Competition Groups_55 | ENERGY STAR Steam Cookers | 0.01732% | 0 | 2.1753 | Commercial_2025_Economic_GWh_Before Competition Groups_ENERGY STAR Steam Cookers
Commercial | Com ¦ Wall Insulation | 2025 | Technical | GWh | Before Competition Groups | 2.737 | 0 | 0 | 19009.2211 | 0.00014398 | 77 | Commercial_2025_Technical_GWh_Before Competition Groups_77 | Wall Insulation | 0.0144% | 0 | 2.737 | Commercial_2025_Technical_GWh_Before Competition Groups_Wall Insulation
Commercial | Com ¦ Solar Preheat Make up Air | 2025 | Technical | GWh | Before Competition Groups | 2.7079 | 0 | 0 | 19009.2211 | 0.00014245 | 78 | Commercial_2025_Technical_GWh_Before Competition Groups_78 | Solar Preheat Make up Air | 0.01425% | 0 | 2.7079 | Commercial_2025_Technical_GWh_Before Competition Groups_Solar Preheat Make up Air
Commercial | Com ¦ ECM MOTORS FOR HVAC APPLICATION (FAN-POWERED VAV BOX) | 2025 | Technical | GWh | Before Competition Groups | 2.5526 | 0 | 0 | 19009.2211 | 0.00013428 | 79 | Commercial_2025_Technical_GWh_Before Competition Groups_79 | ECM MOTORS FOR HVAC APPLICATION (FAN-POWERED VAV BOX) | 0.01343% | 0 | 2.5526 | Commercial_2025_Technical_GWh_Before Competition Groups_ECM MOTORS FOR HVAC APPLICATION (FAN-POWERED VAV BOX)
Commercial | Com ¦ Notched V belts for HVAC Systems | 2025 | Technical | GWh | Before Competition Groups | 2.3462 | 0 | 0 | 19009.2211 | 0.00012343 | 80 | Commercial_2025_Technical_GWh_Before Competition Groups_80 | Notched V belts for HVAC Systems | 0.01234% | 0 | 2.3462 | Commercial_2025_Technical_GWh_Before Competition Groups_Notched V belts for HVAC Systems
Commercial | Com ¦ ENERGY STAR Steam Cookers | 2025 | Technical | GWh | Before Competition Groups | 2.1753 | 0 | 0 | 19009.2211 | 0.00011443 | 81 | Commercial_2025_Technical_GWh_Before Competition Groups_81 | ENERGY STAR Steam Cookers | 0.01144% | 0 | 2.1753 | Commercial_2025_Technical_GWh_Before Competition Groups_ENERGY STAR Steam Cookers
Commercial | Com ¦ Thermostat Setback | 2025 | Economic | GWh | Before Competition Groups | 1.2881 | 0 | 0 | 12560.5401 | 0.00010255 | 56 | Commercial_2025_Economic_GWh_Before Competition Groups_56 | Thermostat Setback | 0.01026% | 0 | 1.2881 | Commercial_2025_Economic_GWh_Before Competition Groups_Thermostat Setback
Commercial | Com ¦ Auto Off Time Switch or Time Clock control | 2025 | Economic | GWh | Before Competition Groups | 1.2601 | 0 | 0 | 12560.5401 | 0.00010032 | 57 | Commercial_2025_Economic_GWh_Before Competition Groups_57 | Auto Off Time Switch or Time Clock control | 0.01003% | 0 | 1.2601 | Commercial_2025_Economic_GWh_Before Competition Groups_Auto Off Time Switch or Time Clock control
Commercial | Com ¦ CEE Tier 2/Energy Star Clothes Washers | 2025 | Achievable | GWh | Before Competition Groups | 0.22689 | 0 | 0 | 2484.1842 | 9.1335e-05 | 54 | Commercial_2025_Achievable_GWh_Before Competition Groups_54 | CEE Tier 2/Energy Star Clothes Washers | 0.009134% | 0 | 0.22689 | Commercial_2025_Achievable_GWh_Before Competition Groups_CEE Tier 2/Energy Star Clothes Washers
Commercial | Com ¦ Auto Off Time Switch or Time Clock control | 2025 | Achievable | GWh | Before Competition Groups | 0.21372 | 0 | 0 | 2484.1842 | 8.6032e-05 | 55 | Commercial_2025_Achievable_GWh_Before Competition Groups_55 | Auto Off Time Switch or Time Clock control | 0.008603% | 0 | 0.21372 | Commercial_2025_Achievable_GWh_Before Competition Groups_Auto Off Time Switch or Time Clock control
Commercial | Com ¦ Solar Water Preheat (Pools/DHW) | 2025 | Economic | GWh | Before Competition Groups | 0.98598 | 0 | 0 | 12560.5401 | 7.8498e-05 | 58 | Commercial_2025_Economic_GWh_Before Competition Groups_58 | Solar Water Preheat (Pools/DHW) | 0.00785% | 0 | 0.98598 | Commercial_2025_Economic_GWh_Before Competition Groups_Solar Water Preheat (Pools/DHW)
Commercial | Com ¦ Thermostat Setback | 2025 | Technical | GWh | Before Competition Groups | 1.2881 | 0 | 0 | 19009.2211 | 6.7764e-05 | 82 | Commercial_2025_Technical_GWh_Before Competition Groups_82 | Thermostat Setback | 0.006776% | 0 | 1.2881 | Commercial_2025_Technical_GWh_Before Competition Groups_Thermostat Setback
Commercial | Com ¦ Auto Off Time Switch or Time Clock control | 2025 | Technical | GWh | Before Competition Groups | 1.2601 | 0 | 0 | 19009.2211 | 6.629e-05 | 83 | Commercial_2025_Technical_GWh_Before Competition Groups_83 | Auto Off Time Switch or Time Clock control | 0.006629% | 0 | 1.2601 | Commercial_2025_Technical_GWh_Before Competition Groups_Auto Off Time Switch or Time Clock control
Commercial | Com ¦ PTAC (12 EER/10,000 BTU) | 2025 | Economic | GWh | Before Competition Groups | 0.74307 | 0 | 0 | 12560.5401 | 5.9159e-05 | 59 | Commercial_2025_Economic_GWh_Before Competition Groups_59 | PTAC (12 EER/10,000 BTU) | 0.005916% | 0 | 0.74307 | Commercial_2025_Economic_GWh_Before Competition Groups_PTAC (12 EER/10,000 BTU)
Commercial | Com ¦ Low Flow Pre-Rinse Spray Nozzle | 2025 | Achievable | GWh | Before Competition Groups | 0.13925 | 0 | 0 | 2484.1842 | 5.6053e-05 | 56 | Commercial_2025_Achievable_GWh_Before Competition Groups_56 | Low Flow Pre-Rinse Spray Nozzle | 0.005605% | 0 | 0.13925 | Commercial_2025_Achievable_GWh_Before Competition Groups_Low Flow Pre-Rinse Spray Nozzle
Commercial | Com ¦ HVAC Optimization | 2025 | Achievable | GWh | Before Competition Groups | 0.13331 | 0 | 0 | 2484.1842 | 5.3664e-05 | 57 | Commercial_2025_Achievable_GWh_Before Competition Groups_57 | HVAC Optimization | 0.005366% | 0 | 0.13331 | Commercial_2025_Achievable_GWh_Before Competition Groups_HVAC Optimization
Commercial | Com ¦ Solar Water Preheat (Pools/DHW) | 2025 | Technical | GWh | Before Competition Groups | 0.98598 | 0 | 0 | 19009.2211 | 5.1869e-05 | 84 | Commercial_2025_Technical_GWh_Before Competition Groups_84 | Solar Water Preheat (Pools/DHW) | 0.005187% | 0 | 0.98598 | Commercial_2025_Technical_GWh_Before Competition Groups_Solar Water Preheat (Pools/DHW)
Commercial | Com ¦ Heat Pump Water Heater (50 Gallons) | 2025 | Technical | GWh | Before Competition Groups | 0.88324 | 0 | 0 | 19009.2211 | 4.6464e-05 | 85 | Commercial_2025_Technical_GWh_Before Competition Groups_85 | Heat Pump Water Heater (50 Gallons) | 0.004646% | 0 | 0.88324 | Commercial_2025_Technical_GWh_Before Competition Groups_Heat Pump Water Heater (50 Gallons)
Commercial | Com ¦ PTAC (12 EER/10,000 BTU) | 2025 | Technical | GWh | Before Competition Groups | 0.87635 | 0 | 0 | 19009.2211 | 4.6101e-05 | 86 | Commercial_2025_Technical_GWh_Before Competition Groups_86 | PTAC (12 EER/10,000 BTU) | 0.00461% | 0 | 0.87635 | Commercial_2025_Technical_GWh_Before Competition Groups_PTAC (12 EER/10,000 BTU)
Commercial | Com ¦ Room AC (w/ louvered sides) 14 SEER from 12 SEER code | 2025 | Technical | GWh | Before Competition Groups | 0.85543 | 0 | 0 | 19009.2211 | 4.5001e-05 | 87 | Commercial_2025_Technical_GWh_Before Competition Groups_87 | Room AC (w/ louvered sides) 14 SEER from 12 SEER code | 0.0045% | 0 | 0.85543 | Commercial_2025_Technical_GWh_Before Competition Groups_Room AC (w/ louvered sides) 14 SEER from 12 SEER code
Commercial | Com ¦ CEE Tier 2/Energy Star Clothes Washers | 2025 | Economic | GWh | Before Competition Groups | 0.54937 | 0 | 0 | 12560.5401 | 4.3738e-05 | 60 | Commercial_2025_Economic_GWh_Before Competition Groups_60 | CEE Tier 2/Energy Star Clothes Washers | 0.004374% | 0 | 0.54937 | Commercial_2025_Economic_GWh_Before Competition Groups_CEE Tier 2/Energy Star Clothes Washers
Commercial | Com ¦ Low Flow Pre-Rinse Spray Nozzle | 2025 | Economic | GWh | Before Competition Groups | 0.44608 | 0 | 0 | 12560.5401 | 3.5515e-05 | 61 | Commercial_2025_Economic_GWh_Before Competition Groups_61 | Low Flow Pre-Rinse Spray Nozzle | 0.003551% | 0 | 0.44608 | Commercial_2025_Economic_GWh_Before Competition Groups_Low Flow Pre-Rinse Spray Nozzle
Commercial | Com ¦ Commercial Hot Food Holding Cabinets | 2025 | Technical | GWh | Before Competition Groups | 0.62973 | 0 | 0 | 19009.2211 | 3.3128e-05 | 88 | Commercial_2025_Technical_GWh_Before Competition Groups_88 | Commercial Hot Food Holding Cabinets | 0.003313% | 0 | 0.62973 | Commercial_2025_Technical_GWh_Before Competition Groups_Commercial Hot Food Holding Cabinets
Commercial | COM ¦ Ductless Mini-Split Heat Pumps | 2025 | Achievable | GWh | Before Competition Groups | 0.079732 | 0 | 0 | 2484.1842 | 3.2096e-05 | 58 | Commercial_2025_Achievable_GWh_Before Competition Groups_58 | Ductless Mini-Split Heat Pumps | 0.00321% | 0 | 0.079732 | Commercial_2025_Achievable_GWh_Before Competition Groups_Ductless Mini-Split Heat Pumps
Commercial | COM ¦ Ductless Mini-Split Heat Pumps | 2025 | Economic | GWh | Before Competition Groups | 0.37805 | 0 | 0 | 12560.5401 | 3.0099e-05 | 62 | Commercial_2025_Economic_GWh_Before Competition Groups_62 | Ductless Mini-Split Heat Pumps | 0.00301% | 0 | 0.37805 | Commercial_2025_Economic_GWh_Before Competition Groups_Ductless Mini-Split Heat Pumps
Commercial | Com ¦ CEE Tier 2/Energy Star Clothes Washers | 2025 | Technical | GWh | Before Competition Groups | 0.54937 | 0 | 0 | 19009.2211 | 2.89e-05 | 89 | Commercial_2025_Technical_GWh_Before Competition Groups_89 | CEE Tier 2/Energy Star Clothes Washers | 0.00289% | 0 | 0.54937 | Commercial_2025_Technical_GWh_Before Competition Groups_CEE Tier 2/Energy Star Clothes Washers
Commercial | Com ¦ HVAC Optimization | 2025 | Technical | GWh | Before Competition Groups | 0.53719 | 0 | 0 | 19009.2211 | 2.826e-05 | 90 | Commercial_2025_Technical_GWh_Before Competition Groups_90 | HVAC Optimization | 0.002826% | 0 | 0.53719 | Commercial_2025_Technical_GWh_Before Competition Groups_HVAC Optimization
Commercial | Com ¦ HVAC Optimization | 2025 | Economic | GWh | Before Competition Groups | 0.32658 | 0 | 0 | 12560.5401 | 2.6e-05 | 63 | Commercial_2025_Economic_GWh_Before Competition Groups_63 | HVAC Optimization | 0.0026% | 0 | 0.32658 | Commercial_2025_Economic_GWh_Before Competition Groups_HVAC Optimization
Commercial | Com ¦ Low Flow Pre-Rinse Spray Nozzle | 2025 | Technical | GWh | Before Competition Groups | 0.44608 | 0 | 0 | 19009.2211 | 2.3467e-05 | 91 | Commercial_2025_Technical_GWh_Before Competition Groups_91 | Low Flow Pre-Rinse Spray Nozzle | 0.002347% | 0 | 0.44608 | Commercial_2025_Technical_GWh_Before Competition Groups_Low Flow Pre-Rinse Spray Nozzle
Commercial | COM ¦ Ductless Mini-Split Heat Pumps | 2025 | Technical | GWh | Before Competition Groups | 0.37805 | 0 | 0 | 19009.2211 | 1.9888e-05 | 92 | Commercial_2025_Technical_GWh_Before Competition Groups_92 | Ductless Mini-Split Heat Pumps | 0.001989% | 0 | 0.37805 | Commercial_2025_Technical_GWh_Before Competition Groups_Ductless Mini-Split Heat Pumps
Commercial | Com ¦ Solar Electric Water Heater (50 Gallon) | 2025 | Technical | GWh | Before Competition Groups | 0.37607 | 0 | 0 | 19009.2211 | 1.9783e-05 | 93 | Commercial_2025_Technical_GWh_Before Competition Groups_93 | Solar Electric Water Heater (50 Gallon) | 0.001978% | 0 | 0.37607 | Commercial_2025_Technical_GWh_Before Competition Groups_Solar Electric Water Heater (50 Gallon)
Commercial | Com ¦ Solar Water Preheat (Pools/DHW) | 2025 | Achievable | GWh | Before Competition Groups | 0.045195 | 0 | 0 | 2484.1842 | 1.8193e-05 | 59 | Commercial_2025_Achievable_GWh_Before Competition Groups_59 | Solar Water Preheat (Pools/DHW) | 0.001819% | 0 | 0.045195 | Commercial_2025_Achievable_GWh_Before Competition Groups_Solar Water Preheat (Pools/DHW)
Commercial | Com ¦ PTAC (12 EER/10,000 BTU) | 2025 | Achievable | GWh | Before Competition Groups | 0.045018 | 0 | 0 | 2484.1842 | 1.8122e-05 | 60 | Commercial_2025_Achievable_GWh_Before Competition Groups_60 | PTAC (12 EER/10,000 BTU) | 0.001812% | 0 | 0.045018 | Commercial_2025_Achievable_GWh_Before Competition Groups_PTAC (12 EER/10,000 BTU)
Commercial | Com ¦ Wall Insulation | 2025 | Economic | GWh | Before Competition Groups | 0.20634 | 0 | 0 | 12560.5401 | 1.6427e-05 | 64 | Commercial_2025_Economic_GWh_Before Competition Groups_64 | Wall Insulation | 0.001643% | 0 | 0.20634 | Commercial_2025_Economic_GWh_Before Competition Groups_Wall Insulation
Commercial | Com ¦ Commercial Hot Food Holding Cabinets | 2025 | Economic | GWh | Before Competition Groups | 0.19188 | 0 | 0 | 12560.5401 | 1.5276e-05 | 65 | Commercial_2025_Economic_GWh_Before Competition Groups_65 | Commercial Hot Food Holding Cabinets | 0.001528% | 0 | 0.19188 | Commercial_2025_Economic_GWh_Before Competition Groups_Commercial Hot Food Holding Cabinets
Commercial | Com ¦ Wall Insulation | 2025 | Achievable | GWh | Before Competition Groups | 0.037475 | 0 | 0 | 2484.1842 | 1.5086e-05 | 61 | Commercial_2025_Achievable_GWh_Before Competition Groups_61 | Wall Insulation | 0.001509% | 0 | 0.037475 | Commercial_2025_Achievable_GWh_Before Competition Groups_Wall Insulation
Commercial | Com ¦ Commercial Hot Food Holding Cabinets | 2025 | Achievable | GWh | Before Competition Groups | 0.036369 | 0 | 0 | 2484.1842 | 1.464e-05 | 62 | Commercial_2025_Achievable_GWh_Before Competition Groups_62 | Commercial Hot Food Holding Cabinets | 0.001464% | 0 | 0.036369 | Commercial_2025_Achievable_GWh_Before Competition Groups_Commercial Hot Food Holding Cabinets
Commercial | Com ¦ EC Plug Fan for Data Center (under cabinet) | 2025 | Technical | GWh | Before Competition Groups | 0.2226 | 0 | 0 | 19009.2211 | 1.171e-05 | 94 | Commercial_2025_Technical_GWh_Before Competition Groups_94 | EC Plug Fan for Data Center (under cabinet) | 0.001171% | 0 | 0.2226 | Commercial_2025_Technical_GWh_Before Competition Groups_EC Plug Fan for Data Center (under cabinet)
Commercial | Com ¦ High Efficiency Chiller (avg of water and air cooled) | 2025 | Technical | GWh | Before Competition Groups | 0.15924 | 0 | 0 | 19009.2211 | 8.377e-06 | 95 | Commercial_2025_Technical_GWh_Before Competition Groups_95 | High Efficiency Chiller (avg of water and air cooled) | 0.0008377% | 0 | 0.15924 | Commercial_2025_Technical_GWh_Before Competition Groups_High Efficiency Chiller (avg of water and air cooled)
Commercial | Com ¦ Exterior Photocell | 2025 | Technical | GWh | Before Competition Groups | 0.0791 | 0 | 0 | 19009.2211 | 4.1611e-06 | 96 | Commercial_2025_Technical_GWh_Before Competition Groups_96 | Exterior Photocell | 0.0004161% | 0 | 0.0791 | Commercial_2025_Technical_GWh_Before Competition Groups_Exterior Photocell
Commercial | Com ¦ Air Curtains | 2025 | Economic | GWh | Before Competition Groups | 0.04974 | 0 | 0 | 12560.5401 | 3.96e-06 | 66 | Commercial_2025_Economic_GWh_Before Competition Groups_66 | Air Curtains | 0.000396% | 0 | 0.04974 | Commercial_2025_Economic_GWh_Before Competition Groups_Air Curtains
Commercial | Com ¦ Air Curtains | 2025 | Achievable | GWh | Before Competition Groups | 0.0094283 | 0 | 0 | 2484.1842 | 3.7953e-06 | 63 | Commercial_2025_Achievable_GWh_Before Competition Groups_63 | Air Curtains | 0.0003795% | 0 | 0.0094283 | Commercial_2025_Achievable_GWh_Before Competition Groups_Air Curtains
Commercial | Com ¦ eCube | 2025 | Technical | GWh | Before Competition Groups | 0.055283 | 0 | 0 | 19009.2211 | 2.9082e-06 | 97 | Commercial_2025_Technical_GWh_Before Competition Groups_97 | eCube | 0.0002908% | 0 | 0.055283 | Commercial_2025_Technical_GWh_Before Competition Groups_eCube
Commercial | Com ¦ Air Curtains | 2025 | Technical | GWh | Before Competition Groups | 0.04974 | 0 | 0 | 19009.2211 | 2.6166e-06 | 98 | Commercial_2025_Technical_GWh_Before Competition Groups_98 | Air Curtains | 0.0002617% | 0 | 0.04974 | Commercial_2025_Technical_GWh_Before Competition Groups_Air Curtains
Commercial | Com ¦ VSD Air Compressor | 2025 | Achievable | GWh | Before Competition Groups | 0.0053342 | 0 | 0 | 2484.1842 | 2.1473e-06 | 64 | Commercial_2025_Achievable_GWh_Before Competition Groups_64 | VSD Air Compressor | 0.0002147% | 0 | 0.0053342 | Commercial_2025_Achievable_GWh_Before Competition Groups_VSD Air Compressor
Commercial | Com ¦ EC Plug Fan for Data Center (under cabinet) | 2025 | Economic | GWh | Before Competition Groups | 0.017383 | 0 | 0 | 12560.5401 | 1.3839e-06 | 67 | Commercial_2025_Economic_GWh_Before Competition Groups_67 | EC Plug Fan for Data Center (under cabinet) | 0.0001384% | 0 | 0.017383 | Commercial_2025_Economic_GWh_Before Competition Groups_EC Plug Fan for Data Center (under cabinet)
Commercial | Com ¦ Energy Recovery Ventilation and Ventilation (Enhanced) | 2025 | Achievable | GWh | Before Competition Groups | 0.0031182 | 0 | 0 | 2484.1842 | 1.2552e-06 | 65 | Commercial_2025_Achievable_GWh_Before Competition Groups_65 | Energy Recovery Ventilation and Ventilation (Enhanced) | 0.0001255% | 0 | 0.0031182 | Commercial_2025_Achievable_GWh_Before Competition Groups_Energy Recovery Ventilation and Ventilation (Enhanced)
Commercial | Com ¦ VSD Air Compressor | 2025 | Economic | GWh | Before Competition Groups | 0.01465 | 0 | 0 | 12560.5401 | 1.1663e-06 | 68 | Commercial_2025_Economic_GWh_Before Competition Groups_68 | VSD Air Compressor | 0.0001166% | 0 | 0.01465 | Commercial_2025_Economic_GWh_Before Competition Groups_VSD Air Compressor
Commercial | Com ¦ High Efficiency Chiller (avg of water and air cooled) | 2025 | Achievable | GWh | Before Competition Groups | 0.0021751 | 0 | 0 | 2484.1842 | 8.7558e-07 | 66 | Commercial_2025_Achievable_GWh_Before Competition Groups_66 | High Efficiency Chiller (avg of water and air cooled) | 8.756e-05% | 0 | 0.0021751 | Commercial_2025_Achievable_GWh_Before Competition Groups_High Efficiency Chiller (avg of water and air cooled)
Commercial | Com ¦ EC Plug Fan for Data Center (under cabinet) | 2025 | Achievable | GWh | Before Competition Groups | 0.0021494 | 0 | 0 | 2484.1842 | 8.6524e-07 | 67 | Commercial_2025_Achievable_GWh_Before Competition Groups_67 | EC Plug Fan for Data Center (under cabinet) | 8.652e-05% | 0 | 0.0021494 | Commercial_2025_Achievable_GWh_Before Competition Groups_EC Plug Fan for Data Center (under cabinet)
Commercial | Com ¦ VSD Air Compressor | 2025 | Technical | GWh | Before Competition Groups | 0.01465 | 0 | 0 | 19009.2211 | 7.7068e-07 | 99 | Commercial_2025_Technical_GWh_Before Competition Groups_99 | VSD Air Compressor | 7.707e-05% | 0 | 0.01465 | Commercial_2025_Technical_GWh_Before Competition Groups_VSD Air Compressor
Commercial | Com ¦ High Efficiency Chiller (avg of water and air cooled) | 2025 | Economic | GWh | Before Competition Groups | 0.0045785 | 0 | 0 | 12560.5401 | 3.6451e-07 | 69 | Commercial_2025_Economic_GWh_Before Competition Groups_69 | High Efficiency Chiller (avg of water and air cooled) | 3.645e-05% | 0 | 0.0045785 | Commercial_2025_Economic_GWh_Before Competition Groups_High Efficiency Chiller (avg of water and air cooled)
Commercial | Com ¦ High Efficiency Induction Cooking | 2025 | Technical | GWh | Before Competition Groups | 0.0059331 | 0 | 0 | 19009.2211 | 3.1212e-07 | 100 | Commercial_2025_Technical_GWh_Before Competition Groups_100 | High Efficiency Induction Cooking | 3.121e-05% | 0 | 0.0059331 | Commercial_2025_Technical_GWh_Before Competition Groups_High Efficiency Induction Cooking
Commercial | Com ¦ Electric Convection Combination Ovens | 2025 | Achievable | GWh | Before Competition Groups | 0.00066943 | 0 | 0 | 2484.1842 | 2.6948e-07 | 68 | Commercial_2025_Achievable_GWh_Before Competition Groups_68 | Electric Convection Combination Ovens | 2.695e-05% | 0 | 0.00066943 | Commercial_2025_Achievable_GWh_Before Competition Groups_Electric Convection Combination Ovens
Commercial | Com ¦ Electric Convection Combination Ovens | 2025 | Economic | GWh | Before Competition Groups | 0.0011726 | 0 | 0 | 12560.5401 | 9.3353e-08 | 70 | Commercial_2025_Economic_GWh_Before Competition Groups_70 | Electric Convection Combination Ovens | 9.335e-06% | 0 | 0.0011726 | Commercial_2025_Economic_GWh_Before Competition Groups_Electric Convection Combination Ovens
Commercial | Com ¦ Room AC (w/ louvered sides) 14 SEER from 12 SEER code | 2025 | Economic | GWh | Before Competition Groups | 0.00096881 | 0 | 0 | 12560.5401 | 7.7131e-08 | 71 | Commercial_2025_Economic_GWh_Before Competition Groups_71 | Room AC (w/ louvered sides) 14 SEER from 12 SEER code | 7.713e-06% | 0 | 0.00096881 | Commercial_2025_Economic_GWh_Before Competition Groups_Room AC (w/ louvered sides) 14 SEER from 12 SEER code
Commercial | Com ¦ Electric Convection Combination Ovens | 2025 | Technical | GWh | Before Competition Groups | 0.0011726 | 0 | 0 | 19009.2211 | 6.1684e-08 | 101 | Commercial_2025_Technical_GWh_Before Competition Groups_101 | Electric Convection Combination Ovens | 6.168e-06% | 0 | 0.0011726 | Commercial_2025_Technical_GWh_Before Competition Groups_Electric Convection Combination Ovens
Commercial | Com ¦ Room AC (w/ louvered sides) 14 SEER from 12 SEER code | 2025 | Achievable | GWh | Before Competition Groups | 7.7478e-05 | 0 | 0 | 2484.1842 | 3.1188e-08 | 69 | Commercial_2025_Achievable_GWh_Before Competition Groups_69 | Room AC (w/ louvered sides) 14 SEER from 12 SEER code | 3.119e-06% | 0 | 7.7478e-05 | Commercial_2025_Achievable_GWh_Before Competition Groups_Room AC (w/ louvered sides) 14 SEER from 12 SEER code
Commercial | Com ¦ High Efficiency Small Instantaneous Water Heater | 2025 | Achievable | GWh | Before Competition Groups | 1.676e-05 | 0 | 0 | 2484.1842 | 6.7466e-09 | 70 | Commercial_2025_Achievable_GWh_Before Competition Groups_70 | High Efficiency Small Instantaneous Water Heater | 6.747e-07% | 0 | 1.676e-05 | Commercial_2025_Achievable_GWh_Before Competition Groups_High Efficiency Small Instantaneous Water Heater
Commercial | Com ¦ LLLC - Low Impact Application | 2025 | Achievable | GWh | Before Competition Groups | 1.9737e-19 | 0 | 0 | 2484.1842 | 7.9451e-23 | 71 | Commercial_2025_Achievable_GWh_Before Competition Groups_71 | LLLC - Low Impact Application | 7.945e-21% | 0 | 1.9737e-19 | Commercial_2025_Achievable_GWh_Before Competition Groups_LLLC - Low Impact Application
Commercial | Com ¦ LLLC - High Impact Application | 2025 | Achievable | GWh | Before Competition Groups | 7.9579e-20 | 0 | 0 | 2484.1842 | 3.2034e-23 | 72 | Commercial_2025_Achievable_GWh_Before Competition Groups_72 | LLLC - High Impact Application | 3.203e-21% | 0 | 7.9579e-20 | Commercial_2025_Achievable_GWh_Before Competition Groups_LLLC - High Impact Application
Commercial | Com ¦ Door Gasket Freezer/Refrigerator | 2025 | Achievable | GWh | Before Competition Groups | 0 | 0 | 0 | 2484.1842 | 0 | 73 | Commercial_2025_Achievable_GWh_Before Competition Groups_73 | Door Gasket Freezer/Refrigerator | 0% | 0 | 0 | Commercial_2025_Achievable_GWh_Before Competition Groups_Door Gasket Freezer/Refrigerator
Commercial | Com ¦ Door Gasket Freezer/Refrigerator | 2025 | Economic | GWh | Before Competition Groups | 0 | 0 | 0 | 12560.5401 | 0 | 72 | Commercial_2025_Economic_GWh_Before Competition Groups_72 | Door Gasket Freezer/Refrigerator | 0% | 0 | 0 | Commercial_2025_Economic_GWh_Before Competition Groups_Door Gasket Freezer/Refrigerator
Commercial | Com ¦ Efficient compressor motor | 2025 | Achievable | GWh | Before Competition Groups | 0 | 0 | 0 | 2484.1842 | 0 | 74 | Commercial_2025_Achievable_GWh_Before Competition Groups_74 | Efficient compressor motor | 0% | 0 | 0 | Commercial_2025_Achievable_GWh_Before Competition Groups_Efficient compressor motor
Commercial | Com ¦ Efficient compressor motor | 2025 | Economic | GWh | Before Competition Groups | 0 | 0 | 0 | 12560.5401 | 0 | 73 | Commercial_2025_Economic_GWh_Before Competition Groups_73 | Efficient compressor motor | 0% | 0 | 0 | Commercial_2025_Economic_GWh_Before Competition Groups_Efficient compressor motor
Commercial | Com ¦ ENERGY STAR FREEZER | 2025 | Achievable | GWh | Before Competition Groups | 0 | 0 | 0 | 2484.1842 | 0 | 75 | Commercial_2025_Achievable_GWh_Before Competition Groups_75 | ENERGY STAR FREEZER | 0% | 0 | 0 | Commercial_2025_Achievable_GWh_Before Competition Groups_ENERGY STAR FREEZER
Commercial | Com ¦ ENERGY STAR FREEZER | 2025 | Economic | GWh | Before Competition Groups | 0 | 0 | 0 | 12560.5401 | 0 | 74 | Commercial_2025_Economic_GWh_Before Competition Groups_74 | ENERGY STAR FREEZER | 0% | 0 | 0 | Commercial_2025_Economic_GWh_Before Competition Groups_ENERGY STAR FREEZER
Commercial | Com ¦ Ground Source Heat Pump | 2025 | Achievable | GWh | Before Competition Groups | 0 | 0 | 0 | 2484.1842 | 0 | 76 | Commercial_2025_Achievable_GWh_Before Competition Groups_76 | Ground Source Heat Pump | 0% | 0 | 0 | Commercial_2025_Achievable_GWh_Before Competition Groups_Ground Source Heat Pump
Commercial | Com ¦ Ground Source Heat Pump | 2025 | Economic | GWh | Before Competition Groups | 0 | 0 | 0 | 12560.5401 | 0 | 75 | Commercial_2025_Economic_GWh_Before Competition Groups_75 | Ground Source Heat Pump | 0% | 0 | 0 | Commercial_2025_Economic_GWh_Before Competition Groups_Ground Source Heat Pump
Commercial | Com ¦ High R-Value Glass Doors/no-heat glass door | 2025 | Achievable | GWh | Before Competition Groups | 0 | 0 | 0 | 2484.1842 | 0 | 77 | Commercial_2025_Achievable_GWh_Before Competition Groups_77 | High R-Value Glass Doors/no-heat glass door | 0% | 0 | 0 | Commercial_2025_Achievable_GWh_Before Competition Groups_High R-Value Glass Doors/no-heat glass door
Commercial | Com ¦ High R-Value Glass Doors/no-heat glass door | 2025 | Economic | GWh | Before Competition Groups | 0 | 0 | 0 | 12560.5401 | 0 | 76 | Commercial_2025_Economic_GWh_Before Competition Groups_76 | High R-Value Glass Doors/no-heat glass door | 0% | 0 | 0 | Commercial_2025_Economic_GWh_Before Competition Groups_High R-Value Glass Doors/no-heat glass door
Commercial | Com ¦ HOTEL OCCUPANCY CONTROLS (HVAC + LIGHTING) | 2025 | Achievable | GWh | Before Competition Groups | 0 | 0 | 0 | 2484.1842 | 0 | 78 | Commercial_2025_Achievable_GWh_Before Competition Groups_78 | HOTEL OCCUPANCY CONTROLS (HVAC + LIGHTING) | 0% | 0 | 0 | Commercial_2025_Achievable_GWh_Before Competition Groups_HOTEL OCCUPANCY CONTROLS (HVAC + LIGHTING)
Commercial | Com ¦ HOTEL OCCUPANCY CONTROLS (HVAC + LIGHTING) | 2025 | Economic | GWh | Before Competition Groups | 0 | 0 | 0 | 12560.5401 | 0 | 77 | Commercial_2025_Economic_GWh_Before Competition Groups_77 | HOTEL OCCUPANCY CONTROLS (HVAC + LIGHTING) | 0% | 0 | 0 | Commercial_2025_Economic_GWh_Before Competition Groups_HOTEL OCCUPANCY CONTROLS (HVAC + LIGHTING)
Commercial | Com ¦ Indoor Daylight Sensors/Photocell Dimming Control | 2025 | Achievable | GWh | Before Competition Groups | 0 | 0 | 0 | 2484.1842 | 0 | 79 | Commercial_2025_Achievable_GWh_Before Competition Groups_79 | Indoor Daylight Sensors/Photocell Dimming Control | 0% | 0 | 0 | Commercial_2025_Achievable_GWh_Before Competition Groups_Indoor Daylight Sensors/Photocell Dimming Control
Commercial | Com ¦ Indoor Daylight Sensors/Photocell Dimming Control | 2025 | Economic | GWh | Before Competition Groups | 0 | 0 | 0 | 12560.5401 | 0 | 78 | Commercial_2025_Economic_GWh_Before Competition Groups_78 | Indoor Daylight Sensors/Photocell Dimming Control | 0% | 0 | 0 | Commercial_2025_Economic_GWh_Before Competition Groups_Indoor Daylight Sensors/Photocell Dimming Control
Commercial | Com ¦ LED RECESSED DOWNLIGHTS | 2025 | Achievable | GWh | Before Competition Groups | 0 | 0 | 0 | 2484.1842 | 0 | 80 | Commercial_2025_Achievable_GWh_Before Competition Groups_80 | LED RECESSED DOWNLIGHTS | 0% | 0 | 0 | Commercial_2025_Achievable_GWh_Before Competition Groups_LED RECESSED DOWNLIGHTS
Commercial | Com ¦ LED RECESSED DOWNLIGHTS | 2025 | Economic | GWh | Before Competition Groups | 0 | 0 | 0 | 12560.5401 | 0 | 79 | Commercial_2025_Economic_GWh_Before Competition Groups_79 | LED RECESSED DOWNLIGHTS | 0% | 0 | 0 | Commercial_2025_Economic_GWh_Before Competition Groups_LED RECESSED DOWNLIGHTS
Commercial | Com ¦ Networked/Connected - High Impact Application | 2025 | Achievable | GWh | Before Competition Groups | 0 | 0 | 0 | 2484.1842 | 0 | 81 | Commercial_2025_Achievable_GWh_Before Competition Groups_81 | Networked/Connected - High Impact Application | 0% | 0 | 0 | Commercial_2025_Achievable_GWh_Before Competition Groups_Networked/Connected - High Impact Application
Commercial | Com ¦ Networked/Connected - High Impact Application | 2025 | Economic | GWh | Before Competition Groups | 0 | 0 | 0 | 12560.5401 | 0 | 80 | Commercial_2025_Economic_GWh_Before Competition Groups_80 | Networked/Connected - High Impact Application | 0% | 0 | 0 | Commercial_2025_Economic_GWh_Before Competition Groups_Networked/Connected - High Impact Application
Commercial | Com ¦ Networked/Connected - Low Impact Application | 2025 | Achievable | GWh | Before Competition Groups | 0 | 0 | 0 | 2484.1842 | 0 | 82 | Commercial_2025_Achievable_GWh_Before Competition Groups_82 | Networked/Connected - Low Impact Application | 0% | 0 | 0 | Commercial_2025_Achievable_GWh_Before Competition Groups_Networked/Connected - Low Impact Application
Commercial | Com ¦ Networked/Connected - Low Impact Application | 2025 | Economic | GWh | Before Competition Groups | 0 | 0 | 0 | 12560.5401 | 0 | 81 | Commercial_2025_Economic_GWh_Before Competition Groups_81 | Networked/Connected - Low Impact Application | 0% | 0 | 0 | Commercial_2025_Economic_GWh_Before Competition Groups_Networked/Connected - Low Impact Application
Commercial | Com ¦ Notched V belts for HVAC Systems | 2025 | Achievable | GWh | Before Competition Groups | 0 | 0 | 0 | 2484.1842 | 0 | 83 | Commercial_2025_Achievable_GWh_Before Competition Groups_83 | Notched V belts for HVAC Systems | 0% | 0 | 0 | Commercial_2025_Achievable_GWh_Before Competition Groups_Notched V belts for HVAC Systems
Commercial | Com ¦ Notched V belts for HVAC Systems | 2025 | Economic | GWh | Before Competition Groups | 0 | 0 | 0 | 12560.5401 | 0 | 82 | Commercial_2025_Economic_GWh_Before Competition Groups_82 | Notched V belts for HVAC Systems | 0% | 0 | 0 | Commercial_2025_Economic_GWh_Before Competition Groups_Notched V belts for HVAC Systems
Commercial | Com ¦ Refrigeration Commissioning | 2025 | Achievable | GWh | Before Competition Groups | 0 | 0 | 0 | 2484.1842 | 0 | 84 | Commercial_2025_Achievable_GWh_Before Competition Groups_84 | Refrigeration Commissioning | 0% | 0 | 0 | Commercial_2025_Achievable_GWh_Before Competition Groups_Refrigeration Commissioning
Commercial | Com ¦ Refrigeration Commissioning | 2025 | Economic | GWh | Before Competition Groups | 0 | 0 | 0 | 12560.5401 | 0 | 83 | Commercial_2025_Economic_GWh_Before Competition Groups_83 | Refrigeration Commissioning | 0% | 0 | 0 | Commercial_2025_Economic_GWh_Before Competition Groups_Refrigeration Commissioning
Commercial | Com ¦ Roof Insulation/Ceiling Insulation (R25 Code to R35) | 2025 | Achievable | GWh | Before Competition Groups | 0 | 0 | 0 | 2484.1842 | 0 | 85 | Commercial_2025_Achievable_GWh_Before Competition Groups_85 | Roof Insulation/Ceiling Insulation (R25 Code to R35) | 0% | 0 | 0 | Commercial_2025_Achievable_GWh_Before Competition Groups_Roof Insulation/Ceiling Insulation (R25 Code to R35)
Commercial | Com ¦ Roof Insulation/Ceiling Insulation (R25 Code to R35) | 2025 | Economic | GWh | Before Competition Groups | 0 | 0 | 0 | 12560.5401 | 0 | 84 | Commercial_2025_Economic_GWh_Before Competition Groups_84 | Roof Insulation/Ceiling Insulation (R25 Code to R35) | 0% | 0 | 0 | Commercial_2025_Economic_GWh_Before Competition Groups_Roof Insulation/Ceiling Insulation (R25 Code to R35)
Commercial | Com ¦ Super-High Efficiency Furnaces (Emerging Tech) | 2025 | Achievable | GWh | Before Competition Groups | 0 | 0 | 0 | 2484.1842 | 0 | 86 | Commercial_2025_Achievable_GWh_Before Competition Groups_86 | Super-High Efficiency Furnaces (Emerging Tech) | 0% | 0 | 0 | Commercial_2025_Achievable_GWh_Before Competition Groups_Super-High Efficiency Furnaces (Emerging Tech)
Commercial | Com ¦ Super-High Efficiency Furnaces (Emerging Tech) | 2025 | Economic | GWh | Before Competition Groups | 0 | 0 | 0 | 12560.5401 | 0 | 85 | Commercial_2025_Economic_GWh_Before Competition Groups_85 | Super-High Efficiency Furnaces (Emerging Tech) | 0% | 0 | 0 | Commercial_2025_Economic_GWh_Before Competition Groups_Super-High Efficiency Furnaces (Emerging Tech)
Commercial | Com ¦ SYNCHRONOUS BELT | 2025 | Achievable | GWh | Before Competition Groups | 0 | 0 | 0 | 2484.1842 | 0 | 87 | Commercial_2025_Achievable_GWh_Before Competition Groups_87 | SYNCHRONOUS BELT | 0% | 0 | 0 | Commercial_2025_Achievable_GWh_Before Competition Groups_SYNCHRONOUS BELT
Commercial | Com ¦ SYNCHRONOUS BELT | 2025 | Economic | GWh | Before Competition Groups | 0 | 0 | 0 | 12560.5401 | 0 | 86 | Commercial_2025_Economic_GWh_Before Competition Groups_86 | SYNCHRONOUS BELT | 0% | 0 | 0 | Commercial_2025_Economic_GWh_Before Competition Groups_SYNCHRONOUS BELT
Commercial | Com ¦ Variable Refrigerant Flow Heat Pump | 2025 | Achievable | GWh | Before Competition Groups | 0 | 0 | 0 | 2484.1842 | 0 | 88 | Commercial_2025_Achievable_GWh_Before Competition Groups_88 | Variable Refrigerant Flow Heat Pump | 0% | 0 | 0 | Commercial_2025_Achievable_GWh_Before Competition Groups_Variable Refrigerant Flow Heat Pump
Commercial | Com ¦ Variable Refrigerant Flow Heat Pump | 2025 | Economic | GWh | Before Competition Groups | 0 | 0 | 0 | 12560.5401 | 0 | 87 | Commercial_2025_Economic_GWh_Before Competition Groups_87 | Variable Refrigerant Flow Heat Pump | 0% | 0 | 0 | Commercial_2025_Economic_GWh_Before Competition Groups_Variable Refrigerant Flow Heat Pump
Commercial | Com ¦ Building Recommissioning, Operations and Maintenance (O&M) Improvements | 2026 | Economic | GWh | Before Competition Groups | 2542.8099 | 0 | 0 | 12990.5397 | 0.19574 | 1 | Commercial_2026_Economic_GWh_Before Competition Groups_1 | Building Recommissioning, Operations and Maintenance (O&M) Improvements | 19.57% | 0 | 2542.8099 | Commercial_2026_Economic_GWh_Before Competition Groups_Building Recommissioning, Operations and Maintenance (O&M) Improvements
Commercial | Com ¦ ENERGY STAR LED LAMPS (REFLECTOR LAMPs/MR16/PAR 16) | 2026 | Achievable | GWh | Before Competition Groups | 532.1315 | 0 | 0 | 3358.6319 | 0.15844 | 1 | Commercial_2026_Achievable_GWh_Before Competition Groups_1 | ENERGY STAR LED LAMPS (REFLECTOR LAMPs/MR16/PAR 16) | 15.84% | 0 | 532.1315 | Commercial_2026_Achievable_GWh_Before Competition Groups_ENERGY STAR LED LAMPS (REFLECTOR LAMPs/MR16/PAR 16)
Commercial | Com ¦ Building Recommissioning, Operations and Maintenance (O&M) Improvements | 2026 | Technical | GWh | Before Competition Groups | 2542.8099 | 0 | 0 | 19451.9628 | 0.13072 | 1 | Commercial_2026_Technical_GWh_Before Competition Groups_1 | Building Recommissioning, Operations and Maintenance (O&M) Improvements | 13.07% | 0 | 2542.8099 | Commercial_2026_Technical_GWh_Before Competition Groups_Building Recommissioning, Operations and Maintenance (O&M) Improvements
Commercial | Com ¦ LED Troffer/Surface/Suspended | 2026 | Economic | GWh | Before Competition Groups | 1230.6339 | 0 | 0 | 12990.5397 | 0.094733 | 2 | Commercial_2026_Economic_GWh_Before Competition Groups_2 | LED Troffer/Surface/Suspended | 9.473% | 0 | 1230.6339 | Commercial_2026_Economic_GWh_Before Competition Groups_LED Troffer/Surface/Suspended
Commercial | Com ¦ LED Low/High Bay | 2026 | Economic | GWh | Before Competition Groups | 1132.8939 | 0 | 0 | 12990.5397 | 0.087209 | 3 | Commercial_2026_Economic_GWh_Before Competition Groups_3 | LED Low/High Bay | 8.721% | 0 | 1132.8939 | Commercial_2026_Economic_GWh_Before Competition Groups_LED Low/High Bay
Commercial | Com ¦ LED Troffer/Surface/Suspended | 2026 | Achievable | GWh | Before Competition Groups | 280.8013 | 0 | 0 | 3358.6319 | 0.083606 | 2 | Commercial_2026_Achievable_GWh_Before Competition Groups_2 | LED Troffer/Surface/Suspended | 8.361% | 0 | 280.8013 | Commercial_2026_Achievable_GWh_Before Competition Groups_LED Troffer/Surface/Suspended
Commercial | Com ¦ LED Low/High Bay | 2026 | Technical | GWh | Before Competition Groups | 1534.4899 | 0 | 0 | 19451.9628 | 0.078886 | 2 | Commercial_2026_Technical_GWh_Before Competition Groups_2 | LED Low/High Bay | 7.889% | 0 | 1534.4899 | Commercial_2026_Technical_GWh_Before Competition Groups_LED Low/High Bay
Commercial | Com ¦ ENERGY STAR LED LAMPS (REFLECTOR LAMPs/MR16/PAR 16) | 2026 | Economic | GWh | Before Competition Groups | 983.4946 | 0 | 0 | 12990.5397 | 0.075709 | 4 | Commercial_2026_Economic_GWh_Before Competition Groups_4 | ENERGY STAR LED LAMPS (REFLECTOR LAMPs/MR16/PAR 16) | 7.571% | 0 | 983.4946 | Commercial_2026_Economic_GWh_Before Competition Groups_ENERGY STAR LED LAMPS (REFLECTOR LAMPs/MR16/PAR 16)
Commercial | Com ¦ LED EXTERIOR AREA LIGHTS - LED fixture (200W) | 2026 | Achievable | GWh | Before Competition Groups | 251.4734 | 0 | 0 | 3358.6319 | 0.074874 | 3 | Commercial_2026_Achievable_GWh_Before Competition Groups_3 | LED EXTERIOR AREA LIGHTS - LED fixture (200W) | 7.487% | 0 | 251.4734 | Commercial_2026_Achievable_GWh_Before Competition Groups_LED EXTERIOR AREA LIGHTS - LED fixture (200W)
Commercial | Com ¦ LED parking lot fixture | 2026 | Achievable | GWh | Before Competition Groups | 249.7636 | 0 | 0 | 3358.6319 | 0.074365 | 4 | Commercial_2026_Achievable_GWh_Before Competition Groups_4 | LED parking lot fixture | 7.436% | 0 | 249.7636 | Commercial_2026_Achievable_GWh_Before Competition Groups_LED parking lot fixture
Commercial | Com ¦ Education and Capacity Building/Energy Behavior | 2026 | Economic | GWh | Before Competition Groups | 948.465 | 0 | 0 | 12990.5397 | 0.073012 | 5 | Commercial_2026_Economic_GWh_Before Competition Groups_5 | Education and Capacity Building/Energy Behavior | 7.301% | 0 | 948.465 | Commercial_2026_Economic_GWh_Before Competition Groups_Education and Capacity Building/Energy Behavior
Commercial | Com ¦ LED Low/High Bay | 2026 | Achievable | GWh | Before Competition Groups | 243.461 | 0 | 0 | 3358.6319 | 0.072488 | 5 | Commercial_2026_Achievable_GWh_Before Competition Groups_5 | LED Low/High Bay | 7.249% | 0 | 243.461 | Commercial_2026_Achievable_GWh_Before Competition Groups_LED Low/High Bay
Commercial | Com ¦ Education and Capacity Building/Energy Behavior | 2026 | Achievable | GWh | Before Competition Groups | 223.6159 | 0 | 0 | 3358.6319 | 0.066579 | 6 | Commercial_2026_Achievable_GWh_Before Competition Groups_6 | Education and Capacity Building/Energy Behavior | 6.658% | 0 | 223.6159 | Commercial_2026_Achievable_GWh_Before Competition Groups_Education and Capacity Building/Energy Behavior
Commercial | Com ¦ LED Troffer/Surface/Suspended | 2026 | Technical | GWh | Before Competition Groups | 1230.6339 | 0 | 0 | 19451.9628 | 0.063265 | 3 | Commercial_2026_Technical_GWh_Before Competition Groups_3 | LED Troffer/Surface/Suspended | 6.327% | 0 | 1230.6339 | Commercial_2026_Technical_GWh_Before Competition Groups_LED Troffer/Surface/Suspended
Commercial | Com ¦ LLLC - Low Impact Application | 2026 | Technical | GWh | Before Competition Groups | 1060.2536 | 0 | 0 | 19451.9628 | 0.054506 | 4 | Commercial_2026_Technical_GWh_Before Competition Groups_4 | LLLC - Low Impact Application | 5.451% | 0 | 1060.2536 | Commercial_2026_Technical_GWh_Before Competition Groups_LLLC - Low Impact Application
Commercial | Com ¦ LLLC - High Impact Application | 2026 | Technical | GWh | Before Competition Groups | 1053.6668 | 0 | 0 | 19451.9628 | 0.054168 | 5 | Commercial_2026_Technical_GWh_Before Competition Groups_5 | LLLC - High Impact Application | 5.417% | 0 | 1053.6668 | Commercial_2026_Technical_GWh_Before Competition Groups_LLLC - High Impact Application
Commercial | Com ¦ LED Replacement Lamp (Tube) | 2026 | Achievable | GWh | Before Competition Groups | 179.3944 | 0 | 0 | 3358.6319 | 0.053413 | 7 | Commercial_2026_Achievable_GWh_Before Competition Groups_7 | LED Replacement Lamp (Tube) | 5.341% | 0 | 179.3944 | Commercial_2026_Achievable_GWh_Before Competition Groups_LED Replacement Lamp (Tube)
Commercial | Com ¦ Furnace Tune-Up | 2026 | Achievable | GWh | Before Competition Groups | 174.9409 | 0 | 0 | 3358.6319 | 0.052087 | 8 | Commercial_2026_Achievable_GWh_Before Competition Groups_8 | Furnace Tune-Up | 5.209% | 0 | 174.9409 | Commercial_2026_Achievable_GWh_Before Competition Groups_Furnace Tune-Up
Commercial | Com ¦ Furnace Tune-Up | 2026 | Economic | GWh | Before Competition Groups | 672.899 | 0 | 0 | 12990.5397 | 0.051799 | 6 | Commercial_2026_Economic_GWh_Before Competition Groups_6 | Furnace Tune-Up | 5.18% | 0 | 672.899 | Commercial_2026_Economic_GWh_Before Competition Groups_Furnace Tune-Up
Commercial | Com ¦ ENERGY STAR LED LAMPS (REFLECTOR LAMPs/MR16/PAR 16) | 2026 | Technical | GWh | Before Competition Groups | 992.6613 | 0 | 0 | 19451.9628 | 0.051031 | 6 | Commercial_2026_Technical_GWh_Before Competition Groups_6 | ENERGY STAR LED LAMPS (REFLECTOR LAMPs/MR16/PAR 16) | 5.103% | 0 | 992.6613 | Commercial_2026_Technical_GWh_Before Competition Groups_ENERGY STAR LED LAMPS (REFLECTOR LAMPs/MR16/PAR 16)
Commercial | Com ¦ Networked/Connected - High Impact Application | 2026 | Technical | GWh | Before Competition Groups | 952.3577 | 0 | 0 | 19451.9628 | 0.048959 | 7 | Commercial_2026_Technical_GWh_Before Competition Groups_7 | Networked/Connected - High Impact Application | 4.896% | 0 | 952.3577 | Commercial_2026_Technical_GWh_Before Competition Groups_Networked/Connected - High Impact Application
Commercial | Com ¦ Education and Capacity Building/Energy Behavior | 2026 | Technical | GWh | Before Competition Groups | 948.7846 | 0 | 0 | 19451.9628 | 0.048776 | 8 | Commercial_2026_Technical_GWh_Before Competition Groups_8 | Education and Capacity Building/Energy Behavior | 4.878% | 0 | 948.7846 | Commercial_2026_Technical_GWh_Before Competition Groups_Education and Capacity Building/Energy Behavior
Commercial | Com ¦ Networked/Connected - Low Impact Application | 2026 | Technical | GWh | Before Competition Groups | 911.5976 | 0 | 0 | 19451.9628 | 0.046864 | 9 | Commercial_2026_Technical_GWh_Before Competition Groups_9 | Networked/Connected - Low Impact Application | 4.686% | 0 | 911.5976 | Commercial_2026_Technical_GWh_Before Competition Groups_Networked/Connected - Low Impact Application
Commercial | Com ¦ LED street light fixture | 2026 | Achievable | GWh | Before Competition Groups | 145.7671 | 0 | 0 | 3358.6319 | 0.043401 | 9 | Commercial_2026_Achievable_GWh_Before Competition Groups_9 | LED street light fixture | 4.34% | 0 | 145.7671 | Commercial_2026_Achievable_GWh_Before Competition Groups_LED street light fixture
Commercial | Com ¦ LED EXTERIOR AREA LIGHTS - LED fixture (200W) | 2026 | Economic | GWh | Before Competition Groups | 523.1019 | 0 | 0 | 12990.5397 | 0.040268 | 7 | Commercial_2026_Economic_GWh_Before Competition Groups_7 | LED EXTERIOR AREA LIGHTS - LED fixture (200W) | 4.027% | 0 | 523.1019 | Commercial_2026_Economic_GWh_Before Competition Groups_LED EXTERIOR AREA LIGHTS - LED fixture (200W)
Commercial | Com ¦ Building Recommissioning, Operations and Maintenance (O&M) Improvements | 2026 | Achievable | GWh | Before Competition Groups | 132.2624 | 0 | 0 | 3358.6319 | 0.03938 | 10 | Commercial_2026_Achievable_GWh_Before Competition Groups_10 | Building Recommissioning, Operations and Maintenance (O&M) Improvements | 3.938% | 0 | 132.2624 | Commercial_2026_Achievable_GWh_Before Competition Groups_Building Recommissioning, Operations and Maintenance (O&M) Improvements
Commercial | Com ¦ LED parking lot fixture | 2026 | Economic | GWh | Before Competition Groups | 508.716 | 0 | 0 | 12990.5397 | 0.03916 | 8 | Commercial_2026_Economic_GWh_Before Competition Groups_8 | LED parking lot fixture | 3.916% | 0 | 508.716 | Commercial_2026_Economic_GWh_Before Competition Groups_LED parking lot fixture
Commercial | Com ¦ Furnace Tune-Up | 2026 | Technical | GWh | Before Competition Groups | 672.899 | 0 | 0 | 19451.9628 | 0.034593 | 10 | Commercial_2026_Technical_GWh_Before Competition Groups_10 | Furnace Tune-Up | 3.459% | 0 | 672.899 | Commercial_2026_Technical_GWh_Before Competition Groups_Furnace Tune-Up
Commercial | Com ¦ Data Center Storage/Server Virtualization | 2026 | Achievable | GWh | Before Competition Groups | 107.4528 | 0 | 0 | 3358.6319 | 0.031993 | 11 | Commercial_2026_Achievable_GWh_Before Competition Groups_11 | Data Center Storage/Server Virtualization | 3.199% | 0 | 107.4528 | Commercial_2026_Achievable_GWh_Before Competition Groups_Data Center Storage/Server Virtualization
Commercial | Com ¦ Central Lighting Control System | 2026 | Technical | GWh | Before Competition Groups | 616.3983 | 0 | 0 | 19451.9628 | 0.031688 | 11 | Commercial_2026_Technical_GWh_Before Competition Groups_11 | Central Lighting Control System | 3.169% | 0 | 616.3983 | Commercial_2026_Technical_GWh_Before Competition Groups_Central Lighting Control System
Commercial | Com ¦ LED EXTERIOR AREA LIGHTS - LED fixture (200W) | 2026 | Technical | GWh | Before Competition Groups | 523.1019 | 0 | 0 | 19451.9628 | 0.026892 | 12 | Commercial_2026_Technical_GWh_Before Competition Groups_12 | LED EXTERIOR AREA LIGHTS - LED fixture (200W) | 2.689% | 0 | 523.1019 | Commercial_2026_Technical_GWh_Before Competition Groups_LED EXTERIOR AREA LIGHTS - LED fixture (200W)
Commercial | Com ¦ LED parking lot fixture | 2026 | Technical | GWh | Before Competition Groups | 508.716 | 0 | 0 | 19451.9628 | 0.026152 | 13 | Commercial_2026_Technical_GWh_Before Competition Groups_13 | LED parking lot fixture | 2.615% | 0 | 508.716 | Commercial_2026_Technical_GWh_Before Competition Groups_LED parking lot fixture
Commercial | Com ¦ Advanced BAS/Controllers | 2026 | Economic | GWh | Before Competition Groups | 327.2762 | 0 | 0 | 12990.5397 | 0.025193 | 9 | Commercial_2026_Economic_GWh_Before Competition Groups_9 | Advanced BAS/Controllers | 2.519% | 0 | 327.2762 | Commercial_2026_Economic_GWh_Before Competition Groups_Advanced BAS/Controllers
Commercial | Com ¦ LED street light fixture | 2026 | Economic | GWh | Before Competition Groups | 311.9909 | 0 | 0 | 12990.5397 | 0.024017 | 10 | Commercial_2026_Economic_GWh_Before Competition Groups_10 | LED street light fixture | 2.402% | 0 | 311.9909 | Commercial_2026_Economic_GWh_Before Competition Groups_LED street light fixture
Commercial | Com ¦ Strip Curtains | 2026 | Achievable | GWh | Before Competition Groups | 68.1999 | 0 | 0 | 3358.6319 | 0.020306 | 12 | Commercial_2026_Achievable_GWh_Before Competition Groups_12 | Strip Curtains | 2.031% | 0 | 68.1999 | Commercial_2026_Achievable_GWh_Before Competition Groups_Strip Curtains
Commercial | Com ¦ Reach-in Shaded Pole to ECM/PSC Evaporator Fan Motor | 2026 | Achievable | GWh | Before Competition Groups | 64.8817 | 0 | 0 | 3358.6319 | 0.019318 | 13 | Commercial_2026_Achievable_GWh_Before Competition Groups_13 | Reach-in Shaded Pole to ECM/PSC Evaporator Fan Motor | 1.932% | 0 | 64.8817 | Commercial_2026_Achievable_GWh_Before Competition Groups_Reach-in Shaded Pole to ECM/PSC Evaporator Fan Motor
Commercial | Com ¦ Variable Refrigerant Flow Heat Pump | 2026 | Technical | GWh | Before Competition Groups | 367.9066 | 0 | 0 | 19451.9628 | 0.018914 | 14 | Commercial_2026_Technical_GWh_Before Competition Groups_14 | Variable Refrigerant Flow Heat Pump | 1.891% | 0 | 367.9066 | Commercial_2026_Technical_GWh_Before Competition Groups_Variable Refrigerant Flow Heat Pump
Commercial | Com ¦ LED or Equivalent Sign Lighting | 2026 | Achievable | GWh | Before Competition Groups | 63.4427 | 0 | 0 | 3358.6319 | 0.018889 | 14 | Commercial_2026_Achievable_GWh_Before Competition Groups_14 | LED or Equivalent Sign Lighting | 1.889% | 0 | 63.4427 | Commercial_2026_Achievable_GWh_Before Competition Groups_LED or Equivalent Sign Lighting
Commercial | Com ¦ LED Replacement Lamp (Tube) | 2026 | Economic | GWh | Before Competition Groups | 237.7741 | 0 | 0 | 12990.5397 | 0.018304 | 11 | Commercial_2026_Economic_GWh_Before Competition Groups_11 | LED Replacement Lamp (Tube) | 1.83% | 0 | 237.7741 | Commercial_2026_Economic_GWh_Before Competition Groups_LED Replacement Lamp (Tube)
Commercial | Com ¦ Strip Curtains | 2026 | Economic | GWh | Before Competition Groups | 236.2731 | 0 | 0 | 12990.5397 | 0.018188 | 12 | Commercial_2026_Economic_GWh_Before Competition Groups_12 | Strip Curtains | 1.819% | 0 | 236.2731 | Commercial_2026_Economic_GWh_Before Competition Groups_Strip Curtains
Commercial | Com ¦ Demand Control Ventilation | 2026 | Economic | GWh | Before Competition Groups | 234.0542 | 0 | 0 | 12990.5397 | 0.018017 | 13 | Commercial_2026_Economic_GWh_Before Competition Groups_13 | Demand Control Ventilation | 1.802% | 0 | 234.0542 | Commercial_2026_Economic_GWh_Before Competition Groups_Demand Control Ventilation
Commercial | Com ¦ Variable Frequency Drive (VFD) | 2026 | Achievable | GWh | Before Competition Groups | 58.868 | 0 | 0 | 3358.6319 | 0.017527 | 15 | Commercial_2026_Achievable_GWh_Before Competition Groups_15 | Variable Frequency Drive (VFD) | 1.753% | 0 | 58.868 | Commercial_2026_Achievable_GWh_Before Competition Groups_Variable Frequency Drive (VFD)
Commercial | Com ¦ Variable Frequency Drive (VFD) | 2026 | Economic | GWh | Before Competition Groups | 225.3892 | 0 | 0 | 12990.5397 | 0.01735 | 14 | Commercial_2026_Economic_GWh_Before Competition Groups_14 | Variable Frequency Drive (VFD) | 1.735% | 0 | 225.3892 | Commercial_2026_Economic_GWh_Before Competition Groups_Variable Frequency Drive (VFD)
Commercial | Com ¦ LLLC - Low Impact Application | 2026 | Economic | GWh | Before Competition Groups | 223.9552 | 0 | 0 | 12990.5397 | 0.01724 | 15 | Commercial_2026_Economic_GWh_Before Competition Groups_15 | LLLC - Low Impact Application | 1.724% | 0 | 223.9552 | Commercial_2026_Economic_GWh_Before Competition Groups_LLLC - Low Impact Application
Commercial | Com ¦ High Efficiency Air Source Heat Pump | 2026 | Achievable | GWh | Before Competition Groups | 56.6932 | 0 | 0 | 3358.6319 | 0.01688 | 16 | Commercial_2026_Achievable_GWh_Before Competition Groups_16 | High Efficiency Air Source Heat Pump | 1.688% | 0 | 56.6932 | Commercial_2026_Achievable_GWh_Before Competition Groups_High Efficiency Air Source Heat Pump
Commercial | Com ¦ High Efficiency Air Source Heat Pump | 2026 | Economic | GWh | Before Competition Groups | 218.8198 | 0 | 0 | 12990.5397 | 0.016845 | 16 | Commercial_2026_Economic_GWh_Before Competition Groups_16 | High Efficiency Air Source Heat Pump | 1.684% | 0 | 218.8198 | Commercial_2026_Economic_GWh_Before Competition Groups_High Efficiency Air Source Heat Pump
Commercial | Com ¦ Advanced BAS/Controllers | 2026 | Technical | GWh | Before Competition Groups | 327.2762 | 0 | 0 | 19451.9628 | 0.016825 | 15 | Commercial_2026_Technical_GWh_Before Competition Groups_15 | Advanced BAS/Controllers | 1.682% | 0 | 327.2762 | Commercial_2026_Technical_GWh_Before Competition Groups_Advanced BAS/Controllers
Commercial | Com ¦ Data Center Storage/Server Virtualization | 2026 | Economic | GWh | Before Competition Groups | 218.1388 | 0 | 0 | 12990.5397 | 0.016792 | 17 | Commercial_2026_Economic_GWh_Before Competition Groups_17 | Data Center Storage/Server Virtualization | 1.679% | 0 | 218.1388 | Commercial_2026_Economic_GWh_Before Competition Groups_Data Center Storage/Server Virtualization
Commercial | Com ¦ VFD on Pumps | 2026 | Achievable | GWh | Before Competition Groups | 55.2351 | 0 | 0 | 3358.6319 | 0.016446 | 17 | Commercial_2026_Achievable_GWh_Before Competition Groups_17 | VFD on Pumps | 1.645% | 0 | 55.2351 | Commercial_2026_Achievable_GWh_Before Competition Groups_VFD on Pumps
Commercial | Com ¦ LLLC - High Impact Application | 2026 | Economic | GWh | Before Competition Groups | 213.2888 | 0 | 0 | 12990.5397 | 0.016419 | 18 | Commercial_2026_Economic_GWh_Before Competition Groups_18 | LLLC - High Impact Application | 1.642% | 0 | 213.2888 | Commercial_2026_Economic_GWh_Before Competition Groups_LLLC - High Impact Application
Commercial | Com ¦ VFD on Pumps | 2026 | Economic | GWh | Before Competition Groups | 211.8969 | 0 | 0 | 12990.5397 | 0.016312 | 19 | Commercial_2026_Economic_GWh_Before Competition Groups_19 | VFD on Pumps | 1.631% | 0 | 211.8969 | Commercial_2026_Economic_GWh_Before Competition Groups_VFD on Pumps
Commercial | Com ¦ LED street light fixture | 2026 | Technical | GWh | Before Competition Groups | 311.9909 | 0 | 0 | 19451.9628 | 0.016039 | 16 | Commercial_2026_Technical_GWh_Before Competition Groups_16 | LED street light fixture | 1.604% | 0 | 311.9909 | Commercial_2026_Technical_GWh_Before Competition Groups_LED street light fixture
Commercial | Com ¦ Demand Control Ventilation | 2026 | Achievable | GWh | Before Competition Groups | 48.2021 | 0 | 0 | 3358.6319 | 0.014352 | 18 | Commercial_2026_Achievable_GWh_Before Competition Groups_18 | Demand Control Ventilation | 1.435% | 0 | 48.2021 | Commercial_2026_Achievable_GWh_Before Competition Groups_Demand Control Ventilation
Commercial | Com ¦ Smart Strip Plug Outlets | 2026 | Technical | GWh | Before Competition Groups | 265.1148 | 0 | 0 | 19451.9628 | 0.013629 | 17 | Commercial_2026_Technical_GWh_Before Competition Groups_17 | Smart Strip Plug Outlets | 1.363% | 0 | 265.1148 | Commercial_2026_Technical_GWh_Before Competition Groups_Smart Strip Plug Outlets
Commercial | Com ¦ Air Handler with Dedicated Outdoor Air Systems | 2026 | Economic | GWh | Before Competition Groups | 175.901 | 0 | 0 | 12990.5397 | 0.013541 | 20 | Commercial_2026_Economic_GWh_Before Competition Groups_20 | Air Handler with Dedicated Outdoor Air Systems | 1.354% | 0 | 175.901 | Commercial_2026_Economic_GWh_Before Competition Groups_Air Handler with Dedicated Outdoor Air Systems
Commercial | Com ¦ Centrally controlled desktop PC/NETWORK PC POWER MANAGEMENT SOFTWARE | 2026 | Achievable | GWh | Before Competition Groups | 42.1495 | 0 | 0 | 3358.6319 | 0.01255 | 19 | Commercial_2026_Achievable_GWh_Before Competition Groups_19 | Centrally controlled desktop PC/NETWORK PC POWER MANAGEMENT SOFTWARE | 1.255% | 0 | 42.1495 | Commercial_2026_Achievable_GWh_Before Competition Groups_Centrally controlled desktop PC/NETWORK PC POWER MANAGEMENT SOFTWARE
Commercial | Com ¦ Centrally controlled desktop PC/NETWORK PC POWER MANAGEMENT SOFTWARE | 2026 | Economic | GWh | Before Competition Groups | 162.1819 | 0 | 0 | 12990.5397 | 0.012485 | 21 | Commercial_2026_Economic_GWh_Before Competition Groups_21 | Centrally controlled desktop PC/NETWORK PC POWER MANAGEMENT SOFTWARE | 1.248% | 0 | 162.1819 | Commercial_2026_Economic_GWh_Before Competition Groups_Centrally controlled desktop PC/NETWORK PC POWER MANAGEMENT SOFTWARE
Commercial | Com ¦ Demand Control Ventilation | 2026 | Technical | GWh | Before Competition Groups | 238.0766 | 0 | 0 | 19451.9628 | 0.012239 | 18 | Commercial_2026_Technical_GWh_Before Competition Groups_18 | Demand Control Ventilation | 1.224% | 0 | 238.0766 | Commercial_2026_Technical_GWh_Before Competition Groups_Demand Control Ventilation
Commercial | Com ¦ LED Replacement Lamp (Tube) | 2026 | Technical | GWh | Before Competition Groups | 237.7741 | 0 | 0 | 19451.9628 | 0.012224 | 19 | Commercial_2026_Technical_GWh_Before Competition Groups_19 | LED Replacement Lamp (Tube) | 1.222% | 0 | 237.7741 | Commercial_2026_Technical_GWh_Before Competition Groups_LED Replacement Lamp (Tube)
Commercial | Com ¦ Strip Curtains | 2026 | Technical | GWh | Before Competition Groups | 236.2731 | 0 | 0 | 19451.9628 | 0.012146 | 20 | Commercial_2026_Technical_GWh_Before Competition Groups_20 | Strip Curtains | 1.215% | 0 | 236.2731 | Commercial_2026_Technical_GWh_Before Competition Groups_Strip Curtains
Commercial | Com ¦ Variable Frequency Drive (VFD) | 2026 | Technical | GWh | Before Competition Groups | 225.3892 | 0 | 0 | 19451.9628 | 0.011587 | 21 | Commercial_2026_Technical_GWh_Before Competition Groups_21 | Variable Frequency Drive (VFD) | 1.159% | 0 | 225.3892 | Commercial_2026_Technical_GWh_Before Competition Groups_Variable Frequency Drive (VFD)
Commercial | Com ¦ High Efficiency Air Source Heat Pump | 2026 | Technical | GWh | Before Competition Groups | 218.8198 | 0 | 0 | 19451.9628 | 0.011249 | 22 | Commercial_2026_Technical_GWh_Before Competition Groups_22 | High Efficiency Air Source Heat Pump | 1.125% | 0 | 218.8198 | Commercial_2026_Technical_GWh_Before Competition Groups_High Efficiency Air Source Heat Pump
Commercial | Com ¦ Data Center Storage/Server Virtualization | 2026 | Technical | GWh | Before Competition Groups | 218.1388 | 0 | 0 | 19451.9628 | 0.011214 | 23 | Commercial_2026_Technical_GWh_Before Competition Groups_23 | Data Center Storage/Server Virtualization | 1.121% | 0 | 218.1388 | Commercial_2026_Technical_GWh_Before Competition Groups_Data Center Storage/Server Virtualization
Commercial | Com ¦ VFD on Pumps | 2026 | Technical | GWh | Before Competition Groups | 211.8969 | 0 | 0 | 19451.9628 | 0.010893 | 24 | Commercial_2026_Technical_GWh_Before Competition Groups_24 | VFD on Pumps | 1.089% | 0 | 211.8969 | Commercial_2026_Technical_GWh_Before Competition Groups_VFD on Pumps
Commercial | Com ¦ LED or Equivalent Sign Lighting | 2026 | Economic | GWh | Before Competition Groups | 136.2171 | 0 | 0 | 12990.5397 | 0.010486 | 22 | Commercial_2026_Economic_GWh_Before Competition Groups_22 | LED or Equivalent Sign Lighting | 1.049% | 0 | 136.2171 | Commercial_2026_Economic_GWh_Before Competition Groups_LED or Equivalent Sign Lighting
Commercial | Com ¦ ENERGY STAR LED LAMPS (General Service Lamps) | 2026 | Achievable | GWh | Before Competition Groups | 34.7252 | 0 | 0 | 3358.6319 | 0.010339 | 20 | Commercial_2026_Achievable_GWh_Before Competition Groups_20 | ENERGY STAR LED LAMPS (General Service Lamps) | 1.034% | 0 | 34.7252 | Commercial_2026_Achievable_GWh_Before Competition Groups_ENERGY STAR LED LAMPS (General Service Lamps)
Commercial | Com ¦ Adaptive Thermostats | 2026 | Achievable | GWh | Before Competition Groups | 34.5001 | 0 | 0 | 3358.6319 | 0.010272 | 21 | Commercial_2026_Achievable_GWh_Before Competition Groups_21 | Adaptive Thermostats | 1.027% | 0 | 34.5001 | Commercial_2026_Achievable_GWh_Before Competition Groups_Adaptive Thermostats
Commercial | Com ¦ Adaptive Thermostats | 2026 | Economic | GWh | Before Competition Groups | 127.0764 | 0 | 0 | 12990.5397 | 0.0097822 | 23 | Commercial_2026_Economic_GWh_Before Competition Groups_23 | Adaptive Thermostats | 0.9782% | 0 | 127.0764 | Commercial_2026_Economic_GWh_Before Competition Groups_Adaptive Thermostats
Commercial | Com ¦ Air Handler with Dedicated Outdoor Air Systems | 2026 | Achievable | GWh | Before Competition Groups | 31.3674 | 0 | 0 | 3358.6319 | 0.0093393 | 22 | Commercial_2026_Achievable_GWh_Before Competition Groups_22 | Air Handler with Dedicated Outdoor Air Systems | 0.9339% | 0 | 31.3674 | Commercial_2026_Achievable_GWh_Before Competition Groups_Air Handler with Dedicated Outdoor Air Systems
Commercial | Com ¦ Advanced BAS/Controllers | 2026 | Achievable | GWh | Before Competition Groups | 31.3202 | 0 | 0 | 3358.6319 | 0.0093253 | 23 | Commercial_2026_Achievable_GWh_Before Competition Groups_23 | Advanced BAS/Controllers | 0.9325% | 0 | 31.3202 | Commercial_2026_Achievable_GWh_Before Competition Groups_Advanced BAS/Controllers
Commercial | Com ¦ Refrigerated Display Case Doors | 2026 | Achievable | GWh | Before Competition Groups | 30.8289 | 0 | 0 | 3358.6319 | 0.009179 | 24 | Commercial_2026_Achievable_GWh_Before Competition Groups_24 | Refrigerated Display Case Doors | 0.9179% | 0 | 30.8289 | Commercial_2026_Achievable_GWh_Before Competition Groups_Refrigerated Display Case Doors
Commercial | Com ¦ Air Handler with Dedicated Outdoor Air Systems | 2026 | Technical | GWh | Before Competition Groups | 175.901 | 0 | 0 | 19451.9628 | 0.0090428 | 25 | Commercial_2026_Technical_GWh_Before Competition Groups_25 | Air Handler with Dedicated Outdoor Air Systems | 0.9043% | 0 | 175.901 | Commercial_2026_Technical_GWh_Before Competition Groups_Air Handler with Dedicated Outdoor Air Systems
Commercial | Com ¦ Reach-in Shaded Pole to ECM/PSC Evaporator Fan Motor | 2026 | Economic | GWh | Before Competition Groups | 112.1832 | 0 | 0 | 12990.5397 | 0.0086358 | 24 | Commercial_2026_Economic_GWh_Before Competition Groups_24 | Reach-in Shaded Pole to ECM/PSC Evaporator Fan Motor | 0.8636% | 0 | 112.1832 | Commercial_2026_Economic_GWh_Before Competition Groups_Reach-in Shaded Pole to ECM/PSC Evaporator Fan Motor
Commercial | Com ¦ Centrally controlled desktop PC/NETWORK PC POWER MANAGEMENT SOFTWARE | 2026 | Technical | GWh | Before Competition Groups | 162.1819 | 0 | 0 | 19451.9628 | 0.0083376 | 26 | Commercial_2026_Technical_GWh_Before Competition Groups_26 | Centrally controlled desktop PC/NETWORK PC POWER MANAGEMENT SOFTWARE | 0.8338% | 0 | 162.1819 | Commercial_2026_Technical_GWh_Before Competition Groups_Centrally controlled desktop PC/NETWORK PC POWER MANAGEMENT SOFTWARE
Commercial | Com ¦ Refrigerated Display Case Doors | 2026 | Technical | GWh | Before Competition Groups | 160.6759 | 0 | 0 | 19451.9628 | 0.0082601 | 27 | Commercial_2026_Technical_GWh_Before Competition Groups_27 | Refrigerated Display Case Doors | 0.826% | 0 | 160.6759 | Commercial_2026_Technical_GWh_Before Competition Groups_Refrigerated Display Case Doors
Commercial | Com ¦ ECM MOTORS FOR EVAPORATOR FANS for refrigeration (WALK-IN) | 2026 | Economic | GWh | Before Competition Groups | 105.9401 | 0 | 0 | 12990.5397 | 0.0081552 | 25 | Commercial_2026_Economic_GWh_Before Competition Groups_25 | ECM MOTORS FOR EVAPORATOR FANS for refrigeration (WALK-IN) | 0.8155% | 0 | 105.9401 | Commercial_2026_Economic_GWh_Before Competition Groups_ECM MOTORS FOR EVAPORATOR FANS for refrigeration (WALK-IN)
Commercial | Com ¦ ECM MOTORS FOR EVAPORATOR FANS for refrigeration (WALK-IN) | 2026 | Achievable | GWh | Before Competition Groups | 27.2821 | 0 | 0 | 3358.6319 | 0.008123 | 25 | Commercial_2026_Achievable_GWh_Before Competition Groups_25 | ECM MOTORS FOR EVAPORATOR FANS for refrigeration (WALK-IN) | 0.8123% | 0 | 27.2821 | Commercial_2026_Achievable_GWh_Before Competition Groups_ECM MOTORS FOR EVAPORATOR FANS for refrigeration (WALK-IN)
Commercial | Com ¦ Condensing Unit Heaters or other Efficient Unit Heating System | 2026 | Achievable | GWh | Before Competition Groups | 26.528 | 0 | 0 | 3358.6319 | 0.0078984 | 26 | Commercial_2026_Achievable_GWh_Before Competition Groups_26 | Condensing Unit Heaters or other Efficient Unit Heating System | 0.7898% | 0 | 26.528 | Commercial_2026_Achievable_GWh_Before Competition Groups_Condensing Unit Heaters or other Efficient Unit Heating System
Commercial | Com ¦ Condensing Unit Heaters or other Efficient Unit Heating System | 2026 | Economic | GWh | Before Competition Groups | 102.112 | 0 | 0 | 12990.5397 | 0.0078605 | 26 | Commercial_2026_Economic_GWh_Before Competition Groups_26 | Condensing Unit Heaters or other Efficient Unit Heating System | 0.786% | 0 | 102.112 | Commercial_2026_Economic_GWh_Before Competition Groups_Condensing Unit Heaters or other Efficient Unit Heating System
Commercial | Com ¦ Door Gasket Freezer/Refrigerator | 2026 | Technical | GWh | Before Competition Groups | 144.7335 | 0 | 0 | 19451.9628 | 0.0074406 | 28 | Commercial_2026_Technical_GWh_Before Competition Groups_28 | Door Gasket Freezer/Refrigerator | 0.7441% | 0 | 144.7335 | Commercial_2026_Technical_GWh_Before Competition Groups_Door Gasket Freezer/Refrigerator
Commercial | Com ¦ Adaptive Thermostats | 2026 | Technical | GWh | Before Competition Groups | 137.2644 | 0 | 0 | 19451.9628 | 0.0070566 | 29 | Commercial_2026_Technical_GWh_Before Competition Groups_29 | Adaptive Thermostats | 0.7057% | 0 | 137.2644 | Commercial_2026_Technical_GWh_Before Competition Groups_Adaptive Thermostats
Commercial | Com ¦ LED or Equivalent Sign Lighting | 2026 | Technical | GWh | Before Competition Groups | 136.2171 | 0 | 0 | 19451.9628 | 0.0070027 | 30 | Commercial_2026_Technical_GWh_Before Competition Groups_30 | LED or Equivalent Sign Lighting | 0.7003% | 0 | 136.2171 | Commercial_2026_Technical_GWh_Before Competition Groups_LED or Equivalent Sign Lighting
Commercial | Com ¦ Freezer Case Light Sensor | 2026 | Economic | GWh | Before Competition Groups | 87.4787 | 0 | 0 | 12990.5397 | 0.006734 | 27 | Commercial_2026_Economic_GWh_Before Competition Groups_27 | Freezer Case Light Sensor | 0.6734% | 0 | 87.4787 | Commercial_2026_Economic_GWh_Before Competition Groups_Freezer Case Light Sensor
Commercial | Com ¦ Evaporator Fan Controls | 2026 | Economic | GWh | Before Competition Groups | 85.3162 | 0 | 0 | 12990.5397 | 0.0065676 | 28 | Commercial_2026_Economic_GWh_Before Competition Groups_28 | Evaporator Fan Controls | 0.6568% | 0 | 85.3162 | Commercial_2026_Economic_GWh_Before Competition Groups_Evaporator Fan Controls
Commercial | Com ¦ Evaporator Fan Controls | 2026 | Achievable | GWh | Before Competition Groups | 21.9044 | 0 | 0 | 3358.6319 | 0.0065218 | 27 | Commercial_2026_Achievable_GWh_Before Competition Groups_27 | Evaporator Fan Controls | 0.6522% | 0 | 21.9044 | Commercial_2026_Achievable_GWh_Before Competition Groups_Evaporator Fan Controls
Commercial | Com ¦ Reach-in Shaded Pole to ECM/PSC Evaporator Fan Motor | 2026 | Technical | GWh | Before Competition Groups | 112.1832 | 0 | 0 | 19451.9628 | 0.0057672 | 31 | Commercial_2026_Technical_GWh_Before Competition Groups_31 | Reach-in Shaded Pole to ECM/PSC Evaporator Fan Motor | 0.5767% | 0 | 112.1832 | Commercial_2026_Technical_GWh_Before Competition Groups_Reach-in Shaded Pole to ECM/PSC Evaporator Fan Motor
Commercial | Com ¦ Refrigerated Display Case Doors | 2026 | Economic | GWh | Before Competition Groups | 74.6979 | 0 | 0 | 12990.5397 | 0.0057502 | 29 | Commercial_2026_Economic_GWh_Before Competition Groups_29 | Refrigerated Display Case Doors | 0.575% | 0 | 74.6979 | Commercial_2026_Economic_GWh_Before Competition Groups_Refrigerated Display Case Doors
Commercial | Com ¦ Refrigerated Display Case LED | 2026 | Technical | GWh | Before Competition Groups | 110.8544 | 0 | 0 | 19451.9628 | 0.0056989 | 32 | Commercial_2026_Technical_GWh_Before Competition Groups_32 | Refrigerated Display Case LED | 0.5699% | 0 | 110.8544 | Commercial_2026_Technical_GWh_Before Competition Groups_Refrigerated Display Case LED
Commercial | Com ¦ Demand Control Kitchen Ventilation | 2026 | Economic | GWh | Before Competition Groups | 72.8667 | 0 | 0 | 12990.5397 | 0.0056092 | 30 | Commercial_2026_Economic_GWh_Before Competition Groups_30 | Demand Control Kitchen Ventilation | 0.5609% | 0 | 72.8667 | Commercial_2026_Economic_GWh_Before Competition Groups_Demand Control Kitchen Ventilation
Commercial | Com ¦ ENERGY STAR LED LAMPS (General Service Lamps) | 2026 | Economic | GWh | Before Competition Groups | 71.5763 | 0 | 0 | 12990.5397 | 0.0055099 | 31 | Commercial_2026_Economic_GWh_Before Competition Groups_31 | ENERGY STAR LED LAMPS (General Service Lamps) | 0.551% | 0 | 71.5763 | Commercial_2026_Economic_GWh_Before Competition Groups_ENERGY STAR LED LAMPS (General Service Lamps)
Commercial | Com ¦ Occupancy Sensors | 2026 | Economic | GWh | Before Competition Groups | 70.7912 | 0 | 0 | 12990.5397 | 0.0054494 | 32 | Commercial_2026_Economic_GWh_Before Competition Groups_32 | Occupancy Sensors | 0.5449% | 0 | 70.7912 | Commercial_2026_Economic_GWh_Before Competition Groups_Occupancy Sensors
Commercial | Com ¦ Refrigeration Optimization | 2026 | Technical | GWh | Before Competition Groups | 105.9776 | 0 | 0 | 19451.9628 | 0.0054482 | 33 | Commercial_2026_Technical_GWh_Before Competition Groups_33 | Refrigeration Optimization | 0.5448% | 0 | 105.9776 | Commercial_2026_Technical_GWh_Before Competition Groups_Refrigeration Optimization
Commercial | Com ¦ ECM MOTORS FOR EVAPORATOR FANS for refrigeration (WALK-IN) | 2026 | Technical | GWh | Before Competition Groups | 105.9401 | 0 | 0 | 19451.9628 | 0.0054462 | 34 | Commercial_2026_Technical_GWh_Before Competition Groups_34 | ECM MOTORS FOR EVAPORATOR FANS for refrigeration (WALK-IN) | 0.5446% | 0 | 105.9401 | Commercial_2026_Technical_GWh_Before Competition Groups_ECM MOTORS FOR EVAPORATOR FANS for refrigeration (WALK-IN)
Commercial | Com ¦ Condensing Unit Heaters or other Efficient Unit Heating System | 2026 | Technical | GWh | Before Competition Groups | 102.112 | 0 | 0 | 19451.9628 | 0.0052494 | 35 | Commercial_2026_Technical_GWh_Before Competition Groups_35 | Condensing Unit Heaters or other Efficient Unit Heating System | 0.5249% | 0 | 102.112 | Commercial_2026_Technical_GWh_Before Competition Groups_Condensing Unit Heaters or other Efficient Unit Heating System
Commercial | Com ¦ High R-Value Glass Doors/no-heat glass door | 2026 | Technical | GWh | Before Competition Groups | 94.2517 | 0 | 0 | 19451.9628 | 0.0048454 | 36 | Commercial_2026_Technical_GWh_Before Competition Groups_36 | High R-Value Glass Doors/no-heat glass door | 0.4845% | 0 | 94.2517 | Commercial_2026_Technical_GWh_Before Competition Groups_High R-Value Glass Doors/no-heat glass door
Commercial | Com ¦ ENERGY STAR FREEZER | 2026 | Technical | GWh | Before Competition Groups | 93.8703 | 0 | 0 | 19451.9628 | 0.0048257 | 37 | Commercial_2026_Technical_GWh_Before Competition Groups_37 | ENERGY STAR FREEZER | 0.4826% | 0 | 93.8703 | Commercial_2026_Technical_GWh_Before Competition Groups_ENERGY STAR FREEZER
Commercial | Com ¦ Demand Control Kitchen Ventilation | 2026 | Achievable | GWh | Before Competition Groups | 16.1838 | 0 | 0 | 3358.6319 | 0.0048186 | 28 | Commercial_2026_Achievable_GWh_Before Competition Groups_28 | Demand Control Kitchen Ventilation | 0.4819% | 0 | 16.1838 | Commercial_2026_Achievable_GWh_Before Competition Groups_Demand Control Kitchen Ventilation
Commercial | Com ¦ Indoor Daylight Sensors/Photocell Dimming Control | 2026 | Technical | GWh | Before Competition Groups | 93.102 | 0 | 0 | 19451.9628 | 0.0047862 | 38 | Commercial_2026_Technical_GWh_Before Competition Groups_38 | Indoor Daylight Sensors/Photocell Dimming Control | 0.4786% | 0 | 93.102 | Commercial_2026_Technical_GWh_Before Competition Groups_Indoor Daylight Sensors/Photocell Dimming Control
Commercial | Com ¦ Freezer Case Light Sensor | 2026 | Achievable | GWh | Before Competition Groups | 15.3455 | 0 | 0 | 3358.6319 | 0.004569 | 29 | Commercial_2026_Achievable_GWh_Before Competition Groups_29 | Freezer Case Light Sensor | 0.4569% | 0 | 15.3455 | Commercial_2026_Achievable_GWh_Before Competition Groups_Freezer Case Light Sensor
Commercial | Com ¦ Freezer Case Light Sensor | 2026 | Technical | GWh | Before Competition Groups | 87.4787 | 0 | 0 | 19451.9628 | 0.0044972 | 39 | Commercial_2026_Technical_GWh_Before Competition Groups_39 | Freezer Case Light Sensor | 0.4497% | 0 | 87.4787 | Commercial_2026_Technical_GWh_Before Competition Groups_Freezer Case Light Sensor
Commercial | Com ¦ ENERGY STAR LED LAMPS (General Service Lamps) | 2026 | Technical | GWh | Before Competition Groups | 86.6708 | 0 | 0 | 19451.9628 | 0.0044556 | 40 | Commercial_2026_Technical_GWh_Before Competition Groups_40 | ENERGY STAR LED LAMPS (General Service Lamps) | 0.4456% | 0 | 86.6708 | Commercial_2026_Technical_GWh_Before Competition Groups_ENERGY STAR LED LAMPS (General Service Lamps)
Commercial | Com ¦ Evaporator Fan Controls | 2026 | Technical | GWh | Before Competition Groups | 85.3162 | 0 | 0 | 19451.9628 | 0.004386 | 41 | Commercial_2026_Technical_GWh_Before Competition Groups_41 | Evaporator Fan Controls | 0.4386% | 0 | 85.3162 | Commercial_2026_Technical_GWh_Before Competition Groups_Evaporator Fan Controls
Commercial | Com ¦ Demand Control Kitchen Ventilation | 2026 | Technical | GWh | Before Competition Groups | 83.0159 | 0 | 0 | 19451.9628 | 0.0042677 | 42 | Commercial_2026_Technical_GWh_Before Competition Groups_42 | Demand Control Kitchen Ventilation | 0.4268% | 0 | 83.0159 | Commercial_2026_Technical_GWh_Before Competition Groups_Demand Control Kitchen Ventilation
Commercial | Com ¦ Adding reflective (White) roof treatment or a green roof | 2026 | Technical | GWh | Before Competition Groups | 81.574 | 0 | 0 | 19451.9628 | 0.0041936 | 43 | Commercial_2026_Technical_GWh_Before Competition Groups_43 | Adding reflective (White) roof treatment or a green roof | 0.4194% | 0 | 81.574 | Commercial_2026_Technical_GWh_Before Competition Groups_Adding reflective (White) roof treatment or a green roof
Commercial | Com ¦ Occupancy Sensors | 2026 | Technical | GWh | Before Competition Groups | 70.7912 | 0 | 0 | 19451.9628 | 0.0036393 | 44 | Commercial_2026_Technical_GWh_Before Competition Groups_44 | Occupancy Sensors | 0.3639% | 0 | 70.7912 | Commercial_2026_Technical_GWh_Before Competition Groups_Occupancy Sensors
Commercial | Com ¦ Unitary Air-Conditioning Unit | 2026 | Technical | GWh | Before Competition Groups | 66.796 | 0 | 0 | 19451.9628 | 0.0034339 | 45 | Commercial_2026_Technical_GWh_Before Competition Groups_45 | Unitary Air-Conditioning Unit | 0.3434% | 0 | 66.796 | Commercial_2026_Technical_GWh_Before Competition Groups_Unitary Air-Conditioning Unit
Commercial | Com ¦ HOTEL OCCUPANCY CONTROLS (HVAC + LIGHTING) | 2026 | Technical | GWh | Before Competition Groups | 65.0387 | 0 | 0 | 19451.9628 | 0.0033436 | 46 | Commercial_2026_Technical_GWh_Before Competition Groups_46 | HOTEL OCCUPANCY CONTROLS (HVAC + LIGHTING) | 0.3344% | 0 | 65.0387 | Commercial_2026_Technical_GWh_Before Competition Groups_HOTEL OCCUPANCY CONTROLS (HVAC + LIGHTING)
Commercial | Com ¦ Refrigeration Commissioning | 2026 | Technical | GWh | Before Competition Groups | 58.6469 | 0 | 0 | 19451.9628 | 0.003015 | 47 | Commercial_2026_Technical_GWh_Before Competition Groups_47 | Refrigeration Commissioning | 0.3015% | 0 | 58.6469 | Commercial_2026_Technical_GWh_Before Competition Groups_Refrigeration Commissioning
Commercial | Com ¦ Elec Storage WH 2.30 Et | 2026 | Economic | GWh | Before Competition Groups | 34.5213 | 0 | 0 | 12990.5397 | 0.0026574 | 33 | Commercial_2026_Economic_GWh_Before Competition Groups_33 | Elec Storage WH 2.30 Et | 0.2657% | 0 | 34.5213 | Commercial_2026_Economic_GWh_Before Competition Groups_Elec Storage WH 2.30 Et
Commercial | Com ¦ ENERGY STAR ICE MACHINES - Ice Making Head | 2026 | Technical | GWh | Before Competition Groups | 50.6706 | 0 | 0 | 19451.9628 | 0.0026049 | 48 | Commercial_2026_Technical_GWh_Before Competition Groups_48 | ENERGY STAR ICE MACHINES - Ice Making Head | 0.2605% | 0 | 50.6706 | Commercial_2026_Technical_GWh_Before Competition Groups_ENERGY STAR ICE MACHINES - Ice Making Head
Commercial | Com ¦ BEVERAGE VENDING MACHINE CONTROLS | 2026 | Economic | GWh | Before Competition Groups | 33.2413 | 0 | 0 | 12990.5397 | 0.0025589 | 34 | Commercial_2026_Economic_GWh_Before Competition Groups_34 | BEVERAGE VENDING MACHINE CONTROLS | 0.2559% | 0 | 33.2413 | Commercial_2026_Economic_GWh_Before Competition Groups_BEVERAGE VENDING MACHINE CONTROLS
Commercial | Com ¦ Temperature Adjustment in Commercial Freezers | 2026 | Economic | GWh | Before Competition Groups | 32.5651 | 0 | 0 | 12990.5397 | 0.0025068 | 35 | Commercial_2026_Economic_GWh_Before Competition Groups_35 | Temperature Adjustment in Commercial Freezers | 0.2507% | 0 | 32.5651 | Commercial_2026_Economic_GWh_Before Competition Groups_Temperature Adjustment in Commercial Freezers
Commercial | Com ¦ Temperature Adjustment in Commercial Freezers | 2026 | Achievable | GWh | Before Competition Groups | 8.3692 | 0 | 0 | 3358.6319 | 0.0024918 | 30 | Commercial_2026_Achievable_GWh_Before Competition Groups_30 | Temperature Adjustment in Commercial Freezers | 0.2492% | 0 | 8.3692 | Commercial_2026_Achievable_GWh_Before Competition Groups_Temperature Adjustment in Commercial Freezers
Commercial | Com ¦ ENERGY STAR Griddle (74% eff) | 2026 | Achievable | GWh | Before Competition Groups | 8.2394 | 0 | 0 | 3358.6319 | 0.0024532 | 31 | Commercial_2026_Achievable_GWh_Before Competition Groups_31 | ENERGY STAR Griddle (74% eff) | 0.2453% | 0 | 8.2394 | Commercial_2026_Achievable_GWh_Before Competition Groups_ENERGY STAR Griddle (74% eff)
Commercial | Com ¦ Networked/Connected - High Impact Application | 2026 | Economic | GWh | Before Competition Groups | 31.0092 | 0 | 0 | 12990.5397 | 0.0023871 | 36 | Commercial_2026_Economic_GWh_Before Competition Groups_36 | Networked/Connected - High Impact Application | 0.2387% | 0 | 31.0092 | Commercial_2026_Economic_GWh_Before Competition Groups_Networked/Connected - High Impact Application
Commercial | Com ¦ ENERGY STAR Refrigerator | 2026 | Technical | GWh | Before Competition Groups | 46.2888 | 0 | 0 | 19451.9628 | 0.0023796 | 49 | Commercial_2026_Technical_GWh_Before Competition Groups_49 | ENERGY STAR Refrigerator | 0.238% | 0 | 46.2888 | Commercial_2026_Technical_GWh_Before Competition Groups_ENERGY STAR Refrigerator
Commercial | Com ¦ Energy Efficient Laboratory Fume Hood | 2026 | Achievable | GWh | Before Competition Groups | 7.5299 | 0 | 0 | 3358.6319 | 0.0022419 | 32 | Commercial_2026_Achievable_GWh_Before Competition Groups_32 | Energy Efficient Laboratory Fume Hood | 0.2242% | 0 | 7.5299 | Commercial_2026_Achievable_GWh_Before Competition Groups_Energy Efficient Laboratory Fume Hood
Commercial | Com ¦ Energy Efficient Laboratory Fume Hood | 2026 | Economic | GWh | Before Competition Groups | 28.8538 | 0 | 0 | 12990.5397 | 0.0022211 | 37 | Commercial_2026_Economic_GWh_Before Competition Groups_37 | Energy Efficient Laboratory Fume Hood | 0.2221% | 0 | 28.8538 | Commercial_2026_Economic_GWh_Before Competition Groups_Energy Efficient Laboratory Fume Hood
Commercial | Com ¦ CO Sensors for parking garage exhaust fans | 2026 | Economic | GWh | Before Competition Groups | 27.679 | 0 | 0 | 12990.5397 | 0.0021307 | 38 | Commercial_2026_Economic_GWh_Before Competition Groups_38 | CO Sensors for parking garage exhaust fans | 0.2131% | 0 | 27.679 | Commercial_2026_Economic_GWh_Before Competition Groups_CO Sensors for parking garage exhaust fans
Commercial | Com ¦ Elec Storage WH 2.30 Et | 2026 | Achievable | GWh | Before Competition Groups | 7.1391 | 0 | 0 | 3358.6319 | 0.0021256 | 33 | Commercial_2026_Achievable_GWh_Before Competition Groups_33 | Elec Storage WH 2.30 Et | 0.2126% | 0 | 7.1391 | Commercial_2026_Achievable_GWh_Before Competition Groups_Elec Storage WH 2.30 Et
Commercial | Com ¦ Condensing Make Up Air Unit | 2026 | Technical | GWh | Before Competition Groups | 40.7051 | 0 | 0 | 19451.9628 | 0.0020926 | 50 | Commercial_2026_Technical_GWh_Before Competition Groups_50 | Condensing Make Up Air Unit | 0.2093% | 0 | 40.7051 | Commercial_2026_Technical_GWh_Before Competition Groups_Condensing Make Up Air Unit
Commercial | Com ¦ CO Sensors for parking garage exhaust fans | 2026 | Achievable | GWh | Before Competition Groups | 6.9265 | 0 | 0 | 3358.6319 | 0.0020623 | 34 | Commercial_2026_Achievable_GWh_Before Competition Groups_34 | CO Sensors for parking garage exhaust fans | 0.2062% | 0 | 6.9265 | Commercial_2026_Achievable_GWh_Before Competition Groups_CO Sensors for parking garage exhaust fans
Commercial | Com ¦ Vertical Night Covers | 2026 | Economic | GWh | Before Competition Groups | 25.3782 | 0 | 0 | 12990.5397 | 0.0019536 | 39 | Commercial_2026_Economic_GWh_Before Competition Groups_39 | Vertical Night Covers | 0.1954% | 0 | 25.3782 | Commercial_2026_Economic_GWh_Before Competition Groups_Vertical Night Covers
Commercial | Com ¦ Vertical Night Covers | 2026 | Achievable | GWh | Before Competition Groups | 6.5156 | 0 | 0 | 3358.6319 | 0.00194 | 35 | Commercial_2026_Achievable_GWh_Before Competition Groups_35 | Vertical Night Covers | 0.194% | 0 | 6.5156 | Commercial_2026_Achievable_GWh_Before Competition Groups_Vertical Night Covers
Commercial | Com ¦ BEVERAGE VENDING MACHINE CONTROLS | 2026 | Achievable | GWh | Before Competition Groups | 6.4902 | 0 | 0 | 3358.6319 | 0.0019324 | 36 | Commercial_2026_Achievable_GWh_Before Competition Groups_36 | BEVERAGE VENDING MACHINE CONTROLS | 0.1932% | 0 | 6.4902 | Commercial_2026_Achievable_GWh_Before Competition Groups_BEVERAGE VENDING MACHINE CONTROLS
Commercial | Com ¦ Chilled Water Optimization | 2026 | Achievable | GWh | Before Competition Groups | 6.4673 | 0 | 0 | 3358.6319 | 0.0019256 | 37 | Commercial_2026_Achievable_GWh_Before Competition Groups_37 | Chilled Water Optimization | 0.1926% | 0 | 6.4673 | Commercial_2026_Achievable_GWh_Before Competition Groups_Chilled Water Optimization
Commercial | Com ¦ Super-High Efficiency Furnaces (Emerging Tech) | 2026 | Technical | GWh | Before Competition Groups | 36.7486 | 0 | 0 | 19451.9628 | 0.0018892 | 51 | Commercial_2026_Technical_GWh_Before Competition Groups_51 | Super-High Efficiency Furnaces (Emerging Tech) | 0.1889% | 0 | 36.7486 | Commercial_2026_Technical_GWh_Before Competition Groups_Super-High Efficiency Furnaces (Emerging Tech)
Commercial | Com ¦ Elec Storage WH 2.30 Et | 2026 | Technical | GWh | Before Competition Groups | 34.5213 | 0 | 0 | 19451.9628 | 0.0017747 | 52 | Commercial_2026_Technical_GWh_Before Competition Groups_52 | Elec Storage WH 2.30 Et | 0.1775% | 0 | 34.5213 | Commercial_2026_Technical_GWh_Before Competition Groups_Elec Storage WH 2.30 Et
Commercial | Com ¦ Occupancy Sensors | 2026 | Achievable | GWh | Before Competition Groups | 5.9099 | 0 | 0 | 3358.6319 | 0.0017596 | 38 | Commercial_2026_Achievable_GWh_Before Competition Groups_38 | Occupancy Sensors | 0.176% | 0 | 5.9099 | Commercial_2026_Achievable_GWh_Before Competition Groups_Occupancy Sensors
Commercial | Com ¦ Duct Insulation, R8 | 2026 | Achievable | GWh | Before Competition Groups | 5.8372 | 0 | 0 | 3358.6319 | 0.001738 | 39 | Commercial_2026_Achievable_GWh_Before Competition Groups_39 | Duct Insulation, R8 | 0.1738% | 0 | 5.8372 | Commercial_2026_Achievable_GWh_Before Competition Groups_Duct Insulation, R8
Commercial | Com ¦ Duct Insulation, R8 | 2026 | Economic | GWh | Before Competition Groups | 22.3582 | 0 | 0 | 12990.5397 | 0.0017211 | 40 | Commercial_2026_Economic_GWh_Before Competition Groups_40 | Duct Insulation, R8 | 0.1721% | 0 | 22.3582 | Commercial_2026_Economic_GWh_Before Competition Groups_Duct Insulation, R8
Commercial | Com ¦ BEVERAGE VENDING MACHINE CONTROLS | 2026 | Technical | GWh | Before Competition Groups | 33.2413 | 0 | 0 | 19451.9628 | 0.0017089 | 53 | Commercial_2026_Technical_GWh_Before Competition Groups_53 | BEVERAGE VENDING MACHINE CONTROLS | 0.1709% | 0 | 33.2413 | Commercial_2026_Technical_GWh_Before Competition Groups_BEVERAGE VENDING MACHINE CONTROLS
Commercial | Com ¦ Refrigerated Display Case LED | 2026 | Achievable | GWh | Before Competition Groups | 5.68 | 0 | 0 | 3358.6319 | 0.0016912 | 40 | Commercial_2026_Achievable_GWh_Before Competition Groups_40 | Refrigerated Display Case LED | 0.1691% | 0 | 5.68 | Commercial_2026_Achievable_GWh_Before Competition Groups_Refrigerated Display Case LED
Commercial | Com ¦ Temperature Adjustment in Commercial Freezers | 2026 | Technical | GWh | Before Competition Groups | 32.5651 | 0 | 0 | 19451.9628 | 0.0016741 | 54 | Commercial_2026_Technical_GWh_Before Competition Groups_54 | Temperature Adjustment in Commercial Freezers | 0.1674% | 0 | 32.5651 | Commercial_2026_Technical_GWh_Before Competition Groups_Temperature Adjustment in Commercial Freezers
Commercial | Com ¦ Water Heating (DHW) Pipe Insulation (Add 3/4\ Foam)" | 2026 | Economic | GWh | Before Competition Groups | 21.5714 | 0 | 0 | 12990.5397 | 0.0016605 | 41 | Commercial_2026_Economic_GWh_Before Competition Groups_41 | Water Heating (DHW) Pipe Insulation (Add 3/4\ Foam)" | 0.1661% | 0 | 21.5714 | Commercial_2026_Economic_GWh_Before Competition Groups_Water Heating (DHW) Pipe Insulation (Add 3/4\ Foam)"
Commercial | Com ¦ Water Heating (DHW) Pipe Insulation (Add 3/4\ Foam)" | 2026 | Achievable | GWh | Before Competition Groups | 5.5672 | 0 | 0 | 3358.6319 | 0.0016576 | 41 | Commercial_2026_Achievable_GWh_Before Competition Groups_41 | Water Heating (DHW) Pipe Insulation (Add 3/4\ Foam)" | 0.1658% | 0 | 5.5672 | Commercial_2026_Achievable_GWh_Before Competition Groups_Water Heating (DHW) Pipe Insulation (Add 3/4\ Foam)"
Commercial | Com ¦ Condensing Make Up Air Unit | 2026 | Achievable | GWh | Before Competition Groups | 4.9923 | 0 | 0 | 3358.6319 | 0.0014864 | 42 | Commercial_2026_Achievable_GWh_Before Competition Groups_42 | Condensing Make Up Air Unit | 0.1486% | 0 | 4.9923 | Commercial_2026_Achievable_GWh_Before Competition Groups_Condensing Make Up Air Unit
Commercial | Com ¦ Energy Efficient Laboratory Fume Hood | 2026 | Technical | GWh | Before Competition Groups | 28.8538 | 0 | 0 | 19451.9628 | 0.0014833 | 55 | Commercial_2026_Technical_GWh_Before Competition Groups_55 | Energy Efficient Laboratory Fume Hood | 0.1483% | 0 | 28.8538 | Commercial_2026_Technical_GWh_Before Competition Groups_Energy Efficient Laboratory Fume Hood
Commercial | Com ¦ Condensing Make Up Air Unit | 2026 | Economic | GWh | Before Competition Groups | 18.6335 | 0 | 0 | 12990.5397 | 0.0014344 | 42 | Commercial_2026_Economic_GWh_Before Competition Groups_42 | Condensing Make Up Air Unit | 0.1434% | 0 | 18.6335 | Commercial_2026_Economic_GWh_Before Competition Groups_Condensing Make Up Air Unit
Commercial | Com ¦ Outside Air Economizer | 2026 | Achievable | GWh | Before Competition Groups | 4.8125 | 0 | 0 | 3358.6319 | 0.0014329 | 43 | Commercial_2026_Achievable_GWh_Before Competition Groups_43 | Outside Air Economizer | 0.1433% | 0 | 4.8125 | Commercial_2026_Achievable_GWh_Before Competition Groups_Outside Air Economizer
Commercial | Com ¦ CO Sensors for parking garage exhaust fans | 2026 | Technical | GWh | Before Competition Groups | 27.679 | 0 | 0 | 19451.9628 | 0.0014229 | 56 | Commercial_2026_Technical_GWh_Before Competition Groups_56 | CO Sensors for parking garage exhaust fans | 0.1423% | 0 | 27.679 | Commercial_2026_Technical_GWh_Before Competition Groups_CO Sensors for parking garage exhaust fans
Commercial | Com ¦ Vertical Night Covers | 2026 | Technical | GWh | Before Competition Groups | 25.3782 | 0 | 0 | 19451.9628 | 0.0013047 | 57 | Commercial_2026_Technical_GWh_Before Competition Groups_57 | Vertical Night Covers | 0.1305% | 0 | 25.3782 | Commercial_2026_Technical_GWh_Before Competition Groups_Vertical Night Covers
Commercial | Com ¦ Anti-sweat heat (ASH) controls - Cooler/Freezer | 2026 | Technical | GWh | Before Competition Groups | 24.3401 | 0 | 0 | 19451.9628 | 0.0012513 | 58 | Commercial_2026_Technical_GWh_Before Competition Groups_58 | Anti-sweat heat (ASH) controls - Cooler/Freezer | 0.1251% | 0 | 24.3401 | Commercial_2026_Technical_GWh_Before Competition Groups_Anti-sweat heat (ASH) controls - Cooler/Freezer
Commercial | Com ¦ ENERGY STAR Griddle (74% eff) | 2026 | Economic | GWh | Before Competition Groups | 16.1838 | 0 | 0 | 12990.5397 | 0.0012458 | 43 | Commercial_2026_Economic_GWh_Before Competition Groups_43 | ENERGY STAR Griddle (74% eff) | 0.1246% | 0 | 16.1838 | Commercial_2026_Economic_GWh_Before Competition Groups_ENERGY STAR Griddle (74% eff)
Commercial | Com ¦ Outside Air Economizer | 2026 | Economic | GWh | Before Competition Groups | 16.1222 | 0 | 0 | 12990.5397 | 0.0012411 | 44 | Commercial_2026_Economic_GWh_Before Competition Groups_44 | Outside Air Economizer | 0.1241% | 0 | 16.1222 | Commercial_2026_Economic_GWh_Before Competition Groups_Outside Air Economizer
Commercial | Com ¦ Chilled Water Optimization | 2026 | Economic | GWh | Before Competition Groups | 15.5592 | 0 | 0 | 12990.5397 | 0.0011977 | 45 | Commercial_2026_Economic_GWh_Before Competition Groups_45 | Chilled Water Optimization | 0.1198% | 0 | 15.5592 | Commercial_2026_Economic_GWh_Before Competition Groups_Chilled Water Optimization
Commercial | Com ¦ Duct Insulation, R8 | 2026 | Technical | GWh | Before Competition Groups | 22.3582 | 0 | 0 | 19451.9628 | 0.0011494 | 59 | Commercial_2026_Technical_GWh_Before Competition Groups_59 | Duct Insulation, R8 | 0.1149% | 0 | 22.3582 | Commercial_2026_Technical_GWh_Before Competition Groups_Duct Insulation, R8
Commercial | Com ¦ Ground Source Heat Pump | 2026 | Technical | GWh | Before Competition Groups | 22.2665 | 0 | 0 | 19451.9628 | 0.0011447 | 60 | Commercial_2026_Technical_GWh_Before Competition Groups_60 | Ground Source Heat Pump | 0.1145% | 0 | 22.2665 | Commercial_2026_Technical_GWh_Before Competition Groups_Ground Source Heat Pump
Commercial | Com ¦ Water Heating (DHW) Pipe Insulation (Add 3/4\ Foam)" | 2026 | Technical | GWh | Before Competition Groups | 21.5714 | 0 | 0 | 19451.9628 | 0.001109 | 61 | Commercial_2026_Technical_GWh_Before Competition Groups_61 | Water Heating (DHW) Pipe Insulation (Add 3/4\ Foam)" | 0.1109% | 0 | 21.5714 | Commercial_2026_Technical_GWh_Before Competition Groups_Water Heating (DHW) Pipe Insulation (Add 3/4\ Foam)"
Commercial | Com ¦ Suction Pipe Insulation Freezer/Refrigerator | 2026 | Economic | GWh | Before Competition Groups | 13.8225 | 0 | 0 | 12990.5397 | 0.001064 | 46 | Commercial_2026_Economic_GWh_Before Competition Groups_46 | Suction Pipe Insulation Freezer/Refrigerator | 0.1064% | 0 | 13.8225 | Commercial_2026_Economic_GWh_Before Competition Groups_Suction Pipe Insulation Freezer/Refrigerator
Commercial | Com ¦ Suction Pipe Insulation Freezer/Refrigerator | 2026 | Achievable | GWh | Before Competition Groups | 3.5545 | 0 | 0 | 3358.6319 | 0.0010583 | 44 | Commercial_2026_Achievable_GWh_Before Competition Groups_44 | Suction Pipe Insulation Freezer/Refrigerator | 0.1058% | 0 | 3.5545 | Commercial_2026_Achievable_GWh_Before Competition Groups_Suction Pipe Insulation Freezer/Refrigerator
Commercial | Com ¦ ENERGY STAR Fryer (84% eff) | 2026 | Achievable | GWh | Before Competition Groups | 2.9944 | 0 | 0 | 3358.6319 | 0.00089154 | 45 | Commercial_2026_Achievable_GWh_Before Competition Groups_45 | ENERGY STAR Fryer (84% eff) | 0.08915% | 0 | 2.9944 | Commercial_2026_Achievable_GWh_Before Competition Groups_ENERGY STAR Fryer (84% eff)
Commercial | Com ¦ ENERGY STAR Griddle (74% eff) | 2026 | Technical | GWh | Before Competition Groups | 16.1838 | 0 | 0 | 19451.9628 | 0.00083199 | 62 | Commercial_2026_Technical_GWh_Before Competition Groups_62 | ENERGY STAR Griddle (74% eff) | 0.0832% | 0 | 16.1838 | Commercial_2026_Technical_GWh_Before Competition Groups_ENERGY STAR Griddle (74% eff)
Commercial | Com ¦ Outside Air Economizer | 2026 | Technical | GWh | Before Competition Groups | 16.1222 | 0 | 0 | 19451.9628 | 0.00082882 | 63 | Commercial_2026_Technical_GWh_Before Competition Groups_63 | Outside Air Economizer | 0.08288% | 0 | 16.1222 | Commercial_2026_Technical_GWh_Before Competition Groups_Outside Air Economizer
Commercial | Com ¦ Chilled Water Optimization | 2026 | Technical | GWh | Before Competition Groups | 15.5592 | 0 | 0 | 19451.9628 | 0.00079988 | 64 | Commercial_2026_Technical_GWh_Before Competition Groups_64 | Chilled Water Optimization | 0.07999% | 0 | 15.5592 | Commercial_2026_Technical_GWh_Before Competition Groups_Chilled Water Optimization
Commercial | Com ¦ Unitary Air-Conditioning Unit | 2026 | Economic | GWh | Before Competition Groups | 9.6972 | 0 | 0 | 12990.5397 | 0.00074648 | 47 | Commercial_2026_Economic_GWh_Before Competition Groups_47 | Unitary Air-Conditioning Unit | 0.07465% | 0 | 9.6972 | Commercial_2026_Economic_GWh_Before Competition Groups_Unitary Air-Conditioning Unit
Commercial | Com ¦ Suction Pipe Insulation Freezer/Refrigerator | 2026 | Technical | GWh | Before Competition Groups | 13.8225 | 0 | 0 | 19451.9628 | 0.00071059 | 65 | Commercial_2026_Technical_GWh_Before Competition Groups_65 | Suction Pipe Insulation Freezer/Refrigerator | 0.07106% | 0 | 13.8225 | Commercial_2026_Technical_GWh_Before Competition Groups_Suction Pipe Insulation Freezer/Refrigerator
Commercial | Com ¦ ENERGY STAR Dishwasher | 2026 | Economic | GWh | Before Competition Groups | 9.1592 | 0 | 0 | 12990.5397 | 0.00070507 | 48 | Commercial_2026_Economic_GWh_Before Competition Groups_48 | ENERGY STAR Dishwasher | 0.07051% | 0 | 9.1592 | Commercial_2026_Economic_GWh_Before Competition Groups_ENERGY STAR Dishwasher
Commercial | Com ¦ Roof Insulation/Ceiling Insulation (R25 Code to R35) | 2026 | Technical | GWh | Before Competition Groups | 12.8794 | 0 | 0 | 19451.9628 | 0.00066211 | 66 | Commercial_2026_Technical_GWh_Before Competition Groups_66 | Roof Insulation/Ceiling Insulation (R25 Code to R35) | 0.06621% | 0 | 12.8794 | Commercial_2026_Technical_GWh_Before Competition Groups_Roof Insulation/Ceiling Insulation (R25 Code to R35)
Commercial | Com ¦ Unitary Air-Conditioning Unit | 2026 | Achievable | GWh | Before Competition Groups | 2.0958 | 0 | 0 | 3358.6319 | 0.000624 | 46 | Commercial_2026_Achievable_GWh_Before Competition Groups_46 | Unitary Air-Conditioning Unit | 0.0624% | 0 | 2.0958 | Commercial_2026_Achievable_GWh_Before Competition Groups_Unitary Air-Conditioning Unit
Commercial | Com ¦ Refrigerated Display Case LED | 2026 | Economic | GWh | Before Competition Groups | 8.0271 | 0 | 0 | 12990.5397 | 0.00061792 | 49 | Commercial_2026_Economic_GWh_Before Competition Groups_49 | Refrigerated Display Case LED | 0.06179% | 0 | 8.0271 | Commercial_2026_Economic_GWh_Before Competition Groups_Refrigerated Display Case LED
Commercial | Com ¦ Water Source Heat Pump (4 ton) | 2026 | Technical | GWh | Before Competition Groups | 11.9644 | 0 | 0 | 19451.9628 | 0.00061508 | 67 | Commercial_2026_Technical_GWh_Before Competition Groups_67 | Water Source Heat Pump (4 ton) | 0.06151% | 0 | 11.9644 | Commercial_2026_Technical_GWh_Before Competition Groups_Water Source Heat Pump (4 ton)
Commercial | Com ¦ Evaporator Coil Defrost (Cooler) | 2026 | Technical | GWh | Before Competition Groups | 11.3995 | 0 | 0 | 19451.9628 | 0.00058604 | 68 | Commercial_2026_Technical_GWh_Before Competition Groups_68 | Evaporator Coil Defrost (Cooler) | 0.0586% | 0 | 11.3995 | Commercial_2026_Technical_GWh_Before Competition Groups_Evaporator Coil Defrost (Cooler)
Commercial | Com ¦ Water Source Heat Pump (4 ton) | 2026 | Economic | GWh | Before Competition Groups | 7.305 | 0 | 0 | 12990.5397 | 0.00056233 | 50 | Commercial_2026_Economic_GWh_Before Competition Groups_50 | Water Source Heat Pump (4 ton) | 0.05623% | 0 | 7.305 | Commercial_2026_Economic_GWh_Before Competition Groups_Water Source Heat Pump (4 ton)
Commercial | Com ¦ High Efficiency Small Instantaneous Water Heater | 2026 | Technical | GWh | Before Competition Groups | 9.5776 | 0 | 0 | 19451.9628 | 0.00049237 | 69 | Commercial_2026_Technical_GWh_Before Competition Groups_69 | High Efficiency Small Instantaneous Water Heater | 0.04924% | 0 | 9.5776 | Commercial_2026_Technical_GWh_Before Competition Groups_High Efficiency Small Instantaneous Water Heater
Commercial | Com ¦ Ozone Laundry Treatment | 2026 | Economic | GWh | Before Competition Groups | 6.1507 | 0 | 0 | 12990.5397 | 0.00047347 | 51 | Commercial_2026_Economic_GWh_Before Competition Groups_51 | Ozone Laundry Treatment | 0.04735% | 0 | 6.1507 | Commercial_2026_Economic_GWh_Before Competition Groups_Ozone Laundry Treatment
Commercial | Com ¦ Water Source Heat Pump (4 ton) | 2026 | Achievable | GWh | Before Competition Groups | 1.5848 | 0 | 0 | 3358.6319 | 0.00047187 | 47 | Commercial_2026_Achievable_GWh_Before Competition Groups_47 | Water Source Heat Pump (4 ton) | 0.04719% | 0 | 1.5848 | Commercial_2026_Achievable_GWh_Before Competition Groups_Water Source Heat Pump (4 ton)
Commercial | Com ¦ ENERGY STAR Dishwasher | 2026 | Technical | GWh | Before Competition Groups | 9.1592 | 0 | 0 | 19451.9628 | 0.00047086 | 70 | Commercial_2026_Technical_GWh_Before Competition Groups_70 | ENERGY STAR Dishwasher | 0.04709% | 0 | 9.1592 | Commercial_2026_Technical_GWh_Before Competition Groups_ENERGY STAR Dishwasher
Commercial | Com ¦ Ozone Laundry Treatment | 2026 | Achievable | GWh | Before Competition Groups | 1.5626 | 0 | 0 | 3358.6319 | 0.00046525 | 48 | Commercial_2026_Achievable_GWh_Before Competition Groups_48 | Ozone Laundry Treatment | 0.04652% | 0 | 1.5626 | Commercial_2026_Achievable_GWh_Before Competition Groups_Ozone Laundry Treatment
Commercial | Com ¦ ENERGY STAR Dishwasher | 2026 | Achievable | GWh | Before Competition Groups | 1.5373 | 0 | 0 | 3358.6319 | 0.00045771 | 49 | Commercial_2026_Achievable_GWh_Before Competition Groups_49 | ENERGY STAR Dishwasher | 0.04577% | 0 | 1.5373 | Commercial_2026_Achievable_GWh_Before Competition Groups_ENERGY STAR Dishwasher
Commercial | Com ¦ ENERGY STAR Fryer (84% eff) | 2026 | Economic | GWh | Before Competition Groups | 5.7549 | 0 | 0 | 12990.5397 | 0.00044301 | 52 | Commercial_2026_Economic_GWh_Before Competition Groups_52 | ENERGY STAR Fryer (84% eff) | 0.0443% | 0 | 5.7549 | Commercial_2026_Economic_GWh_Before Competition Groups_ENERGY STAR Fryer (84% eff)
Commercial | Com ¦ LED RECESSED DOWNLIGHTS | 2026 | Technical | GWh | Before Competition Groups | 8.5466 | 0 | 0 | 19451.9628 | 0.00043937 | 71 | Commercial_2026_Technical_GWh_Before Competition Groups_71 | LED RECESSED DOWNLIGHTS | 0.04394% | 0 | 8.5466 | Commercial_2026_Technical_GWh_Before Competition Groups_LED RECESSED DOWNLIGHTS
Commercial | Com ¦ ENERGY STAR Steam Cookers | 2026 | Achievable | GWh | Before Competition Groups | 1.4127 | 0 | 0 | 3358.6319 | 0.0004206 | 50 | Commercial_2026_Achievable_GWh_Before Competition Groups_50 | ENERGY STAR Steam Cookers | 0.04206% | 0 | 1.4127 | Commercial_2026_Achievable_GWh_Before Competition Groups_ENERGY STAR Steam Cookers
Commercial | Com ¦ Thermostat Setback | 2026 | Achievable | GWh | Before Competition Groups | 1.3101 | 0 | 0 | 3358.6319 | 0.00039007 | 51 | Commercial_2026_Achievable_GWh_Before Competition Groups_51 | Thermostat Setback | 0.03901% | 0 | 1.3101 | Commercial_2026_Achievable_GWh_Before Competition Groups_Thermostat Setback
Commercial | Com ¦ Demand controlled Circulating Systems | 2026 | Achievable | GWh | Before Competition Groups | 1.2516 | 0 | 0 | 3358.6319 | 0.00037264 | 52 | Commercial_2026_Achievable_GWh_Before Competition Groups_52 | Demand controlled Circulating Systems | 0.03726% | 0 | 1.2516 | Commercial_2026_Achievable_GWh_Before Competition Groups_Demand controlled Circulating Systems
Commercial | Com ¦ Demand controlled Circulating Systems | 2026 | Economic | GWh | Before Competition Groups | 4.7701 | 0 | 0 | 12990.5397 | 0.0003672 | 53 | Commercial_2026_Economic_GWh_Before Competition Groups_53 | Demand controlled Circulating Systems | 0.03672% | 0 | 4.7701 | Commercial_2026_Economic_GWh_Before Competition Groups_Demand controlled Circulating Systems
Commercial | Com ¦ Ozone Laundry Treatment | 2026 | Technical | GWh | Before Competition Groups | 6.1507 | 0 | 0 | 19451.9628 | 0.0003162 | 72 | Commercial_2026_Technical_GWh_Before Competition Groups_72 | Ozone Laundry Treatment | 0.03162% | 0 | 6.1507 | Commercial_2026_Technical_GWh_Before Competition Groups_Ozone Laundry Treatment
Commercial | Com ¦ ENERGY STAR Fryer (84% eff) | 2026 | Technical | GWh | Before Competition Groups | 5.7549 | 0 | 0 | 19451.9628 | 0.00029585 | 73 | Commercial_2026_Technical_GWh_Before Competition Groups_73 | ENERGY STAR Fryer (84% eff) | 0.02959% | 0 | 5.7549 | Commercial_2026_Technical_GWh_Before Competition Groups_ENERGY STAR Fryer (84% eff)
Commercial | Com ¦ Efficient compressor motor | 2026 | Technical | GWh | Before Competition Groups | 5.312 | 0 | 0 | 19451.9628 | 0.00027308 | 74 | Commercial_2026_Technical_GWh_Before Competition Groups_74 | Efficient compressor motor | 0.02731% | 0 | 5.312 | Commercial_2026_Technical_GWh_Before Competition Groups_Efficient compressor motor
Commercial | Com ¦ SYNCHRONOUS BELT | 2026 | Technical | GWh | Before Competition Groups | 5.0292 | 0 | 0 | 19451.9628 | 0.00025854 | 75 | Commercial_2026_Technical_GWh_Before Competition Groups_75 | SYNCHRONOUS BELT | 0.02585% | 0 | 5.0292 | Commercial_2026_Technical_GWh_Before Competition Groups_SYNCHRONOUS BELT
Commercial | Com ¦ Demand controlled Circulating Systems | 2026 | Technical | GWh | Before Competition Groups | 4.7701 | 0 | 0 | 19451.9628 | 0.00024522 | 76 | Commercial_2026_Technical_GWh_Before Competition Groups_76 | Demand controlled Circulating Systems | 0.02452% | 0 | 4.7701 | Commercial_2026_Technical_GWh_Before Competition Groups_Demand controlled Circulating Systems
Commercial | Com ¦ High Efficiency Small Instantaneous Water Heater | 2026 | Economic | GWh | Before Competition Groups | 2.9301 | 0 | 0 | 12990.5397 | 0.00022556 | 54 | Commercial_2026_Economic_GWh_Before Competition Groups_54 | High Efficiency Small Instantaneous Water Heater | 0.02256% | 0 | 2.9301 | Commercial_2026_Economic_GWh_Before Competition Groups_High Efficiency Small Instantaneous Water Heater
Commercial | Com ¦ ENERGY STAR Steam Cookers | 2026 | Economic | GWh | Before Competition Groups | 2.7886 | 0 | 0 | 12990.5397 | 0.00021466 | 55 | Commercial_2026_Economic_GWh_Before Competition Groups_55 | ENERGY STAR Steam Cookers | 0.02147% | 0 | 2.7886 | Commercial_2026_Economic_GWh_Before Competition Groups_ENERGY STAR Steam Cookers
Commercial | Com ¦ ECM MOTORS FOR HVAC APPLICATION (FAN-POWERED VAV BOX) | 2026 | Achievable | GWh | Before Competition Groups | 0.68414 | 0 | 0 | 3358.6319 | 0.0002037 | 53 | Commercial_2026_Achievable_GWh_Before Competition Groups_53 | ECM MOTORS FOR HVAC APPLICATION (FAN-POWERED VAV BOX) | 0.02037% | 0 | 0.68414 | Commercial_2026_Achievable_GWh_Before Competition Groups_ECM MOTORS FOR HVAC APPLICATION (FAN-POWERED VAV BOX)
Commercial | Com ¦ ECM MOTORS FOR HVAC APPLICATION (FAN-POWERED VAV BOX) | 2026 | Economic | GWh | Before Competition Groups | 2.5626 | 0 | 0 | 12990.5397 | 0.00019726 | 56 | Commercial_2026_Economic_GWh_Before Competition Groups_56 | ECM MOTORS FOR HVAC APPLICATION (FAN-POWERED VAV BOX) | 0.01973% | 0 | 2.5626 | Commercial_2026_Economic_GWh_Before Competition Groups_ECM MOTORS FOR HVAC APPLICATION (FAN-POWERED VAV BOX)
Commercial | Com ¦ ENERGY STAR Steam Cookers | 2026 | Technical | GWh | Before Competition Groups | 2.7886 | 0 | 0 | 19451.9628 | 0.00014336 | 77 | Commercial_2026_Technical_GWh_Before Competition Groups_77 | ENERGY STAR Steam Cookers | 0.01434% | 0 | 2.7886 | Commercial_2026_Technical_GWh_Before Competition Groups_ENERGY STAR Steam Cookers
Commercial | Com ¦ Wall Insulation | 2026 | Technical | GWh | Before Competition Groups | 2.682 | 0 | 0 | 19451.9628 | 0.00013788 | 78 | Commercial_2026_Technical_GWh_Before Competition Groups_78 | Wall Insulation | 0.01379% | 0 | 2.682 | Commercial_2026_Technical_GWh_Before Competition Groups_Wall Insulation
Commercial | Com ¦ Solar Preheat Make up Air | 2026 | Technical | GWh | Before Competition Groups | 2.6535 | 0 | 0 | 19451.9628 | 0.00013641 | 79 | Commercial_2026_Technical_GWh_Before Competition Groups_79 | Solar Preheat Make up Air | 0.01364% | 0 | 2.6535 | Commercial_2026_Technical_GWh_Before Competition Groups_Solar Preheat Make up Air
Commercial | Com ¦ ECM MOTORS FOR HVAC APPLICATION (FAN-POWERED VAV BOX) | 2026 | Technical | GWh | Before Competition Groups | 2.5721 | 0 | 0 | 19451.9628 | 0.00013223 | 80 | Commercial_2026_Technical_GWh_Before Competition Groups_80 | ECM MOTORS FOR HVAC APPLICATION (FAN-POWERED VAV BOX) | 0.01322% | 0 | 2.5721 | Commercial_2026_Technical_GWh_Before Competition Groups_ECM MOTORS FOR HVAC APPLICATION (FAN-POWERED VAV BOX)
Commercial | Com ¦ Notched V belts for HVAC Systems | 2026 | Technical | GWh | Before Competition Groups | 2.5146 | 0 | 0 | 19451.9628 | 0.00012927 | 81 | Commercial_2026_Technical_GWh_Before Competition Groups_81 | Notched V belts for HVAC Systems | 0.01293% | 0 | 2.5146 | Commercial_2026_Technical_GWh_Before Competition Groups_Notched V belts for HVAC Systems
Commercial | Com ¦ Thermostat Setback | 2026 | Economic | GWh | Before Competition Groups | 1.5433 | 0 | 0 | 12990.5397 | 0.0001188 | 57 | Commercial_2026_Economic_GWh_Before Competition Groups_57 | Thermostat Setback | 0.01188% | 0 | 1.5433 | Commercial_2026_Economic_GWh_Before Competition Groups_Thermostat Setback
Commercial | Com ¦ Solar Water Preheat (Pools/DHW) | 2026 | Economic | GWh | Before Competition Groups | 1.2795 | 0 | 0 | 12990.5397 | 9.8495e-05 | 58 | Commercial_2026_Economic_GWh_Before Competition Groups_58 | Solar Water Preheat (Pools/DHW) | 0.00985% | 0 | 1.2795 | Commercial_2026_Economic_GWh_Before Competition Groups_Solar Water Preheat (Pools/DHW)
Commercial | Com ¦ Auto Off Time Switch or Time Clock control | 2026 | Economic | GWh | Before Competition Groups | 1.2693 | 0 | 0 | 12990.5397 | 9.771e-05 | 59 | Commercial_2026_Economic_GWh_Before Competition Groups_59 | Auto Off Time Switch or Time Clock control | 0.009771% | 0 | 1.2693 | Commercial_2026_Economic_GWh_Before Competition Groups_Auto Off Time Switch or Time Clock control
Commercial | Com ¦ CEE Tier 2/Energy Star Clothes Washers | 2026 | Achievable | GWh | Before Competition Groups | 0.31772 | 0 | 0 | 3358.6319 | 9.4597e-05 | 54 | Commercial_2026_Achievable_GWh_Before Competition Groups_54 | CEE Tier 2/Energy Star Clothes Washers | 0.00946% | 0 | 0.31772 | Commercial_2026_Achievable_GWh_Before Competition Groups_CEE Tier 2/Energy Star Clothes Washers
Commercial | Com ¦ Auto Off Time Switch or Time Clock control | 2026 | Achievable | GWh | Before Competition Groups | 0.30467 | 0 | 0 | 3358.6319 | 9.0712e-05 | 55 | Commercial_2026_Achievable_GWh_Before Competition Groups_55 | Auto Off Time Switch or Time Clock control | 0.009071% | 0 | 0.30467 | Commercial_2026_Achievable_GWh_Before Competition Groups_Auto Off Time Switch or Time Clock control
Commercial | Com ¦ Thermostat Setback | 2026 | Technical | GWh | Before Competition Groups | 1.5433 | 0 | 0 | 19451.9628 | 7.9341e-05 | 82 | Commercial_2026_Technical_GWh_Before Competition Groups_82 | Thermostat Setback | 0.007934% | 0 | 1.5433 | Commercial_2026_Technical_GWh_Before Competition Groups_Thermostat Setback
Commercial | Com ¦ PTAC (12 EER/10,000 BTU) | 2026 | Economic | GWh | Before Competition Groups | 0.94685 | 0 | 0 | 12990.5397 | 7.2888e-05 | 60 | Commercial_2026_Economic_GWh_Before Competition Groups_60 | PTAC (12 EER/10,000 BTU) | 0.007289% | 0 | 0.94685 | Commercial_2026_Economic_GWh_Before Competition Groups_PTAC (12 EER/10,000 BTU)
Commercial | Com ¦ Solar Water Preheat (Pools/DHW) | 2026 | Technical | GWh | Before Competition Groups | 1.2795 | 0 | 0 | 19451.9628 | 6.5778e-05 | 83 | Commercial_2026_Technical_GWh_Before Competition Groups_83 | Solar Water Preheat (Pools/DHW) | 0.006578% | 0 | 1.2795 | Commercial_2026_Technical_GWh_Before Competition Groups_Solar Water Preheat (Pools/DHW)
Commercial | Com ¦ Auto Off Time Switch or Time Clock control | 2026 | Technical | GWh | Before Competition Groups | 1.2693 | 0 | 0 | 19451.9628 | 6.5253e-05 | 84 | Commercial_2026_Technical_GWh_Before Competition Groups_84 | Auto Off Time Switch or Time Clock control | 0.006525% | 0 | 1.2693 | Commercial_2026_Technical_GWh_Before Competition Groups_Auto Off Time Switch or Time Clock control
Commercial | Com ¦ Heat Pump Water Heater (50 Gallons) | 2026 | Technical | GWh | Before Competition Groups | 1.1405 | 0 | 0 | 19451.9628 | 5.8631e-05 | 85 | Commercial_2026_Technical_GWh_Before Competition Groups_85 | Heat Pump Water Heater (50 Gallons) | 0.005863% | 0 | 1.1405 | Commercial_2026_Technical_GWh_Before Competition Groups_Heat Pump Water Heater (50 Gallons)
Commercial | Com ¦ Low Flow Pre-Rinse Spray Nozzle | 2026 | Achievable | GWh | Before Competition Groups | 0.19488 | 0 | 0 | 3358.6319 | 5.8023e-05 | 56 | Commercial_2026_Achievable_GWh_Before Competition Groups_56 | Low Flow Pre-Rinse Spray Nozzle | 0.005802% | 0 | 0.19488 | Commercial_2026_Achievable_GWh_Before Competition Groups_Low Flow Pre-Rinse Spray Nozzle
Commercial | Com ¦ PTAC (12 EER/10,000 BTU) | 2026 | Technical | GWh | Before Competition Groups | 1.0987 | 0 | 0 | 19451.9628 | 5.6482e-05 | 86 | Commercial_2026_Technical_GWh_Before Competition Groups_86 | PTAC (12 EER/10,000 BTU) | 0.005648% | 0 | 1.0987 | Commercial_2026_Technical_GWh_Before Competition Groups_PTAC (12 EER/10,000 BTU)
Commercial | Com ¦ Room AC (w/ louvered sides) 14 SEER from 12 SEER code | 2026 | Technical | GWh | Before Competition Groups | 1.0857 | 0 | 0 | 19451.9628 | 5.5817e-05 | 87 | Commercial_2026_Technical_GWh_Before Competition Groups_87 | Room AC (w/ louvered sides) 14 SEER from 12 SEER code | 0.005582% | 0 | 1.0857 | Commercial_2026_Technical_GWh_Before Competition Groups_Room AC (w/ louvered sides) 14 SEER from 12 SEER code
Commercial | Com ¦ CEE Tier 2/Energy Star Clothes Washers | 2026 | Economic | GWh | Before Competition Groups | 0.69013 | 0 | 0 | 12990.5397 | 5.3125e-05 | 61 | Commercial_2026_Economic_GWh_Before Competition Groups_61 | CEE Tier 2/Energy Star Clothes Washers | 0.005313% | 0 | 0.69013 | Commercial_2026_Economic_GWh_Before Competition Groups_CEE Tier 2/Energy Star Clothes Washers
Commercial | Com ¦ HVAC Optimization | 2026 | Achievable | GWh | Before Competition Groups | 0.16379 | 0 | 0 | 3358.6319 | 4.8768e-05 | 57 | Commercial_2026_Achievable_GWh_Before Competition Groups_57 | HVAC Optimization | 0.004877% | 0 | 0.16379 | Commercial_2026_Achievable_GWh_Before Competition Groups_HVAC Optimization
Commercial | Com ¦ Commercial Hot Food Holding Cabinets | 2026 | Technical | GWh | Before Competition Groups | 0.81054 | 0 | 0 | 19451.9628 | 4.1669e-05 | 88 | Commercial_2026_Technical_GWh_Before Competition Groups_88 | Commercial Hot Food Holding Cabinets | 0.004167% | 0 | 0.81054 | Commercial_2026_Technical_GWh_Before Competition Groups_Commercial Hot Food Holding Cabinets
Commercial | Com ¦ Low Flow Pre-Rinse Spray Nozzle | 2026 | Economic | GWh | Before Competition Groups | 0.53969 | 0 | 0 | 12990.5397 | 4.1544e-05 | 62 | Commercial_2026_Economic_GWh_Before Competition Groups_62 | Low Flow Pre-Rinse Spray Nozzle | 0.004154% | 0 | 0.53969 | Commercial_2026_Economic_GWh_Before Competition Groups_Low Flow Pre-Rinse Spray Nozzle
Commercial | COM ¦ Ductless Mini-Split Heat Pumps | 2026 | Economic | GWh | Before Competition Groups | 0.48882 | 0 | 0 | 12990.5397 | 3.7629e-05 | 63 | Commercial_2026_Economic_GWh_Before Competition Groups_63 | Ductless Mini-Split Heat Pumps | 0.003763% | 0 | 0.48882 | Commercial_2026_Economic_GWh_Before Competition Groups_Ductless Mini-Split Heat Pumps
Commercial | COM ¦ Ductless Mini-Split Heat Pumps | 2026 | Achievable | GWh | Before Competition Groups | 0.12334 | 0 | 0 | 3358.6319 | 3.6724e-05 | 58 | Commercial_2026_Achievable_GWh_Before Competition Groups_58 | Ductless Mini-Split Heat Pumps | 0.003672% | 0 | 0.12334 | Commercial_2026_Achievable_GWh_Before Competition Groups_Ductless Mini-Split Heat Pumps
Commercial | Com ¦ CEE Tier 2/Energy Star Clothes Washers | 2026 | Technical | GWh | Before Competition Groups | 0.69013 | 0 | 0 | 19451.9628 | 3.5479e-05 | 89 | Commercial_2026_Technical_GWh_Before Competition Groups_89 | CEE Tier 2/Energy Star Clothes Washers | 0.003548% | 0 | 0.69013 | Commercial_2026_Technical_GWh_Before Competition Groups_CEE Tier 2/Energy Star Clothes Washers
Commercial | Com ¦ HVAC Optimization | 2026 | Technical | GWh | Before Competition Groups | 0.62256 | 0 | 0 | 19451.9628 | 3.2005e-05 | 90 | Commercial_2026_Technical_GWh_Before Competition Groups_90 | HVAC Optimization | 0.0032% | 0 | 0.62256 | Commercial_2026_Technical_GWh_Before Competition Groups_HVAC Optimization
Commercial | Com ¦ Solar Water Preheat (Pools/DHW) | 2026 | Achievable | GWh | Before Competition Groups | 0.099751 | 0 | 0 | 3358.6319 | 2.97e-05 | 59 | Commercial_2026_Achievable_GWh_Before Competition Groups_59 | Solar Water Preheat (Pools/DHW) | 0.00297% | 0 | 0.099751 | Commercial_2026_Achievable_GWh_Before Competition Groups_Solar Water Preheat (Pools/DHW)
Commercial | Com ¦ HVAC Optimization | 2026 | Economic | GWh | Before Competition Groups | 0.37857 | 0 | 0 | 12990.5397 | 2.9142e-05 | 64 | Commercial_2026_Economic_GWh_Before Competition Groups_64 | HVAC Optimization | 0.002914% | 0 | 0.37857 | Commercial_2026_Economic_GWh_Before Competition Groups_HVAC Optimization
Commercial | Com ¦ Low Flow Pre-Rinse Spray Nozzle | 2026 | Technical | GWh | Before Competition Groups | 0.53969 | 0 | 0 | 19451.9628 | 2.7745e-05 | 91 | Commercial_2026_Technical_GWh_Before Competition Groups_91 | Low Flow Pre-Rinse Spray Nozzle | 0.002774% | 0 | 0.53969 | Commercial_2026_Technical_GWh_Before Competition Groups_Low Flow Pre-Rinse Spray Nozzle
Commercial | Com ¦ PTAC (12 EER/10,000 BTU) | 2026 | Achievable | GWh | Before Competition Groups | 0.091846 | 0 | 0 | 3358.6319 | 2.7346e-05 | 60 | Commercial_2026_Achievable_GWh_Before Competition Groups_60 | PTAC (12 EER/10,000 BTU) | 0.002735% | 0 | 0.091846 | Commercial_2026_Achievable_GWh_Before Competition Groups_PTAC (12 EER/10,000 BTU)
Commercial | COM ¦ Ductless Mini-Split Heat Pumps | 2026 | Technical | GWh | Before Competition Groups | 0.48882 | 0 | 0 | 19451.9628 | 2.513e-05 | 92 | Commercial_2026_Technical_GWh_Before Competition Groups_92 | Ductless Mini-Split Heat Pumps | 0.002513% | 0 | 0.48882 | Commercial_2026_Technical_GWh_Before Competition Groups_Ductless Mini-Split Heat Pumps
Commercial | Com ¦ Solar Electric Water Heater (50 Gallon) | 2026 | Technical | GWh | Before Competition Groups | 0.48448 | 0 | 0 | 19451.9628 | 2.4907e-05 | 93 | Commercial_2026_Technical_GWh_Before Competition Groups_93 | Solar Electric Water Heater (50 Gallon) | 0.002491% | 0 | 0.48448 | Commercial_2026_Technical_GWh_Before Competition Groups_Solar Electric Water Heater (50 Gallon)
Commercial | Com ¦ Commercial Hot Food Holding Cabinets | 2026 | Economic | GWh | Before Competition Groups | 0.24527 | 0 | 0 | 12990.5397 | 1.8881e-05 | 65 | Commercial_2026_Economic_GWh_Before Competition Groups_65 | Commercial Hot Food Holding Cabinets | 0.001888% | 0 | 0.24527 | Commercial_2026_Economic_GWh_Before Competition Groups_Commercial Hot Food Holding Cabinets
Commercial | Com ¦ Commercial Hot Food Holding Cabinets | 2026 | Achievable | GWh | Before Competition Groups | 0.056548 | 0 | 0 | 3358.6319 | 1.6837e-05 | 61 | Commercial_2026_Achievable_GWh_Before Competition Groups_61 | Commercial Hot Food Holding Cabinets | 0.001684% | 0 | 0.056548 | Commercial_2026_Achievable_GWh_Before Competition Groups_Commercial Hot Food Holding Cabinets
Commercial | Com ¦ Wall Insulation | 2026 | Achievable | GWh | Before Competition Groups | 0.052967 | 0 | 0 | 3358.6319 | 1.577e-05 | 62 | Commercial_2026_Achievable_GWh_Before Competition Groups_62 | Wall Insulation | 0.001577% | 0 | 0.052967 | Commercial_2026_Achievable_GWh_Before Competition Groups_Wall Insulation
Commercial | Com ¦ Wall Insulation | 2026 | Economic | GWh | Before Competition Groups | 0.20219 | 0 | 0 | 12990.5397 | 1.5564e-05 | 66 | Commercial_2026_Economic_GWh_Before Competition Groups_66 | Wall Insulation | 0.001556% | 0 | 0.20219 | Commercial_2026_Economic_GWh_Before Competition Groups_Wall Insulation
Commercial | Com ¦ EC Plug Fan for Data Center (under cabinet) | 2026 | Technical | GWh | Before Competition Groups | 0.22411 | 0 | 0 | 19451.9628 | 1.1521e-05 | 94 | Commercial_2026_Technical_GWh_Before Competition Groups_94 | EC Plug Fan for Data Center (under cabinet) | 0.001152% | 0 | 0.22411 | Commercial_2026_Technical_GWh_Before Competition Groups_EC Plug Fan for Data Center (under cabinet)
Commercial | Com ¦ High Efficiency Chiller (avg of water and air cooled) | 2026 | Technical | GWh | Before Competition Groups | 0.20691 | 0 | 0 | 19451.9628 | 1.0637e-05 | 95 | Commercial_2026_Technical_GWh_Before Competition Groups_95 | High Efficiency Chiller (avg of water and air cooled) | 0.001064% | 0 | 0.20691 | Commercial_2026_Technical_GWh_Before Competition Groups_High Efficiency Chiller (avg of water and air cooled)
Commercial | Com ¦ Exterior Photocell | 2026 | Technical | GWh | Before Competition Groups | 0.07751 | 0 | 0 | 19451.9628 | 3.9847e-06 | 96 | Commercial_2026_Technical_GWh_Before Competition Groups_96 | Exterior Photocell | 0.0003985% | 0 | 0.07751 | Commercial_2026_Technical_GWh_Before Competition Groups_Exterior Photocell
Commercial | Com ¦ Air Curtains | 2026 | Achievable | GWh | Before Competition Groups | 0.013308 | 0 | 0 | 3358.6319 | 3.9622e-06 | 63 | Commercial_2026_Achievable_GWh_Before Competition Groups_63 | Air Curtains | 0.0003962% | 0 | 0.013308 | Commercial_2026_Achievable_GWh_Before Competition Groups_Air Curtains
Commercial | Com ¦ Air Curtains | 2026 | Economic | GWh | Before Competition Groups | 0.050285 | 0 | 0 | 12990.5397 | 3.8709e-06 | 67 | Commercial_2026_Economic_GWh_Before Competition Groups_67 | Air Curtains | 0.0003871% | 0 | 0.050285 | Commercial_2026_Economic_GWh_Before Competition Groups_Air Curtains
Commercial | Com ¦ eCube | 2026 | Technical | GWh | Before Competition Groups | 0.07324 | 0 | 0 | 19451.9628 | 3.7652e-06 | 97 | Commercial_2026_Technical_GWh_Before Competition Groups_97 | eCube | 0.0003765% | 0 | 0.07324 | Commercial_2026_Technical_GWh_Before Competition Groups_eCube
Commercial | Com ¦ Energy Recovery Ventilation and Ventilation (Enhanced) | 2026 | Achievable | GWh | Before Competition Groups | 0.0089795 | 0 | 0 | 3358.6319 | 2.6736e-06 | 64 | Commercial_2026_Achievable_GWh_Before Competition Groups_64 | Energy Recovery Ventilation and Ventilation (Enhanced) | 0.0002674% | 0 | 0.0089795 | Commercial_2026_Achievable_GWh_Before Competition Groups_Energy Recovery Ventilation and Ventilation (Enhanced)
Commercial | Com ¦ Air Curtains | 2026 | Technical | GWh | Before Competition Groups | 0.050285 | 0 | 0 | 19451.9628 | 2.5851e-06 | 98 | Commercial_2026_Technical_GWh_Before Competition Groups_98 | Air Curtains | 0.0002585% | 0 | 0.050285 | Commercial_2026_Technical_GWh_Before Competition Groups_Air Curtains
Commercial | Com ¦ VSD Air Compressor | 2026 | Achievable | GWh | Before Competition Groups | 0.0076859 | 0 | 0 | 3358.6319 | 2.2884e-06 | 65 | Commercial_2026_Achievable_GWh_Before Competition Groups_65 | VSD Air Compressor | 0.0002288% | 0 | 0.0076859 | Commercial_2026_Achievable_GWh_Before Competition Groups_VSD Air Compressor
Commercial | Com ¦ EC Plug Fan for Data Center (under cabinet) | 2026 | Economic | GWh | Before Competition Groups | 0.023024 | 0 | 0 | 12990.5397 | 1.7724e-06 | 68 | Commercial_2026_Economic_GWh_Before Competition Groups_68 | EC Plug Fan for Data Center (under cabinet) | 0.0001772% | 0 | 0.023024 | Commercial_2026_Economic_GWh_Before Competition Groups_EC Plug Fan for Data Center (under cabinet)
Commercial | Com ¦ VSD Air Compressor | 2026 | Economic | GWh | Before Competition Groups | 0.018868 | 0 | 0 | 12990.5397 | 1.4525e-06 | 69 | Commercial_2026_Economic_GWh_Before Competition Groups_69 | VSD Air Compressor | 0.0001452% | 0 | 0.018868 | Commercial_2026_Economic_GWh_Before Competition Groups_VSD Air Compressor
Commercial | Com ¦ EC Plug Fan for Data Center (under cabinet) | 2026 | Achievable | GWh | Before Competition Groups | 0.0036106 | 0 | 0 | 3358.6319 | 1.075e-06 | 66 | Commercial_2026_Achievable_GWh_Before Competition Groups_66 | EC Plug Fan for Data Center (under cabinet) | 0.0001075% | 0 | 0.0036106 | Commercial_2026_Achievable_GWh_Before Competition Groups_EC Plug Fan for Data Center (under cabinet)
Commercial | Com ¦ High Efficiency Chiller (avg of water and air cooled) | 2026 | Achievable | GWh | Before Competition Groups | 0.0035868 | 0 | 0 | 3358.6319 | 1.0679e-06 | 67 | Commercial_2026_Achievable_GWh_Before Competition Groups_67 | High Efficiency Chiller (avg of water and air cooled) | 0.0001068% | 0 | 0.0035868 | Commercial_2026_Achievable_GWh_Before Competition Groups_High Efficiency Chiller (avg of water and air cooled)
Commercial | Com ¦ VSD Air Compressor | 2026 | Technical | GWh | Before Competition Groups | 0.018868 | 0 | 0 | 19451.9628 | 9.7e-07 | 99 | Commercial_2026_Technical_GWh_Before Competition Groups_99 | VSD Air Compressor | 9.7e-05% | 0 | 0.018868 | Commercial_2026_Technical_GWh_Before Competition Groups_VSD Air Compressor
Commercial | Com ¦ High Efficiency Small Instantaneous Water Heater | 2026 | Achievable | GWh | Before Competition Groups | 0.0019948 | 0 | 0 | 3358.6319 | 5.9392e-07 | 68 | Commercial_2026_Achievable_GWh_Before Competition Groups_68 | High Efficiency Small Instantaneous Water Heater | 5.939e-05% | 0 | 0.0019948 | Commercial_2026_Achievable_GWh_Before Competition Groups_High Efficiency Small Instantaneous Water Heater
Commercial | Com ¦ High Efficiency Chiller (avg of water and air cooled) | 2026 | Economic | GWh | Before Competition Groups | 0.0068358 | 0 | 0 | 12990.5397 | 5.2622e-07 | 70 | Commercial_2026_Economic_GWh_Before Competition Groups_70 | High Efficiency Chiller (avg of water and air cooled) | 5.262e-05% | 0 | 0.0068358 | Commercial_2026_Economic_GWh_Before Competition Groups_High Efficiency Chiller (avg of water and air cooled)
Commercial | Com ¦ High Efficiency Induction Cooking | 2026 | Technical | GWh | Before Competition Groups | 0.00627 | 0 | 0 | 19451.9628 | 3.2233e-07 | 100 | Commercial_2026_Technical_GWh_Before Competition Groups_100 | High Efficiency Induction Cooking | 3.223e-05% | 0 | 0.00627 | Commercial_2026_Technical_GWh_Before Competition Groups_High Efficiency Induction Cooking
Commercial | Com ¦ Electric Convection Combination Ovens | 2026 | Achievable | GWh | Before Competition Groups | 0.00092243 | 0 | 0 | 3358.6319 | 2.7465e-07 | 69 | Commercial_2026_Achievable_GWh_Before Competition Groups_69 | Electric Convection Combination Ovens | 2.746e-05% | 0 | 0.00092243 | Commercial_2026_Achievable_GWh_Before Competition Groups_Electric Convection Combination Ovens
Commercial | Com ¦ Electric Convection Combination Ovens | 2026 | Economic | GWh | Before Competition Groups | 0.0015162 | 0 | 0 | 12990.5397 | 1.1671e-07 | 71 | Commercial_2026_Economic_GWh_Before Competition Groups_71 | Electric Convection Combination Ovens | 1.167e-05% | 0 | 0.0015162 | Commercial_2026_Economic_GWh_Before Competition Groups_Electric Convection Combination Ovens
Commercial | Com ¦ Room AC (w/ louvered sides) 14 SEER from 12 SEER code | 2026 | Economic | GWh | Before Competition Groups | 0.0013875 | 0 | 0 | 12990.5397 | 1.0681e-07 | 72 | Commercial_2026_Economic_GWh_Before Competition Groups_72 | Room AC (w/ louvered sides) 14 SEER from 12 SEER code | 1.068e-05% | 0 | 0.0013875 | Commercial_2026_Economic_GWh_Before Competition Groups_Room AC (w/ louvered sides) 14 SEER from 12 SEER code
Commercial | Com ¦ Electric Convection Combination Ovens | 2026 | Technical | GWh | Before Competition Groups | 0.0015162 | 0 | 0 | 19451.9628 | 7.7945e-08 | 101 | Commercial_2026_Technical_GWh_Before Competition Groups_101 | Electric Convection Combination Ovens | 7.795e-06% | 0 | 0.0015162 | Commercial_2026_Technical_GWh_Before Competition Groups_Electric Convection Combination Ovens
Commercial | Com ¦ Room AC (w/ louvered sides) 14 SEER from 12 SEER code | 2026 | Achievable | GWh | Before Competition Groups | 0.00016438 | 0 | 0 | 3358.6319 | 4.8942e-08 | 70 | Commercial_2026_Achievable_GWh_Before Competition Groups_70 | Room AC (w/ louvered sides) 14 SEER from 12 SEER code | 4.894e-06% | 0 | 0.00016438 | Commercial_2026_Achievable_GWh_Before Competition Groups_Room AC (w/ louvered sides) 14 SEER from 12 SEER code
Commercial | Com ¦ LLLC - Low Impact Application | 2026 | Achievable | GWh | Before Competition Groups | 2.6951e-19 | 0 | 0 | 3358.6319 | 8.0245e-23 | 71 | Commercial_2026_Achievable_GWh_Before Competition Groups_71 | LLLC - Low Impact Application | 8.025e-21% | 0 | 2.6951e-19 | Commercial_2026_Achievable_GWh_Before Competition Groups_LLLC - Low Impact Application
Commercial | Com ¦ LLLC - High Impact Application | 2026 | Achievable | GWh | Before Competition Groups | 1.1279e-19 | 0 | 0 | 3358.6319 | 3.3582e-23 | 72 | Commercial_2026_Achievable_GWh_Before Competition Groups_72 | LLLC - High Impact Application | 3.358e-21% | 0 | 1.1279e-19 | Commercial_2026_Achievable_GWh_Before Competition Groups_LLLC - High Impact Application
Commercial | Com ¦ Networked/Connected - High Impact Application | 2026 | Achievable | GWh | Before Competition Groups | 5.0922e-22 | 0 | 0 | 3358.6319 | 1.5162e-25 | 73 | Commercial_2026_Achievable_GWh_Before Competition Groups_73 | Networked/Connected - High Impact Application | 1.516e-23% | 0 | 5.0922e-22 | Commercial_2026_Achievable_GWh_Before Competition Groups_Networked/Connected - High Impact Application
Commercial | Com ¦ Door Gasket Freezer/Refrigerator | 2026 | Achievable | GWh | Before Competition Groups | 0 | 0 | 0 | 3358.6319 | 0 | 74 | Commercial_2026_Achievable_GWh_Before Competition Groups_74 | Door Gasket Freezer/Refrigerator | 0% | 0 | 0 | Commercial_2026_Achievable_GWh_Before Competition Groups_Door Gasket Freezer/Refrigerator
Commercial | Com ¦ Door Gasket Freezer/Refrigerator | 2026 | Economic | GWh | Before Competition Groups | 0 | 0 | 0 | 12990.5397 | 0 | 73 | Commercial_2026_Economic_GWh_Before Competition Groups_73 | Door Gasket Freezer/Refrigerator | 0% | 0 | 0 | Commercial_2026_Economic_GWh_Before Competition Groups_Door Gasket Freezer/Refrigerator
Commercial | Com ¦ Efficient compressor motor | 2026 | Achievable | GWh | Before Competition Groups | 0 | 0 | 0 | 3358.6319 | 0 | 75 | Commercial_2026_Achievable_GWh_Before Competition Groups_75 | Efficient compressor motor | 0% | 0 | 0 | Commercial_2026_Achievable_GWh_Before Competition Groups_Efficient compressor motor
Commercial | Com ¦ Efficient compressor motor | 2026 | Economic | GWh | Before Competition Groups | 0 | 0 | 0 | 12990.5397 | 0 | 74 | Commercial_2026_Economic_GWh_Before Competition Groups_74 | Efficient compressor motor | 0% | 0 | 0 | Commercial_2026_Economic_GWh_Before Competition Groups_Efficient compressor motor
Commercial | Com ¦ ENERGY STAR FREEZER | 2026 | Achievable | GWh | Before Competition Groups | 0 | 0 | 0 | 3358.6319 | 0 | 76 | Commercial_2026_Achievable_GWh_Before Competition Groups_76 | ENERGY STAR FREEZER | 0% | 0 | 0 | Commercial_2026_Achievable_GWh_Before Competition Groups_ENERGY STAR FREEZER
Commercial | Com ¦ ENERGY STAR FREEZER | 2026 | Economic | GWh | Before Competition Groups | 0 | 0 | 0 | 12990.5397 | 0 | 75 | Commercial_2026_Economic_GWh_Before Competition Groups_75 | ENERGY STAR FREEZER | 0% | 0 | 0 | Commercial_2026_Economic_GWh_Before Competition Groups_ENERGY STAR FREEZER
Commercial | Com ¦ Ground Source Heat Pump | 2026 | Achievable | GWh | Before Competition Groups | 0 | 0 | 0 | 3358.6319 | 0 | 77 | Commercial_2026_Achievable_GWh_Before Competition Groups_77 | Ground Source Heat Pump | 0% | 0 | 0 | Commercial_2026_Achievable_GWh_Before Competition Groups_Ground Source Heat Pump
Commercial | Com ¦ Ground Source Heat Pump | 2026 | Economic | GWh | Before Competition Groups | 0 | 0 | 0 | 12990.5397 | 0 | 76 | Commercial_2026_Economic_GWh_Before Competition Groups_76 | Ground Source Heat Pump | 0% | 0 | 0 | Commercial_2026_Economic_GWh_Before Competition Groups_Ground Source Heat Pump
Commercial | Com ¦ High R-Value Glass Doors/no-heat glass door | 2026 | Achievable | GWh | Before Competition Groups | 0 | 0 | 0 | 3358.6319 | 0 | 78 | Commercial_2026_Achievable_GWh_Before Competition Groups_78 | High R-Value Glass Doors/no-heat glass door | 0% | 0 | 0 | Commercial_2026_Achievable_GWh_Before Competition Groups_High R-Value Glass Doors/no-heat glass door
Commercial | Com ¦ High R-Value Glass Doors/no-heat glass door | 2026 | Economic | GWh | Before Competition Groups | 0 | 0 | 0 | 12990.5397 | 0 | 77 | Commercial_2026_Economic_GWh_Before Competition Groups_77 | High R-Value Glass Doors/no-heat glass door | 0% | 0 | 0 | Commercial_2026_Economic_GWh_Before Competition Groups_High R-Value Glass Doors/no-heat glass door
Commercial | Com ¦ HOTEL OCCUPANCY CONTROLS (HVAC + LIGHTING) | 2026 | Achievable | GWh | Before Competition Groups | 0 | 0 | 0 | 3358.6319 | 0 | 79 | Commercial_2026_Achievable_GWh_Before Competition Groups_79 | HOTEL OCCUPANCY CONTROLS (HVAC + LIGHTING) | 0% | 0 | 0 | Commercial_2026_Achievable_GWh_Before Competition Groups_HOTEL OCCUPANCY CONTROLS (HVAC + LIGHTING)
Commercial | Com ¦ HOTEL OCCUPANCY CONTROLS (HVAC + LIGHTING) | 2026 | Economic | GWh | Before Competition Groups | 0 | 0 | 0 | 12990.5397 | 0 | 78 | Commercial_2026_Economic_GWh_Before Competition Groups_78 | HOTEL OCCUPANCY CONTROLS (HVAC + LIGHTING) | 0% | 0 | 0 | Commercial_2026_Economic_GWh_Before Competition Groups_HOTEL OCCUPANCY CONTROLS (HVAC + LIGHTING)
Commercial | Com ¦ Indoor Daylight Sensors/Photocell Dimming Control | 2026 | Achievable | GWh | Before Competition Groups | 0 | 0 | 0 | 3358.6319 | 0 | 80 | Commercial_2026_Achievable_GWh_Before Competition Groups_80 | Indoor Daylight Sensors/Photocell Dimming Control | 0% | 0 | 0 | Commercial_2026_Achievable_GWh_Before Competition Groups_Indoor Daylight Sensors/Photocell Dimming Control
Commercial | Com ¦ Indoor Daylight Sensors/Photocell Dimming Control | 2026 | Economic | GWh | Before Competition Groups | 0 | 0 | 0 | 12990.5397 | 0 | 79 | Commercial_2026_Economic_GWh_Before Competition Groups_79 | Indoor Daylight Sensors/Photocell Dimming Control | 0% | 0 | 0 | Commercial_2026_Economic_GWh_Before Competition Groups_Indoor Daylight Sensors/Photocell Dimming Control
Commercial | Com ¦ LED RECESSED DOWNLIGHTS | 2026 | Achievable | GWh | Before Competition Groups | 0 | 0 | 0 | 3358.6319 | 0 | 81 | Commercial_2026_Achievable_GWh_Before Competition Groups_81 | LED RECESSED DOWNLIGHTS | 0% | 0 | 0 | Commercial_2026_Achievable_GWh_Before Competition Groups_LED RECESSED DOWNLIGHTS
Commercial | Com ¦ LED RECESSED DOWNLIGHTS | 2026 | Economic | GWh | Before Competition Groups | 0 | 0 | 0 | 12990.5397 | 0 | 80 | Commercial_2026_Economic_GWh_Before Competition Groups_80 | LED RECESSED DOWNLIGHTS | 0% | 0 | 0 | Commercial_2026_Economic_GWh_Before Competition Groups_LED RECESSED DOWNLIGHTS
Commercial | Com ¦ Networked/Connected - Low Impact Application | 2026 | Achievable | GWh | Before Competition Groups | 0 | 0 | 0 | 3358.6319 | 0 | 82 | Commercial_2026_Achievable_GWh_Before Competition Groups_82 | Networked/Connected - Low Impact Application | 0% | 0 | 0 | Commercial_2026_Achievable_GWh_Before Competition Groups_Networked/Connected - Low Impact Application
Commercial | Com ¦ Networked/Connected - Low Impact Application | 2026 | Economic | GWh | Before Competition Groups | 0 | 0 | 0 | 12990.5397 | 0 | 81 | Commercial_2026_Economic_GWh_Before Competition Groups_81 | Networked/Connected - Low Impact Application | 0% | 0 | 0 | Commercial_2026_Economic_GWh_Before Competition Groups_Networked/Connected - Low Impact Application
Commercial | Com ¦ Notched V belts for HVAC Systems | 2026 | Achievable | GWh | Before Competition Groups | 0 | 0 | 0 | 3358.6319 | 0 | 83 | Commercial_2026_Achievable_GWh_Before Competition Groups_83 | Notched V belts for HVAC Systems | 0% | 0 | 0 | Commercial_2026_Achievable_GWh_Before Competition Groups_Notched V belts for HVAC Systems
Commercial | Com ¦ Notched V belts for HVAC Systems | 2026 | Economic | GWh | Before Competition Groups | 0 | 0 | 0 | 12990.5397 | 0 | 82 | Commercial_2026_Economic_GWh_Before Competition Groups_82 | Notched V belts for HVAC Systems | 0% | 0 | 0 | Commercial_2026_Economic_GWh_Before Competition Groups_Notched V belts for HVAC Systems
Commercial | Com ¦ Refrigeration Commissioning | 2026 | Achievable | GWh | Before Competition Groups | 0 | 0 | 0 | 3358.6319 | 0 | 84 | Commercial_2026_Achievable_GWh_Before Competition Groups_84 | Refrigeration Commissioning | 0% | 0 | 0 | Commercial_2026_Achievable_GWh_Before Competition Groups_Refrigeration Commissioning
Commercial | Com ¦ Refrigeration Commissioning | 2026 | Economic | GWh | Before Competition Groups | 0 | 0 | 0 | 12990.5397 | 0 | 83 | Commercial_2026_Economic_GWh_Before Competition Groups_83 | Refrigeration Commissioning | 0% | 0 | 0 | Commercial_2026_Economic_GWh_Before Competition Groups_Refrigeration Commissioning
Commercial | Com ¦ Roof Insulation/Ceiling Insulation (R25 Code to R35) | 2026 | Achievable | GWh | Before Competition Groups | 0 | 0 | 0 | 3358.6319 | 0 | 85 | Commercial_2026_Achievable_GWh_Before Competition Groups_85 | Roof Insulation/Ceiling Insulation (R25 Code to R35) | 0% | 0 | 0 | Commercial_2026_Achievable_GWh_Before Competition Groups_Roof Insulation/Ceiling Insulation (R25 Code to R35)
Commercial | Com ¦ Roof Insulation/Ceiling Insulation (R25 Code to R35) | 2026 | Economic | GWh | Before Competition Groups | 0 | 0 | 0 | 12990.5397 | 0 | 84 | Commercial_2026_Economic_GWh_Before Competition Groups_84 | Roof Insulation/Ceiling Insulation (R25 Code to R35) | 0% | 0 | 0 | Commercial_2026_Economic_GWh_Before Competition Groups_Roof Insulation/Ceiling Insulation (R25 Code to R35)
Commercial | Com ¦ Super-High Efficiency Furnaces (Emerging Tech) | 2026 | Achievable | GWh | Before Competition Groups | 0 | 0 | 0 | 3358.6319 | 0 | 86 | Commercial_2026_Achievable_GWh_Before Competition Groups_86 | Super-High Efficiency Furnaces (Emerging Tech) | 0% | 0 | 0 | Commercial_2026_Achievable_GWh_Before Competition Groups_Super-High Efficiency Furnaces (Emerging Tech)
Commercial | Com ¦ Super-High Efficiency Furnaces (Emerging Tech) | 2026 | Economic | GWh | Before Competition Groups | 0 | 0 | 0 | 12990.5397 | 0 | 85 | Commercial_2026_Economic_GWh_Before Competition Groups_85 | Super-High Efficiency Furnaces (Emerging Tech) | 0% | 0 | 0 | Commercial_2026_Economic_GWh_Before Competition Groups_Super-High Efficiency Furnaces (Emerging Tech)
Commercial | Com ¦ SYNCHRONOUS BELT | 2026 | Achievable | GWh | Before Competition Groups | 0 | 0 | 0 | 3358.6319 | 0 | 87 | Commercial_2026_Achievable_GWh_Before Competition Groups_87 | SYNCHRONOUS BELT | 0% | 0 | 0 | Commercial_2026_Achievable_GWh_Before Competition Groups_SYNCHRONOUS BELT
Commercial | Com ¦ SYNCHRONOUS BELT | 2026 | Economic | GWh | Before Competition Groups | 0 | 0 | 0 | 12990.5397 | 0 | 86 | Commercial_2026_Economic_GWh_Before Competition Groups_86 | SYNCHRONOUS BELT | 0% | 0 | 0 | Commercial_2026_Economic_GWh_Before Competition Groups_SYNCHRONOUS BELT
Commercial | Com ¦ Variable Refrigerant Flow Heat Pump | 2026 | Achievable | GWh | Before Competition Groups | 0 | 0 | 0 | 3358.6319 | 0 | 88 | Commercial_2026_Achievable_GWh_Before Competition Groups_88 | Variable Refrigerant Flow Heat Pump | 0% | 0 | 0 | Commercial_2026_Achievable_GWh_Before Competition Groups_Variable Refrigerant Flow Heat Pump
Commercial | Com ¦ Variable Refrigerant Flow Heat Pump | 2026 | Economic | GWh | Before Competition Groups | 0 | 0 | 0 | 12990.5397 | 0 | 87 | Commercial_2026_Economic_GWh_Before Competition Groups_87 | Variable Refrigerant Flow Heat Pump | 0% | 0 | 0 | Commercial_2026_Economic_GWh_Before Competition Groups_Variable Refrigerant Flow Heat Pump
Commercial | Com ¦ Building Recommissioning, Operations and Maintenance (O&M) Improvements | 2027 | Economic | GWh | Before Competition Groups | 2491.6994 | 0 | 0 | 13529.2744 | 0.18417 | 1 | Commercial_2027_Economic_GWh_Before Competition Groups_1 | Building Recommissioning, Operations and Maintenance (O&M) Improvements | 18.42% | 0 | 2491.6994 | Commercial_2027_Economic_GWh_Before Competition Groups_Building Recommissioning, Operations and Maintenance (O&M) Improvements
Commercial | Com ¦ ENERGY STAR LED LAMPS (REFLECTOR LAMPs/MR16/PAR 16) | 2027 | Achievable | GWh | Before Competition Groups | 605.5243 | 0 | 0 | 4267.648 | 0.14189 | 1 | Commercial_2027_Achievable_GWh_Before Competition Groups_1 | ENERGY STAR LED LAMPS (REFLECTOR LAMPs/MR16/PAR 16) | 14.19% | 0 | 605.5243 | Commercial_2027_Achievable_GWh_Before Competition Groups_ENERGY STAR LED LAMPS (REFLECTOR LAMPs/MR16/PAR 16)
Commercial | Com ¦ Building Recommissioning, Operations and Maintenance (O&M) Improvements | 2027 | Technical | GWh | Before Competition Groups | 2491.6994 | 0 | 0 | 19808.7276 | 0.12579 | 1 | Commercial_2027_Technical_GWh_Before Competition Groups_1 | Building Recommissioning, Operations and Maintenance (O&M) Improvements | 12.58% | 0 | 2491.6994 | Commercial_2027_Technical_GWh_Before Competition Groups_Building Recommissioning, Operations and Maintenance (O&M) Improvements
Commercial | Com ¦ LED Low/High Bay | 2027 | Economic | GWh | Before Competition Groups | 1452.9369 | 0 | 0 | 13529.2744 | 0.10739 | 2 | Commercial_2027_Economic_GWh_Before Competition Groups_2 | LED Low/High Bay | 10.74% | 0 | 1452.9369 | Commercial_2027_Economic_GWh_Before Competition Groups_LED Low/High Bay
Commercial | Com ¦ LED Troffer/Surface/Suspended | 2027 | Economic | GWh | Before Competition Groups | 1205.8982 | 0 | 0 | 13529.2744 | 0.089133 | 3 | Commercial_2027_Economic_GWh_Before Competition Groups_3 | LED Troffer/Surface/Suspended | 8.913% | 0 | 1205.8982 | Commercial_2027_Economic_GWh_Before Competition Groups_LED Troffer/Surface/Suspended
Commercial | Com ¦ LED Troffer/Surface/Suspended | 2027 | Achievable | GWh | Before Competition Groups | 376.6318 | 0 | 0 | 4267.648 | 0.088253 | 2 | Commercial_2027_Achievable_GWh_Before Competition Groups_2 | LED Troffer/Surface/Suspended | 8.825% | 0 | 376.6318 | Commercial_2027_Achievable_GWh_Before Competition Groups_LED Troffer/Surface/Suspended
Commercial | Com ¦ LED Low/High Bay | 2027 | Achievable | GWh | Before Competition Groups | 348.5338 | 0 | 0 | 4267.648 | 0.081669 | 3 | Commercial_2027_Achievable_GWh_Before Competition Groups_3 | LED Low/High Bay | 8.167% | 0 | 348.5338 | Commercial_2027_Achievable_GWh_Before Competition Groups_LED Low/High Bay
Commercial | Com ¦ LED Low/High Bay | 2027 | Technical | GWh | Before Competition Groups | 1503.6466 | 0 | 0 | 19808.7276 | 0.075908 | 2 | Commercial_2027_Technical_GWh_Before Competition Groups_2 | LED Low/High Bay | 7.591% | 0 | 1503.6466 | Commercial_2027_Technical_GWh_Before Competition Groups_LED Low/High Bay
Commercial | Com ¦ ENERGY STAR LED LAMPS (REFLECTOR LAMPs/MR16/PAR 16) | 2027 | Economic | GWh | Before Competition Groups | 985.3734 | 0 | 0 | 13529.2744 | 0.072833 | 4 | Commercial_2027_Economic_GWh_Before Competition Groups_4 | ENERGY STAR LED LAMPS (REFLECTOR LAMPs/MR16/PAR 16) | 7.283% | 0 | 985.3734 | Commercial_2027_Economic_GWh_Before Competition Groups_ENERGY STAR LED LAMPS (REFLECTOR LAMPs/MR16/PAR 16)
Commercial | Com ¦ LED EXTERIOR AREA LIGHTS - LED fixture (200W) | 2027 | Achievable | GWh | Before Competition Groups | 305.4033 | 0 | 0 | 4267.648 | 0.071562 | 4 | Commercial_2027_Achievable_GWh_Before Competition Groups_4 | LED EXTERIOR AREA LIGHTS - LED fixture (200W) | 7.156% | 0 | 305.4033 | Commercial_2027_Achievable_GWh_Before Competition Groups_LED EXTERIOR AREA LIGHTS - LED fixture (200W)
Commercial | Com ¦ LED parking lot fixture | 2027 | Achievable | GWh | Before Competition Groups | 300.5516 | 0 | 0 | 4267.648 | 0.070426 | 5 | Commercial_2027_Achievable_GWh_Before Competition Groups_5 | LED parking lot fixture | 7.043% | 0 | 300.5516 | Commercial_2027_Achievable_GWh_Before Competition Groups_LED parking lot fixture
Commercial | Com ¦ Education and Capacity Building/Energy Behavior | 2027 | Economic | GWh | Before Competition Groups | 929.7141 | 0 | 0 | 13529.2744 | 0.068719 | 5 | Commercial_2027_Economic_GWh_Before Competition Groups_5 | Education and Capacity Building/Energy Behavior | 6.872% | 0 | 929.7141 | Commercial_2027_Economic_GWh_Before Competition Groups_Education and Capacity Building/Energy Behavior
Commercial | Com ¦ Education and Capacity Building/Energy Behavior | 2027 | Achievable | GWh | Before Competition Groups | 280.7499 | 0 | 0 | 4267.648 | 0.065786 | 6 | Commercial_2027_Achievable_GWh_Before Competition Groups_6 | Education and Capacity Building/Energy Behavior | 6.579% | 0 | 280.7499 | Commercial_2027_Achievable_GWh_Before Competition Groups_Education and Capacity Building/Energy Behavior
Commercial | Com ¦ LED Troffer/Surface/Suspended | 2027 | Technical | GWh | Before Competition Groups | 1205.8982 | 0 | 0 | 19808.7276 | 0.060877 | 3 | Commercial_2027_Technical_GWh_Before Competition Groups_3 | LED Troffer/Surface/Suspended | 6.088% | 0 | 1205.8982 | Commercial_2027_Technical_GWh_Before Competition Groups_LED Troffer/Surface/Suspended
Commercial | Com ¦ Furnace Tune-Up | 2027 | Achievable | GWh | Before Competition Groups | 229.2532 | 0 | 0 | 4267.648 | 0.053719 | 7 | Commercial_2027_Achievable_GWh_Before Competition Groups_7 | Furnace Tune-Up | 5.372% | 0 | 229.2532 | Commercial_2027_Achievable_GWh_Before Competition Groups_Furnace Tune-Up
Commercial | Com ¦ LLLC - Low Impact Application | 2027 | Technical | GWh | Before Competition Groups | 1038.9425 | 0 | 0 | 19808.7276 | 0.052449 | 4 | Commercial_2027_Technical_GWh_Before Competition Groups_4 | LLLC - Low Impact Application | 5.245% | 0 | 1038.9425 | Commercial_2027_Technical_GWh_Before Competition Groups_LLLC - Low Impact Application
Commercial | Com ¦ LED Replacement Lamp (Tube) | 2027 | Achievable | GWh | Before Competition Groups | 222.4738 | 0 | 0 | 4267.648 | 0.05213 | 8 | Commercial_2027_Achievable_GWh_Before Competition Groups_8 | LED Replacement Lamp (Tube) | 5.213% | 0 | 222.4738 | Commercial_2027_Achievable_GWh_Before Competition Groups_LED Replacement Lamp (Tube)
Commercial | Com ¦ LLLC - High Impact Application | 2027 | Technical | GWh | Before Competition Groups | 1032.4881 | 0 | 0 | 19808.7276 | 0.052123 | 5 | Commercial_2027_Technical_GWh_Before Competition Groups_5 | LLLC - High Impact Application | 5.212% | 0 | 1032.4881 | Commercial_2027_Technical_GWh_Before Competition Groups_LLLC - High Impact Application
Commercial | Com ¦ ENERGY STAR LED LAMPS (REFLECTOR LAMPs/MR16/PAR 16) | 2027 | Technical | GWh | Before Competition Groups | 1011.546 | 0 | 0 | 19808.7276 | 0.051066 | 6 | Commercial_2027_Technical_GWh_Before Competition Groups_6 | ENERGY STAR LED LAMPS (REFLECTOR LAMPs/MR16/PAR 16) | 5.107% | 0 | 1011.546 | Commercial_2027_Technical_GWh_Before Competition Groups_ENERGY STAR LED LAMPS (REFLECTOR LAMPs/MR16/PAR 16)
Commercial | Com ¦ Furnace Tune-Up | 2027 | Economic | GWh | Before Competition Groups | 659.3737 | 0 | 0 | 13529.2744 | 0.048737 | 6 | Commercial_2027_Economic_GWh_Before Competition Groups_6 | Furnace Tune-Up | 4.874% | 0 | 659.3737 | Commercial_2027_Economic_GWh_Before Competition Groups_Furnace Tune-Up
Commercial | Com ¦ Networked/Connected - High Impact Application | 2027 | Technical | GWh | Before Competition Groups | 933.2153 | 0 | 0 | 19808.7276 | 0.047111 | 7 | Commercial_2027_Technical_GWh_Before Competition Groups_7 | Networked/Connected - High Impact Application | 4.711% | 0 | 933.2153 | Commercial_2027_Technical_GWh_Before Competition Groups_Networked/Connected - High Impact Application
Commercial | Com ¦ Education and Capacity Building/Energy Behavior | 2027 | Technical | GWh | Before Competition Groups | 929.7141 | 0 | 0 | 19808.7276 | 0.046935 | 8 | Commercial_2027_Technical_GWh_Before Competition Groups_8 | Education and Capacity Building/Energy Behavior | 4.693% | 0 | 929.7141 | Commercial_2027_Technical_GWh_Before Competition Groups_Education and Capacity Building/Energy Behavior
Commercial | Com ¦ Networked/Connected - Low Impact Application | 2027 | Technical | GWh | Before Competition Groups | 893.2745 | 0 | 0 | 19808.7276 | 0.045095 | 9 | Commercial_2027_Technical_GWh_Before Competition Groups_9 | Networked/Connected - Low Impact Application | 4.509% | 0 | 893.2745 | Commercial_2027_Technical_GWh_Before Competition Groups_Networked/Connected - Low Impact Application
Commercial | Com ¦ Building Recommissioning, Operations and Maintenance (O&M) Improvements | 2027 | Achievable | GWh | Before Competition Groups | 183.1369 | 0 | 0 | 4267.648 | 0.042913 | 9 | Commercial_2027_Achievable_GWh_Before Competition Groups_9 | Building Recommissioning, Operations and Maintenance (O&M) Improvements | 4.291% | 0 | 183.1369 | Commercial_2027_Achievable_GWh_Before Competition Groups_Building Recommissioning, Operations and Maintenance (O&M) Improvements
Commercial | Com ¦ LED street light fixture | 2027 | Achievable | GWh | Before Competition Groups | 179.4615 | 0 | 0 | 4267.648 | 0.042052 | 10 | Commercial_2027_Achievable_GWh_Before Competition Groups_10 | LED street light fixture | 4.205% | 0 | 179.4615 | Commercial_2027_Achievable_GWh_Before Competition Groups_LED street light fixture
Commercial | Com ¦ LED EXTERIOR AREA LIGHTS - LED fixture (200W) | 2027 | Economic | GWh | Before Competition Groups | 550.5833 | 0 | 0 | 13529.2744 | 0.040696 | 7 | Commercial_2027_Economic_GWh_Before Competition Groups_7 | LED EXTERIOR AREA LIGHTS - LED fixture (200W) | 4.07% | 0 | 550.5833 | Commercial_2027_Economic_GWh_Before Competition Groups_LED EXTERIOR AREA LIGHTS - LED fixture (200W)
Commercial | Com ¦ LED parking lot fixture | 2027 | Economic | GWh | Before Competition Groups | 533.7926 | 0 | 0 | 13529.2744 | 0.039455 | 8 | Commercial_2027_Economic_GWh_Before Competition Groups_8 | LED parking lot fixture | 3.945% | 0 | 533.7926 | Commercial_2027_Economic_GWh_Before Competition Groups_LED parking lot fixture
Commercial | Com ¦ Central Lighting Control System | 2027 | Technical | GWh | Before Competition Groups | 747.3339 | 0 | 0 | 19808.7276 | 0.037728 | 10 | Commercial_2027_Technical_GWh_Before Competition Groups_10 | Central Lighting Control System | 3.773% | 0 | 747.3339 | Commercial_2027_Technical_GWh_Before Competition Groups_Central Lighting Control System
Commercial | Com ¦ Furnace Tune-Up | 2027 | Technical | GWh | Before Competition Groups | 659.3737 | 0 | 0 | 19808.7276 | 0.033287 | 11 | Commercial_2027_Technical_GWh_Before Competition Groups_11 | Furnace Tune-Up | 3.329% | 0 | 659.3737 | Commercial_2027_Technical_GWh_Before Competition Groups_Furnace Tune-Up
Commercial | Com ¦ Data Center Storage/Server Virtualization | 2027 | Achievable | GWh | Before Competition Groups | 131.3455 | 0 | 0 | 4267.648 | 0.030777 | 11 | Commercial_2027_Achievable_GWh_Before Competition Groups_11 | Data Center Storage/Server Virtualization | 3.078% | 0 | 131.3455 | Commercial_2027_Achievable_GWh_Before Competition Groups_Data Center Storage/Server Virtualization
Commercial | Com ¦ LED EXTERIOR AREA LIGHTS - LED fixture (200W) | 2027 | Technical | GWh | Before Competition Groups | 550.5833 | 0 | 0 | 19808.7276 | 0.027795 | 12 | Commercial_2027_Technical_GWh_Before Competition Groups_12 | LED EXTERIOR AREA LIGHTS - LED fixture (200W) | 2.779% | 0 | 550.5833 | Commercial_2027_Technical_GWh_Before Competition Groups_LED EXTERIOR AREA LIGHTS - LED fixture (200W)
Commercial | Com ¦ LED parking lot fixture | 2027 | Technical | GWh | Before Competition Groups | 533.7926 | 0 | 0 | 19808.7276 | 0.026947 | 13 | Commercial_2027_Technical_GWh_Before Competition Groups_13 | LED parking lot fixture | 2.695% | 0 | 533.7926 | Commercial_2027_Technical_GWh_Before Competition Groups_LED parking lot fixture
Commercial | Com ¦ LED street light fixture | 2027 | Economic | GWh | Before Competition Groups | 330.0951 | 0 | 0 | 13529.2744 | 0.024399 | 9 | Commercial_2027_Economic_GWh_Before Competition Groups_9 | LED street light fixture | 2.44% | 0 | 330.0951 | Commercial_2027_Economic_GWh_Before Competition Groups_LED street light fixture
Commercial | Com ¦ Advanced BAS/Controllers | 2027 | Economic | GWh | Before Competition Groups | 328.5827 | 0 | 0 | 13529.2744 | 0.024287 | 10 | Commercial_2027_Economic_GWh_Before Competition Groups_10 | Advanced BAS/Controllers | 2.429% | 0 | 328.5827 | Commercial_2027_Economic_GWh_Before Competition Groups_Advanced BAS/Controllers
Commercial | Com ¦ LED Replacement Lamp (Tube) | 2027 | Economic | GWh | Before Competition Groups | 288.7527 | 0 | 0 | 13529.2744 | 0.021343 | 11 | Commercial_2027_Economic_GWh_Before Competition Groups_11 | LED Replacement Lamp (Tube) | 2.134% | 0 | 288.7527 | Commercial_2027_Economic_GWh_Before Competition Groups_LED Replacement Lamp (Tube)
Commercial | Com ¦ Strip Curtains | 2027 | Achievable | GWh | Before Competition Groups | 89.1704 | 0 | 0 | 4267.648 | 0.020895 | 12 | Commercial_2027_Achievable_GWh_Before Competition Groups_12 | Strip Curtains | 2.089% | 0 | 89.1704 | Commercial_2027_Achievable_GWh_Before Competition Groups_Strip Curtains
Commercial | Com ¦ High Efficiency Air Source Heat Pump | 2027 | Economic | GWh | Before Competition Groups | 265.7727 | 0 | 0 | 13529.2744 | 0.019644 | 12 | Commercial_2027_Economic_GWh_Before Competition Groups_12 | High Efficiency Air Source Heat Pump | 1.964% | 0 | 265.7727 | Commercial_2027_Economic_GWh_Before Competition Groups_High Efficiency Air Source Heat Pump
Commercial | Com ¦ Reach-in Shaded Pole to ECM/PSC Evaporator Fan Motor | 2027 | Achievable | GWh | Before Competition Groups | 83.3429 | 0 | 0 | 4267.648 | 0.019529 | 13 | Commercial_2027_Achievable_GWh_Before Competition Groups_13 | Reach-in Shaded Pole to ECM/PSC Evaporator Fan Motor | 1.953% | 0 | 83.3429 | Commercial_2027_Achievable_GWh_Before Competition Groups_Reach-in Shaded Pole to ECM/PSC Evaporator Fan Motor
Commercial | Com ¦ Variable Refrigerant Flow Heat Pump | 2027 | Technical | GWh | Before Competition Groups | 382.2349 | 0 | 0 | 19808.7276 | 0.019296 | 14 | Commercial_2027_Technical_GWh_Before Competition Groups_14 | Variable Refrigerant Flow Heat Pump | 1.93% | 0 | 382.2349 | Commercial_2027_Technical_GWh_Before Competition Groups_Variable Refrigerant Flow Heat Pump
Commercial | Com ¦ LED or Equivalent Sign Lighting | 2027 | Achievable | GWh | Before Competition Groups | 77.8719 | 0 | 0 | 4267.648 | 0.018247 | 14 | Commercial_2027_Achievable_GWh_Before Competition Groups_14 | LED or Equivalent Sign Lighting | 1.825% | 0 | 77.8719 | Commercial_2027_Achievable_GWh_Before Competition Groups_LED or Equivalent Sign Lighting
Commercial | Com ¦ Demand Control Ventilation | 2027 | Economic | GWh | Before Competition Groups | 245.1616 | 0 | 0 | 13529.2744 | 0.018121 | 13 | Commercial_2027_Economic_GWh_Before Competition Groups_13 | Demand Control Ventilation | 1.812% | 0 | 245.1616 | Commercial_2027_Economic_GWh_Before Competition Groups_Demand Control Ventilation
Commercial | Com ¦ Variable Frequency Drive (VFD) | 2027 | Achievable | GWh | Before Competition Groups | 77.1482 | 0 | 0 | 4267.648 | 0.018077 | 15 | Commercial_2027_Achievable_GWh_Before Competition Groups_15 | Variable Frequency Drive (VFD) | 1.808% | 0 | 77.1482 | Commercial_2027_Achievable_GWh_Before Competition Groups_Variable Frequency Drive (VFD)
Commercial | Com ¦ Data Center Storage/Server Virtualization | 2027 | Economic | GWh | Before Competition Groups | 243.3806 | 0 | 0 | 13529.2744 | 0.017989 | 14 | Commercial_2027_Economic_GWh_Before Competition Groups_14 | Data Center Storage/Server Virtualization | 1.799% | 0 | 243.3806 | Commercial_2027_Economic_GWh_Before Competition Groups_Data Center Storage/Server Virtualization
Commercial | Com ¦ Strip Curtains | 2027 | Economic | GWh | Before Competition Groups | 237.8155 | 0 | 0 | 13529.2744 | 0.017578 | 15 | Commercial_2027_Economic_GWh_Before Competition Groups_15 | Strip Curtains | 1.758% | 0 | 237.8155 | Commercial_2027_Economic_GWh_Before Competition Groups_Strip Curtains
Commercial | Com ¦ VFD on Pumps | 2027 | Achievable | GWh | Before Competition Groups | 72.3856 | 0 | 0 | 4267.648 | 0.016961 | 16 | Commercial_2027_Achievable_GWh_Before Competition Groups_16 | VFD on Pumps | 1.696% | 0 | 72.3856 | Commercial_2027_Achievable_GWh_Before Competition Groups_VFD on Pumps
Commercial | Com ¦ High Efficiency Air Source Heat Pump | 2027 | Achievable | GWh | Before Competition Groups | 71.518 | 0 | 0 | 4267.648 | 0.016758 | 17 | Commercial_2027_Achievable_GWh_Before Competition Groups_17 | High Efficiency Air Source Heat Pump | 1.676% | 0 | 71.518 | Commercial_2027_Achievable_GWh_Before Competition Groups_High Efficiency Air Source Heat Pump
Commercial | Com ¦ LED street light fixture | 2027 | Technical | GWh | Before Competition Groups | 330.0951 | 0 | 0 | 19808.7276 | 0.016664 | 15 | Commercial_2027_Technical_GWh_Before Competition Groups_15 | LED street light fixture | 1.666% | 0 | 330.0951 | Commercial_2027_Technical_GWh_Before Competition Groups_LED street light fixture
Commercial | Com ¦ Advanced BAS/Controllers | 2027 | Technical | GWh | Before Competition Groups | 328.5827 | 0 | 0 | 19808.7276 | 0.016588 | 16 | Commercial_2027_Technical_GWh_Before Competition Groups_16 | Advanced BAS/Controllers | 1.659% | 0 | 328.5827 | Commercial_2027_Technical_GWh_Before Competition Groups_Advanced BAS/Controllers
Commercial | Com ¦ Variable Frequency Drive (VFD) | 2027 | Economic | GWh | Before Competition Groups | 220.8589 | 0 | 0 | 13529.2744 | 0.016325 | 16 | Commercial_2027_Economic_GWh_Before Competition Groups_16 | Variable Frequency Drive (VFD) | 1.632% | 0 | 220.8589 | Commercial_2027_Economic_GWh_Before Competition Groups_Variable Frequency Drive (VFD)
Commercial | Com ¦ LLLC - Low Impact Application | 2027 | Economic | GWh | Before Competition Groups | 219.4537 | 0 | 0 | 13529.2744 | 0.016221 | 17 | Commercial_2027_Economic_GWh_Before Competition Groups_17 | LLLC - Low Impact Application | 1.622% | 0 | 219.4537 | Commercial_2027_Economic_GWh_Before Competition Groups_LLLC - Low Impact Application
Commercial | Com ¦ Smart Strip Plug Outlets | 2027 | Technical | GWh | Before Competition Groups | 312.6127 | 0 | 0 | 19808.7276 | 0.015782 | 17 | Commercial_2027_Technical_GWh_Before Competition Groups_17 | Smart Strip Plug Outlets | 1.578% | 0 | 312.6127 | Commercial_2027_Technical_GWh_Before Competition Groups_Smart Strip Plug Outlets
Commercial | Com ¦ LLLC - High Impact Application | 2027 | Economic | GWh | Before Competition Groups | 209.0017 | 0 | 0 | 13529.2744 | 0.015448 | 18 | Commercial_2027_Economic_GWh_Before Competition Groups_18 | LLLC - High Impact Application | 1.545% | 0 | 209.0017 | Commercial_2027_Economic_GWh_Before Competition Groups_LLLC - High Impact Application
Commercial | Com ¦ VFD on Pumps | 2027 | Economic | GWh | Before Competition Groups | 207.6378 | 0 | 0 | 13529.2744 | 0.015347 | 19 | Commercial_2027_Economic_GWh_Before Competition Groups_19 | VFD on Pumps | 1.535% | 0 | 207.6378 | Commercial_2027_Economic_GWh_Before Competition Groups_VFD on Pumps
Commercial | Com ¦ Demand Control Ventilation | 2027 | Achievable | GWh | Before Competition Groups | 65.0741 | 0 | 0 | 4267.648 | 0.015248 | 18 | Commercial_2027_Achievable_GWh_Before Competition Groups_18 | Demand Control Ventilation | 1.525% | 0 | 65.0741 | Commercial_2027_Achievable_GWh_Before Competition Groups_Demand Control Ventilation
Commercial | Com ¦ LED Replacement Lamp (Tube) | 2027 | Technical | GWh | Before Competition Groups | 288.7527 | 0 | 0 | 19808.7276 | 0.014577 | 18 | Commercial_2027_Technical_GWh_Before Competition Groups_18 | LED Replacement Lamp (Tube) | 1.458% | 0 | 288.7527 | Commercial_2027_Technical_GWh_Before Competition Groups_LED Replacement Lamp (Tube)
Commercial | Com ¦ High Efficiency Air Source Heat Pump | 2027 | Technical | GWh | Before Competition Groups | 265.7727 | 0 | 0 | 19808.7276 | 0.013417 | 19 | Commercial_2027_Technical_GWh_Before Competition Groups_19 | High Efficiency Air Source Heat Pump | 1.342% | 0 | 265.7727 | Commercial_2027_Technical_GWh_Before Competition Groups_High Efficiency Air Source Heat Pump
Commercial | Com ¦ Centrally controlled desktop PC/NETWORK PC POWER MANAGEMENT SOFTWARE | 2027 | Achievable | GWh | Before Competition Groups | 56.7184 | 0 | 0 | 4267.648 | 0.01329 | 19 | Commercial_2027_Achievable_GWh_Before Competition Groups_19 | Centrally controlled desktop PC/NETWORK PC POWER MANAGEMENT SOFTWARE | 1.329% | 0 | 56.7184 | Commercial_2027_Achievable_GWh_Before Competition Groups_Centrally controlled desktop PC/NETWORK PC POWER MANAGEMENT SOFTWARE
Commercial | Com ¦ Air Handler with Dedicated Outdoor Air Systems | 2027 | Economic | GWh | Before Competition Groups | 172.3654 | 0 | 0 | 13529.2744 | 0.01274 | 20 | Commercial_2027_Economic_GWh_Before Competition Groups_20 | Air Handler with Dedicated Outdoor Air Systems | 1.274% | 0 | 172.3654 | Commercial_2027_Economic_GWh_Before Competition Groups_Air Handler with Dedicated Outdoor Air Systems
Commercial | Com ¦ Centrally controlled desktop PC/NETWORK PC POWER MANAGEMENT SOFTWARE | 2027 | Economic | GWh | Before Competition Groups | 171.0223 | 0 | 0 | 13529.2744 | 0.012641 | 21 | Commercial_2027_Economic_GWh_Before Competition Groups_21 | Centrally controlled desktop PC/NETWORK PC POWER MANAGEMENT SOFTWARE | 1.264% | 0 | 171.0223 | Commercial_2027_Economic_GWh_Before Competition Groups_Centrally controlled desktop PC/NETWORK PC POWER MANAGEMENT SOFTWARE
Commercial | Com ¦ Demand Control Ventilation | 2027 | Technical | GWh | Before Competition Groups | 249.3679 | 0 | 0 | 19808.7276 | 0.012589 | 20 | Commercial_2027_Technical_GWh_Before Competition Groups_20 | Demand Control Ventilation | 1.259% | 0 | 249.3679 | Commercial_2027_Technical_GWh_Before Competition Groups_Demand Control Ventilation
Commercial | Com ¦ Data Center Storage/Server Virtualization | 2027 | Technical | GWh | Before Competition Groups | 243.3806 | 0 | 0 | 19808.7276 | 0.012287 | 21 | Commercial_2027_Technical_GWh_Before Competition Groups_21 | Data Center Storage/Server Virtualization | 1.229% | 0 | 243.3806 | Commercial_2027_Technical_GWh_Before Competition Groups_Data Center Storage/Server Virtualization
Commercial | Com ¦ Refrigerated Display Case Doors | 2027 | Achievable | GWh | Before Competition Groups | 51.3174 | 0 | 0 | 4267.648 | 0.012025 | 20 | Commercial_2027_Achievable_GWh_Before Competition Groups_20 | Refrigerated Display Case Doors | 1.202% | 0 | 51.3174 | Commercial_2027_Achievable_GWh_Before Competition Groups_Refrigerated Display Case Doors
Commercial | Com ¦ Strip Curtains | 2027 | Technical | GWh | Before Competition Groups | 237.8155 | 0 | 0 | 19808.7276 | 0.012006 | 22 | Commercial_2027_Technical_GWh_Before Competition Groups_22 | Strip Curtains | 1.201% | 0 | 237.8155 | Commercial_2027_Technical_GWh_Before Competition Groups_Strip Curtains
Commercial | Com ¦ Variable Frequency Drive (VFD) | 2027 | Technical | GWh | Before Competition Groups | 220.8589 | 0 | 0 | 19808.7276 | 0.01115 | 23 | Commercial_2027_Technical_GWh_Before Competition Groups_23 | Variable Frequency Drive (VFD) | 1.115% | 0 | 220.8589 | Commercial_2027_Technical_GWh_Before Competition Groups_Variable Frequency Drive (VFD)
Commercial | Com ¦ Adaptive Thermostats | 2027 | Achievable | GWh | Before Competition Groups | 45.5437 | 0 | 0 | 4267.648 | 0.010672 | 21 | Commercial_2027_Achievable_GWh_Before Competition Groups_21 | Adaptive Thermostats | 1.067% | 0 | 45.5437 | Commercial_2027_Achievable_GWh_Before Competition Groups_Adaptive Thermostats
Commercial | Com ¦ LED or Equivalent Sign Lighting | 2027 | Economic | GWh | Before Competition Groups | 143.7561 | 0 | 0 | 13529.2744 | 0.010626 | 22 | Commercial_2027_Economic_GWh_Before Competition Groups_22 | LED or Equivalent Sign Lighting | 1.063% | 0 | 143.7561 | Commercial_2027_Economic_GWh_Before Competition Groups_LED or Equivalent Sign Lighting
Commercial | Com ¦ VFD on Pumps | 2027 | Technical | GWh | Before Competition Groups | 207.6378 | 0 | 0 | 19808.7276 | 0.010482 | 24 | Commercial_2027_Technical_GWh_Before Competition Groups_24 | VFD on Pumps | 1.048% | 0 | 207.6378 | Commercial_2027_Technical_GWh_Before Competition Groups_VFD on Pumps
Commercial | Com ¦ Reach-in Shaded Pole to ECM/PSC Evaporator Fan Motor | 2027 | Economic | GWh | Before Competition Groups | 136.4781 | 0 | 0 | 13529.2744 | 0.010088 | 23 | Commercial_2027_Economic_GWh_Before Competition Groups_23 | Reach-in Shaded Pole to ECM/PSC Evaporator Fan Motor | 1.009% | 0 | 136.4781 | Commercial_2027_Economic_GWh_Before Competition Groups_Reach-in Shaded Pole to ECM/PSC Evaporator Fan Motor
Commercial | Com ¦ Advanced BAS/Controllers | 2027 | Achievable | GWh | Before Competition Groups | 42.0759 | 0 | 0 | 4267.648 | 0.0098593 | 22 | Commercial_2027_Achievable_GWh_Before Competition Groups_22 | Advanced BAS/Controllers | 0.9859% | 0 | 42.0759 | Commercial_2027_Achievable_GWh_Before Competition Groups_Advanced BAS/Controllers
Commercial | Com ¦ Refrigerated Display Case Doors | 2027 | Technical | GWh | Before Competition Groups | 194.1361 | 0 | 0 | 19808.7276 | 0.0098005 | 25 | Commercial_2027_Technical_GWh_Before Competition Groups_25 | Refrigerated Display Case Doors | 0.9801% | 0 | 194.1361 | Commercial_2027_Technical_GWh_Before Competition Groups_Refrigerated Display Case Doors
Commercial | Com ¦ ENERGY STAR LED LAMPS (General Service Lamps) | 2027 | Achievable | GWh | Before Competition Groups | 41.0557 | 0 | 0 | 4267.648 | 0.0096202 | 23 | Commercial_2027_Achievable_GWh_Before Competition Groups_23 | ENERGY STAR LED LAMPS (General Service Lamps) | 0.962% | 0 | 41.0557 | Commercial_2027_Achievable_GWh_Before Competition Groups_ENERGY STAR LED LAMPS (General Service Lamps)
Commercial | Com ¦ Air Handler with Dedicated Outdoor Air Systems | 2027 | Achievable | GWh | Before Competition Groups | 40.8041 | 0 | 0 | 4267.648 | 0.0095613 | 24 | Commercial_2027_Achievable_GWh_Before Competition Groups_24 | Air Handler with Dedicated Outdoor Air Systems | 0.9561% | 0 | 40.8041 | Commercial_2027_Achievable_GWh_Before Competition Groups_Air Handler with Dedicated Outdoor Air Systems
Commercial | Com ¦ Adaptive Thermostats | 2027 | Economic | GWh | Before Competition Groups | 128.2416 | 0 | 0 | 13529.2744 | 0.0094788 | 24 | Commercial_2027_Economic_GWh_Before Competition Groups_24 | Adaptive Thermostats | 0.9479% | 0 | 128.2416 | Commercial_2027_Economic_GWh_Before Competition Groups_Adaptive Thermostats
Commercial | Com ¦ Air Handler with Dedicated Outdoor Air Systems | 2027 | Technical | GWh | Before Competition Groups | 172.3654 | 0 | 0 | 19808.7276 | 0.0087015 | 26 | Commercial_2027_Technical_GWh_Before Competition Groups_26 | Air Handler with Dedicated Outdoor Air Systems | 0.8701% | 0 | 172.3654 | Commercial_2027_Technical_GWh_Before Competition Groups_Air Handler with Dedicated Outdoor Air Systems
Commercial | Com ¦ Centrally controlled desktop PC/NETWORK PC POWER MANAGEMENT SOFTWARE | 2027 | Technical | GWh | Before Competition Groups | 171.0223 | 0 | 0 | 19808.7276 | 0.0086337 | 27 | Commercial_2027_Technical_GWh_Before Competition Groups_27 | Centrally controlled desktop PC/NETWORK PC POWER MANAGEMENT SOFTWARE | 0.8634% | 0 | 171.0223 | Commercial_2027_Technical_GWh_Before Competition Groups_Centrally controlled desktop PC/NETWORK PC POWER MANAGEMENT SOFTWARE
Commercial | Com ¦ ECM MOTORS FOR EVAPORATOR FANS for refrigeration (WALK-IN) | 2027 | Achievable | GWh | Before Competition Groups | 35.7481 | 0 | 0 | 4267.648 | 0.0083765 | 25 | Commercial_2027_Achievable_GWh_Before Competition Groups_25 | ECM MOTORS FOR EVAPORATOR FANS for refrigeration (WALK-IN) | 0.8377% | 0 | 35.7481 | Commercial_2027_Achievable_GWh_Before Competition Groups_ECM MOTORS FOR EVAPORATOR FANS for refrigeration (WALK-IN)
Commercial | Com ¦ Door Gasket Freezer/Refrigerator | 2027 | Technical | GWh | Before Competition Groups | 161.4812 | 0 | 0 | 19808.7276 | 0.008152 | 28 | Commercial_2027_Technical_GWh_Before Competition Groups_28 | Door Gasket Freezer/Refrigerator | 0.8152% | 0 | 161.4812 | Commercial_2027_Technical_GWh_Before Competition Groups_Door Gasket Freezer/Refrigerator
Commercial | Com ¦ Condensing Unit Heaters or other Efficient Unit Heating System | 2027 | Achievable | GWh | Before Competition Groups | 34.7636 | 0 | 0 | 4267.648 | 0.0081458 | 26 | Commercial_2027_Achievable_GWh_Before Competition Groups_26 | Condensing Unit Heaters or other Efficient Unit Heating System | 0.8146% | 0 | 34.7636 | Commercial_2027_Achievable_GWh_Before Competition Groups_Condensing Unit Heaters or other Efficient Unit Heating System
Commercial | Com ¦ Refrigerated Display Case Doors | 2027 | Economic | GWh | Before Competition Groups | 108.1582 | 0 | 0 | 13529.2744 | 0.0079944 | 25 | Commercial_2027_Economic_GWh_Before Competition Groups_25 | Refrigerated Display Case Doors | 0.7994% | 0 | 108.1582 | Commercial_2027_Economic_GWh_Before Competition Groups_Refrigerated Display Case Doors
Commercial | Com ¦ ECM MOTORS FOR EVAPORATOR FANS for refrigeration (WALK-IN) | 2027 | Economic | GWh | Before Competition Groups | 103.8107 | 0 | 0 | 13529.2744 | 0.007673 | 26 | Commercial_2027_Economic_GWh_Before Competition Groups_26 | ECM MOTORS FOR EVAPORATOR FANS for refrigeration (WALK-IN) | 0.7673% | 0 | 103.8107 | Commercial_2027_Economic_GWh_Before Competition Groups_ECM MOTORS FOR EVAPORATOR FANS for refrigeration (WALK-IN)
Commercial | Com ¦ Condensing Unit Heaters or other Efficient Unit Heating System | 2027 | Economic | GWh | Before Competition Groups | 100.0596 | 0 | 0 | 13529.2744 | 0.0073958 | 27 | Commercial_2027_Economic_GWh_Before Competition Groups_27 | Condensing Unit Heaters or other Efficient Unit Heating System | 0.7396% | 0 | 100.0596 | Commercial_2027_Economic_GWh_Before Competition Groups_Condensing Unit Heaters or other Efficient Unit Heating System
Commercial | Com ¦ LED or Equivalent Sign Lighting | 2027 | Technical | GWh | Before Competition Groups | 143.7561 | 0 | 0 | 19808.7276 | 0.0072572 | 29 | Commercial_2027_Technical_GWh_Before Competition Groups_29 | LED or Equivalent Sign Lighting | 0.7257% | 0 | 143.7561 | Commercial_2027_Technical_GWh_Before Competition Groups_LED or Equivalent Sign Lighting
Commercial | Com ¦ Adaptive Thermostats | 2027 | Technical | GWh | Before Competition Groups | 138.245 | 0 | 0 | 19808.7276 | 0.006979 | 30 | Commercial_2027_Technical_GWh_Before Competition Groups_30 | Adaptive Thermostats | 0.6979% | 0 | 138.245 | Commercial_2027_Technical_GWh_Before Competition Groups_Adaptive Thermostats
Commercial | Com ¦ Reach-in Shaded Pole to ECM/PSC Evaporator Fan Motor | 2027 | Technical | GWh | Before Competition Groups | 136.4781 | 0 | 0 | 19808.7276 | 0.0068898 | 31 | Commercial_2027_Technical_GWh_Before Competition Groups_31 | Reach-in Shaded Pole to ECM/PSC Evaporator Fan Motor | 0.689% | 0 | 136.4781 | Commercial_2027_Technical_GWh_Before Competition Groups_Reach-in Shaded Pole to ECM/PSC Evaporator Fan Motor
Commercial | Com ¦ Evaporator Fan Controls | 2027 | Achievable | GWh | Before Competition Groups | 28.7006 | 0 | 0 | 4267.648 | 0.0067252 | 27 | Commercial_2027_Achievable_GWh_Before Competition Groups_27 | Evaporator Fan Controls | 0.6725% | 0 | 28.7006 | Commercial_2027_Achievable_GWh_Before Competition Groups_Evaporator Fan Controls
Commercial | Com ¦ Freezer Case Light Sensor | 2027 | Economic | GWh | Before Competition Groups | 85.7203 | 0 | 0 | 13529.2744 | 0.0063359 | 28 | Commercial_2027_Economic_GWh_Before Competition Groups_28 | Freezer Case Light Sensor | 0.6336% | 0 | 85.7203 | Commercial_2027_Economic_GWh_Before Competition Groups_Freezer Case Light Sensor
Commercial | Com ¦ Evaporator Fan Controls | 2027 | Economic | GWh | Before Competition Groups | 83.6013 | 0 | 0 | 13529.2744 | 0.0061793 | 29 | Commercial_2027_Economic_GWh_Before Competition Groups_29 | Evaporator Fan Controls | 0.6179% | 0 | 83.6013 | Commercial_2027_Economic_GWh_Before Competition Groups_Evaporator Fan Controls
Commercial | Com ¦ Refrigeration Optimization | 2027 | Technical | GWh | Before Competition Groups | 116.7087 | 0 | 0 | 19808.7276 | 0.0058918 | 32 | Commercial_2027_Technical_GWh_Before Competition Groups_32 | Refrigeration Optimization | 0.5892% | 0 | 116.7087 | Commercial_2027_Technical_GWh_Before Competition Groups_Refrigeration Optimization
Commercial | Com ¦ Demand Control Kitchen Ventilation | 2027 | Economic | GWh | Before Competition Groups | 76.9129 | 0 | 0 | 13529.2744 | 0.0056849 | 30 | Commercial_2027_Economic_GWh_Before Competition Groups_30 | Demand Control Kitchen Ventilation | 0.5685% | 0 | 76.9129 | Commercial_2027_Economic_GWh_Before Competition Groups_Demand Control Kitchen Ventilation
Commercial | Com ¦ Refrigerated Display Case LED | 2027 | Technical | GWh | Before Competition Groups | 111.4572 | 0 | 0 | 19808.7276 | 0.0056267 | 33 | Commercial_2027_Technical_GWh_Before Competition Groups_33 | Refrigerated Display Case LED | 0.5627% | 0 | 111.4572 | Commercial_2027_Technical_GWh_Before Competition Groups_Refrigerated Display Case LED
Commercial | Com ¦ ENERGY STAR LED LAMPS (General Service Lamps) | 2027 | Economic | GWh | Before Competition Groups | 73.79 | 0 | 0 | 13529.2744 | 0.0054541 | 31 | Commercial_2027_Economic_GWh_Before Competition Groups_31 | ENERGY STAR LED LAMPS (General Service Lamps) | 0.5454% | 0 | 73.79 | Commercial_2027_Economic_GWh_Before Competition Groups_ENERGY STAR LED LAMPS (General Service Lamps)
Commercial | Com ¦ Occupancy Sensors | 2027 | Economic | GWh | Before Competition Groups | 71.2827 | 0 | 0 | 13529.2744 | 0.0052688 | 32 | Commercial_2027_Economic_GWh_Before Competition Groups_32 | Occupancy Sensors | 0.5269% | 0 | 71.2827 | Commercial_2027_Economic_GWh_Before Competition Groups_Occupancy Sensors
Commercial | Com ¦ ECM MOTORS FOR EVAPORATOR FANS for refrigeration (WALK-IN) | 2027 | Technical | GWh | Before Competition Groups | 103.8107 | 0 | 0 | 19808.7276 | 0.0052407 | 34 | Commercial_2027_Technical_GWh_Before Competition Groups_34 | ECM MOTORS FOR EVAPORATOR FANS for refrigeration (WALK-IN) | 0.5241% | 0 | 103.8107 | Commercial_2027_Technical_GWh_Before Competition Groups_ECM MOTORS FOR EVAPORATOR FANS for refrigeration (WALK-IN)
Commercial | Com ¦ Freezer Case Light Sensor | 2027 | Achievable | GWh | Before Competition Groups | 21.9602 | 0 | 0 | 4267.648 | 0.0051457 | 28 | Commercial_2027_Achievable_GWh_Before Competition Groups_28 | Freezer Case Light Sensor | 0.5146% | 0 | 21.9602 | Commercial_2027_Achievable_GWh_Before Competition Groups_Freezer Case Light Sensor
Commercial | Com ¦ Demand Control Kitchen Ventilation | 2027 | Achievable | GWh | Before Competition Groups | 21.9531 | 0 | 0 | 4267.648 | 0.0051441 | 29 | Commercial_2027_Achievable_GWh_Before Competition Groups_29 | Demand Control Kitchen Ventilation | 0.5144% | 0 | 21.9531 | Commercial_2027_Achievable_GWh_Before Competition Groups_Demand Control Kitchen Ventilation
Commercial | Com ¦ Condensing Unit Heaters or other Efficient Unit Heating System | 2027 | Technical | GWh | Before Competition Groups | 100.0596 | 0 | 0 | 19808.7276 | 0.0050513 | 35 | Commercial_2027_Technical_GWh_Before Competition Groups_35 | Condensing Unit Heaters or other Efficient Unit Heating System | 0.5051% | 0 | 100.0596 | Commercial_2027_Technical_GWh_Before Competition Groups_Condensing Unit Heaters or other Efficient Unit Heating System
Commercial | Com ¦ ENERGY STAR FREEZER | 2027 | Technical | GWh | Before Competition Groups | 98.507 | 0 | 0 | 19808.7276 | 0.0049729 | 36 | Commercial_2027_Technical_GWh_Before Competition Groups_36 | ENERGY STAR FREEZER | 0.4973% | 0 | 98.507 | Commercial_2027_Technical_GWh_Before Competition Groups_ENERGY STAR FREEZER
Commercial | Com ¦ Indoor Daylight Sensors/Photocell Dimming Control | 2027 | Technical | GWh | Before Competition Groups | 93.736 | 0 | 0 | 19808.7276 | 0.0047321 | 37 | Commercial_2027_Technical_GWh_Before Competition Groups_37 | Indoor Daylight Sensors/Photocell Dimming Control | 0.4732% | 0 | 93.736 | Commercial_2027_Technical_GWh_Before Competition Groups_Indoor Daylight Sensors/Photocell Dimming Control
Commercial | Com ¦ High R-Value Glass Doors/no-heat glass door | 2027 | Technical | GWh | Before Competition Groups | 92.3573 | 0 | 0 | 19808.7276 | 0.0046625 | 38 | Commercial_2027_Technical_GWh_Before Competition Groups_38 | High R-Value Glass Doors/no-heat glass door | 0.4662% | 0 | 92.3573 | Commercial_2027_Technical_GWh_Before Competition Groups_High R-Value Glass Doors/no-heat glass door
Commercial | Com ¦ ENERGY STAR LED LAMPS (General Service Lamps) | 2027 | Technical | GWh | Before Competition Groups | 89.0892 | 0 | 0 | 19808.7276 | 0.0044975 | 39 | Commercial_2027_Technical_GWh_Before Competition Groups_39 | ENERGY STAR LED LAMPS (General Service Lamps) | 0.4497% | 0 | 89.0892 | Commercial_2027_Technical_GWh_Before Competition Groups_ENERGY STAR LED LAMPS (General Service Lamps)
Commercial | Com ¦ Demand Control Kitchen Ventilation | 2027 | Technical | GWh | Before Competition Groups | 86.8581 | 0 | 0 | 19808.7276 | 0.0043848 | 40 | Commercial_2027_Technical_GWh_Before Competition Groups_40 | Demand Control Kitchen Ventilation | 0.4385% | 0 | 86.8581 | Commercial_2027_Technical_GWh_Before Competition Groups_Demand Control Kitchen Ventilation
Commercial | Com ¦ Freezer Case Light Sensor | 2027 | Technical | GWh | Before Competition Groups | 85.7203 | 0 | 0 | 19808.7276 | 0.0043274 | 41 | Commercial_2027_Technical_GWh_Before Competition Groups_41 | Freezer Case Light Sensor | 0.4327% | 0 | 85.7203 | Commercial_2027_Technical_GWh_Before Competition Groups_Freezer Case Light Sensor
Commercial | Com ¦ Evaporator Fan Controls | 2027 | Technical | GWh | Before Competition Groups | 83.6013 | 0 | 0 | 19808.7276 | 0.0042204 | 42 | Commercial_2027_Technical_GWh_Before Competition Groups_42 | Evaporator Fan Controls | 0.422% | 0 | 83.6013 | Commercial_2027_Technical_GWh_Before Competition Groups_Evaporator Fan Controls
Commercial | Com ¦ Adding reflective (White) roof treatment or a green roof | 2027 | Technical | GWh | Before Competition Groups | 82.1131 | 0 | 0 | 19808.7276 | 0.0041453 | 43 | Commercial_2027_Technical_GWh_Before Competition Groups_43 | Adding reflective (White) roof treatment or a green roof | 0.4145% | 0 | 82.1131 | Commercial_2027_Technical_GWh_Before Competition Groups_Adding reflective (White) roof treatment or a green roof
Commercial | Com ¦ Unitary Air-Conditioning Unit | 2027 | Technical | GWh | Before Competition Groups | 80.917 | 0 | 0 | 19808.7276 | 0.0040849 | 44 | Commercial_2027_Technical_GWh_Before Competition Groups_44 | Unitary Air-Conditioning Unit | 0.4085% | 0 | 80.917 | Commercial_2027_Technical_GWh_Before Competition Groups_Unitary Air-Conditioning Unit
Commercial | Com ¦ Occupancy Sensors | 2027 | Technical | GWh | Before Competition Groups | 71.2827 | 0 | 0 | 19808.7276 | 0.0035986 | 45 | Commercial_2027_Technical_GWh_Before Competition Groups_45 | Occupancy Sensors | 0.3599% | 0 | 71.2827 | Commercial_2027_Technical_GWh_Before Competition Groups_Occupancy Sensors
Commercial | Com ¦ HOTEL OCCUPANCY CONTROLS (HVAC + LIGHTING) | 2027 | Technical | GWh | Before Competition Groups | 65.3051 | 0 | 0 | 19808.7276 | 0.0032968 | 46 | Commercial_2027_Technical_GWh_Before Competition Groups_46 | HOTEL OCCUPANCY CONTROLS (HVAC + LIGHTING) | 0.3297% | 0 | 65.3051 | Commercial_2027_Technical_GWh_Before Competition Groups_HOTEL OCCUPANCY CONTROLS (HVAC + LIGHTING)
Commercial | Com ¦ ENERGY STAR ICE MACHINES - Ice Making Head | 2027 | Technical | GWh | Before Competition Groups | 60.3376 | 0 | 0 | 19808.7276 | 0.003046 | 47 | Commercial_2027_Technical_GWh_Before Competition Groups_47 | ENERGY STAR ICE MACHINES - Ice Making Head | 0.3046% | 0 | 60.3376 | Commercial_2027_Technical_GWh_Before Competition Groups_ENERGY STAR ICE MACHINES - Ice Making Head
Commercial | Com ¦ Refrigeration Commissioning | 2027 | Technical | GWh | Before Competition Groups | 57.4681 | 0 | 0 | 19808.7276 | 0.0029011 | 48 | Commercial_2027_Technical_GWh_Before Competition Groups_48 | Refrigeration Commissioning | 0.2901% | 0 | 57.4681 | Commercial_2027_Technical_GWh_Before Competition Groups_Refrigeration Commissioning
Commercial | Com ¦ Networked/Connected - Low Impact Application | 2027 | Economic | GWh | Before Competition Groups | 36.3673 | 0 | 0 | 13529.2744 | 0.002688 | 33 | Commercial_2027_Economic_GWh_Before Competition Groups_33 | Networked/Connected - Low Impact Application | 0.2688% | 0 | 36.3673 | Commercial_2027_Economic_GWh_Before Competition Groups_Networked/Connected - Low Impact Application
Commercial | Com ¦ Elec Storage WH 2.30 Et | 2027 | Economic | GWh | Before Competition Groups | 36.2267 | 0 | 0 | 13529.2744 | 0.0026777 | 34 | Commercial_2027_Economic_GWh_Before Competition Groups_34 | Elec Storage WH 2.30 Et | 0.2678% | 0 | 36.2267 | Commercial_2027_Economic_GWh_Before Competition Groups_Elec Storage WH 2.30 Et
Commercial | Com ¦ BEVERAGE VENDING MACHINE CONTROLS | 2027 | Economic | GWh | Before Competition Groups | 35.0361 | 0 | 0 | 13529.2744 | 0.0025896 | 35 | Commercial_2027_Economic_GWh_Before Competition Groups_35 | BEVERAGE VENDING MACHINE CONTROLS | 0.259% | 0 | 35.0361 | Commercial_2027_Economic_GWh_Before Competition Groups_BEVERAGE VENDING MACHINE CONTROLS
Commercial | Com ¦ Temperature Adjustment in Commercial Freezers | 2027 | Achievable | GWh | Before Competition Groups | 10.966 | 0 | 0 | 4267.648 | 0.0025696 | 30 | Commercial_2027_Achievable_GWh_Before Competition Groups_30 | Temperature Adjustment in Commercial Freezers | 0.257% | 0 | 10.966 | Commercial_2027_Achievable_GWh_Before Competition Groups_Temperature Adjustment in Commercial Freezers
Commercial | Com ¦ Condensing Make Up Air Unit | 2027 | Technical | GWh | Before Competition Groups | 49.806 | 0 | 0 | 19808.7276 | 0.0025143 | 49 | Commercial_2027_Technical_GWh_Before Competition Groups_49 | Condensing Make Up Air Unit | 0.2514% | 0 | 49.806 | Commercial_2027_Technical_GWh_Before Competition Groups_Condensing Make Up Air Unit
Commercial | Com ¦ ENERGY STAR Refrigerator | 2027 | Technical | GWh | Before Competition Groups | 48.5801 | 0 | 0 | 19808.7276 | 0.0024525 | 50 | Commercial_2027_Technical_GWh_Before Competition Groups_50 | ENERGY STAR Refrigerator | 0.2452% | 0 | 48.5801 | Commercial_2027_Technical_GWh_Before Competition Groups_ENERGY STAR Refrigerator
Commercial | Com ¦ ENERGY STAR Griddle (74% eff) | 2027 | Achievable | GWh | Before Competition Groups | 10.2474 | 0 | 0 | 4267.648 | 0.0024012 | 31 | Commercial_2027_Achievable_GWh_Before Competition Groups_31 | ENERGY STAR Griddle (74% eff) | 0.2401% | 0 | 10.2474 | Commercial_2027_Achievable_GWh_Before Competition Groups_ENERGY STAR Griddle (74% eff)
Commercial | Com ¦ Temperature Adjustment in Commercial Freezers | 2027 | Economic | GWh | Before Competition Groups | 31.9105 | 0 | 0 | 13529.2744 | 0.0023586 | 36 | Commercial_2027_Economic_GWh_Before Competition Groups_36 | Temperature Adjustment in Commercial Freezers | 0.2359% | 0 | 31.9105 | Commercial_2027_Economic_GWh_Before Competition Groups_Temperature Adjustment in Commercial Freezers
Commercial | Com ¦ Energy Efficient Laboratory Fume Hood | 2027 | Achievable | GWh | Before Competition Groups | 9.868 | 0 | 0 | 4267.648 | 0.0023123 | 32 | Commercial_2027_Achievable_GWh_Before Competition Groups_32 | Energy Efficient Laboratory Fume Hood | 0.2312% | 0 | 9.868 | Commercial_2027_Achievable_GWh_Before Competition Groups_Energy Efficient Laboratory Fume Hood
Commercial | Com ¦ Super-High Efficiency Furnaces (Emerging Tech) | 2027 | Technical | GWh | Before Competition Groups | 44.8349 | 0 | 0 | 19808.7276 | 0.0022634 | 51 | Commercial_2027_Technical_GWh_Before Competition Groups_51 | Super-High Efficiency Furnaces (Emerging Tech) | 0.2263% | 0 | 44.8349 | Commercial_2027_Technical_GWh_Before Competition Groups_Super-High Efficiency Furnaces (Emerging Tech)
Commercial | Com ¦ Networked/Connected - High Impact Application | 2027 | Economic | GWh | Before Competition Groups | 30.3859 | 0 | 0 | 13529.2744 | 0.0022459 | 37 | Commercial_2027_Economic_GWh_Before Competition Groups_37 | Networked/Connected - High Impact Application | 0.2246% | 0 | 30.3859 | Commercial_2027_Economic_GWh_Before Competition Groups_Networked/Connected - High Impact Application
Commercial | Com ¦ Elec Storage WH 2.30 Et | 2027 | Achievable | GWh | Before Competition Groups | 9.5612 | 0 | 0 | 4267.648 | 0.0022404 | 33 | Commercial_2027_Achievable_GWh_Before Competition Groups_33 | Elec Storage WH 2.30 Et | 0.224% | 0 | 9.5612 | Commercial_2027_Achievable_GWh_Before Competition Groups_Elec Storage WH 2.30 Et
Commercial | Com ¦ CO Sensors for parking garage exhaust fans | 2027 | Achievable | GWh | Before Competition Groups | 9.1728 | 0 | 0 | 4267.648 | 0.0021494 | 34 | Commercial_2027_Achievable_GWh_Before Competition Groups_34 | CO Sensors for parking garage exhaust fans | 0.2149% | 0 | 9.1728 | Commercial_2027_Achievable_GWh_Before Competition Groups_CO Sensors for parking garage exhaust fans
Commercial | Com ¦ Condensing Make Up Air Unit | 2027 | Achievable | GWh | Before Competition Groups | 9.1653 | 0 | 0 | 4267.648 | 0.0021476 | 35 | Commercial_2027_Achievable_GWh_Before Competition Groups_35 | Condensing Make Up Air Unit | 0.2148% | 0 | 9.1653 | Commercial_2027_Achievable_GWh_Before Competition Groups_Condensing Make Up Air Unit
Commercial | Com ¦ BEVERAGE VENDING MACHINE CONTROLS | 2027 | Achievable | GWh | Before Competition Groups | 9.0151 | 0 | 0 | 4267.648 | 0.0021124 | 36 | Commercial_2027_Achievable_GWh_Before Competition Groups_36 | BEVERAGE VENDING MACHINE CONTROLS | 0.2112% | 0 | 9.0151 | Commercial_2027_Achievable_GWh_Before Competition Groups_BEVERAGE VENDING MACHINE CONTROLS
Commercial | Com ¦ Energy Efficient Laboratory Fume Hood | 2027 | Economic | GWh | Before Competition Groups | 28.2738 | 0 | 0 | 13529.2744 | 0.0020898 | 38 | Commercial_2027_Economic_GWh_Before Competition Groups_38 | Energy Efficient Laboratory Fume Hood | 0.209% | 0 | 28.2738 | Commercial_2027_Economic_GWh_Before Competition Groups_Energy Efficient Laboratory Fume Hood
Commercial | Com ¦ CO Sensors for parking garage exhaust fans | 2027 | Economic | GWh | Before Competition Groups | 27.8952 | 0 | 0 | 13529.2744 | 0.0020618 | 39 | Commercial_2027_Economic_GWh_Before Competition Groups_39 | CO Sensors for parking garage exhaust fans | 0.2062% | 0 | 27.8952 | Commercial_2027_Economic_GWh_Before Competition Groups_CO Sensors for parking garage exhaust fans
Commercial | Com ¦ Condensing Make Up Air Unit | 2027 | Economic | GWh | Before Competition Groups | 27.7344 | 0 | 0 | 13529.2744 | 0.00205 | 40 | Commercial_2027_Economic_GWh_Before Competition Groups_40 | Condensing Make Up Air Unit | 0.205% | 0 | 27.7344 | Commercial_2027_Economic_GWh_Before Competition Groups_Condensing Make Up Air Unit
Commercial | Com ¦ Vertical Night Covers | 2027 | Achievable | GWh | Before Competition Groups | 8.5372 | 0 | 0 | 4267.648 | 0.0020005 | 37 | Commercial_2027_Achievable_GWh_Before Competition Groups_37 | Vertical Night Covers | 0.2% | 0 | 8.5372 | Commercial_2027_Achievable_GWh_Before Competition Groups_Vertical Night Covers
Commercial | Com ¦ Chilled Water Optimization | 2027 | Achievable | GWh | Before Competition Groups | 8.1991 | 0 | 0 | 4267.648 | 0.0019212 | 38 | Commercial_2027_Achievable_GWh_Before Competition Groups_38 | Chilled Water Optimization | 0.1921% | 0 | 8.1991 | Commercial_2027_Achievable_GWh_Before Competition Groups_Chilled Water Optimization
Commercial | Com ¦ Vertical Night Covers | 2027 | Economic | GWh | Before Competition Groups | 24.8681 | 0 | 0 | 13529.2744 | 0.0018381 | 41 | Commercial_2027_Economic_GWh_Before Competition Groups_41 | Vertical Night Covers | 0.1838% | 0 | 24.8681 | Commercial_2027_Economic_GWh_Before Competition Groups_Vertical Night Covers
Commercial | Com ¦ Elec Storage WH 2.30 Et | 2027 | Technical | GWh | Before Competition Groups | 36.2267 | 0 | 0 | 19808.7276 | 0.0018288 | 52 | Commercial_2027_Technical_GWh_Before Competition Groups_52 | Elec Storage WH 2.30 Et | 0.1829% | 0 | 36.2267 | Commercial_2027_Technical_GWh_Before Competition Groups_Elec Storage WH 2.30 Et
Commercial | Com ¦ Duct Insulation, R8 | 2027 | Achievable | GWh | Before Competition Groups | 7.6498 | 0 | 0 | 4267.648 | 0.0017925 | 39 | Commercial_2027_Achievable_GWh_Before Competition Groups_39 | Duct Insulation, R8 | 0.1793% | 0 | 7.6498 | Commercial_2027_Achievable_GWh_Before Competition Groups_Duct Insulation, R8
Commercial | Com ¦ Refrigerated Display Case LED | 2027 | Achievable | GWh | Before Competition Groups | 7.5713 | 0 | 0 | 4267.648 | 0.0017741 | 40 | Commercial_2027_Achievable_GWh_Before Competition Groups_40 | Refrigerated Display Case LED | 0.1774% | 0 | 7.5713 | Commercial_2027_Achievable_GWh_Before Competition Groups_Refrigerated Display Case LED
Commercial | Com ¦ Occupancy Sensors | 2027 | Achievable | GWh | Before Competition Groups | 7.5656 | 0 | 0 | 4267.648 | 0.0017728 | 41 | Commercial_2027_Achievable_GWh_Before Competition Groups_41 | Occupancy Sensors | 0.1773% | 0 | 7.5656 | Commercial_2027_Achievable_GWh_Before Competition Groups_Occupancy Sensors
Commercial | Com ¦ BEVERAGE VENDING MACHINE CONTROLS | 2027 | Technical | GWh | Before Competition Groups | 35.0361 | 0 | 0 | 19808.7276 | 0.0017687 | 53 | Commercial_2027_Technical_GWh_Before Competition Groups_53 | BEVERAGE VENDING MACHINE CONTROLS | 0.1769% | 0 | 35.0361 | Commercial_2027_Technical_GWh_Before Competition Groups_BEVERAGE VENDING MACHINE CONTROLS
Commercial | Com ¦ Water Heating (DHW) Pipe Insulation (Add 3/4\ Foam)" | 2027 | Achievable | GWh | Before Competition Groups | 7.295 | 0 | 0 | 4267.648 | 0.0017094 | 42 | Commercial_2027_Achievable_GWh_Before Competition Groups_42 | Water Heating (DHW) Pipe Insulation (Add 3/4\ Foam)" | 0.1709% | 0 | 7.295 | Commercial_2027_Achievable_GWh_Before Competition Groups_Water Heating (DHW) Pipe Insulation (Add 3/4\ Foam)"
Commercial | Com ¦ Duct Insulation, R8 | 2027 | Economic | GWh | Before Competition Groups | 21.9088 | 0 | 0 | 13529.2744 | 0.0016194 | 42 | Commercial_2027_Economic_GWh_Before Competition Groups_42 | Duct Insulation, R8 | 0.1619% | 0 | 21.9088 | Commercial_2027_Economic_GWh_Before Competition Groups_Duct Insulation, R8
Commercial | Com ¦ Temperature Adjustment in Commercial Freezers | 2027 | Technical | GWh | Before Competition Groups | 31.9105 | 0 | 0 | 19808.7276 | 0.0016109 | 54 | Commercial_2027_Technical_GWh_Before Competition Groups_54 | Temperature Adjustment in Commercial Freezers | 0.1611% | 0 | 31.9105 | Commercial_2027_Technical_GWh_Before Competition Groups_Temperature Adjustment in Commercial Freezers
Commercial | Com ¦ Water Heating (DHW) Pipe Insulation (Add 3/4\ Foam)" | 2027 | Economic | GWh | Before Competition Groups | 21.1378 | 0 | 0 | 13529.2744 | 0.0015624 | 43 | Commercial_2027_Economic_GWh_Before Competition Groups_43 | Water Heating (DHW) Pipe Insulation (Add 3/4\ Foam)" | 0.1562% | 0 | 21.1378 | Commercial_2027_Economic_GWh_Before Competition Groups_Water Heating (DHW) Pipe Insulation (Add 3/4\ Foam)"
Commercial | Com ¦ Outside Air Economizer | 2027 | Achievable | GWh | Before Competition Groups | 6.2462 | 0 | 0 | 4267.648 | 0.0014636 | 43 | Commercial_2027_Achievable_GWh_Before Competition Groups_43 | Outside Air Economizer | 0.1464% | 0 | 6.2462 | Commercial_2027_Achievable_GWh_Before Competition Groups_Outside Air Economizer
Commercial | Com ¦ ENERGY STAR Griddle (74% eff) | 2027 | Economic | GWh | Before Competition Groups | 19.4979 | 0 | 0 | 13529.2744 | 0.0014412 | 44 | Commercial_2027_Economic_GWh_Before Competition Groups_44 | ENERGY STAR Griddle (74% eff) | 0.1441% | 0 | 19.4979 | Commercial_2027_Economic_GWh_Before Competition Groups_ENERGY STAR Griddle (74% eff)
Commercial | Com ¦ Energy Efficient Laboratory Fume Hood | 2027 | Technical | GWh | Before Competition Groups | 28.2738 | 0 | 0 | 19808.7276 | 0.0014273 | 55 | Commercial_2027_Technical_GWh_Before Competition Groups_55 | Energy Efficient Laboratory Fume Hood | 0.1427% | 0 | 28.2738 | Commercial_2027_Technical_GWh_Before Competition Groups_Energy Efficient Laboratory Fume Hood
Commercial | Com ¦ CO Sensors for parking garage exhaust fans | 2027 | Technical | GWh | Before Competition Groups | 27.8952 | 0 | 0 | 19808.7276 | 0.0014082 | 56 | Commercial_2027_Technical_GWh_Before Competition Groups_56 | CO Sensors for parking garage exhaust fans | 0.1408% | 0 | 27.8952 | Commercial_2027_Technical_GWh_Before Competition Groups_CO Sensors for parking garage exhaust fans
Commercial | Com ¦ Chilled Water Optimization | 2027 | Economic | GWh | Before Competition Groups | 18.9564 | 0 | 0 | 13529.2744 | 0.0014011 | 45 | Commercial_2027_Economic_GWh_Before Competition Groups_45 | Chilled Water Optimization | 0.1401% | 0 | 18.9564 | Commercial_2027_Economic_GWh_Before Competition Groups_Chilled Water Optimization
Commercial | Com ¦ Ground Source Heat Pump | 2027 | Technical | GWh | Before Competition Groups | 27.0661 | 0 | 0 | 19808.7276 | 0.0013664 | 57 | Commercial_2027_Technical_GWh_Before Competition Groups_57 | Ground Source Heat Pump | 0.1366% | 0 | 27.0661 | Commercial_2027_Technical_GWh_Before Competition Groups_Ground Source Heat Pump
Commercial | Com ¦ Vertical Night Covers | 2027 | Technical | GWh | Before Competition Groups | 24.8681 | 0 | 0 | 19808.7276 | 0.0012554 | 58 | Commercial_2027_Technical_GWh_Before Competition Groups_58 | Vertical Night Covers | 0.1255% | 0 | 24.8681 | Commercial_2027_Technical_GWh_Before Competition Groups_Vertical Night Covers
Commercial | Com ¦ Anti-sweat heat (ASH) controls - Cooler/Freezer | 2027 | Technical | GWh | Before Competition Groups | 24.514 | 0 | 0 | 19808.7276 | 0.0012375 | 59 | Commercial_2027_Technical_GWh_Before Competition Groups_59 | Anti-sweat heat (ASH) controls - Cooler/Freezer | 0.1238% | 0 | 24.514 | Commercial_2027_Technical_GWh_Before Competition Groups_Anti-sweat heat (ASH) controls - Cooler/Freezer
Commercial | Com ¦ Outside Air Economizer | 2027 | Economic | GWh | Before Competition Groups | 16.2393 | 0 | 0 | 13529.2744 | 0.0012003 | 46 | Commercial_2027_Economic_GWh_Before Competition Groups_46 | Outside Air Economizer | 0.12% | 0 | 16.2393 | Commercial_2027_Economic_GWh_Before Competition Groups_Outside Air Economizer
Commercial | Com ¦ Duct Insulation, R8 | 2027 | Technical | GWh | Before Competition Groups | 21.9088 | 0 | 0 | 19808.7276 | 0.001106 | 60 | Commercial_2027_Technical_GWh_Before Competition Groups_60 | Duct Insulation, R8 | 0.1106% | 0 | 21.9088 | Commercial_2027_Technical_GWh_Before Competition Groups_Duct Insulation, R8
Commercial | Com ¦ Suction Pipe Insulation Freezer/Refrigerator | 2027 | Achievable | GWh | Before Competition Groups | 4.6575 | 0 | 0 | 4267.648 | 0.0010913 | 44 | Commercial_2027_Achievable_GWh_Before Competition Groups_44 | Suction Pipe Insulation Freezer/Refrigerator | 0.1091% | 0 | 4.6575 | Commercial_2027_Achievable_GWh_Before Competition Groups_Suction Pipe Insulation Freezer/Refrigerator
Commercial | Com ¦ Water Heating (DHW) Pipe Insulation (Add 3/4\ Foam)" | 2027 | Technical | GWh | Before Competition Groups | 21.1378 | 0 | 0 | 19808.7276 | 0.0010671 | 61 | Commercial_2027_Technical_GWh_Before Competition Groups_61 | Water Heating (DHW) Pipe Insulation (Add 3/4\ Foam)" | 0.1067% | 0 | 21.1378 | Commercial_2027_Technical_GWh_Before Competition Groups_Water Heating (DHW) Pipe Insulation (Add 3/4\ Foam)"
Commercial | Com ¦ Suction Pipe Insulation Freezer/Refrigerator | 2027 | Economic | GWh | Before Competition Groups | 13.5446 | 0 | 0 | 13529.2744 | 0.0010011 | 47 | Commercial_2027_Economic_GWh_Before Competition Groups_47 | Suction Pipe Insulation Freezer/Refrigerator | 0.1001% | 0 | 13.5446 | Commercial_2027_Economic_GWh_Before Competition Groups_Suction Pipe Insulation Freezer/Refrigerator
Commercial | Com ¦ ENERGY STAR Griddle (74% eff) | 2027 | Technical | GWh | Before Competition Groups | 19.4979 | 0 | 0 | 19808.7276 | 0.00098431 | 62 | Commercial_2027_Technical_GWh_Before Competition Groups_62 | ENERGY STAR Griddle (74% eff) | 0.09843% | 0 | 19.4979 | Commercial_2027_Technical_GWh_Before Competition Groups_ENERGY STAR Griddle (74% eff)
Commercial | Com ¦ Chilled Water Optimization | 2027 | Technical | GWh | Before Competition Groups | 18.9564 | 0 | 0 | 19808.7276 | 0.00095697 | 63 | Commercial_2027_Technical_GWh_Before Competition Groups_63 | Chilled Water Optimization | 0.0957% | 0 | 18.9564 | Commercial_2027_Technical_GWh_Before Competition Groups_Chilled Water Optimization
Commercial | Com ¦ Unitary Air-Conditioning Unit | 2027 | Economic | GWh | Before Competition Groups | 12.9316 | 0 | 0 | 13529.2744 | 0.00095582 | 48 | Commercial_2027_Economic_GWh_Before Competition Groups_48 | Unitary Air-Conditioning Unit | 0.09558% | 0 | 12.9316 | Commercial_2027_Economic_GWh_Before Competition Groups_Unitary Air-Conditioning Unit
Commercial | Com ¦ ENERGY STAR Fryer (84% eff) | 2027 | Achievable | GWh | Before Competition Groups | 3.7417 | 0 | 0 | 4267.648 | 0.00087676 | 45 | Commercial_2027_Achievable_GWh_Before Competition Groups_45 | ENERGY STAR Fryer (84% eff) | 0.08768% | 0 | 3.7417 | Commercial_2027_Achievable_GWh_Before Competition Groups_ENERGY STAR Fryer (84% eff)
Commercial | Com ¦ Unitary Air-Conditioning Unit | 2027 | Achievable | GWh | Before Competition Groups | 3.5524 | 0 | 0 | 4267.648 | 0.00083241 | 46 | Commercial_2027_Achievable_GWh_Before Competition Groups_46 | Unitary Air-Conditioning Unit | 0.08324% | 0 | 3.5524 | Commercial_2027_Achievable_GWh_Before Competition Groups_Unitary Air-Conditioning Unit
Commercial | Com ¦ Outside Air Economizer | 2027 | Technical | GWh | Before Competition Groups | 16.2393 | 0 | 0 | 19808.7276 | 0.0008198 | 64 | Commercial_2027_Technical_GWh_Before Competition Groups_64 | Outside Air Economizer | 0.08198% | 0 | 16.2393 | Commercial_2027_Technical_GWh_Before Competition Groups_Outside Air Economizer
Commercial | Com ¦ Refrigerated Display Case LED | 2027 | Economic | GWh | Before Competition Groups | 9.961 | 0 | 0 | 13529.2744 | 0.00073626 | 49 | Commercial_2027_Economic_GWh_Before Competition Groups_49 | Refrigerated Display Case LED | 0.07363% | 0 | 9.961 | Commercial_2027_Economic_GWh_Before Competition Groups_Refrigerated Display Case LED
Commercial | Com ¦ Water Source Heat Pump (4 ton) | 2027 | Technical | GWh | Before Competition Groups | 14.5013 | 0 | 0 | 19808.7276 | 0.00073206 | 65 | Commercial_2027_Technical_GWh_Before Competition Groups_65 | Water Source Heat Pump (4 ton) | 0.07321% | 0 | 14.5013 | Commercial_2027_Technical_GWh_Before Competition Groups_Water Source Heat Pump (4 ton)
Commercial | Com ¦ Water Source Heat Pump (4 ton) | 2027 | Economic | GWh | Before Competition Groups | 9.6915 | 0 | 0 | 13529.2744 | 0.00071634 | 50 | Commercial_2027_Economic_GWh_Before Competition Groups_50 | Water Source Heat Pump (4 ton) | 0.07163% | 0 | 9.6915 | Commercial_2027_Economic_GWh_Before Competition Groups_Water Source Heat Pump (4 ton)
Commercial | Com ¦ ENERGY STAR Dishwasher | 2027 | Economic | GWh | Before Competition Groups | 9.562 | 0 | 0 | 13529.2744 | 0.00070676 | 51 | Commercial_2027_Economic_GWh_Before Competition Groups_51 | ENERGY STAR Dishwasher | 0.07068% | 0 | 9.562 | Commercial_2027_Economic_GWh_Before Competition Groups_ENERGY STAR Dishwasher
Commercial | Com ¦ Suction Pipe Insulation Freezer/Refrigerator | 2027 | Technical | GWh | Before Competition Groups | 13.5446 | 0 | 0 | 19808.7276 | 0.00068377 | 66 | Commercial_2027_Technical_GWh_Before Competition Groups_66 | Suction Pipe Insulation Freezer/Refrigerator | 0.06838% | 0 | 13.5446 | Commercial_2027_Technical_GWh_Before Competition Groups_Suction Pipe Insulation Freezer/Refrigerator
Commercial | Com ¦ Roof Insulation/Ceiling Insulation (R25 Code to R35) | 2027 | Technical | GWh | Before Competition Groups | 12.9801 | 0 | 0 | 19808.7276 | 0.00065527 | 67 | Commercial_2027_Technical_GWh_Before Competition Groups_67 | Roof Insulation/Ceiling Insulation (R25 Code to R35) | 0.06553% | 0 | 12.9801 | Commercial_2027_Technical_GWh_Before Competition Groups_Roof Insulation/Ceiling Insulation (R25 Code to R35)
Commercial | Com ¦ Water Source Heat Pump (4 ton) | 2027 | Achievable | GWh | Before Competition Groups | 2.6202 | 0 | 0 | 4267.648 | 0.00061397 | 47 | Commercial_2027_Achievable_GWh_Before Competition Groups_47 | Water Source Heat Pump (4 ton) | 0.0614% | 0 | 2.6202 | Commercial_2027_Achievable_GWh_Before Competition Groups_Water Source Heat Pump (4 ton)
Commercial | Com ¦ Evaporator Coil Defrost (Cooler) | 2027 | Technical | GWh | Before Competition Groups | 11.1704 | 0 | 0 | 19808.7276 | 0.00056391 | 68 | Commercial_2027_Technical_GWh_Before Competition Groups_68 | Evaporator Coil Defrost (Cooler) | 0.05639% | 0 | 11.1704 | Commercial_2027_Technical_GWh_Before Competition Groups_Evaporator Coil Defrost (Cooler)
Commercial | Com ¦ ENERGY STAR Fryer (84% eff) | 2027 | Economic | GWh | Before Competition Groups | 6.9634 | 0 | 0 | 13529.2744 | 0.00051469 | 52 | Commercial_2027_Economic_GWh_Before Competition Groups_52 | ENERGY STAR Fryer (84% eff) | 0.05147% | 0 | 6.9634 | Commercial_2027_Economic_GWh_Before Competition Groups_ENERGY STAR Fryer (84% eff)
Commercial | Com ¦ High Efficiency Small Instantaneous Water Heater | 2027 | Technical | GWh | Before Competition Groups | 10.0522 | 0 | 0 | 19808.7276 | 0.00050746 | 69 | Commercial_2027_Technical_GWh_Before Competition Groups_69 | High Efficiency Small Instantaneous Water Heater | 0.05075% | 0 | 10.0522 | Commercial_2027_Technical_GWh_Before Competition Groups_High Efficiency Small Instantaneous Water Heater
Commercial | Com ¦ Ozone Laundry Treatment | 2027 | Achievable | GWh | Before Competition Groups | 2.0686 | 0 | 0 | 4267.648 | 0.00048472 | 48 | Commercial_2027_Achievable_GWh_Before Competition Groups_48 | Ozone Laundry Treatment | 0.04847% | 0 | 2.0686 | Commercial_2027_Achievable_GWh_Before Competition Groups_Ozone Laundry Treatment
Commercial | Com ¦ ENERGY STAR Dishwasher | 2027 | Technical | GWh | Before Competition Groups | 9.562 | 0 | 0 | 19808.7276 | 0.00048272 | 70 | Commercial_2027_Technical_GWh_Before Competition Groups_70 | ENERGY STAR Dishwasher | 0.04827% | 0 | 9.562 | Commercial_2027_Technical_GWh_Before Competition Groups_ENERGY STAR Dishwasher
Commercial | Com ¦ Ozone Laundry Treatment | 2027 | Economic | GWh | Before Competition Groups | 6.1879 | 0 | 0 | 13529.2744 | 0.00045737 | 53 | Commercial_2027_Economic_GWh_Before Competition Groups_53 | Ozone Laundry Treatment | 0.04574% | 0 | 6.1879 | Commercial_2027_Economic_GWh_Before Competition Groups_Ozone Laundry Treatment
Commercial | Com ¦ ENERGY STAR Dishwasher | 2027 | Achievable | GWh | Before Competition Groups | 1.9443 | 0 | 0 | 4267.648 | 0.00045559 | 49 | Commercial_2027_Achievable_GWh_Before Competition Groups_49 | ENERGY STAR Dishwasher | 0.04556% | 0 | 1.9443 | Commercial_2027_Achievable_GWh_Before Competition Groups_ENERGY STAR Dishwasher
Commercial | Com ¦ LED RECESSED DOWNLIGHTS | 2027 | Technical | GWh | Before Competition Groups | 9.0031 | 0 | 0 | 19808.7276 | 0.0004545 | 71 | Commercial_2027_Technical_GWh_Before Competition Groups_71 | LED RECESSED DOWNLIGHTS | 0.04545% | 0 | 9.0031 | Commercial_2027_Technical_GWh_Before Competition Groups_LED RECESSED DOWNLIGHTS
Commercial | Com ¦ ENERGY STAR Steam Cookers | 2027 | Achievable | GWh | Before Competition Groups | 1.7593 | 0 | 0 | 4267.648 | 0.00041223 | 50 | Commercial_2027_Achievable_GWh_Before Competition Groups_50 | ENERGY STAR Steam Cookers | 0.04122% | 0 | 1.7593 | Commercial_2027_Achievable_GWh_Before Competition Groups_ENERGY STAR Steam Cookers
Commercial | Com ¦ Demand controlled Circulating Systems | 2027 | Achievable | GWh | Before Competition Groups | 1.6403 | 0 | 0 | 4267.648 | 0.00038436 | 51 | Commercial_2027_Achievable_GWh_Before Competition Groups_51 | Demand controlled Circulating Systems | 0.03844% | 0 | 1.6403 | Commercial_2027_Achievable_GWh_Before Competition Groups_Demand controlled Circulating Systems
Commercial | Com ¦ ENERGY STAR Fryer (84% eff) | 2027 | Technical | GWh | Before Competition Groups | 6.9634 | 0 | 0 | 19808.7276 | 0.00035153 | 72 | Commercial_2027_Technical_GWh_Before Competition Groups_72 | ENERGY STAR Fryer (84% eff) | 0.03515% | 0 | 6.9634 | Commercial_2027_Technical_GWh_Before Competition Groups_ENERGY STAR Fryer (84% eff)
Commercial | Com ¦ Thermostat Setback | 2027 | Achievable | GWh | Before Competition Groups | 1.4949 | 0 | 0 | 4267.648 | 0.00035028 | 52 | Commercial_2027_Achievable_GWh_Before Competition Groups_52 | Thermostat Setback | 0.03503% | 0 | 1.4949 | Commercial_2027_Achievable_GWh_Before Competition Groups_Thermostat Setback
Commercial | Com ¦ Demand controlled Circulating Systems | 2027 | Economic | GWh | Before Competition Groups | 4.6742 | 0 | 0 | 13529.2744 | 0.00034549 | 54 | Commercial_2027_Economic_GWh_Before Competition Groups_54 | Demand controlled Circulating Systems | 0.03455% | 0 | 4.6742 | Commercial_2027_Economic_GWh_Before Competition Groups_Demand controlled Circulating Systems
Commercial | Com ¦ Ozone Laundry Treatment | 2027 | Technical | GWh | Before Competition Groups | 6.1879 | 0 | 0 | 19808.7276 | 0.00031238 | 73 | Commercial_2027_Technical_GWh_Before Competition Groups_73 | Ozone Laundry Treatment | 0.03124% | 0 | 6.1879 | Commercial_2027_Technical_GWh_Before Competition Groups_Ozone Laundry Treatment
Commercial | Com ¦ SYNCHRONOUS BELT | 2027 | Technical | GWh | Before Competition Groups | 5.3111 | 0 | 0 | 19808.7276 | 0.00026812 | 74 | Commercial_2027_Technical_GWh_Before Competition Groups_74 | SYNCHRONOUS BELT | 0.02681% | 0 | 5.3111 | Commercial_2027_Technical_GWh_Before Competition Groups_SYNCHRONOUS BELT
Commercial | Com ¦ Efficient compressor motor | 2027 | Technical | GWh | Before Competition Groups | 5.2053 | 0 | 0 | 19808.7276 | 0.00026278 | 75 | Commercial_2027_Technical_GWh_Before Competition Groups_75 | Efficient compressor motor | 0.02628% | 0 | 5.2053 | Commercial_2027_Technical_GWh_Before Competition Groups_Efficient compressor motor
Commercial | Com ¦ High Efficiency Small Instantaneous Water Heater | 2027 | Economic | GWh | Before Competition Groups | 3.5383 | 0 | 0 | 13529.2744 | 0.00026153 | 55 | Commercial_2027_Economic_GWh_Before Competition Groups_55 | High Efficiency Small Instantaneous Water Heater | 0.02615% | 0 | 3.5383 | Commercial_2027_Economic_GWh_Before Competition Groups_High Efficiency Small Instantaneous Water Heater
Commercial | Com ¦ ENERGY STAR Steam Cookers | 2027 | Economic | GWh | Before Competition Groups | 3.3633 | 0 | 0 | 13529.2744 | 0.00024859 | 56 | Commercial_2027_Economic_GWh_Before Competition Groups_56 | ENERGY STAR Steam Cookers | 0.02486% | 0 | 3.3633 | Commercial_2027_Economic_GWh_Before Competition Groups_ENERGY STAR Steam Cookers
Commercial | Com ¦ Demand controlled Circulating Systems | 2027 | Technical | GWh | Before Competition Groups | 4.6742 | 0 | 0 | 19808.7276 | 0.00023597 | 76 | Commercial_2027_Technical_GWh_Before Competition Groups_76 | Demand controlled Circulating Systems | 0.0236% | 0 | 4.6742 | Commercial_2027_Technical_GWh_Before Competition Groups_Demand controlled Circulating Systems
Commercial | Com ¦ ECM MOTORS FOR HVAC APPLICATION (FAN-POWERED VAV BOX) | 2027 | Achievable | GWh | Before Competition Groups | 0.90374 | 0 | 0 | 4267.648 | 0.00021177 | 53 | Commercial_2027_Achievable_GWh_Before Competition Groups_53 | ECM MOTORS FOR HVAC APPLICATION (FAN-POWERED VAV BOX) | 0.02118% | 0 | 0.90374 | Commercial_2027_Achievable_GWh_Before Competition Groups_ECM MOTORS FOR HVAC APPLICATION (FAN-POWERED VAV BOX)
Commercial | Com ¦ ECM MOTORS FOR HVAC APPLICATION (FAN-POWERED VAV BOX) | 2027 | Economic | GWh | Before Competition Groups | 2.5792 | 0 | 0 | 13529.2744 | 0.00019064 | 57 | Commercial_2027_Economic_GWh_Before Competition Groups_57 | ECM MOTORS FOR HVAC APPLICATION (FAN-POWERED VAV BOX) | 0.01906% | 0 | 2.5792 | Commercial_2027_Economic_GWh_Before Competition Groups_ECM MOTORS FOR HVAC APPLICATION (FAN-POWERED VAV BOX)
Commercial | Com ¦ ENERGY STAR Steam Cookers | 2027 | Technical | GWh | Before Competition Groups | 3.3633 | 0 | 0 | 19808.7276 | 0.00016979 | 77 | Commercial_2027_Technical_GWh_Before Competition Groups_77 | ENERGY STAR Steam Cookers | 0.01698% | 0 | 3.3633 | Commercial_2027_Technical_GWh_Before Competition Groups_ENERGY STAR Steam Cookers
Commercial | Com ¦ Notched V belts for HVAC Systems | 2027 | Technical | GWh | Before Competition Groups | 2.6556 | 0 | 0 | 19808.7276 | 0.00013406 | 78 | Commercial_2027_Technical_GWh_Before Competition Groups_78 | Notched V belts for HVAC Systems | 0.01341% | 0 | 2.6556 | Commercial_2027_Technical_GWh_Before Competition Groups_Notched V belts for HVAC Systems
Commercial | Com ¦ Wall Insulation | 2027 | Technical | GWh | Before Competition Groups | 2.6281 | 0 | 0 | 19808.7276 | 0.00013267 | 79 | Commercial_2027_Technical_GWh_Before Competition Groups_79 | Wall Insulation | 0.01327% | 0 | 2.6281 | Commercial_2027_Technical_GWh_Before Competition Groups_Wall Insulation
Commercial | Com ¦ Solar Preheat Make up Air | 2027 | Technical | GWh | Before Competition Groups | 2.6002 | 0 | 0 | 19808.7276 | 0.00013126 | 80 | Commercial_2027_Technical_GWh_Before Competition Groups_80 | Solar Preheat Make up Air | 0.01313% | 0 | 2.6002 | Commercial_2027_Technical_GWh_Before Competition Groups_Solar Preheat Make up Air
Commercial | Com ¦ ECM MOTORS FOR HVAC APPLICATION (FAN-POWERED VAV BOX) | 2027 | Technical | GWh | Before Competition Groups | 2.5888 | 0 | 0 | 19808.7276 | 0.00013069 | 81 | Commercial_2027_Technical_GWh_Before Competition Groups_81 | ECM MOTORS FOR HVAC APPLICATION (FAN-POWERED VAV BOX) | 0.01307% | 0 | 2.5888 | Commercial_2027_Technical_GWh_Before Competition Groups_ECM MOTORS FOR HVAC APPLICATION (FAN-POWERED VAV BOX)
Commercial | Com ¦ Thermostat Setback | 2027 | Economic | GWh | Before Competition Groups | 1.7472 | 0 | 0 | 13529.2744 | 0.00012914 | 58 | Commercial_2027_Economic_GWh_Before Competition Groups_58 | Thermostat Setback | 0.01291% | 0 | 1.7472 | Commercial_2027_Economic_GWh_Before Competition Groups_Thermostat Setback
Commercial | Com ¦ Solar Water Preheat (Pools/DHW) | 2027 | Economic | GWh | Before Competition Groups | 1.5596 | 0 | 0 | 13529.2744 | 0.00011527 | 59 | Commercial_2027_Economic_GWh_Before Competition Groups_59 | Solar Water Preheat (Pools/DHW) | 0.01153% | 0 | 1.5596 | Commercial_2027_Economic_GWh_Before Competition Groups_Solar Water Preheat (Pools/DHW)
Commercial | Com ¦ CEE Tier 2/Energy Star Clothes Washers | 2027 | Achievable | GWh | Before Competition Groups | 0.41326 | 0 | 0 | 4267.648 | 9.6835e-05 | 54 | Commercial_2027_Achievable_GWh_Before Competition Groups_54 | CEE Tier 2/Energy Star Clothes Washers | 0.009683% | 0 | 0.41326 | Commercial_2027_Achievable_GWh_Before Competition Groups_CEE Tier 2/Energy Star Clothes Washers
Commercial | Com ¦ Auto Off Time Switch or Time Clock control | 2027 | Achievable | GWh | Before Competition Groups | 0.40324 | 0 | 0 | 4267.648 | 9.4488e-05 | 55 | Commercial_2027_Achievable_GWh_Before Competition Groups_55 | Auto Off Time Switch or Time Clock control | 0.009449% | 0 | 0.40324 | Commercial_2027_Achievable_GWh_Before Competition Groups_Auto Off Time Switch or Time Clock control
Commercial | Com ¦ Auto Off Time Switch or Time Clock control | 2027 | Economic | GWh | Before Competition Groups | 1.2781 | 0 | 0 | 13529.2744 | 9.4467e-05 | 60 | Commercial_2027_Economic_GWh_Before Competition Groups_60 | Auto Off Time Switch or Time Clock control | 0.009447% | 0 | 1.2781 | Commercial_2027_Economic_GWh_Before Competition Groups_Auto Off Time Switch or Time Clock control
Commercial | Com ¦ Thermostat Setback | 2027 | Technical | GWh | Before Competition Groups | 1.7472 | 0 | 0 | 19808.7276 | 8.8203e-05 | 82 | Commercial_2027_Technical_GWh_Before Competition Groups_82 | Thermostat Setback | 0.00882% | 0 | 1.7472 | Commercial_2027_Technical_GWh_Before Competition Groups_Thermostat Setback
Commercial | Com ¦ PTAC (12 EER/10,000 BTU) | 2027 | Economic | GWh | Before Competition Groups | 1.1252 | 0 | 0 | 13529.2744 | 8.3165e-05 | 61 | Commercial_2027_Economic_GWh_Before Competition Groups_61 | PTAC (12 EER/10,000 BTU) | 0.008317% | 0 | 1.1252 | Commercial_2027_Economic_GWh_Before Competition Groups_PTAC (12 EER/10,000 BTU)
Commercial | Com ¦ Solar Water Preheat (Pools/DHW) | 2027 | Technical | GWh | Before Competition Groups | 1.5596 | 0 | 0 | 19808.7276 | 7.8731e-05 | 83 | Commercial_2027_Technical_GWh_Before Competition Groups_83 | Solar Water Preheat (Pools/DHW) | 0.007873% | 0 | 1.5596 | Commercial_2027_Technical_GWh_Before Competition Groups_Solar Water Preheat (Pools/DHW)
Commercial | Com ¦ Heat Pump Water Heater (50 Gallons) | 2027 | Technical | GWh | Before Competition Groups | 1.3809 | 0 | 0 | 19808.7276 | 6.9714e-05 | 84 | Commercial_2027_Technical_GWh_Before Competition Groups_84 | Heat Pump Water Heater (50 Gallons) | 0.006971% | 0 | 1.3809 | Commercial_2027_Technical_GWh_Before Competition Groups_Heat Pump Water Heater (50 Gallons)
Commercial | Com ¦ Room AC (w/ louvered sides) 14 SEER from 12 SEER code | 2027 | Technical | GWh | Before Competition Groups | 1.2943 | 0 | 0 | 19808.7276 | 6.5338e-05 | 85 | Commercial_2027_Technical_GWh_Before Competition Groups_85 | Room AC (w/ louvered sides) 14 SEER from 12 SEER code | 0.006534% | 0 | 1.2943 | Commercial_2027_Technical_GWh_Before Competition Groups_Room AC (w/ louvered sides) 14 SEER from 12 SEER code
Commercial | Com ¦ PTAC (12 EER/10,000 BTU) | 2027 | Technical | GWh | Before Competition Groups | 1.2932 | 0 | 0 | 19808.7276 | 6.5285e-05 | 86 | Commercial_2027_Technical_GWh_Before Competition Groups_86 | PTAC (12 EER/10,000 BTU) | 0.006529% | 0 | 1.2932 | Commercial_2027_Technical_GWh_Before Competition Groups_PTAC (12 EER/10,000 BTU)
Commercial | Com ¦ Auto Off Time Switch or Time Clock control | 2027 | Technical | GWh | Before Competition Groups | 1.2781 | 0 | 0 | 19808.7276 | 6.452e-05 | 87 | Commercial_2027_Technical_GWh_Before Competition Groups_87 | Auto Off Time Switch or Time Clock control | 0.006452% | 0 | 1.2781 | Commercial_2027_Technical_GWh_Before Competition Groups_Auto Off Time Switch or Time Clock control
Commercial | Com ¦ CEE Tier 2/Energy Star Clothes Washers | 2027 | Economic | GWh | Before Competition Groups | 0.81503 | 0 | 0 | 13529.2744 | 6.0242e-05 | 62 | Commercial_2027_Economic_GWh_Before Competition Groups_62 | CEE Tier 2/Energy Star Clothes Washers | 0.006024% | 0 | 0.81503 | Commercial_2027_Economic_GWh_Before Competition Groups_CEE Tier 2/Energy Star Clothes Washers
Commercial | Com ¦ Low Flow Pre-Rinse Spray Nozzle | 2027 | Achievable | GWh | Before Competition Groups | 0.25261 | 0 | 0 | 4267.648 | 5.9191e-05 | 56 | Commercial_2027_Achievable_GWh_Before Competition Groups_56 | Low Flow Pre-Rinse Spray Nozzle | 0.005919% | 0 | 0.25261 | Commercial_2027_Achievable_GWh_Before Competition Groups_Low Flow Pre-Rinse Spray Nozzle
Commercial | Com ¦ Commercial Hot Food Holding Cabinets | 2027 | Technical | GWh | Before Competition Groups | 0.97934 | 0 | 0 | 19808.7276 | 4.944e-05 | 88 | Commercial_2027_Technical_GWh_Before Competition Groups_88 | Commercial Hot Food Holding Cabinets | 0.004944% | 0 | 0.97934 | Commercial_2027_Technical_GWh_Before Competition Groups_Commercial Hot Food Holding Cabinets
Commercial | Com ¦ Low Flow Pre-Rinse Spray Nozzle | 2027 | Economic | GWh | Before Competition Groups | 0.61457 | 0 | 0 | 13529.2744 | 4.5425e-05 | 63 | Commercial_2027_Economic_GWh_Before Competition Groups_63 | Low Flow Pre-Rinse Spray Nozzle | 0.004543% | 0 | 0.61457 | Commercial_2027_Economic_GWh_Before Competition Groups_Low Flow Pre-Rinse Spray Nozzle
Commercial | Com ¦ HVAC Optimization | 2027 | Achievable | GWh | Before Competition Groups | 0.19026 | 0 | 0 | 4267.648 | 4.4581e-05 | 57 | Commercial_2027_Achievable_GWh_Before Competition Groups_57 | HVAC Optimization | 0.004458% | 0 | 0.19026 | Commercial_2027_Achievable_GWh_Before Competition Groups_HVAC Optimization
Commercial | COM ¦ Ductless Mini-Split Heat Pumps | 2027 | Economic | GWh | Before Competition Groups | 0.59413 | 0 | 0 | 13529.2744 | 4.3915e-05 | 64 | Commercial_2027_Economic_GWh_Before Competition Groups_64 | Ductless Mini-Split Heat Pumps | 0.004391% | 0 | 0.59413 | Commercial_2027_Economic_GWh_Before Competition Groups_Ductless Mini-Split Heat Pumps
Commercial | Com ¦ Solar Water Preheat (Pools/DHW) | 2027 | Achievable | GWh | Before Competition Groups | 0.17868 | 0 | 0 | 4267.648 | 4.1869e-05 | 58 | Commercial_2027_Achievable_GWh_Before Competition Groups_58 | Solar Water Preheat (Pools/DHW) | 0.004187% | 0 | 0.17868 | Commercial_2027_Achievable_GWh_Before Competition Groups_Solar Water Preheat (Pools/DHW)
Commercial | COM ¦ Ductless Mini-Split Heat Pumps | 2027 | Achievable | GWh | Before Competition Groups | 0.17603 | 0 | 0 | 4267.648 | 4.1248e-05 | 59 | Commercial_2027_Achievable_GWh_Before Competition Groups_59 | Ductless Mini-Split Heat Pumps | 0.004125% | 0 | 0.17603 | Commercial_2027_Achievable_GWh_Before Competition Groups_Ductless Mini-Split Heat Pumps
Commercial | Com ¦ CEE Tier 2/Energy Star Clothes Washers | 2027 | Technical | GWh | Before Competition Groups | 0.81503 | 0 | 0 | 19808.7276 | 4.1145e-05 | 89 | Commercial_2027_Technical_GWh_Before Competition Groups_89 | CEE Tier 2/Energy Star Clothes Washers | 0.004115% | 0 | 0.81503 | Commercial_2027_Technical_GWh_Before Competition Groups_CEE Tier 2/Energy Star Clothes Washers
Commercial | Com ¦ PTAC (12 EER/10,000 BTU) | 2027 | Achievable | GWh | Before Competition Groups | 0.15426 | 0 | 0 | 4267.648 | 3.6146e-05 | 60 | Commercial_2027_Achievable_GWh_Before Competition Groups_60 | PTAC (12 EER/10,000 BTU) | 0.003615% | 0 | 0.15426 | Commercial_2027_Achievable_GWh_Before Competition Groups_PTAC (12 EER/10,000 BTU)
Commercial | Com ¦ HVAC Optimization | 2027 | Technical | GWh | Before Competition Groups | 0.68338 | 0 | 0 | 19808.7276 | 3.4499e-05 | 90 | Commercial_2027_Technical_GWh_Before Competition Groups_90 | HVAC Optimization | 0.00345% | 0 | 0.68338 | Commercial_2027_Technical_GWh_Before Competition Groups_HVAC Optimization
Commercial | Com ¦ Low Flow Pre-Rinse Spray Nozzle | 2027 | Technical | GWh | Before Competition Groups | 0.61457 | 0 | 0 | 19808.7276 | 3.1025e-05 | 91 | Commercial_2027_Technical_GWh_Before Competition Groups_91 | Low Flow Pre-Rinse Spray Nozzle | 0.003103% | 0 | 0.61457 | Commercial_2027_Technical_GWh_Before Competition Groups_Low Flow Pre-Rinse Spray Nozzle
Commercial | Com ¦ HVAC Optimization | 2027 | Economic | GWh | Before Competition Groups | 0.41508 | 0 | 0 | 13529.2744 | 3.068e-05 | 65 | Commercial_2027_Economic_GWh_Before Competition Groups_65 | HVAC Optimization | 0.003068% | 0 | 0.41508 | Commercial_2027_Economic_GWh_Before Competition Groups_HVAC Optimization
Commercial | COM ¦ Ductless Mini-Split Heat Pumps | 2027 | Technical | GWh | Before Competition Groups | 0.59413 | 0 | 0 | 19808.7276 | 2.9993e-05 | 92 | Commercial_2027_Technical_GWh_Before Competition Groups_92 | Ductless Mini-Split Heat Pumps | 0.002999% | 0 | 0.59413 | Commercial_2027_Technical_GWh_Before Competition Groups_Ductless Mini-Split Heat Pumps
Commercial | Com ¦ Solar Electric Water Heater (50 Gallon) | 2027 | Technical | GWh | Before Competition Groups | 0.58567 | 0 | 0 | 19808.7276 | 2.9566e-05 | 93 | Commercial_2027_Technical_GWh_Before Competition Groups_93 | Solar Electric Water Heater (50 Gallon) | 0.002957% | 0 | 0.58567 | Commercial_2027_Technical_GWh_Before Competition Groups_Solar Electric Water Heater (50 Gallon)
Commercial | Com ¦ Commercial Hot Food Holding Cabinets | 2027 | Economic | GWh | Before Competition Groups | 0.29471 | 0 | 0 | 13529.2744 | 2.1783e-05 | 66 | Commercial_2027_Economic_GWh_Before Competition Groups_66 | Commercial Hot Food Holding Cabinets | 0.002178% | 0 | 0.29471 | Commercial_2027_Economic_GWh_Before Competition Groups_Commercial Hot Food Holding Cabinets
Commercial | Com ¦ Commercial Hot Food Holding Cabinets | 2027 | Achievable | GWh | Before Competition Groups | 0.080868 | 0 | 0 | 4267.648 | 1.8949e-05 | 61 | Commercial_2027_Achievable_GWh_Before Competition Groups_61 | Commercial Hot Food Holding Cabinets | 0.001895% | 0 | 0.080868 | Commercial_2027_Achievable_GWh_Before Competition Groups_Commercial Hot Food Holding Cabinets
Commercial | Com ¦ Wall Insulation | 2027 | Achievable | GWh | Before Competition Groups | 0.069417 | 0 | 0 | 4267.648 | 1.6266e-05 | 62 | Commercial_2027_Achievable_GWh_Before Competition Groups_62 | Wall Insulation | 0.001627% | 0 | 0.069417 | Commercial_2027_Achievable_GWh_Before Competition Groups_Wall Insulation
Commercial | Com ¦ Wall Insulation | 2027 | Economic | GWh | Before Competition Groups | 0.19813 | 0 | 0 | 13529.2744 | 1.4644e-05 | 67 | Commercial_2027_Economic_GWh_Before Competition Groups_67 | Wall Insulation | 0.001464% | 0 | 0.19813 | Commercial_2027_Economic_GWh_Before Competition Groups_Wall Insulation
Commercial | Com ¦ High Efficiency Chiller (avg of water and air cooled) | 2027 | Technical | GWh | Before Competition Groups | 0.25226 | 0 | 0 | 19808.7276 | 1.2735e-05 | 94 | Commercial_2027_Technical_GWh_Before Competition Groups_94 | High Efficiency Chiller (avg of water and air cooled) | 0.001274% | 0 | 0.25226 | Commercial_2027_Technical_GWh_Before Competition Groups_High Efficiency Chiller (avg of water and air cooled)
Commercial | Com ¦ EC Plug Fan for Data Center (under cabinet) | 2027 | Technical | GWh | Before Competition Groups | 0.2248 | 0 | 0 | 19808.7276 | 1.1348e-05 | 95 | Commercial_2027_Technical_GWh_Before Competition Groups_95 | EC Plug Fan for Data Center (under cabinet) | 0.001135% | 0 | 0.2248 | Commercial_2027_Technical_GWh_Before Competition Groups_EC Plug Fan for Data Center (under cabinet)
Commercial | Com ¦ eCube | 2027 | Technical | GWh | Before Competition Groups | 0.09122 | 0 | 0 | 19808.7276 | 4.6051e-06 | 96 | Commercial_2027_Technical_GWh_Before Competition Groups_96 | eCube | 0.0004605% | 0 | 0.09122 | Commercial_2027_Technical_GWh_Before Competition Groups_eCube
Commercial | Com ¦ Energy Recovery Ventilation and Ventilation (Enhanced) | 2027 | Achievable | GWh | Before Competition Groups | 0.017779 | 0 | 0 | 4267.648 | 4.166e-06 | 63 | Commercial_2027_Achievable_GWh_Before Competition Groups_63 | Energy Recovery Ventilation and Ventilation (Enhanced) | 0.0004166% | 0 | 0.017779 | Commercial_2027_Achievable_GWh_Before Competition Groups_Energy Recovery Ventilation and Ventilation (Enhanced)
Commercial | Com ¦ Air Curtains | 2027 | Achievable | GWh | Before Competition Groups | 0.017491 | 0 | 0 | 4267.648 | 4.0984e-06 | 64 | Commercial_2027_Achievable_GWh_Before Competition Groups_64 | Air Curtains | 0.0004098% | 0 | 0.017491 | Commercial_2027_Achievable_GWh_Before Competition Groups_Air Curtains
Commercial | Com ¦ Exterior Photocell | 2027 | Technical | GWh | Before Competition Groups | 0.075952 | 0 | 0 | 19808.7276 | 3.8343e-06 | 97 | Commercial_2027_Technical_GWh_Before Competition Groups_97 | Exterior Photocell | 0.0003834% | 0 | 0.075952 | Commercial_2027_Technical_GWh_Before Competition Groups_Exterior Photocell
Commercial | Com ¦ Air Curtains | 2027 | Economic | GWh | Before Competition Groups | 0.050802 | 0 | 0 | 13529.2744 | 3.755e-06 | 68 | Commercial_2027_Economic_GWh_Before Competition Groups_68 | Air Curtains | 0.0003755% | 0 | 0.050802 | Commercial_2027_Economic_GWh_Before Competition Groups_Air Curtains
Commercial | Com ¦ High Efficiency Small Instantaneous Water Heater | 2027 | Achievable | GWh | Before Competition Groups | 0.011759 | 0 | 0 | 4267.648 | 2.7553e-06 | 65 | Commercial_2027_Achievable_GWh_Before Competition Groups_65 | High Efficiency Small Instantaneous Water Heater | 0.0002755% | 0 | 0.011759 | Commercial_2027_Achievable_GWh_Before Competition Groups_High Efficiency Small Instantaneous Water Heater
Commercial | Com ¦ Air Curtains | 2027 | Technical | GWh | Before Competition Groups | 0.050802 | 0 | 0 | 19808.7276 | 2.5646e-06 | 98 | Commercial_2027_Technical_GWh_Before Competition Groups_98 | Air Curtains | 0.0002565% | 0 | 0.050802 | Commercial_2027_Technical_GWh_Before Competition Groups_Air Curtains
Commercial | Com ¦ VSD Air Compressor | 2027 | Achievable | GWh | Before Competition Groups | 0.010261 | 0 | 0 | 4267.648 | 2.4044e-06 | 66 | Commercial_2027_Achievable_GWh_Before Competition Groups_66 | VSD Air Compressor | 0.0002404% | 0 | 0.010261 | Commercial_2027_Achievable_GWh_Before Competition Groups_VSD Air Compressor
Commercial | Com ¦ EC Plug Fan for Data Center (under cabinet) | 2027 | Economic | GWh | Before Competition Groups | 0.02775 | 0 | 0 | 13529.2744 | 2.0511e-06 | 69 | Commercial_2027_Economic_GWh_Before Competition Groups_69 | EC Plug Fan for Data Center (under cabinet) | 0.0002051% | 0 | 0.02775 | Commercial_2027_Economic_GWh_Before Competition Groups_EC Plug Fan for Data Center (under cabinet)
Commercial | Com ¦ VSD Air Compressor | 2027 | Economic | GWh | Before Competition Groups | 0.022793 | 0 | 0 | 13529.2744 | 1.6847e-06 | 70 | Commercial_2027_Economic_GWh_Before Competition Groups_70 | VSD Air Compressor | 0.0001685% | 0 | 0.022793 | Commercial_2027_Economic_GWh_Before Competition Groups_VSD Air Compressor
Commercial | Com ¦ EC Plug Fan for Data Center (under cabinet) | 2027 | Achievable | GWh | Before Competition Groups | 0.0052343 | 0 | 0 | 4267.648 | 1.2265e-06 | 67 | Commercial_2027_Achievable_GWh_Before Competition Groups_67 | EC Plug Fan for Data Center (under cabinet) | 0.0001227% | 0 | 0.0052343 | Commercial_2027_Achievable_GWh_Before Competition Groups_EC Plug Fan for Data Center (under cabinet)
Commercial | Com ¦ High Efficiency Chiller (avg of water and air cooled) | 2027 | Achievable | GWh | Before Competition Groups | 0.0050057 | 0 | 0 | 4267.648 | 1.1729e-06 | 68 | Commercial_2027_Achievable_GWh_Before Competition Groups_68 | High Efficiency Chiller (avg of water and air cooled) | 0.0001173% | 0 | 0.0050057 | Commercial_2027_Achievable_GWh_Before Competition Groups_High Efficiency Chiller (avg of water and air cooled)
Commercial | Com ¦ VSD Air Compressor | 2027 | Technical | GWh | Before Competition Groups | 0.022793 | 0 | 0 | 19808.7276 | 1.1507e-06 | 99 | Commercial_2027_Technical_GWh_Before Competition Groups_99 | VSD Air Compressor | 0.0001151% | 0 | 0.022793 | Commercial_2027_Technical_GWh_Before Competition Groups_VSD Air Compressor
Commercial | Com ¦ High Efficiency Chiller (avg of water and air cooled) | 2027 | Economic | GWh | Before Competition Groups | 0.0090028 | 0 | 0 | 13529.2744 | 6.6543e-07 | 71 | Commercial_2027_Economic_GWh_Before Competition Groups_71 | High Efficiency Chiller (avg of water and air cooled) | 6.654e-05% | 0 | 0.0090028 | Commercial_2027_Economic_GWh_Before Competition Groups_High Efficiency Chiller (avg of water and air cooled)
Commercial | Com ¦ High Efficiency Induction Cooking | 2027 | Technical | GWh | Before Competition Groups | 0.0065798 | 0 | 0 | 19808.7276 | 3.3217e-07 | 100 | Commercial_2027_Technical_GWh_Before Competition Groups_100 | High Efficiency Induction Cooking | 3.322e-05% | 0 | 0.0065798 | Commercial_2027_Technical_GWh_Before Competition Groups_High Efficiency Induction Cooking
Commercial | Com ¦ Electric Convection Combination Ovens | 2027 | Achievable | GWh | Before Competition Groups | 0.0011824 | 0 | 0 | 4267.648 | 2.7707e-07 | 69 | Commercial_2027_Achievable_GWh_Before Competition Groups_69 | Electric Convection Combination Ovens | 2.771e-05% | 0 | 0.0011824 | Commercial_2027_Achievable_GWh_Before Competition Groups_Electric Convection Combination Ovens
Commercial | Com ¦ Electric Convection Combination Ovens | 2027 | Economic | GWh | Before Competition Groups | 0.0018389 | 0 | 0 | 13529.2744 | 1.3592e-07 | 72 | Commercial_2027_Economic_GWh_Before Competition Groups_72 | Electric Convection Combination Ovens | 1.359e-05% | 0 | 0.0018389 | Commercial_2027_Economic_GWh_Before Competition Groups_Electric Convection Combination Ovens
Commercial | Com ¦ Room AC (w/ louvered sides) 14 SEER from 12 SEER code | 2027 | Economic | GWh | Before Competition Groups | 0.001754 | 0 | 0 | 13529.2744 | 1.2964e-07 | 73 | Commercial_2027_Economic_GWh_Before Competition Groups_73 | Room AC (w/ louvered sides) 14 SEER from 12 SEER code | 1.296e-05% | 0 | 0.001754 | Commercial_2027_Economic_GWh_Before Competition Groups_Room AC (w/ louvered sides) 14 SEER from 12 SEER code
Commercial | Com ¦ Electric Convection Combination Ovens | 2027 | Technical | GWh | Before Competition Groups | 0.0018389 | 0 | 0 | 19808.7276 | 9.2832e-08 | 101 | Commercial_2027_Technical_GWh_Before Competition Groups_101 | Electric Convection Combination Ovens | 9.283e-06% | 0 | 0.0018389 | Commercial_2027_Technical_GWh_Before Competition Groups_Electric Convection Combination Ovens
Commercial | Com ¦ Room AC (w/ louvered sides) 14 SEER from 12 SEER code | 2027 | Achievable | GWh | Before Competition Groups | 0.00028293 | 0 | 0 | 4267.648 | 6.6296e-08 | 70 | Commercial_2027_Achievable_GWh_Before Competition Groups_70 | Room AC (w/ louvered sides) 14 SEER from 12 SEER code | 6.63e-06% | 0 | 0.00028293 | Commercial_2027_Achievable_GWh_Before Competition Groups_Room AC (w/ louvered sides) 14 SEER from 12 SEER code
Commercial | Com ¦ LLLC - Low Impact Application | 2027 | Achievable | GWh | Before Competition Groups | 3.4372e-19 | 0 | 0 | 4267.648 | 8.0542e-23 | 71 | Commercial_2027_Achievable_GWh_Before Competition Groups_71 | LLLC - Low Impact Application | 8.054e-21% | 0 | 3.4372e-19 | Commercial_2027_Achievable_GWh_Before Competition Groups_LLLC - Low Impact Application
Commercial | Com ¦ LLLC - High Impact Application | 2027 | Achievable | GWh | Before Competition Groups | 1.4714e-19 | 0 | 0 | 4267.648 | 3.4477e-23 | 72 | Commercial_2027_Achievable_GWh_Before Competition Groups_72 | LLLC - High Impact Application | 3.448e-21% | 0 | 1.4714e-19 | Commercial_2027_Achievable_GWh_Before Competition Groups_LLLC - High Impact Application
Commercial | Com ¦ Networked/Connected - High Impact Application | 2027 | Achievable | GWh | Before Competition Groups | 1.0839e-21 | 0 | 0 | 4267.648 | 2.5399e-25 | 73 | Commercial_2027_Achievable_GWh_Before Competition Groups_73 | Networked/Connected - High Impact Application | 2.54e-23% | 0 | 1.0839e-21 | Commercial_2027_Achievable_GWh_Before Competition Groups_Networked/Connected - High Impact Application
Commercial | Com ¦ Networked/Connected - Low Impact Application | 2027 | Achievable | GWh | Before Competition Groups | 4.2124e-22 | 0 | 0 | 4267.648 | 9.8706e-26 | 74 | Commercial_2027_Achievable_GWh_Before Competition Groups_74 | Networked/Connected - Low Impact Application | 9.871e-24% | 0 | 4.2124e-22 | Commercial_2027_Achievable_GWh_Before Competition Groups_Networked/Connected - Low Impact Application
Commercial | Com ¦ Door Gasket Freezer/Refrigerator | 2027 | Achievable | GWh | Before Competition Groups | 0 | 0 | 0 | 4267.648 | 0 | 75 | Commercial_2027_Achievable_GWh_Before Competition Groups_75 | Door Gasket Freezer/Refrigerator | 0% | 0 | 0 | Commercial_2027_Achievable_GWh_Before Competition Groups_Door Gasket Freezer/Refrigerator
Commercial | Com ¦ Door Gasket Freezer/Refrigerator | 2027 | Economic | GWh | Before Competition Groups | 0 | 0 | 0 | 13529.2744 | 0 | 74 | Commercial_2027_Economic_GWh_Before Competition Groups_74 | Door Gasket Freezer/Refrigerator | 0% | 0 | 0 | Commercial_2027_Economic_GWh_Before Competition Groups_Door Gasket Freezer/Refrigerator
Commercial | Com ¦ Efficient compressor motor | 2027 | Achievable | GWh | Before Competition Groups | 0 | 0 | 0 | 4267.648 | 0 | 76 | Commercial_2027_Achievable_GWh_Before Competition Groups_76 | Efficient compressor motor | 0% | 0 | 0 | Commercial_2027_Achievable_GWh_Before Competition Groups_Efficient compressor motor
Commercial | Com ¦ Efficient compressor motor | 2027 | Economic | GWh | Before Competition Groups | 0 | 0 | 0 | 13529.2744 | 0 | 75 | Commercial_2027_Economic_GWh_Before Competition Groups_75 | Efficient compressor motor | 0% | 0 | 0 | Commercial_2027_Economic_GWh_Before Competition Groups_Efficient compressor motor
Commercial | Com ¦ ENERGY STAR FREEZER | 2027 | Achievable | GWh | Before Competition Groups | 0 | 0 | 0 | 4267.648 | 0 | 77 | Commercial_2027_Achievable_GWh_Before Competition Groups_77 | ENERGY STAR FREEZER | 0% | 0 | 0 | Commercial_2027_Achievable_GWh_Before Competition Groups_ENERGY STAR FREEZER
Commercial | Com ¦ ENERGY STAR FREEZER | 2027 | Economic | GWh | Before Competition Groups | 0 | 0 | 0 | 13529.2744 | 0 | 76 | Commercial_2027_Economic_GWh_Before Competition Groups_76 | ENERGY STAR FREEZER | 0% | 0 | 0 | Commercial_2027_Economic_GWh_Before Competition Groups_ENERGY STAR FREEZER
Commercial | Com ¦ Ground Source Heat Pump | 2027 | Achievable | GWh | Before Competition Groups | 0 | 0 | 0 | 4267.648 | 0 | 78 | Commercial_2027_Achievable_GWh_Before Competition Groups_78 | Ground Source Heat Pump | 0% | 0 | 0 | Commercial_2027_Achievable_GWh_Before Competition Groups_Ground Source Heat Pump
Commercial | Com ¦ Ground Source Heat Pump | 2027 | Economic | GWh | Before Competition Groups | 0 | 0 | 0 | 13529.2744 | 0 | 77 | Commercial_2027_Economic_GWh_Before Competition Groups_77 | Ground Source Heat Pump | 0% | 0 | 0 | Commercial_2027_Economic_GWh_Before Competition Groups_Ground Source Heat Pump
Commercial | Com ¦ High R-Value Glass Doors/no-heat glass door | 2027 | Achievable | GWh | Before Competition Groups | 0 | 0 | 0 | 4267.648 | 0 | 79 | Commercial_2027_Achievable_GWh_Before Competition Groups_79 | High R-Value Glass Doors/no-heat glass door | 0% | 0 | 0 | Commercial_2027_Achievable_GWh_Before Competition Groups_High R-Value Glass Doors/no-heat glass door
Commercial | Com ¦ High R-Value Glass Doors/no-heat glass door | 2027 | Economic | GWh | Before Competition Groups | 0 | 0 | 0 | 13529.2744 | 0 | 78 | Commercial_2027_Economic_GWh_Before Competition Groups_78 | High R-Value Glass Doors/no-heat glass door | 0% | 0 | 0 | Commercial_2027_Economic_GWh_Before Competition Groups_High R-Value Glass Doors/no-heat glass door
Commercial | Com ¦ HOTEL OCCUPANCY CONTROLS (HVAC + LIGHTING) | 2027 | Achievable | GWh | Before Competition Groups | 0 | 0 | 0 | 4267.648 | 0 | 80 | Commercial_2027_Achievable_GWh_Before Competition Groups_80 | HOTEL OCCUPANCY CONTROLS (HVAC + LIGHTING) | 0% | 0 | 0 | Commercial_2027_Achievable_GWh_Before Competition Groups_HOTEL OCCUPANCY CONTROLS (HVAC + LIGHTING)
Commercial | Com ¦ HOTEL OCCUPANCY CONTROLS (HVAC + LIGHTING) | 2027 | Economic | GWh | Before Competition Groups | 0 | 0 | 0 | 13529.2744 | 0 | 79 | Commercial_2027_Economic_GWh_Before Competition Groups_79 | HOTEL OCCUPANCY CONTROLS (HVAC + LIGHTING) | 0% | 0 | 0 | Commercial_2027_Economic_GWh_Before Competition Groups_HOTEL OCCUPANCY CONTROLS (HVAC + LIGHTING)
Commercial | Com ¦ Indoor Daylight Sensors/Photocell Dimming Control | 2027 | Achievable | GWh | Before Competition Groups | 0 | 0 | 0 | 4267.648 | 0 | 81 | Commercial_2027_Achievable_GWh_Before Competition Groups_81 | Indoor Daylight Sensors/Photocell Dimming Control | 0% | 0 | 0 | Commercial_2027_Achievable_GWh_Before Competition Groups_Indoor Daylight Sensors/Photocell Dimming Control
Commercial | Com ¦ Indoor Daylight Sensors/Photocell Dimming Control | 2027 | Economic | GWh | Before Competition Groups | 0 | 0 | 0 | 13529.2744 | 0 | 80 | Commercial_2027_Economic_GWh_Before Competition Groups_80 | Indoor Daylight Sensors/Photocell Dimming Control | 0% | 0 | 0 | Commercial_2027_Economic_GWh_Before Competition Groups_Indoor Daylight Sensors/Photocell Dimming Control
Commercial | Com ¦ LED RECESSED DOWNLIGHTS | 2027 | Achievable | GWh | Before Competition Groups | 0 | 0 | 0 | 4267.648 | 0 | 82 | Commercial_2027_Achievable_GWh_Before Competition Groups_82 | LED RECESSED DOWNLIGHTS | 0% | 0 | 0 | Commercial_2027_Achievable_GWh_Before Competition Groups_LED RECESSED DOWNLIGHTS
Commercial | Com ¦ LED RECESSED DOWNLIGHTS | 2027 | Economic | GWh | Before Competition Groups | 0 | 0 | 0 | 13529.2744 | 0 | 81 | Commercial_2027_Economic_GWh_Before Competition Groups_81 | LED RECESSED DOWNLIGHTS | 0% | 0 | 0 | Commercial_2027_Economic_GWh_Before Competition Groups_LED RECESSED DOWNLIGHTS
Commercial | Com ¦ Notched V belts for HVAC Systems | 2027 | Achievable | GWh | Before Competition Groups | 0 | 0 | 0 | 4267.648 | 0 | 83 | Commercial_2027_Achievable_GWh_Before Competition Groups_83 | Notched V belts for HVAC Systems | 0% | 0 | 0 | Commercial_2027_Achievable_GWh_Before Competition Groups_Notched V belts for HVAC Systems
Commercial | Com ¦ Notched V belts for HVAC Systems | 2027 | Economic | GWh | Before Competition Groups | 0 | 0 | 0 | 13529.2744 | 0 | 82 | Commercial_2027_Economic_GWh_Before Competition Groups_82 | Notched V belts for HVAC Systems | 0% | 0 | 0 | Commercial_2027_Economic_GWh_Before Competition Groups_Notched V belts for HVAC Systems
Commercial | Com ¦ Refrigeration Commissioning | 2027 | Achievable | GWh | Before Competition Groups | 0 | 0 | 0 | 4267.648 | 0 | 84 | Commercial_2027_Achievable_GWh_Before Competition Groups_84 | Refrigeration Commissioning | 0% | 0 | 0 | Commercial_2027_Achievable_GWh_Before Competition Groups_Refrigeration Commissioning
Commercial | Com ¦ Refrigeration Commissioning | 2027 | Economic | GWh | Before Competition Groups | 0 | 0 | 0 | 13529.2744 | 0 | 83 | Commercial_2027_Economic_GWh_Before Competition Groups_83 | Refrigeration Commissioning | 0% | 0 | 0 | Commercial_2027_Economic_GWh_Before Competition Groups_Refrigeration Commissioning
Commercial | Com ¦ Roof Insulation/Ceiling Insulation (R25 Code to R35) | 2027 | Achievable | GWh | Before Competition Groups | 0 | 0 | 0 | 4267.648 | 0 | 85 | Commercial_2027_Achievable_GWh_Before Competition Groups_85 | Roof Insulation/Ceiling Insulation (R25 Code to R35) | 0% | 0 | 0 | Commercial_2027_Achievable_GWh_Before Competition Groups_Roof Insulation/Ceiling Insulation (R25 Code to R35)
Commercial | Com ¦ Roof Insulation/Ceiling Insulation (R25 Code to R35) | 2027 | Economic | GWh | Before Competition Groups | 0 | 0 | 0 | 13529.2744 | 0 | 84 | Commercial_2027_Economic_GWh_Before Competition Groups_84 | Roof Insulation/Ceiling Insulation (R25 Code to R35) | 0% | 0 | 0 | Commercial_2027_Economic_GWh_Before Competition Groups_Roof Insulation/Ceiling Insulation (R25 Code to R35)
Commercial | Com ¦ Super-High Efficiency Furnaces (Emerging Tech) | 2027 | Achievable | GWh | Before Competition Groups | 0 | 0 | 0 | 4267.648 | 0 | 86 | Commercial_2027_Achievable_GWh_Before Competition Groups_86 | Super-High Efficiency Furnaces (Emerging Tech) | 0% | 0 | 0 | Commercial_2027_Achievable_GWh_Before Competition Groups_Super-High Efficiency Furnaces (Emerging Tech)
Commercial | Com ¦ Super-High Efficiency Furnaces (Emerging Tech) | 2027 | Economic | GWh | Before Competition Groups | 0 | 0 | 0 | 13529.2744 | 0 | 85 | Commercial_2027_Economic_GWh_Before Competition Groups_85 | Super-High Efficiency Furnaces (Emerging Tech) | 0% | 0 | 0 | Commercial_2027_Economic_GWh_Before Competition Groups_Super-High Efficiency Furnaces (Emerging Tech)
Commercial | Com ¦ SYNCHRONOUS BELT | 2027 | Achievable | GWh | Before Competition Groups | 0 | 0 | 0 | 4267.648 | 0 | 87 | Commercial_2027_Achievable_GWh_Before Competition Groups_87 | SYNCHRONOUS BELT | 0% | 0 | 0 | Commercial_2027_Achievable_GWh_Before Competition Groups_SYNCHRONOUS BELT
Commercial | Com ¦ SYNCHRONOUS BELT | 2027 | Economic | GWh | Before Competition Groups | 0 | 0 | 0 | 13529.2744 | 0 | 86 | Commercial_2027_Economic_GWh_Before Competition Groups_86 | SYNCHRONOUS BELT | 0% | 0 | 0 | Commercial_2027_Economic_GWh_Before Competition Groups_SYNCHRONOUS BELT
Commercial | Com ¦ Variable Refrigerant Flow Heat Pump | 2027 | Achievable | GWh | Before Competition Groups | 0 | 0 | 0 | 4267.648 | 0 | 88 | Commercial_2027_Achievable_GWh_Before Competition Groups_88 | Variable Refrigerant Flow Heat Pump | 0% | 0 | 0 | Commercial_2027_Achievable_GWh_Before Competition Groups_Variable Refrigerant Flow Heat Pump
Commercial | Com ¦ Variable Refrigerant Flow Heat Pump | 2027 | Economic | GWh | Before Competition Groups | 0 | 0 | 0 | 13529.2744 | 0 | 87 | Commercial_2027_Economic_GWh_Before Competition Groups_87 | Variable Refrigerant Flow Heat Pump | 0% | 0 | 0 | Commercial_2027_Economic_GWh_Before Competition Groups_Variable Refrigerant Flow Heat Pump
Commercial | Com ¦ Building Recommissioning, Operations and Maintenance (O&M) Improvements | 2028 | Economic | GWh | Before Competition Groups | 2441.6163 | 0 | 0 | 13718.9849 | 0.17797 | 1 | Commercial_2028_Economic_GWh_Before Competition Groups_1 | Building Recommissioning, Operations and Maintenance (O&M) Improvements | 17.8% | 0 | 2441.6163 | Commercial_2028_Economic_GWh_Before Competition Groups_Building Recommissioning, Operations and Maintenance (O&M) Improvements
Commercial | Com ¦ ENERGY STAR LED LAMPS (REFLECTOR LAMPs/MR16/PAR 16) | 2028 | Achievable | GWh | Before Competition Groups | 671.5058 | 0 | 0 | 5193.34 | 0.1293 | 1 | Commercial_2028_Achievable_GWh_Before Competition Groups_1 | ENERGY STAR LED LAMPS (REFLECTOR LAMPs/MR16/PAR 16) | 12.93% | 0 | 671.5058 | Commercial_2028_Achievable_GWh_Before Competition Groups_ENERGY STAR LED LAMPS (REFLECTOR LAMPs/MR16/PAR 16)
Commercial | Com ¦ Building Recommissioning, Operations and Maintenance (O&M) Improvements | 2028 | Technical | GWh | Before Competition Groups | 2441.6163 | 0 | 0 | 20107.4986 | 0.12143 | 1 | Commercial_2028_Technical_GWh_Before Competition Groups_1 | Building Recommissioning, Operations and Maintenance (O&M) Improvements | 12.14% | 0 | 2441.6163 | Commercial_2028_Technical_GWh_Before Competition Groups_Building Recommissioning, Operations and Maintenance (O&M) Improvements
Commercial | Com ¦ LED Low/High Bay | 2028 | Economic | GWh | Before Competition Groups | 1473.4233 | 0 | 0 | 13718.9849 | 0.1074 | 2 | Commercial_2028_Economic_GWh_Before Competition Groups_2 | LED Low/High Bay | 10.74% | 0 | 1473.4233 | Commercial_2028_Economic_GWh_Before Competition Groups_LED Low/High Bay
Commercial | Com ¦ LED Troffer/Surface/Suspended | 2028 | Achievable | GWh | Before Competition Groups | 476.0275 | 0 | 0 | 5193.34 | 0.091661 | 2 | Commercial_2028_Achievable_GWh_Before Competition Groups_2 | LED Troffer/Surface/Suspended | 9.166% | 0 | 476.0275 | Commercial_2028_Achievable_GWh_Before Competition Groups_LED Troffer/Surface/Suspended
Commercial | Com ¦ LED Low/High Bay | 2028 | Achievable | GWh | Before Competition Groups | 462.5471 | 0 | 0 | 5193.34 | 0.089065 | 3 | Commercial_2028_Achievable_GWh_Before Competition Groups_3 | LED Low/High Bay | 8.907% | 0 | 462.5471 | Commercial_2028_Achievable_GWh_Before Competition Groups_LED Low/High Bay
Commercial | Com ¦ LED Troffer/Surface/Suspended | 2028 | Economic | GWh | Before Competition Groups | 1181.6596 | 0 | 0 | 13718.9849 | 0.086133 | 3 | Commercial_2028_Economic_GWh_Before Competition Groups_3 | LED Troffer/Surface/Suspended | 8.613% | 0 | 1181.6596 | Commercial_2028_Economic_GWh_Before Competition Groups_LED Troffer/Surface/Suspended
Commercial | Com ¦ LED Low/High Bay | 2028 | Technical | GWh | Before Competition Groups | 1473.4233 | 0 | 0 | 20107.4986 | 0.073277 | 2 | Commercial_2028_Technical_GWh_Before Competition Groups_2 | LED Low/High Bay | 7.328% | 0 | 1473.4233 | Commercial_2028_Technical_GWh_Before Competition Groups_LED Low/High Bay
Commercial | Com ¦ ENERGY STAR LED LAMPS (REFLECTOR LAMPs/MR16/PAR 16) | 2028 | Economic | GWh | Before Competition Groups | 996.1151 | 0 | 0 | 13718.9849 | 0.072609 | 4 | Commercial_2028_Economic_GWh_Before Competition Groups_4 | ENERGY STAR LED LAMPS (REFLECTOR LAMPs/MR16/PAR 16) | 7.261% | 0 | 996.1151 | Commercial_2028_Economic_GWh_Before Competition Groups_ENERGY STAR LED LAMPS (REFLECTOR LAMPs/MR16/PAR 16)
Commercial | Com ¦ LED EXTERIOR AREA LIGHTS - LED fixture (200W) | 2028 | Achievable | GWh | Before Competition Groups | 355.8968 | 0 | 0 | 5193.34 | 0.068529 | 4 | Commercial_2028_Achievable_GWh_Before Competition Groups_4 | LED EXTERIOR AREA LIGHTS - LED fixture (200W) | 6.853% | 0 | 355.8968 | Commercial_2028_Achievable_GWh_Before Competition Groups_LED EXTERIOR AREA LIGHTS - LED fixture (200W)
Commercial | Com ¦ LED parking lot fixture | 2028 | Achievable | GWh | Before Competition Groups | 347.5785 | 0 | 0 | 5193.34 | 0.066928 | 5 | Commercial_2028_Achievable_GWh_Before Competition Groups_5 | LED parking lot fixture | 6.693% | 0 | 347.5785 | Commercial_2028_Achievable_GWh_Before Competition Groups_LED parking lot fixture
Commercial | Com ¦ Education and Capacity Building/Energy Behavior | 2028 | Economic | GWh | Before Competition Groups | 911.0268 | 0 | 0 | 13718.9849 | 0.066406 | 5 | Commercial_2028_Economic_GWh_Before Competition Groups_5 | Education and Capacity Building/Energy Behavior | 6.641% | 0 | 911.0268 | Commercial_2028_Economic_GWh_Before Competition Groups_Education and Capacity Building/Energy Behavior
Commercial | Com ¦ Education and Capacity Building/Energy Behavior | 2028 | Achievable | GWh | Before Competition Groups | 337.8839 | 0 | 0 | 5193.34 | 0.065061 | 6 | Commercial_2028_Achievable_GWh_Before Competition Groups_6 | Education and Capacity Building/Energy Behavior | 6.506% | 0 | 337.8839 | Commercial_2028_Achievable_GWh_Before Competition Groups_Education and Capacity Building/Energy Behavior
Commercial | Com ¦ LED Troffer/Surface/Suspended | 2028 | Technical | GWh | Before Competition Groups | 1181.6596 | 0 | 0 | 20107.4986 | 0.058767 | 3 | Commercial_2028_Technical_GWh_Before Competition Groups_3 | LED Troffer/Surface/Suspended | 5.877% | 0 | 1181.6596 | Commercial_2028_Technical_GWh_Before Competition Groups_LED Troffer/Surface/Suspended
Commercial | Com ¦ Furnace Tune-Up | 2028 | Achievable | GWh | Before Competition Groups | 284.8659 | 0 | 0 | 5193.34 | 0.054852 | 7 | Commercial_2028_Achievable_GWh_Before Competition Groups_7 | Furnace Tune-Up | 5.485% | 0 | 284.8659 | Commercial_2028_Achievable_GWh_Before Competition Groups_Furnace Tune-Up
Commercial | Com ¦ LED Replacement Lamp (Tube) | 2028 | Achievable | GWh | Before Competition Groups | 264.3854 | 0 | 0 | 5193.34 | 0.050909 | 8 | Commercial_2028_Achievable_GWh_Before Competition Groups_8 | LED Replacement Lamp (Tube) | 5.091% | 0 | 264.3854 | Commercial_2028_Achievable_GWh_Before Competition Groups_LED Replacement Lamp (Tube)
Commercial | Com ¦ ENERGY STAR LED LAMPS (REFLECTOR LAMPs/MR16/PAR 16) | 2028 | Technical | GWh | Before Competition Groups | 1022.6751 | 0 | 0 | 20107.4986 | 0.05086 | 4 | Commercial_2028_Technical_GWh_Before Competition Groups_4 | ENERGY STAR LED LAMPS (REFLECTOR LAMPs/MR16/PAR 16) | 5.086% | 0 | 1022.6751 | Commercial_2028_Technical_GWh_Before Competition Groups_ENERGY STAR LED LAMPS (REFLECTOR LAMPs/MR16/PAR 16)
Commercial | Com ¦ LLLC - Low Impact Application | 2028 | Technical | GWh | Before Competition Groups | 1018.0598 | 0 | 0 | 20107.4986 | 0.050631 | 5 | Commercial_2028_Technical_GWh_Before Competition Groups_5 | LLLC - Low Impact Application | 5.063% | 0 | 1018.0598 | Commercial_2028_Technical_GWh_Before Competition Groups_LLLC - Low Impact Application
Commercial | Com ¦ LLLC - High Impact Application | 2028 | Technical | GWh | Before Competition Groups | 1011.7351 | 0 | 0 | 20107.4986 | 0.050316 | 6 | Commercial_2028_Technical_GWh_Before Competition Groups_6 | LLLC - High Impact Application | 5.032% | 0 | 1011.7351 | Commercial_2028_Technical_GWh_Before Competition Groups_LLLC - High Impact Application
Commercial | Com ¦ Furnace Tune-Up | 2028 | Economic | GWh | Before Competition Groups | 646.1203 | 0 | 0 | 13718.9849 | 0.047097 | 6 | Commercial_2028_Economic_GWh_Before Competition Groups_6 | Furnace Tune-Up | 4.71% | 0 | 646.1203 | Commercial_2028_Economic_GWh_Before Competition Groups_Furnace Tune-Up
Commercial | Com ¦ Building Recommissioning, Operations and Maintenance (O&M) Improvements | 2028 | Achievable | GWh | Before Competition Groups | 243.1014 | 0 | 0 | 5193.34 | 0.04681 | 9 | Commercial_2028_Achievable_GWh_Before Competition Groups_9 | Building Recommissioning, Operations and Maintenance (O&M) Improvements | 4.681% | 0 | 243.1014 | Commercial_2028_Achievable_GWh_Before Competition Groups_Building Recommissioning, Operations and Maintenance (O&M) Improvements
Commercial | Com ¦ Networked/Connected - High Impact Application | 2028 | Technical | GWh | Before Competition Groups | 914.4576 | 0 | 0 | 20107.4986 | 0.045478 | 7 | Commercial_2028_Technical_GWh_Before Competition Groups_7 | Networked/Connected - High Impact Application | 4.548% | 0 | 914.4576 | Commercial_2028_Technical_GWh_Before Competition Groups_Networked/Connected - High Impact Application
Commercial | Com ¦ Education and Capacity Building/Energy Behavior | 2028 | Technical | GWh | Before Competition Groups | 911.0268 | 0 | 0 | 20107.4986 | 0.045308 | 8 | Commercial_2028_Technical_GWh_Before Competition Groups_8 | Education and Capacity Building/Energy Behavior | 4.531% | 0 | 911.0268 | Commercial_2028_Technical_GWh_Before Competition Groups_Education and Capacity Building/Energy Behavior
Commercial | Com ¦ Networked/Connected - Low Impact Application | 2028 | Technical | GWh | Before Competition Groups | 875.3197 | 0 | 0 | 20107.4986 | 0.043532 | 9 | Commercial_2028_Technical_GWh_Before Competition Groups_9 | Networked/Connected - Low Impact Application | 4.353% | 0 | 875.3197 | Commercial_2028_Technical_GWh_Before Competition Groups_Networked/Connected - Low Impact Application
Commercial | Com ¦ Central Lighting Control System | 2028 | Technical | GWh | Before Competition Groups | 871.9719 | 0 | 0 | 20107.4986 | 0.043366 | 10 | Commercial_2028_Technical_GWh_Before Competition Groups_10 | Central Lighting Control System | 4.337% | 0 | 871.9719 | Commercial_2028_Technical_GWh_Before Competition Groups_Central Lighting Control System
Commercial | Com ¦ LED EXTERIOR AREA LIGHTS - LED fixture (200W) | 2028 | Economic | GWh | Before Competition Groups | 572.5617 | 0 | 0 | 13718.9849 | 0.041735 | 7 | Commercial_2028_Economic_GWh_Before Competition Groups_7 | LED EXTERIOR AREA LIGHTS - LED fixture (200W) | 4.173% | 0 | 572.5617 | Commercial_2028_Economic_GWh_Before Competition Groups_LED EXTERIOR AREA LIGHTS - LED fixture (200W)
Commercial | Com ¦ LED street light fixture | 2028 | Achievable | GWh | Before Competition Groups | 212.3266 | 0 | 0 | 5193.34 | 0.040884 | 10 | Commercial_2028_Achievable_GWh_Before Competition Groups_10 | LED street light fixture | 4.088% | 0 | 212.3266 | Commercial_2028_Achievable_GWh_Before Competition Groups_LED street light fixture
Commercial | Com ¦ LED parking lot fixture | 2028 | Economic | GWh | Before Competition Groups | 553.1261 | 0 | 0 | 13718.9849 | 0.040318 | 8 | Commercial_2028_Economic_GWh_Before Competition Groups_8 | LED parking lot fixture | 4.032% | 0 | 553.1261 | Commercial_2028_Economic_GWh_Before Competition Groups_LED parking lot fixture
Commercial | Com ¦ Furnace Tune-Up | 2028 | Technical | GWh | Before Competition Groups | 646.1203 | 0 | 0 | 20107.4986 | 0.032133 | 11 | Commercial_2028_Technical_GWh_Before Competition Groups_11 | Furnace Tune-Up | 3.213% | 0 | 646.1203 | Commercial_2028_Technical_GWh_Before Competition Groups_Furnace Tune-Up
Commercial | Com ¦ Data Center Storage/Server Virtualization | 2028 | Achievable | GWh | Before Competition Groups | 153.1561 | 0 | 0 | 5193.34 | 0.029491 | 11 | Commercial_2028_Achievable_GWh_Before Competition Groups_11 | Data Center Storage/Server Virtualization | 2.949% | 0 | 153.1561 | Commercial_2028_Achievable_GWh_Before Competition Groups_Data Center Storage/Server Virtualization
Commercial | Com ¦ LED EXTERIOR AREA LIGHTS - LED fixture (200W) | 2028 | Technical | GWh | Before Competition Groups | 572.5617 | 0 | 0 | 20107.4986 | 0.028475 | 12 | Commercial_2028_Technical_GWh_Before Competition Groups_12 | LED EXTERIOR AREA LIGHTS - LED fixture (200W) | 2.848% | 0 | 572.5617 | Commercial_2028_Technical_GWh_Before Competition Groups_LED EXTERIOR AREA LIGHTS - LED fixture (200W)
Commercial | Com ¦ LED parking lot fixture | 2028 | Technical | GWh | Before Competition Groups | 553.1261 | 0 | 0 | 20107.4986 | 0.027508 | 13 | Commercial_2028_Technical_GWh_Before Competition Groups_13 | LED parking lot fixture | 2.751% | 0 | 553.1261 | Commercial_2028_Technical_GWh_Before Competition Groups_LED parking lot fixture
Commercial | Com ¦ LED street light fixture | 2028 | Economic | GWh | Before Competition Groups | 346.2277 | 0 | 0 | 13718.9849 | 0.025237 | 9 | Commercial_2028_Economic_GWh_Before Competition Groups_9 | LED street light fixture | 2.524% | 0 | 346.2277 | Commercial_2028_Economic_GWh_Before Competition Groups_LED street light fixture
Commercial | Com ¦ LED Replacement Lamp (Tube) | 2028 | Economic | GWh | Before Competition Groups | 337.3028 | 0 | 0 | 13718.9849 | 0.024587 | 10 | Commercial_2028_Economic_GWh_Before Competition Groups_10 | LED Replacement Lamp (Tube) | 2.459% | 0 | 337.3028 | Commercial_2028_Economic_GWh_Before Competition Groups_LED Replacement Lamp (Tube)
Commercial | Com ¦ Advanced BAS/Controllers | 2028 | Economic | GWh | Before Competition Groups | 329.9389 | 0 | 0 | 13718.9849 | 0.02405 | 11 | Commercial_2028_Economic_GWh_Before Competition Groups_11 | Advanced BAS/Controllers | 2.405% | 0 | 329.9389 | Commercial_2028_Economic_GWh_Before Competition Groups_Advanced BAS/Controllers
Commercial | Com ¦ High Efficiency Air Source Heat Pump | 2028 | Economic | GWh | Before Competition Groups | 310.6224 | 0 | 0 | 13718.9849 | 0.022642 | 12 | Commercial_2028_Economic_GWh_Before Competition Groups_12 | High Efficiency Air Source Heat Pump | 2.264% | 0 | 310.6224 | Commercial_2028_Economic_GWh_Before Competition Groups_High Efficiency Air Source Heat Pump
Commercial | Com ¦ Strip Curtains | 2028 | Achievable | GWh | Before Competition Groups | 110.7779 | 0 | 0 | 5193.34 | 0.021331 | 12 | Commercial_2028_Achievable_GWh_Before Competition Groups_12 | Strip Curtains | 2.133% | 0 | 110.7779 | Commercial_2028_Achievable_GWh_Before Competition Groups_Strip Curtains
Commercial | Com ¦ Variable Refrigerant Flow Heat Pump | 2028 | Technical | GWh | Before Competition Groups | 395.9875 | 0 | 0 | 20107.4986 | 0.019694 | 14 | Commercial_2028_Technical_GWh_Before Competition Groups_14 | Variable Refrigerant Flow Heat Pump | 1.969% | 0 | 395.9875 | Commercial_2028_Technical_GWh_Before Competition Groups_Variable Refrigerant Flow Heat Pump
Commercial | Com ¦ Reach-in Shaded Pole to ECM/PSC Evaporator Fan Motor | 2028 | Achievable | GWh | Before Competition Groups | 102.1106 | 0 | 0 | 5193.34 | 0.019662 | 13 | Commercial_2028_Achievable_GWh_Before Competition Groups_13 | Reach-in Shaded Pole to ECM/PSC Evaporator Fan Motor | 1.966% | 0 | 102.1106 | Commercial_2028_Achievable_GWh_Before Competition Groups_Reach-in Shaded Pole to ECM/PSC Evaporator Fan Motor
Commercial | Com ¦ Data Center Storage/Server Virtualization | 2028 | Economic | GWh | Before Competition Groups | 262.3119 | 0 | 0 | 13718.9849 | 0.01912 | 13 | Commercial_2028_Economic_GWh_Before Competition Groups_13 | Data Center Storage/Server Virtualization | 1.912% | 0 | 262.3119 | Commercial_2028_Economic_GWh_Before Competition Groups_Data Center Storage/Server Virtualization
Commercial | Com ¦ Demand Control Ventilation | 2028 | Economic | GWh | Before Competition Groups | 255.5867 | 0 | 0 | 13718.9849 | 0.01863 | 14 | Commercial_2028_Economic_GWh_Before Competition Groups_14 | Demand Control Ventilation | 1.863% | 0 | 255.5867 | Commercial_2028_Economic_GWh_Before Competition Groups_Demand Control Ventilation
Commercial | Com ¦ Variable Frequency Drive (VFD) | 2028 | Achievable | GWh | Before Competition Groups | 95.8566 | 0 | 0 | 5193.34 | 0.018458 | 14 | Commercial_2028_Achievable_GWh_Before Competition Groups_14 | Variable Frequency Drive (VFD) | 1.846% | 0 | 95.8566 | Commercial_2028_Achievable_GWh_Before Competition Groups_Variable Frequency Drive (VFD)
Commercial | Com ¦ Smart Strip Plug Outlets | 2028 | Technical | GWh | Before Competition Groups | 354.9501 | 0 | 0 | 20107.4986 | 0.017653 | 15 | Commercial_2028_Technical_GWh_Before Competition Groups_15 | Smart Strip Plug Outlets | 1.765% | 0 | 354.9501 | Commercial_2028_Technical_GWh_Before Competition Groups_Smart Strip Plug Outlets
Commercial | Com ¦ LED or Equivalent Sign Lighting | 2028 | Achievable | GWh | Before Competition Groups | 91.5861 | 0 | 0 | 5193.34 | 0.017635 | 15 | Commercial_2028_Achievable_GWh_Before Competition Groups_15 | LED or Equivalent Sign Lighting | 1.764% | 0 | 91.5861 | Commercial_2028_Achievable_GWh_Before Competition Groups_LED or Equivalent Sign Lighting
Commercial | Com ¦ Strip Curtains | 2028 | Economic | GWh | Before Competition Groups | 239.3728 | 0 | 0 | 13718.9849 | 0.017448 | 15 | Commercial_2028_Economic_GWh_Before Competition Groups_15 | Strip Curtains | 1.745% | 0 | 239.3728 | Commercial_2028_Economic_GWh_Before Competition Groups_Strip Curtains
Commercial | Com ¦ VFD on Pumps | 2028 | Achievable | GWh | Before Competition Groups | 89.9416 | 0 | 0 | 5193.34 | 0.017319 | 16 | Commercial_2028_Achievable_GWh_Before Competition Groups_16 | VFD on Pumps | 1.732% | 0 | 89.9416 | Commercial_2028_Achievable_GWh_Before Competition Groups_VFD on Pumps
Commercial | Com ¦ LED street light fixture | 2028 | Technical | GWh | Before Competition Groups | 346.2277 | 0 | 0 | 20107.4986 | 0.017219 | 16 | Commercial_2028_Technical_GWh_Before Competition Groups_16 | LED street light fixture | 1.722% | 0 | 346.2277 | Commercial_2028_Technical_GWh_Before Competition Groups_LED street light fixture
Commercial | Com ¦ LED Replacement Lamp (Tube) | 2028 | Technical | GWh | Before Competition Groups | 337.3028 | 0 | 0 | 20107.4986 | 0.016775 | 17 | Commercial_2028_Technical_GWh_Before Competition Groups_17 | LED Replacement Lamp (Tube) | 1.677% | 0 | 337.3028 | Commercial_2028_Technical_GWh_Before Competition Groups_LED Replacement Lamp (Tube)
Commercial | Com ¦ High Efficiency Air Source Heat Pump | 2028 | Achievable | GWh | Before Competition Groups | 86.9134 | 0 | 0 | 5193.34 | 0.016736 | 17 | Commercial_2028_Achievable_GWh_Before Competition Groups_17 | High Efficiency Air Source Heat Pump | 1.674% | 0 | 86.9134 | Commercial_2028_Achievable_GWh_Before Competition Groups_High Efficiency Air Source Heat Pump
Commercial | Com ¦ Advanced BAS/Controllers | 2028 | Technical | GWh | Before Competition Groups | 329.9389 | 0 | 0 | 20107.4986 | 0.016409 | 18 | Commercial_2028_Technical_GWh_Before Competition Groups_18 | Advanced BAS/Controllers | 1.641% | 0 | 329.9389 | Commercial_2028_Technical_GWh_Before Competition Groups_Advanced BAS/Controllers
Commercial | Com ¦ Demand Control Ventilation | 2028 | Achievable | GWh | Before Competition Groups | 83.4495 | 0 | 0 | 5193.34 | 0.016069 | 18 | Commercial_2028_Achievable_GWh_Before Competition Groups_18 | Demand Control Ventilation | 1.607% | 0 | 83.4495 | Commercial_2028_Achievable_GWh_Before Competition Groups_Demand Control Ventilation
Commercial | Com ¦ Variable Frequency Drive (VFD) | 2028 | Economic | GWh | Before Competition Groups | 216.4196 | 0 | 0 | 13718.9849 | 0.015775 | 16 | Commercial_2028_Economic_GWh_Before Competition Groups_16 | Variable Frequency Drive (VFD) | 1.578% | 0 | 216.4196 | Commercial_2028_Economic_GWh_Before Competition Groups_Variable Frequency Drive (VFD)
Commercial | Com ¦ LLLC - Low Impact Application | 2028 | Economic | GWh | Before Competition Groups | 215.0427 | 0 | 0 | 13718.9849 | 0.015675 | 17 | Commercial_2028_Economic_GWh_Before Competition Groups_17 | LLLC - Low Impact Application | 1.567% | 0 | 215.0427 | Commercial_2028_Economic_GWh_Before Competition Groups_LLLC - Low Impact Application
Commercial | Com ¦ High Efficiency Air Source Heat Pump | 2028 | Technical | GWh | Before Competition Groups | 310.6224 | 0 | 0 | 20107.4986 | 0.015448 | 19 | Commercial_2028_Technical_GWh_Before Competition Groups_19 | High Efficiency Air Source Heat Pump | 1.545% | 0 | 310.6224 | Commercial_2028_Technical_GWh_Before Competition Groups_High Efficiency Air Source Heat Pump
Commercial | Com ¦ LLLC - High Impact Application | 2028 | Economic | GWh | Before Competition Groups | 204.8008 | 0 | 0 | 13718.9849 | 0.014928 | 18 | Commercial_2028_Economic_GWh_Before Competition Groups_18 | LLLC - High Impact Application | 1.493% | 0 | 204.8008 | Commercial_2028_Economic_GWh_Before Competition Groups_LLLC - High Impact Application
Commercial | Com ¦ VFD on Pumps | 2028 | Economic | GWh | Before Competition Groups | 203.4643 | 0 | 0 | 13718.9849 | 0.014831 | 19 | Commercial_2028_Economic_GWh_Before Competition Groups_19 | VFD on Pumps | 1.483% | 0 | 203.4643 | Commercial_2028_Economic_GWh_Before Competition Groups_VFD on Pumps
Commercial | Com ¦ Refrigerated Display Case Doors | 2028 | Achievable | GWh | Before Competition Groups | 73.5477 | 0 | 0 | 5193.34 | 0.014162 | 19 | Commercial_2028_Achievable_GWh_Before Competition Groups_19 | Refrigerated Display Case Doors | 1.416% | 0 | 73.5477 | Commercial_2028_Achievable_GWh_Before Competition Groups_Refrigerated Display Case Doors
Commercial | Com ¦ Centrally controlled desktop PC/NETWORK PC POWER MANAGEMENT SOFTWARE | 2028 | Achievable | GWh | Before Competition Groups | 72.2324 | 0 | 0 | 5193.34 | 0.013909 | 20 | Commercial_2028_Achievable_GWh_Before Competition Groups_20 | Centrally controlled desktop PC/NETWORK PC POWER MANAGEMENT SOFTWARE | 1.391% | 0 | 72.2324 | Commercial_2028_Achievable_GWh_Before Competition Groups_Centrally controlled desktop PC/NETWORK PC POWER MANAGEMENT SOFTWARE
Commercial | Com ¦ Data Center Storage/Server Virtualization | 2028 | Technical | GWh | Before Competition Groups | 262.3119 | 0 | 0 | 20107.4986 | 0.013045 | 20 | Commercial_2028_Technical_GWh_Before Competition Groups_20 | Data Center Storage/Server Virtualization | 1.305% | 0 | 262.3119 | Commercial_2028_Technical_GWh_Before Competition Groups_Data Center Storage/Server Virtualization
Commercial | Com ¦ Centrally controlled desktop PC/NETWORK PC POWER MANAGEMENT SOFTWARE | 2028 | Economic | GWh | Before Competition Groups | 178.2644 | 0 | 0 | 13718.9849 | 0.012994 | 20 | Commercial_2028_Economic_GWh_Before Competition Groups_20 | Centrally controlled desktop PC/NETWORK PC POWER MANAGEMENT SOFTWARE | 1.299% | 0 | 178.2644 | Commercial_2028_Economic_GWh_Before Competition Groups_Centrally controlled desktop PC/NETWORK PC POWER MANAGEMENT SOFTWARE
Commercial | Com ¦ Demand Control Ventilation | 2028 | Technical | GWh | Before Competition Groups | 259.9648 | 0 | 0 | 20107.4986 | 0.012929 | 21 | Commercial_2028_Technical_GWh_Before Competition Groups_21 | Demand Control Ventilation | 1.293% | 0 | 259.9648 | Commercial_2028_Technical_GWh_Before Competition Groups_Demand Control Ventilation
Commercial | Com ¦ Air Handler with Dedicated Outdoor Air Systems | 2028 | Economic | GWh | Before Competition Groups | 168.9009 | 0 | 0 | 13718.9849 | 0.012311 | 21 | Commercial_2028_Economic_GWh_Before Competition Groups_21 | Air Handler with Dedicated Outdoor Air Systems | 1.231% | 0 | 168.9009 | Commercial_2028_Economic_GWh_Before Competition Groups_Air Handler with Dedicated Outdoor Air Systems
Commercial | Com ¦ Strip Curtains | 2028 | Technical | GWh | Before Competition Groups | 239.3728 | 0 | 0 | 20107.4986 | 0.011905 | 22 | Commercial_2028_Technical_GWh_Before Competition Groups_22 | Strip Curtains | 1.19% | 0 | 239.3728 | Commercial_2028_Technical_GWh_Before Competition Groups_Strip Curtains
Commercial | Com ¦ Reach-in Shaded Pole to ECM/PSC Evaporator Fan Motor | 2028 | Economic | GWh | Before Competition Groups | 159.6234 | 0 | 0 | 13718.9849 | 0.011635 | 22 | Commercial_2028_Economic_GWh_Before Competition Groups_22 | Reach-in Shaded Pole to ECM/PSC Evaporator Fan Motor | 1.164% | 0 | 159.6234 | Commercial_2028_Economic_GWh_Before Competition Groups_Reach-in Shaded Pole to ECM/PSC Evaporator Fan Motor
Commercial | Com ¦ Refrigerated Display Case Doors | 2028 | Technical | GWh | Before Competition Groups | 225.5555 | 0 | 0 | 20107.4986 | 0.011217 | 23 | Commercial_2028_Technical_GWh_Before Competition Groups_23 | Refrigerated Display Case Doors | 1.122% | 0 | 225.5555 | Commercial_2028_Technical_GWh_Before Competition Groups_Refrigerated Display Case Doors
Commercial | Com ¦ Adaptive Thermostats | 2028 | Achievable | GWh | Before Competition Groups | 57.5273 | 0 | 0 | 5193.34 | 0.011077 | 21 | Commercial_2028_Achievable_GWh_Before Competition Groups_21 | Adaptive Thermostats | 1.108% | 0 | 57.5273 | Commercial_2028_Achievable_GWh_Before Competition Groups_Adaptive Thermostats
Commercial | Com ¦ LED or Equivalent Sign Lighting | 2028 | Economic | GWh | Before Competition Groups | 150.0476 | 0 | 0 | 13718.9849 | 0.010937 | 23 | Commercial_2028_Economic_GWh_Before Competition Groups_23 | LED or Equivalent Sign Lighting | 1.094% | 0 | 150.0476 | Commercial_2028_Economic_GWh_Before Competition Groups_LED or Equivalent Sign Lighting
Commercial | Com ¦ Variable Frequency Drive (VFD) | 2028 | Technical | GWh | Before Competition Groups | 216.4196 | 0 | 0 | 20107.4986 | 0.010763 | 24 | Commercial_2028_Technical_GWh_Before Competition Groups_24 | Variable Frequency Drive (VFD) | 1.076% | 0 | 216.4196 | Commercial_2028_Technical_GWh_Before Competition Groups_Variable Frequency Drive (VFD)
Commercial | Com ¦ Advanced BAS/Controllers | 2028 | Achievable | GWh | Before Competition Groups | 54.2421 | 0 | 0 | 5193.34 | 0.010445 | 22 | Commercial_2028_Achievable_GWh_Before Competition Groups_22 | Advanced BAS/Controllers | 1.044% | 0 | 54.2421 | Commercial_2028_Achievable_GWh_Before Competition Groups_Advanced BAS/Controllers
Commercial | Com ¦ Refrigerated Display Case Doors | 2028 | Economic | GWh | Before Competition Groups | 139.5775 | 0 | 0 | 13718.9849 | 0.010174 | 24 | Commercial_2028_Economic_GWh_Before Competition Groups_24 | Refrigerated Display Case Doors | 1.017% | 0 | 139.5775 | Commercial_2028_Economic_GWh_Before Competition Groups_Refrigerated Display Case Doors
Commercial | Com ¦ VFD on Pumps | 2028 | Technical | GWh | Before Competition Groups | 203.4643 | 0 | 0 | 20107.4986 | 0.010119 | 25 | Commercial_2028_Technical_GWh_Before Competition Groups_25 | VFD on Pumps | 1.012% | 0 | 203.4643 | Commercial_2028_Technical_GWh_Before Competition Groups_VFD on Pumps
Commercial | Com ¦ Adaptive Thermostats | 2028 | Economic | GWh | Before Competition Groups | 138.2295 | 0 | 0 | 13718.9849 | 0.010076 | 25 | Commercial_2028_Economic_GWh_Before Competition Groups_25 | Adaptive Thermostats | 1.008% | 0 | 138.2295 | Commercial_2028_Economic_GWh_Before Competition Groups_Adaptive Thermostats
Commercial | Com ¦ Air Handler with Dedicated Outdoor Air Systems | 2028 | Achievable | GWh | Before Competition Groups | 50.6177 | 0 | 0 | 5193.34 | 0.0097466 | 23 | Commercial_2028_Achievable_GWh_Before Competition Groups_23 | Air Handler with Dedicated Outdoor Air Systems | 0.9747% | 0 | 50.6177 | Commercial_2028_Achievable_GWh_Before Competition Groups_Air Handler with Dedicated Outdoor Air Systems
Commercial | Com ¦ ENERGY STAR LED LAMPS (General Service Lamps) | 2028 | Achievable | GWh | Before Competition Groups | 46.8515 | 0 | 0 | 5193.34 | 0.0090215 | 24 | Commercial_2028_Achievable_GWh_Before Competition Groups_24 | ENERGY STAR LED LAMPS (General Service Lamps) | 0.9021% | 0 | 46.8515 | Commercial_2028_Achievable_GWh_Before Competition Groups_ENERGY STAR LED LAMPS (General Service Lamps)
Commercial | Com ¦ Centrally controlled desktop PC/NETWORK PC POWER MANAGEMENT SOFTWARE | 2028 | Technical | GWh | Before Competition Groups | 178.2644 | 0 | 0 | 20107.4986 | 0.0088656 | 26 | Commercial_2028_Technical_GWh_Before Competition Groups_26 | Centrally controlled desktop PC/NETWORK PC POWER MANAGEMENT SOFTWARE | 0.8866% | 0 | 178.2644 | Commercial_2028_Technical_GWh_Before Competition Groups_Centrally controlled desktop PC/NETWORK PC POWER MANAGEMENT SOFTWARE
Commercial | Com ¦ Door Gasket Freezer/Refrigerator | 2028 | Technical | GWh | Before Competition Groups | 174.042 | 0 | 0 | 20107.4986 | 0.0086556 | 27 | Commercial_2028_Technical_GWh_Before Competition Groups_27 | Door Gasket Freezer/Refrigerator | 0.8656% | 0 | 174.042 | Commercial_2028_Technical_GWh_Before Competition Groups_Door Gasket Freezer/Refrigerator
Commercial | Com ¦ ECM MOTORS FOR EVAPORATOR FANS for refrigeration (WALK-IN) | 2028 | Achievable | GWh | Before Competition Groups | 44.4261 | 0 | 0 | 5193.34 | 0.0085544 | 25 | Commercial_2028_Achievable_GWh_Before Competition Groups_25 | ECM MOTORS FOR EVAPORATOR FANS for refrigeration (WALK-IN) | 0.8554% | 0 | 44.4261 | Commercial_2028_Achievable_GWh_Before Competition Groups_ECM MOTORS FOR EVAPORATOR FANS for refrigeration (WALK-IN)
Commercial | Com ¦ Air Handler with Dedicated Outdoor Air Systems | 2028 | Technical | GWh | Before Competition Groups | 168.9009 | 0 | 0 | 20107.4986 | 0.0083999 | 28 | Commercial_2028_Technical_GWh_Before Competition Groups_28 | Air Handler with Dedicated Outdoor Air Systems | 0.84% | 0 | 168.9009 | Commercial_2028_Technical_GWh_Before Competition Groups_Air Handler with Dedicated Outdoor Air Systems
Commercial | Com ¦ Condensing Unit Heaters or other Efficient Unit Heating System | 2028 | Achievable | GWh | Before Competition Groups | 43.197 | 0 | 0 | 5193.34 | 0.0083178 | 26 | Commercial_2028_Achievable_GWh_Before Competition Groups_26 | Condensing Unit Heaters or other Efficient Unit Heating System | 0.8318% | 0 | 43.197 | Commercial_2028_Achievable_GWh_Before Competition Groups_Condensing Unit Heaters or other Efficient Unit Heating System
Commercial | Com ¦ Reach-in Shaded Pole to ECM/PSC Evaporator Fan Motor | 2028 | Technical | GWh | Before Competition Groups | 159.6234 | 0 | 0 | 20107.4986 | 0.0079385 | 29 | Commercial_2028_Technical_GWh_Before Competition Groups_29 | Reach-in Shaded Pole to ECM/PSC Evaporator Fan Motor | 0.7938% | 0 | 159.6234 | Commercial_2028_Technical_GWh_Before Competition Groups_Reach-in Shaded Pole to ECM/PSC Evaporator Fan Motor
Commercial | Com ¦ LED or Equivalent Sign Lighting | 2028 | Technical | GWh | Before Competition Groups | 150.0476 | 0 | 0 | 20107.4986 | 0.0074623 | 30 | Commercial_2028_Technical_GWh_Before Competition Groups_30 | LED or Equivalent Sign Lighting | 0.7462% | 0 | 150.0476 | Commercial_2028_Technical_GWh_Before Competition Groups_LED or Equivalent Sign Lighting
Commercial | Com ¦ ECM MOTORS FOR EVAPORATOR FANS for refrigeration (WALK-IN) | 2028 | Economic | GWh | Before Competition Groups | 101.7241 | 0 | 0 | 13718.9849 | 0.0074148 | 26 | Commercial_2028_Economic_GWh_Before Competition Groups_26 | ECM MOTORS FOR EVAPORATOR FANS for refrigeration (WALK-IN) | 0.7415% | 0 | 101.7241 | Commercial_2028_Economic_GWh_Before Competition Groups_ECM MOTORS FOR EVAPORATOR FANS for refrigeration (WALK-IN)
Commercial | Com ¦ Condensing Unit Heaters or other Efficient Unit Heating System | 2028 | Economic | GWh | Before Competition Groups | 98.0484 | 0 | 0 | 13718.9849 | 0.0071469 | 27 | Commercial_2028_Economic_GWh_Before Competition Groups_27 | Condensing Unit Heaters or other Efficient Unit Heating System | 0.7147% | 0 | 98.0484 | Commercial_2028_Economic_GWh_Before Competition Groups_Condensing Unit Heaters or other Efficient Unit Heating System
Commercial | Com ¦ Adaptive Thermostats | 2028 | Technical | GWh | Before Competition Groups | 139.2361 | 0 | 0 | 20107.4986 | 0.0069246 | 31 | Commercial_2028_Technical_GWh_Before Competition Groups_31 | Adaptive Thermostats | 0.6925% | 0 | 139.2361 | Commercial_2028_Technical_GWh_Before Competition Groups_Adaptive Thermostats
Commercial | Com ¦ Evaporator Fan Controls | 2028 | Achievable | GWh | Before Competition Groups | 35.6694 | 0 | 0 | 5193.34 | 0.0068683 | 27 | Commercial_2028_Achievable_GWh_Before Competition Groups_27 | Evaporator Fan Controls | 0.6868% | 0 | 35.6694 | Commercial_2028_Achievable_GWh_Before Competition Groups_Evaporator Fan Controls
Commercial | Com ¦ Refrigeration Optimization | 2028 | Technical | GWh | Before Competition Groups | 124.8612 | 0 | 0 | 20107.4986 | 0.0062097 | 32 | Commercial_2028_Technical_GWh_Before Competition Groups_32 | Refrigeration Optimization | 0.621% | 0 | 124.8612 | Commercial_2028_Technical_GWh_Before Competition Groups_Refrigeration Optimization
Commercial | Com ¦ Freezer Case Light Sensor | 2028 | Economic | GWh | Before Competition Groups | 83.9974 | 0 | 0 | 13718.9849 | 0.0061227 | 28 | Commercial_2028_Economic_GWh_Before Competition Groups_28 | Freezer Case Light Sensor | 0.6123% | 0 | 83.9974 | Commercial_2028_Economic_GWh_Before Competition Groups_Freezer Case Light Sensor
Commercial | Com ¦ Evaporator Fan Controls | 2028 | Economic | GWh | Before Competition Groups | 81.921 | 0 | 0 | 13718.9849 | 0.0059714 | 29 | Commercial_2028_Economic_GWh_Before Competition Groups_29 | Evaporator Fan Controls | 0.5971% | 0 | 81.921 | Commercial_2028_Economic_GWh_Before Competition Groups_Evaporator Fan Controls
Commercial | Com ¦ Demand Control Kitchen Ventilation | 2028 | Economic | GWh | Before Competition Groups | 80.7475 | 0 | 0 | 13718.9849 | 0.0058858 | 30 | Commercial_2028_Economic_GWh_Before Competition Groups_30 | Demand Control Kitchen Ventilation | 0.5886% | 0 | 80.7475 | Commercial_2028_Economic_GWh_Before Competition Groups_Demand Control Kitchen Ventilation
Commercial | Com ¦ Freezer Case Light Sensor | 2028 | Achievable | GWh | Before Competition Groups | 28.9095 | 0 | 0 | 5193.34 | 0.0055666 | 28 | Commercial_2028_Achievable_GWh_Before Competition Groups_28 | Freezer Case Light Sensor | 0.5567% | 0 | 28.9095 | Commercial_2028_Achievable_GWh_Before Competition Groups_Freezer Case Light Sensor
Commercial | Com ¦ Refrigerated Display Case LED | 2028 | Technical | GWh | Before Competition Groups | 111.6978 | 0 | 0 | 20107.4986 | 0.005555 | 33 | Commercial_2028_Technical_GWh_Before Competition Groups_33 | Refrigerated Display Case LED | 0.5555% | 0 | 111.6978 | Commercial_2028_Technical_GWh_Before Competition Groups_Refrigerated Display Case LED
Commercial | Com ¦ ENERGY STAR LED LAMPS (General Service Lamps) | 2028 | Economic | GWh | Before Competition Groups | 75.3196 | 0 | 0 | 13718.9849 | 0.0054902 | 31 | Commercial_2028_Economic_GWh_Before Competition Groups_31 | ENERGY STAR LED LAMPS (General Service Lamps) | 0.549% | 0 | 75.3196 | Commercial_2028_Economic_GWh_Before Competition Groups_ENERGY STAR LED LAMPS (General Service Lamps)
Commercial | Com ¦ Demand Control Kitchen Ventilation | 2028 | Achievable | GWh | Before Competition Groups | 28.2641 | 0 | 0 | 5193.34 | 0.0054424 | 29 | Commercial_2028_Achievable_GWh_Before Competition Groups_29 | Demand Control Kitchen Ventilation | 0.5442% | 0 | 28.2641 | Commercial_2028_Achievable_GWh_Before Competition Groups_Demand Control Kitchen Ventilation
Commercial | Com ¦ Occupancy Sensors | 2028 | Economic | GWh | Before Competition Groups | 71.7788 | 0 | 0 | 13718.9849 | 0.0052321 | 32 | Commercial_2028_Economic_GWh_Before Competition Groups_32 | Occupancy Sensors | 0.5232% | 0 | 71.7788 | Commercial_2028_Economic_GWh_Before Competition Groups_Occupancy Sensors
Commercial | Com ¦ ENERGY STAR FREEZER | 2028 | Technical | GWh | Before Competition Groups | 102.8102 | 0 | 0 | 20107.4986 | 0.005113 | 34 | Commercial_2028_Technical_GWh_Before Competition Groups_34 | ENERGY STAR FREEZER | 0.5113% | 0 | 102.8102 | Commercial_2028_Technical_GWh_Before Competition Groups_ENERGY STAR FREEZER
Commercial | Com ¦ ECM MOTORS FOR EVAPORATOR FANS for refrigeration (WALK-IN) | 2028 | Technical | GWh | Before Competition Groups | 101.7241 | 0 | 0 | 20107.4986 | 0.005059 | 35 | Commercial_2028_Technical_GWh_Before Competition Groups_35 | ECM MOTORS FOR EVAPORATOR FANS for refrigeration (WALK-IN) | 0.5059% | 0 | 101.7241 | Commercial_2028_Technical_GWh_Before Competition Groups_ECM MOTORS FOR EVAPORATOR FANS for refrigeration (WALK-IN)
Commercial | Com ¦ Condensing Unit Heaters or other Efficient Unit Heating System | 2028 | Technical | GWh | Before Competition Groups | 98.0484 | 0 | 0 | 20107.4986 | 0.0048762 | 36 | Commercial_2028_Technical_GWh_Before Competition Groups_36 | Condensing Unit Heaters or other Efficient Unit Heating System | 0.4876% | 0 | 98.0484 | Commercial_2028_Technical_GWh_Before Competition Groups_Condensing Unit Heaters or other Efficient Unit Heating System
Commercial | Com ¦ Indoor Daylight Sensors/Photocell Dimming Control | 2028 | Technical | GWh | Before Competition Groups | 94.3765 | 0 | 0 | 20107.4986 | 0.0046936 | 37 | Commercial_2028_Technical_GWh_Before Competition Groups_37 | Indoor Daylight Sensors/Photocell Dimming Control | 0.4694% | 0 | 94.3765 | Commercial_2028_Technical_GWh_Before Competition Groups_Indoor Daylight Sensors/Photocell Dimming Control
Commercial | Com ¦ Unitary Air-Conditioning Unit | 2028 | Technical | GWh | Before Competition Groups | 94.3556 | 0 | 0 | 20107.4986 | 0.0046926 | 38 | Commercial_2028_Technical_GWh_Before Competition Groups_38 | Unitary Air-Conditioning Unit | 0.4693% | 0 | 94.3556 | Commercial_2028_Technical_GWh_Before Competition Groups_Unitary Air-Conditioning Unit
Commercial | Com ¦ ENERGY STAR LED LAMPS (General Service Lamps) | 2028 | Technical | GWh | Before Competition Groups | 90.7636 | 0 | 0 | 20107.4986 | 0.0045139 | 39 | Commercial_2028_Technical_GWh_Before Competition Groups_39 | ENERGY STAR LED LAMPS (General Service Lamps) | 0.4514% | 0 | 90.7636 | Commercial_2028_Technical_GWh_Before Competition Groups_ENERGY STAR LED LAMPS (General Service Lamps)
Commercial | Com ¦ High R-Value Glass Doors/no-heat glass door | 2028 | Technical | GWh | Before Competition Groups | 90.5009 | 0 | 0 | 20107.4986 | 0.0045009 | 40 | Commercial_2028_Technical_GWh_Before Competition Groups_40 | High R-Value Glass Doors/no-heat glass door | 0.4501% | 0 | 90.5009 | Commercial_2028_Technical_GWh_Before Competition Groups_High R-Value Glass Doors/no-heat glass door
Commercial | Com ¦ Demand Control Kitchen Ventilation | 2028 | Technical | GWh | Before Competition Groups | 90.4928 | 0 | 0 | 20107.4986 | 0.0045005 | 41 | Commercial_2028_Technical_GWh_Before Competition Groups_41 | Demand Control Kitchen Ventilation | 0.45% | 0 | 90.4928 | Commercial_2028_Technical_GWh_Before Competition Groups_Demand Control Kitchen Ventilation
Commercial | Com ¦ Freezer Case Light Sensor | 2028 | Technical | GWh | Before Competition Groups | 83.9974 | 0 | 0 | 20107.4986 | 0.0041774 | 42 | Commercial_2028_Technical_GWh_Before Competition Groups_42 | Freezer Case Light Sensor | 0.4177% | 0 | 83.9974 | Commercial_2028_Technical_GWh_Before Competition Groups_Freezer Case Light Sensor
Commercial | Com ¦ Adding reflective (White) roof treatment or a green roof | 2028 | Technical | GWh | Before Competition Groups | 82.6576 | 0 | 0 | 20107.4986 | 0.0041108 | 43 | Commercial_2028_Technical_GWh_Before Competition Groups_43 | Adding reflective (White) roof treatment or a green roof | 0.4111% | 0 | 82.6576 | Commercial_2028_Technical_GWh_Before Competition Groups_Adding reflective (White) roof treatment or a green roof
Commercial | Com ¦ Evaporator Fan Controls | 2028 | Technical | GWh | Before Competition Groups | 81.921 | 0 | 0 | 20107.4986 | 0.0040741 | 44 | Commercial_2028_Technical_GWh_Before Competition Groups_44 | Evaporator Fan Controls | 0.4074% | 0 | 81.921 | Commercial_2028_Technical_GWh_Before Competition Groups_Evaporator Fan Controls
Commercial | Com ¦ Occupancy Sensors | 2028 | Technical | GWh | Before Competition Groups | 71.7788 | 0 | 0 | 20107.4986 | 0.0035698 | 45 | Commercial_2028_Technical_GWh_Before Competition Groups_45 | Occupancy Sensors | 0.357% | 0 | 71.7788 | Commercial_2028_Technical_GWh_Before Competition Groups_Occupancy Sensors
Commercial | Com ¦ ENERGY STAR ICE MACHINES - Ice Making Head | 2028 | Technical | GWh | Before Competition Groups | 69.038 | 0 | 0 | 20107.4986 | 0.0034334 | 46 | Commercial_2028_Technical_GWh_Before Competition Groups_46 | ENERGY STAR ICE MACHINES - Ice Making Head | 0.3433% | 0 | 69.038 | Commercial_2028_Technical_GWh_Before Competition Groups_ENERGY STAR ICE MACHINES - Ice Making Head
Commercial | Com ¦ HOTEL OCCUPANCY CONTROLS (HVAC + LIGHTING) | 2028 | Technical | GWh | Before Competition Groups | 65.5725 | 0 | 0 | 20107.4986 | 0.0032611 | 47 | Commercial_2028_Technical_GWh_Before Competition Groups_47 | HOTEL OCCUPANCY CONTROLS (HVAC + LIGHTING) | 0.3261% | 0 | 65.5725 | Commercial_2028_Technical_GWh_Before Competition Groups_HOTEL OCCUPANCY CONTROLS (HVAC + LIGHTING)
Commercial | Com ¦ Condensing Make Up Air Unit | 2028 | Technical | GWh | Before Competition Groups | 58.5958 | 0 | 0 | 20107.4986 | 0.0029141 | 48 | Commercial_2028_Technical_GWh_Before Competition Groups_48 | Condensing Make Up Air Unit | 0.2914% | 0 | 58.5958 | Commercial_2028_Technical_GWh_Before Competition Groups_Condensing Make Up Air Unit
Commercial | Com ¦ Refrigeration Commissioning | 2028 | Technical | GWh | Before Competition Groups | 56.313 | 0 | 0 | 20107.4986 | 0.0028006 | 49 | Commercial_2028_Technical_GWh_Before Competition Groups_49 | Refrigeration Commissioning | 0.2801% | 0 | 56.313 | Commercial_2028_Technical_GWh_Before Competition Groups_Refrigeration Commissioning
Commercial | Com ¦ Condensing Make Up Air Unit | 2028 | Achievable | GWh | Before Competition Groups | 14.4068 | 0 | 0 | 5193.34 | 0.0027741 | 30 | Commercial_2028_Achievable_GWh_Before Competition Groups_30 | Condensing Make Up Air Unit | 0.2774% | 0 | 14.4068 | Commercial_2028_Achievable_GWh_Before Competition Groups_Condensing Make Up Air Unit
Commercial | Com ¦ Elec Storage WH 2.30 Et | 2028 | Economic | GWh | Before Competition Groups | 37.8093 | 0 | 0 | 13718.9849 | 0.002756 | 33 | Commercial_2028_Economic_GWh_Before Competition Groups_33 | Elec Storage WH 2.30 Et | 0.2756% | 0 | 37.8093 | Commercial_2028_Economic_GWh_Before Competition Groups_Elec Storage WH 2.30 Et
Commercial | Com ¦ Condensing Make Up Air Unit | 2028 | Economic | GWh | Before Competition Groups | 36.5242 | 0 | 0 | 13718.9849 | 0.0026623 | 34 | Commercial_2028_Economic_GWh_Before Competition Groups_34 | Condensing Make Up Air Unit | 0.2662% | 0 | 36.5242 | Commercial_2028_Economic_GWh_Before Competition Groups_Condensing Make Up Air Unit
Commercial | Com ¦ BEVERAGE VENDING MACHINE CONTROLS | 2028 | Economic | GWh | Before Competition Groups | 36.5024 | 0 | 0 | 13718.9849 | 0.0026607 | 35 | Commercial_2028_Economic_GWh_Before Competition Groups_35 | BEVERAGE VENDING MACHINE CONTROLS | 0.2661% | 0 | 36.5024 | Commercial_2028_Economic_GWh_Before Competition Groups_BEVERAGE VENDING MACHINE CONTROLS
Commercial | Com ¦ Temperature Adjustment in Commercial Freezers | 2028 | Achievable | GWh | Before Competition Groups | 13.6285 | 0 | 0 | 5193.34 | 0.0026242 | 31 | Commercial_2028_Achievable_GWh_Before Competition Groups_31 | Temperature Adjustment in Commercial Freezers | 0.2624% | 0 | 13.6285 | Commercial_2028_Achievable_GWh_Before Competition Groups_Temperature Adjustment in Commercial Freezers
Commercial | Com ¦ Super-High Efficiency Furnaces (Emerging Tech) | 2028 | Technical | GWh | Before Competition Groups | 52.6129 | 0 | 0 | 20107.4986 | 0.0026166 | 50 | Commercial_2028_Technical_GWh_Before Competition Groups_50 | Super-High Efficiency Furnaces (Emerging Tech) | 0.2617% | 0 | 52.6129 | Commercial_2028_Technical_GWh_Before Competition Groups_Super-High Efficiency Furnaces (Emerging Tech)
Commercial | Com ¦ Networked/Connected - Low Impact Application | 2028 | Economic | GWh | Before Competition Groups | 35.6364 | 0 | 0 | 13718.9849 | 0.0025976 | 36 | Commercial_2028_Economic_GWh_Before Competition Groups_36 | Networked/Connected - Low Impact Application | 0.2598% | 0 | 35.6364 | Commercial_2028_Economic_GWh_Before Competition Groups_Networked/Connected - Low Impact Application
Commercial | Com ¦ ENERGY STAR Refrigerator | 2028 | Technical | GWh | Before Competition Groups | 50.708 | 0 | 0 | 20107.4986 | 0.0025218 | 51 | Commercial_2028_Technical_GWh_Before Competition Groups_51 | ENERGY STAR Refrigerator | 0.2522% | 0 | 50.708 | Commercial_2028_Technical_GWh_Before Competition Groups_ENERGY STAR Refrigerator
Commercial | Com ¦ Energy Efficient Laboratory Fume Hood | 2028 | Achievable | GWh | Before Competition Groups | 12.2611 | 0 | 0 | 5193.34 | 0.0023609 | 32 | Commercial_2028_Achievable_GWh_Before Competition Groups_32 | Energy Efficient Laboratory Fume Hood | 0.2361% | 0 | 12.2611 | Commercial_2028_Achievable_GWh_Before Competition Groups_Energy Efficient Laboratory Fume Hood
Commercial | Com ¦ ENERGY STAR Griddle (74% eff) | 2028 | Achievable | GWh | Before Competition Groups | 12.2549 | 0 | 0 | 5193.34 | 0.0023597 | 33 | Commercial_2028_Achievable_GWh_Before Competition Groups_33 | ENERGY STAR Griddle (74% eff) | 0.236% | 0 | 12.2549 | Commercial_2028_Achievable_GWh_Before Competition Groups_ENERGY STAR Griddle (74% eff)
Commercial | Com ¦ Elec Storage WH 2.30 Et | 2028 | Achievable | GWh | Before Competition Groups | 12.1105 | 0 | 0 | 5193.34 | 0.0023319 | 34 | Commercial_2028_Achievable_GWh_Before Competition Groups_34 | Elec Storage WH 2.30 Et | 0.2332% | 0 | 12.1105 | Commercial_2028_Achievable_GWh_Before Competition Groups_Elec Storage WH 2.30 Et
Commercial | Com ¦ Temperature Adjustment in Commercial Freezers | 2028 | Economic | GWh | Before Competition Groups | 31.2691 | 0 | 0 | 13718.9849 | 0.0022793 | 37 | Commercial_2028_Economic_GWh_Before Competition Groups_37 | Temperature Adjustment in Commercial Freezers | 0.2279% | 0 | 31.2691 | Commercial_2028_Economic_GWh_Before Competition Groups_Temperature Adjustment in Commercial Freezers
Commercial | Com ¦ BEVERAGE VENDING MACHINE CONTROLS | 2028 | Achievable | GWh | Before Competition Groups | 11.8097 | 0 | 0 | 5193.34 | 0.002274 | 35 | Commercial_2028_Achievable_GWh_Before Competition Groups_35 | BEVERAGE VENDING MACHINE CONTROLS | 0.2274% | 0 | 11.8097 | Commercial_2028_Achievable_GWh_Before Competition Groups_BEVERAGE VENDING MACHINE CONTROLS
Commercial | Com ¦ CO Sensors for parking garage exhaust fans | 2028 | Achievable | GWh | Before Competition Groups | 11.5251 | 0 | 0 | 5193.34 | 0.0022192 | 36 | Commercial_2028_Achievable_GWh_Before Competition Groups_36 | CO Sensors for parking garage exhaust fans | 0.2219% | 0 | 11.5251 | Commercial_2028_Achievable_GWh_Before Competition Groups_CO Sensors for parking garage exhaust fans
Commercial | Com ¦ Networked/Connected - High Impact Application | 2028 | Economic | GWh | Before Competition Groups | 29.7751 | 0 | 0 | 13718.9849 | 0.0021704 | 38 | Commercial_2028_Economic_GWh_Before Competition Groups_38 | Networked/Connected - High Impact Application | 0.217% | 0 | 29.7751 | Commercial_2028_Economic_GWh_Before Competition Groups_Networked/Connected - High Impact Application
Commercial | Com ¦ CO Sensors for parking garage exhaust fans | 2028 | Economic | GWh | Before Competition Groups | 28.1135 | 0 | 0 | 13718.9849 | 0.0020492 | 39 | Commercial_2028_Economic_GWh_Before Competition Groups_39 | CO Sensors for parking garage exhaust fans | 0.2049% | 0 | 28.1135 | Commercial_2028_Economic_GWh_Before Competition Groups_CO Sensors for parking garage exhaust fans
Commercial | Com ¦ Vertical Night Covers | 2028 | Achievable | GWh | Before Competition Groups | 10.6101 | 0 | 0 | 5193.34 | 0.002043 | 37 | Commercial_2028_Achievable_GWh_Before Competition Groups_37 | Vertical Night Covers | 0.2043% | 0 | 10.6101 | Commercial_2028_Achievable_GWh_Before Competition Groups_Vertical Night Covers
Commercial | Com ¦ Energy Efficient Laboratory Fume Hood | 2028 | Economic | GWh | Before Competition Groups | 27.7055 | 0 | 0 | 13718.9849 | 0.0020195 | 40 | Commercial_2028_Economic_GWh_Before Competition Groups_40 | Energy Efficient Laboratory Fume Hood | 0.202% | 0 | 27.7055 | Commercial_2028_Economic_GWh_Before Competition Groups_Energy Efficient Laboratory Fume Hood
Commercial | Com ¦ Chilled Water Optimization | 2028 | Achievable | GWh | Before Competition Groups | 9.992 | 0 | 0 | 5193.34 | 0.001924 | 38 | Commercial_2028_Achievable_GWh_Before Competition Groups_38 | Chilled Water Optimization | 0.1924% | 0 | 9.992 | Commercial_2028_Achievable_GWh_Before Competition Groups_Chilled Water Optimization
Commercial | Com ¦ Elec Storage WH 2.30 Et | 2028 | Technical | GWh | Before Competition Groups | 37.8093 | 0 | 0 | 20107.4986 | 0.0018804 | 52 | Commercial_2028_Technical_GWh_Before Competition Groups_52 | Elec Storage WH 2.30 Et | 0.188% | 0 | 37.8093 | Commercial_2028_Technical_GWh_Before Competition Groups_Elec Storage WH 2.30 Et
Commercial | Com ¦ Duct Insulation, R8 | 2028 | Achievable | GWh | Before Competition Groups | 9.5049 | 0 | 0 | 5193.34 | 0.0018302 | 39 | Commercial_2028_Achievable_GWh_Before Competition Groups_39 | Duct Insulation, R8 | 0.183% | 0 | 9.5049 | Commercial_2028_Achievable_GWh_Before Competition Groups_Duct Insulation, R8
Commercial | Com ¦ BEVERAGE VENDING MACHINE CONTROLS | 2028 | Technical | GWh | Before Competition Groups | 36.5024 | 0 | 0 | 20107.4986 | 0.0018154 | 53 | Commercial_2028_Technical_GWh_Before Competition Groups_53 | BEVERAGE VENDING MACHINE CONTROLS | 0.1815% | 0 | 36.5024 | Commercial_2028_Technical_GWh_Before Competition Groups_BEVERAGE VENDING MACHINE CONTROLS
Commercial | Com ¦ Occupancy Sensors | 2028 | Achievable | GWh | Before Competition Groups | 9.332 | 0 | 0 | 5193.34 | 0.0017969 | 40 | Commercial_2028_Achievable_GWh_Before Competition Groups_40 | Occupancy Sensors | 0.1797% | 0 | 9.332 | Commercial_2028_Achievable_GWh_Before Competition Groups_Occupancy Sensors
Commercial | Com ¦ Refrigerated Display Case LED | 2028 | Achievable | GWh | Before Competition Groups | 9.3202 | 0 | 0 | 5193.34 | 0.0017947 | 41 | Commercial_2028_Achievable_GWh_Before Competition Groups_41 | Refrigerated Display Case LED | 0.1795% | 0 | 9.3202 | Commercial_2028_Achievable_GWh_Before Competition Groups_Refrigerated Display Case LED
Commercial | Com ¦ Vertical Night Covers | 2028 | Economic | GWh | Before Competition Groups | 24.3682 | 0 | 0 | 13718.9849 | 0.0017762 | 41 | Commercial_2028_Economic_GWh_Before Competition Groups_41 | Vertical Night Covers | 0.1776% | 0 | 24.3682 | Commercial_2028_Economic_GWh_Before Competition Groups_Vertical Night Covers
Commercial | Com ¦ Water Heating (DHW) Pipe Insulation (Add 3/4\ Foam)" | 2028 | Achievable | GWh | Before Competition Groups | 9.0656 | 0 | 0 | 5193.34 | 0.0017456 | 42 | Commercial_2028_Achievable_GWh_Before Competition Groups_42 | Water Heating (DHW) Pipe Insulation (Add 3/4\ Foam)" | 0.1746% | 0 | 9.0656 | Commercial_2028_Achievable_GWh_Before Competition Groups_Water Heating (DHW) Pipe Insulation (Add 3/4\ Foam)"
Commercial | Com ¦ ENERGY STAR Griddle (74% eff) | 2028 | Economic | GWh | Before Competition Groups | 22.6102 | 0 | 0 | 13718.9849 | 0.0016481 | 42 | Commercial_2028_Economic_GWh_Before Competition Groups_42 | ENERGY STAR Griddle (74% eff) | 0.1648% | 0 | 22.6102 | Commercial_2028_Economic_GWh_Before Competition Groups_ENERGY STAR Griddle (74% eff)
Commercial | Com ¦ Chilled Water Optimization | 2028 | Economic | GWh | Before Competition Groups | 22.2226 | 0 | 0 | 13718.9849 | 0.0016198 | 43 | Commercial_2028_Economic_GWh_Before Competition Groups_43 | Chilled Water Optimization | 0.162% | 0 | 22.2226 | Commercial_2028_Economic_GWh_Before Competition Groups_Chilled Water Optimization
Commercial | Com ¦ Ground Source Heat Pump | 2028 | Technical | GWh | Before Competition Groups | 31.6494 | 0 | 0 | 20107.4986 | 0.001574 | 54 | Commercial_2028_Technical_GWh_Before Competition Groups_54 | Ground Source Heat Pump | 0.1574% | 0 | 31.6494 | Commercial_2028_Technical_GWh_Before Competition Groups_Ground Source Heat Pump
Commercial | Com ¦ Duct Insulation, R8 | 2028 | Economic | GWh | Before Competition Groups | 21.4684 | 0 | 0 | 13718.9849 | 0.0015649 | 44 | Commercial_2028_Economic_GWh_Before Competition Groups_44 | Duct Insulation, R8 | 0.1565% | 0 | 21.4684 | Commercial_2028_Economic_GWh_Before Competition Groups_Duct Insulation, R8
Commercial | Com ¦ Temperature Adjustment in Commercial Freezers | 2028 | Technical | GWh | Before Competition Groups | 31.2691 | 0 | 0 | 20107.4986 | 0.0015551 | 55 | Commercial_2028_Technical_GWh_Before Competition Groups_55 | Temperature Adjustment in Commercial Freezers | 0.1555% | 0 | 31.2691 | Commercial_2028_Technical_GWh_Before Competition Groups_Temperature Adjustment in Commercial Freezers
Commercial | Com ¦ Water Heating (DHW) Pipe Insulation (Add 3/4\ Foam)" | 2028 | Economic | GWh | Before Competition Groups | 20.7129 | 0 | 0 | 13718.9849 | 0.0015098 | 45 | Commercial_2028_Economic_GWh_Before Competition Groups_45 | Water Heating (DHW) Pipe Insulation (Add 3/4\ Foam)" | 0.151% | 0 | 20.7129 | Commercial_2028_Economic_GWh_Before Competition Groups_Water Heating (DHW) Pipe Insulation (Add 3/4\ Foam)"
Commercial | Com ¦ Outside Air Economizer | 2028 | Achievable | GWh | Before Competition Groups | 7.7215 | 0 | 0 | 5193.34 | 0.0014868 | 43 | Commercial_2028_Achievable_GWh_Before Competition Groups_43 | Outside Air Economizer | 0.1487% | 0 | 7.7215 | Commercial_2028_Achievable_GWh_Before Competition Groups_Outside Air Economizer
Commercial | Com ¦ CO Sensors for parking garage exhaust fans | 2028 | Technical | GWh | Before Competition Groups | 28.1135 | 0 | 0 | 20107.4986 | 0.0013982 | 56 | Commercial_2028_Technical_GWh_Before Competition Groups_56 | CO Sensors for parking garage exhaust fans | 0.1398% | 0 | 28.1135 | Commercial_2028_Technical_GWh_Before Competition Groups_CO Sensors for parking garage exhaust fans
Commercial | Com ¦ Energy Efficient Laboratory Fume Hood | 2028 | Technical | GWh | Before Competition Groups | 27.7055 | 0 | 0 | 20107.4986 | 0.0013779 | 57 | Commercial_2028_Technical_GWh_Before Competition Groups_57 | Energy Efficient Laboratory Fume Hood | 0.1378% | 0 | 27.7055 | Commercial_2028_Technical_GWh_Before Competition Groups_Energy Efficient Laboratory Fume Hood
Commercial | Com ¦ Anti-sweat heat (ASH) controls - Cooler/Freezer | 2028 | Technical | GWh | Before Competition Groups | 24.6893 | 0 | 0 | 20107.4986 | 0.0012279 | 58 | Commercial_2028_Technical_GWh_Before Competition Groups_58 | Anti-sweat heat (ASH) controls - Cooler/Freezer | 0.1228% | 0 | 24.6893 | Commercial_2028_Technical_GWh_Before Competition Groups_Anti-sweat heat (ASH) controls - Cooler/Freezer
Commercial | Com ¦ Unitary Air-Conditioning Unit | 2028 | Economic | GWh | Before Competition Groups | 16.8311 | 0 | 0 | 13718.9849 | 0.0012268 | 46 | Commercial_2028_Economic_GWh_Before Competition Groups_46 | Unitary Air-Conditioning Unit | 0.1227% | 0 | 16.8311 | Commercial_2028_Economic_GWh_Before Competition Groups_Unitary Air-Conditioning Unit
Commercial | Com ¦ Vertical Night Covers | 2028 | Technical | GWh | Before Competition Groups | 24.3682 | 0 | 0 | 20107.4986 | 0.0012119 | 59 | Commercial_2028_Technical_GWh_Before Competition Groups_59 | Vertical Night Covers | 0.1212% | 0 | 24.3682 | Commercial_2028_Technical_GWh_Before Competition Groups_Vertical Night Covers
Commercial | Com ¦ Outside Air Economizer | 2028 | Economic | GWh | Before Competition Groups | 16.3574 | 0 | 0 | 13718.9849 | 0.0011923 | 47 | Commercial_2028_Economic_GWh_Before Competition Groups_47 | Outside Air Economizer | 0.1192% | 0 | 16.3574 | Commercial_2028_Economic_GWh_Before Competition Groups_Outside Air Economizer
Commercial | Com ¦ ENERGY STAR Griddle (74% eff) | 2028 | Technical | GWh | Before Competition Groups | 22.6102 | 0 | 0 | 20107.4986 | 0.0011245 | 60 | Commercial_2028_Technical_GWh_Before Competition Groups_60 | ENERGY STAR Griddle (74% eff) | 0.1124% | 0 | 22.6102 | Commercial_2028_Technical_GWh_Before Competition Groups_ENERGY STAR Griddle (74% eff)
Commercial | Com ¦ Suction Pipe Insulation Freezer/Refrigerator | 2028 | Achievable | GWh | Before Competition Groups | 5.7882 | 0 | 0 | 5193.34 | 0.0011145 | 44 | Commercial_2028_Achievable_GWh_Before Competition Groups_44 | Suction Pipe Insulation Freezer/Refrigerator | 0.1115% | 0 | 5.7882 | Commercial_2028_Achievable_GWh_Before Competition Groups_Suction Pipe Insulation Freezer/Refrigerator
Commercial | Com ¦ Chilled Water Optimization | 2028 | Technical | GWh | Before Competition Groups | 22.2226 | 0 | 0 | 20107.4986 | 0.0011052 | 61 | Commercial_2028_Technical_GWh_Before Competition Groups_61 | Chilled Water Optimization | 0.1105% | 0 | 22.2226 | Commercial_2028_Technical_GWh_Before Competition Groups_Chilled Water Optimization
Commercial | Com ¦ Unitary Air-Conditioning Unit | 2028 | Achievable | GWh | Before Competition Groups | 5.6805 | 0 | 0 | 5193.34 | 0.0010938 | 45 | Commercial_2028_Achievable_GWh_Before Competition Groups_45 | Unitary Air-Conditioning Unit | 0.1094% | 0 | 5.6805 | Commercial_2028_Achievable_GWh_Before Competition Groups_Unitary Air-Conditioning Unit
Commercial | Com ¦ Duct Insulation, R8 | 2028 | Technical | GWh | Before Competition Groups | 21.4684 | 0 | 0 | 20107.4986 | 0.0010677 | 62 | Commercial_2028_Technical_GWh_Before Competition Groups_62 | Duct Insulation, R8 | 0.1068% | 0 | 21.4684 | Commercial_2028_Technical_GWh_Before Competition Groups_Duct Insulation, R8
Commercial | Com ¦ Water Heating (DHW) Pipe Insulation (Add 3/4\ Foam)" | 2028 | Technical | GWh | Before Competition Groups | 20.7129 | 0 | 0 | 20107.4986 | 0.0010301 | 63 | Commercial_2028_Technical_GWh_Before Competition Groups_63 | Water Heating (DHW) Pipe Insulation (Add 3/4\ Foam)" | 0.103% | 0 | 20.7129 | Commercial_2028_Technical_GWh_Before Competition Groups_Water Heating (DHW) Pipe Insulation (Add 3/4\ Foam)"
Commercial | Com ¦ Suction Pipe Insulation Freezer/Refrigerator | 2028 | Economic | GWh | Before Competition Groups | 13.2724 | 0 | 0 | 13718.9849 | 0.00096745 | 48 | Commercial_2028_Economic_GWh_Before Competition Groups_48 | Suction Pipe Insulation Freezer/Refrigerator | 0.09674% | 0 | 13.2724 | Commercial_2028_Economic_GWh_Before Competition Groups_Suction Pipe Insulation Freezer/Refrigerator
Commercial | Com ¦ Water Source Heat Pump (4 ton) | 2028 | Economic | GWh | Before Competition Groups | 12.1067 | 0 | 0 | 13718.9849 | 0.00088248 | 49 | Commercial_2028_Economic_GWh_Before Competition Groups_49 | Water Source Heat Pump (4 ton) | 0.08825% | 0 | 12.1067 | Commercial_2028_Economic_GWh_Before Competition Groups_Water Source Heat Pump (4 ton)
Commercial | Com ¦ ENERGY STAR Fryer (84% eff) | 2028 | Achievable | GWh | Before Competition Groups | 4.4906 | 0 | 0 | 5193.34 | 0.00086469 | 46 | Commercial_2028_Achievable_GWh_Before Competition Groups_46 | ENERGY STAR Fryer (84% eff) | 0.08647% | 0 | 4.4906 | Commercial_2028_Achievable_GWh_Before Competition Groups_ENERGY STAR Fryer (84% eff)
Commercial | Com ¦ Refrigerated Display Case LED | 2028 | Economic | GWh | Before Competition Groups | 11.5847 | 0 | 0 | 13718.9849 | 0.00084443 | 50 | Commercial_2028_Economic_GWh_Before Competition Groups_50 | Refrigerated Display Case LED | 0.08444% | 0 | 11.5847 | Commercial_2028_Economic_GWh_Before Competition Groups_Refrigerated Display Case LED
Commercial | Com ¦ Water Source Heat Pump (4 ton) | 2028 | Technical | GWh | Before Competition Groups | 16.9164 | 0 | 0 | 20107.4986 | 0.0008413 | 64 | Commercial_2028_Technical_GWh_Before Competition Groups_64 | Water Source Heat Pump (4 ton) | 0.08413% | 0 | 16.9164 | Commercial_2028_Technical_GWh_Before Competition Groups_Water Source Heat Pump (4 ton)
Commercial | Com ¦ Outside Air Economizer | 2028 | Technical | GWh | Before Competition Groups | 16.3574 | 0 | 0 | 20107.4986 | 0.0008135 | 65 | Commercial_2028_Technical_GWh_Before Competition Groups_65 | Outside Air Economizer | 0.08135% | 0 | 16.3574 | Commercial_2028_Technical_GWh_Before Competition Groups_Outside Air Economizer
Commercial | Com ¦ Water Source Heat Pump (4 ton) | 2028 | Achievable | GWh | Before Competition Groups | 3.9489 | 0 | 0 | 5193.34 | 0.00076037 | 47 | Commercial_2028_Achievable_GWh_Before Competition Groups_47 | Water Source Heat Pump (4 ton) | 0.07604% | 0 | 3.9489 | Commercial_2028_Achievable_GWh_Before Competition Groups_Water Source Heat Pump (4 ton)
Commercial | Com ¦ ENERGY STAR Dishwasher | 2028 | Economic | GWh | Before Competition Groups | 9.9439 | 0 | 0 | 13718.9849 | 0.00072483 | 51 | Commercial_2028_Economic_GWh_Before Competition Groups_51 | ENERGY STAR Dishwasher | 0.07248% | 0 | 9.9439 | Commercial_2028_Economic_GWh_Before Competition Groups_ENERGY STAR Dishwasher
Commercial | Com ¦ Suction Pipe Insulation Freezer/Refrigerator | 2028 | Technical | GWh | Before Competition Groups | 13.2724 | 0 | 0 | 20107.4986 | 0.00066007 | 66 | Commercial_2028_Technical_GWh_Before Competition Groups_66 | Suction Pipe Insulation Freezer/Refrigerator | 0.06601% | 0 | 13.2724 | Commercial_2028_Technical_GWh_Before Competition Groups_Suction Pipe Insulation Freezer/Refrigerator
Commercial | Com ¦ Roof Insulation/Ceiling Insulation (R25 Code to R35) | 2028 | Technical | GWh | Before Competition Groups | 13.0819 | 0 | 0 | 20107.4986 | 0.0006506 | 67 | Commercial_2028_Technical_GWh_Before Competition Groups_67 | Roof Insulation/Ceiling Insulation (R25 Code to R35) | 0.06506% | 0 | 13.0819 | Commercial_2028_Technical_GWh_Before Competition Groups_Roof Insulation/Ceiling Insulation (R25 Code to R35)
Commercial | Com ¦ ENERGY STAR Fryer (84% eff) | 2028 | Economic | GWh | Before Competition Groups | 8.1008 | 0 | 0 | 13718.9849 | 0.00059048 | 52 | Commercial_2028_Economic_GWh_Before Competition Groups_52 | ENERGY STAR Fryer (84% eff) | 0.05905% | 0 | 8.1008 | Commercial_2028_Economic_GWh_Before Competition Groups_ENERGY STAR Fryer (84% eff)
Commercial | Com ¦ Evaporator Coil Defrost (Cooler) | 2028 | Technical | GWh | Before Competition Groups | 10.9459 | 0 | 0 | 20107.4986 | 0.00054437 | 68 | Commercial_2028_Technical_GWh_Before Competition Groups_68 | Evaporator Coil Defrost (Cooler) | 0.05444% | 0 | 10.9459 | Commercial_2028_Technical_GWh_Before Competition Groups_Evaporator Coil Defrost (Cooler)
Commercial | Com ¦ High Efficiency Small Instantaneous Water Heater | 2028 | Technical | GWh | Before Competition Groups | 10.4928 | 0 | 0 | 20107.4986 | 0.00052183 | 69 | Commercial_2028_Technical_GWh_Before Competition Groups_69 | High Efficiency Small Instantaneous Water Heater | 0.05218% | 0 | 10.4928 | Commercial_2028_Technical_GWh_Before Competition Groups_High Efficiency Small Instantaneous Water Heater
Commercial | Com ¦ Ozone Laundry Treatment | 2028 | Achievable | GWh | Before Competition Groups | 2.597 | 0 | 0 | 5193.34 | 0.00050007 | 48 | Commercial_2028_Achievable_GWh_Before Competition Groups_48 | Ozone Laundry Treatment | 0.05001% | 0 | 2.597 | Commercial_2028_Achievable_GWh_Before Competition Groups_Ozone Laundry Treatment
Commercial | Com ¦ ENERGY STAR Dishwasher | 2028 | Technical | GWh | Before Competition Groups | 9.9439 | 0 | 0 | 20107.4986 | 0.00049454 | 70 | Commercial_2028_Technical_GWh_Before Competition Groups_70 | ENERGY STAR Dishwasher | 0.04945% | 0 | 9.9439 | Commercial_2028_Technical_GWh_Before Competition Groups_ENERGY STAR Dishwasher
Commercial | Com ¦ LED RECESSED DOWNLIGHTS | 2028 | Technical | GWh | Before Competition Groups | 9.3729 | 0 | 0 | 20107.4986 | 0.00046614 | 71 | Commercial_2028_Technical_GWh_Before Competition Groups_71 | LED RECESSED DOWNLIGHTS | 0.04661% | 0 | 9.3729 | Commercial_2028_Technical_GWh_Before Competition Groups_LED RECESSED DOWNLIGHTS
Commercial | Com ¦ ENERGY STAR Dishwasher | 2028 | Achievable | GWh | Before Competition Groups | 2.362 | 0 | 0 | 5193.34 | 0.00045482 | 49 | Commercial_2028_Achievable_GWh_Before Competition Groups_49 | ENERGY STAR Dishwasher | 0.04548% | 0 | 2.362 | Commercial_2028_Achievable_GWh_Before Competition Groups_ENERGY STAR Dishwasher
Commercial | Com ¦ Ozone Laundry Treatment | 2028 | Economic | GWh | Before Competition Groups | 6.2255 | 0 | 0 | 13718.9849 | 0.00045379 | 53 | Commercial_2028_Economic_GWh_Before Competition Groups_53 | Ozone Laundry Treatment | 0.04538% | 0 | 6.2255 | Commercial_2028_Economic_GWh_Before Competition Groups_Ozone Laundry Treatment
Commercial | Com ¦ ENERGY STAR Steam Cookers | 2028 | Achievable | GWh | Before Competition Groups | 2.1064 | 0 | 0 | 5193.34 | 0.00040559 | 50 | Commercial_2028_Achievable_GWh_Before Competition Groups_50 | ENERGY STAR Steam Cookers | 0.04056% | 0 | 2.1064 | Commercial_2028_Achievable_GWh_Before Competition Groups_ENERGY STAR Steam Cookers
Commercial | Com ¦ ENERGY STAR Fryer (84% eff) | 2028 | Technical | GWh | Before Competition Groups | 8.1008 | 0 | 0 | 20107.4986 | 0.00040288 | 72 | Commercial_2028_Technical_GWh_Before Competition Groups_72 | ENERGY STAR Fryer (84% eff) | 0.04029% | 0 | 8.1008 | Commercial_2028_Technical_GWh_Before Competition Groups_ENERGY STAR Fryer (84% eff)
Commercial | Com ¦ Demand controlled Circulating Systems | 2028 | Achievable | GWh | Before Competition Groups | 2.038 | 0 | 0 | 5193.34 | 0.00039242 | 51 | Commercial_2028_Achievable_GWh_Before Competition Groups_51 | Demand controlled Circulating Systems | 0.03924% | 0 | 2.038 | Commercial_2028_Achievable_GWh_Before Competition Groups_Demand controlled Circulating Systems
Commercial | Com ¦ Demand controlled Circulating Systems | 2028 | Economic | GWh | Before Competition Groups | 4.5803 | 0 | 0 | 13718.9849 | 0.00033386 | 54 | Commercial_2028_Economic_GWh_Before Competition Groups_54 | Demand controlled Circulating Systems | 0.03339% | 0 | 4.5803 | Commercial_2028_Economic_GWh_Before Competition Groups_Demand controlled Circulating Systems
Commercial | Com ¦ Thermostat Setback | 2028 | Achievable | GWh | Before Competition Groups | 1.6475 | 0 | 0 | 5193.34 | 0.00031723 | 52 | Commercial_2028_Achievable_GWh_Before Competition Groups_52 | Thermostat Setback | 0.03172% | 0 | 1.6475 | Commercial_2028_Achievable_GWh_Before Competition Groups_Thermostat Setback
Commercial | Com ¦ Ozone Laundry Treatment | 2028 | Technical | GWh | Before Competition Groups | 6.2255 | 0 | 0 | 20107.4986 | 0.00030961 | 73 | Commercial_2028_Technical_GWh_Before Competition Groups_73 | Ozone Laundry Treatment | 0.03096% | 0 | 6.2255 | Commercial_2028_Technical_GWh_Before Competition Groups_Ozone Laundry Treatment
Commercial | Com ¦ High Efficiency Small Instantaneous Water Heater | 2028 | Economic | GWh | Before Competition Groups | 4.1098 | 0 | 0 | 13718.9849 | 0.00029957 | 55 | Commercial_2028_Economic_GWh_Before Competition Groups_55 | High Efficiency Small Instantaneous Water Heater | 0.02996% | 0 | 4.1098 | Commercial_2028_Economic_GWh_Before Competition Groups_High Efficiency Small Instantaneous Water Heater
Commercial | Com ¦ ENERGY STAR Steam Cookers | 2028 | Economic | GWh | Before Competition Groups | 3.9036 | 0 | 0 | 13718.9849 | 0.00028454 | 56 | Commercial_2028_Economic_GWh_Before Competition Groups_56 | ENERGY STAR Steam Cookers | 0.02845% | 0 | 3.9036 | Commercial_2028_Economic_GWh_Before Competition Groups_ENERGY STAR Steam Cookers
Commercial | Com ¦ SYNCHRONOUS BELT | 2028 | Technical | GWh | Before Competition Groups | 5.5507 | 0 | 0 | 20107.4986 | 0.00027605 | 74 | Commercial_2028_Technical_GWh_Before Competition Groups_74 | SYNCHRONOUS BELT | 0.02761% | 0 | 5.5507 | Commercial_2028_Technical_GWh_Before Competition Groups_SYNCHRONOUS BELT
Commercial | Com ¦ Efficient compressor motor | 2028 | Technical | GWh | Before Competition Groups | 5.1006 | 0 | 0 | 20107.4986 | 0.00025367 | 75 | Commercial_2028_Technical_GWh_Before Competition Groups_75 | Efficient compressor motor | 0.02537% | 0 | 5.1006 | Commercial_2028_Technical_GWh_Before Competition Groups_Efficient compressor motor
Commercial | Com ¦ Demand controlled Circulating Systems | 2028 | Technical | GWh | Before Competition Groups | 4.5803 | 0 | 0 | 20107.4986 | 0.00022779 | 76 | Commercial_2028_Technical_GWh_Before Competition Groups_76 | Demand controlled Circulating Systems | 0.02278% | 0 | 4.5803 | Commercial_2028_Technical_GWh_Before Competition Groups_Demand controlled Circulating Systems
Commercial | Com ¦ ECM MOTORS FOR HVAC APPLICATION (FAN-POWERED VAV BOX) | 2028 | Achievable | GWh | Before Competition Groups | 1.1322 | 0 | 0 | 5193.34 | 0.00021801 | 53 | Commercial_2028_Achievable_GWh_Before Competition Groups_53 | ECM MOTORS FOR HVAC APPLICATION (FAN-POWERED VAV BOX) | 0.0218% | 0 | 1.1322 | Commercial_2028_Achievable_GWh_Before Competition Groups_ECM MOTORS FOR HVAC APPLICATION (FAN-POWERED VAV BOX)
Commercial | Com ¦ ENERGY STAR Steam Cookers | 2028 | Technical | GWh | Before Competition Groups | 3.9036 | 0 | 0 | 20107.4986 | 0.00019414 | 77 | Commercial_2028_Technical_GWh_Before Competition Groups_77 | ENERGY STAR Steam Cookers | 0.01941% | 0 | 3.9036 | Commercial_2028_Technical_GWh_Before Competition Groups_ENERGY STAR Steam Cookers
Commercial | Com ¦ ECM MOTORS FOR HVAC APPLICATION (FAN-POWERED VAV BOX) | 2028 | Economic | GWh | Before Competition Groups | 2.5961 | 0 | 0 | 13718.9849 | 0.00018923 | 57 | Commercial_2028_Economic_GWh_Before Competition Groups_57 | ECM MOTORS FOR HVAC APPLICATION (FAN-POWERED VAV BOX) | 0.01892% | 0 | 2.5961 | Commercial_2028_Economic_GWh_Before Competition Groups_ECM MOTORS FOR HVAC APPLICATION (FAN-POWERED VAV BOX)
Commercial | Com ¦ Thermostat Setback | 2028 | Economic | GWh | Before Competition Groups | 1.9127 | 0 | 0 | 13718.9849 | 0.00013942 | 58 | Commercial_2028_Economic_GWh_Before Competition Groups_58 | Thermostat Setback | 0.01394% | 0 | 1.9127 | Commercial_2028_Economic_GWh_Before Competition Groups_Thermostat Setback
Commercial | Com ¦ Notched V belts for HVAC Systems | 2028 | Technical | GWh | Before Competition Groups | 2.7753 | 0 | 0 | 20107.4986 | 0.00013803 | 78 | Commercial_2028_Technical_GWh_Before Competition Groups_78 | Notched V belts for HVAC Systems | 0.0138% | 0 | 2.7753 | Commercial_2028_Technical_GWh_Before Competition Groups_Notched V belts for HVAC Systems
Commercial | Com ¦ Solar Water Preheat (Pools/DHW) | 2028 | Economic | GWh | Before Competition Groups | 1.8265 | 0 | 0 | 13718.9849 | 0.00013314 | 59 | Commercial_2028_Economic_GWh_Before Competition Groups_59 | Solar Water Preheat (Pools/DHW) | 0.01331% | 0 | 1.8265 | Commercial_2028_Economic_GWh_Before Competition Groups_Solar Water Preheat (Pools/DHW)
Commercial | Com ¦ ECM MOTORS FOR HVAC APPLICATION (FAN-POWERED VAV BOX) | 2028 | Technical | GWh | Before Competition Groups | 2.6056 | 0 | 0 | 20107.4986 | 0.00012958 | 79 | Commercial_2028_Technical_GWh_Before Competition Groups_79 | ECM MOTORS FOR HVAC APPLICATION (FAN-POWERED VAV BOX) | 0.01296% | 0 | 2.6056 | Commercial_2028_Technical_GWh_Before Competition Groups_ECM MOTORS FOR HVAC APPLICATION (FAN-POWERED VAV BOX)
Commercial | Com ¦ Wall Insulation | 2028 | Technical | GWh | Before Competition Groups | 2.5752 | 0 | 0 | 20107.4986 | 0.00012807 | 80 | Commercial_2028_Technical_GWh_Before Competition Groups_80 | Wall Insulation | 0.01281% | 0 | 2.5752 | Commercial_2028_Technical_GWh_Before Competition Groups_Wall Insulation
Commercial | Com ¦ Solar Preheat Make up Air | 2028 | Technical | GWh | Before Competition Groups | 2.5479 | 0 | 0 | 20107.4986 | 0.00012671 | 81 | Commercial_2028_Technical_GWh_Before Competition Groups_81 | Solar Preheat Make up Air | 0.01267% | 0 | 2.5479 | Commercial_2028_Technical_GWh_Before Competition Groups_Solar Preheat Make up Air
Commercial | Com ¦ CEE Tier 2/Energy Star Clothes Washers | 2028 | Achievable | GWh | Before Competition Groups | 0.51091 | 0 | 0 | 5193.34 | 9.8378e-05 | 54 | Commercial_2028_Achievable_GWh_Before Competition Groups_54 | CEE Tier 2/Energy Star Clothes Washers | 0.009838% | 0 | 0.51091 | Commercial_2028_Achievable_GWh_Before Competition Groups_CEE Tier 2/Energy Star Clothes Washers
Commercial | Com ¦ Auto Off Time Switch or Time Clock control | 2028 | Achievable | GWh | Before Competition Groups | 0.50661 | 0 | 0 | 5193.34 | 9.755e-05 | 55 | Commercial_2028_Achievable_GWh_Before Competition Groups_55 | Auto Off Time Switch or Time Clock control | 0.009755% | 0 | 0.50661 | Commercial_2028_Achievable_GWh_Before Competition Groups_Auto Off Time Switch or Time Clock control
Commercial | Com ¦ Thermostat Setback | 2028 | Technical | GWh | Before Competition Groups | 1.9127 | 0 | 0 | 20107.4986 | 9.5122e-05 | 82 | Commercial_2028_Technical_GWh_Before Competition Groups_82 | Thermostat Setback | 0.009512% | 0 | 1.9127 | Commercial_2028_Technical_GWh_Before Competition Groups_Thermostat Setback
Commercial | Com ¦ Auto Off Time Switch or Time Clock control | 2028 | Economic | GWh | Before Competition Groups | 1.2869 | 0 | 0 | 13718.9849 | 9.3806e-05 | 60 | Commercial_2028_Economic_GWh_Before Competition Groups_60 | Auto Off Time Switch or Time Clock control | 0.009381% | 0 | 1.2869 | Commercial_2028_Economic_GWh_Before Competition Groups_Auto Off Time Switch or Time Clock control
Commercial | Com ¦ PTAC (12 EER/10,000 BTU) | 2028 | Economic | GWh | Before Competition Groups | 1.283 | 0 | 0 | 13718.9849 | 9.3522e-05 | 61 | Commercial_2028_Economic_GWh_Before Competition Groups_61 | PTAC (12 EER/10,000 BTU) | 0.009352% | 0 | 1.283 | Commercial_2028_Economic_GWh_Before Competition Groups_PTAC (12 EER/10,000 BTU)
Commercial | Com ¦ Solar Water Preheat (Pools/DHW) | 2028 | Technical | GWh | Before Competition Groups | 1.8265 | 0 | 0 | 20107.4986 | 9.0839e-05 | 83 | Commercial_2028_Technical_GWh_Before Competition Groups_83 | Solar Water Preheat (Pools/DHW) | 0.009084% | 0 | 1.8265 | Commercial_2028_Technical_GWh_Before Competition Groups_Solar Water Preheat (Pools/DHW)
Commercial | Com ¦ Heat Pump Water Heater (50 Gallons) | 2028 | Technical | GWh | Before Competition Groups | 1.6072 | 0 | 0 | 20107.4986 | 7.9931e-05 | 84 | Commercial_2028_Technical_GWh_Before Competition Groups_84 | Heat Pump Water Heater (50 Gallons) | 0.007993% | 0 | 1.6072 | Commercial_2028_Technical_GWh_Before Competition Groups_Heat Pump Water Heater (50 Gallons)
Commercial | Com ¦ Room AC (w/ louvered sides) 14 SEER from 12 SEER code | 2028 | Technical | GWh | Before Competition Groups | 1.4853 | 0 | 0 | 20107.4986 | 7.3869e-05 | 85 | Commercial_2028_Technical_GWh_Before Competition Groups_85 | Room AC (w/ louvered sides) 14 SEER from 12 SEER code | 0.007387% | 0 | 1.4853 | Commercial_2028_Technical_GWh_Before Competition Groups_Room AC (w/ louvered sides) 14 SEER from 12 SEER code
Commercial | Com ¦ PTAC (12 EER/10,000 BTU) | 2028 | Technical | GWh | Before Competition Groups | 1.4634 | 0 | 0 | 20107.4986 | 7.2781e-05 | 86 | Commercial_2028_Technical_GWh_Before Competition Groups_86 | PTAC (12 EER/10,000 BTU) | 0.007278% | 0 | 1.4634 | Commercial_2028_Technical_GWh_Before Competition Groups_PTAC (12 EER/10,000 BTU)
Commercial | Com ¦ CEE Tier 2/Energy Star Clothes Washers | 2028 | Economic | GWh | Before Competition Groups | 0.92643 | 0 | 0 | 13718.9849 | 6.7529e-05 | 62 | Commercial_2028_Economic_GWh_Before Competition Groups_62 | CEE Tier 2/Energy Star Clothes Washers | 0.006753% | 0 | 0.92643 | Commercial_2028_Economic_GWh_Before Competition Groups_CEE Tier 2/Energy Star Clothes Washers
Commercial | Com ¦ Auto Off Time Switch or Time Clock control | 2028 | Technical | GWh | Before Competition Groups | 1.2869 | 0 | 0 | 20107.4986 | 6.4002e-05 | 87 | Commercial_2028_Technical_GWh_Before Competition Groups_87 | Auto Off Time Switch or Time Clock control | 0.0064% | 0 | 1.2869 | Commercial_2028_Technical_GWh_Before Competition Groups_Auto Off Time Switch or Time Clock control
Commercial | Com ¦ Low Flow Pre-Rinse Spray Nozzle | 2028 | Achievable | GWh | Before Competition Groups | 0.31046 | 0 | 0 | 5193.34 | 5.9781e-05 | 56 | Commercial_2028_Achievable_GWh_Before Competition Groups_56 | Low Flow Pre-Rinse Spray Nozzle | 0.005978% | 0 | 0.31046 | Commercial_2028_Achievable_GWh_Before Competition Groups_Low Flow Pre-Rinse Spray Nozzle
Commercial | Com ¦ Commercial Hot Food Holding Cabinets | 2028 | Technical | GWh | Before Competition Groups | 1.1379 | 0 | 0 | 20107.4986 | 5.659e-05 | 88 | Commercial_2028_Technical_GWh_Before Competition Groups_88 | Commercial Hot Food Holding Cabinets | 0.005659% | 0 | 1.1379 | Commercial_2028_Technical_GWh_Before Competition Groups_Commercial Hot Food Holding Cabinets
Commercial | Com ¦ Solar Water Preheat (Pools/DHW) | 2028 | Achievable | GWh | Before Competition Groups | 0.28316 | 0 | 0 | 5193.34 | 5.4524e-05 | 57 | Commercial_2028_Achievable_GWh_Before Competition Groups_57 | Solar Water Preheat (Pools/DHW) | 0.005452% | 0 | 0.28316 | Commercial_2028_Achievable_GWh_Before Competition Groups_Solar Water Preheat (Pools/DHW)
Commercial | COM ¦ Ductless Mini-Split Heat Pumps | 2028 | Economic | GWh | Before Competition Groups | 0.69444 | 0 | 0 | 13718.9849 | 5.0619e-05 | 63 | Commercial_2028_Economic_GWh_Before Competition Groups_63 | Ductless Mini-Split Heat Pumps | 0.005062% | 0 | 0.69444 | Commercial_2028_Economic_GWh_Before Competition Groups_Ductless Mini-Split Heat Pumps
Commercial | Com ¦ Low Flow Pre-Rinse Spray Nozzle | 2028 | Economic | GWh | Before Competition Groups | 0.67448 | 0 | 0 | 13718.9849 | 4.9164e-05 | 64 | Commercial_2028_Economic_GWh_Before Competition Groups_64 | Low Flow Pre-Rinse Spray Nozzle | 0.004916% | 0 | 0.67448 | Commercial_2028_Economic_GWh_Before Competition Groups_Low Flow Pre-Rinse Spray Nozzle
Commercial | Com ¦ CEE Tier 2/Energy Star Clothes Washers | 2028 | Technical | GWh | Before Competition Groups | 0.92643 | 0 | 0 | 20107.4986 | 4.6074e-05 | 89 | Commercial_2028_Technical_GWh_Before Competition Groups_89 | CEE Tier 2/Energy Star Clothes Washers | 0.004607% | 0 | 0.92643 | Commercial_2028_Technical_GWh_Before Competition Groups_CEE Tier 2/Energy Star Clothes Washers
Commercial | COM ¦ Ductless Mini-Split Heat Pumps | 2028 | Achievable | GWh | Before Competition Groups | 0.23699 | 0 | 0 | 5193.34 | 4.5634e-05 | 58 | Commercial_2028_Achievable_GWh_Before Competition Groups_58 | Ductless Mini-Split Heat Pumps | 0.004563% | 0 | 0.23699 | Commercial_2028_Achievable_GWh_Before Competition Groups_Ductless Mini-Split Heat Pumps
Commercial | Com ¦ PTAC (12 EER/10,000 BTU) | 2028 | Achievable | GWh | Before Competition Groups | 0.23228 | 0 | 0 | 5193.34 | 4.4727e-05 | 59 | Commercial_2028_Achievable_GWh_Before Competition Groups_59 | PTAC (12 EER/10,000 BTU) | 0.004473% | 0 | 0.23228 | Commercial_2028_Achievable_GWh_Before Competition Groups_PTAC (12 EER/10,000 BTU)
Commercial | Com ¦ HVAC Optimization | 2028 | Achievable | GWh | Before Competition Groups | 0.21451 | 0 | 0 | 5193.34 | 4.1305e-05 | 60 | Commercial_2028_Achievable_GWh_Before Competition Groups_60 | HVAC Optimization | 0.004131% | 0 | 0.21451 | Commercial_2028_Achievable_GWh_Before Competition Groups_HVAC Optimization
Commercial | Com ¦ HVAC Optimization | 2028 | Technical | GWh | Before Competition Groups | 0.72903 | 0 | 0 | 20107.4986 | 3.6257e-05 | 90 | Commercial_2028_Technical_GWh_Before Competition Groups_90 | HVAC Optimization | 0.003626% | 0 | 0.72903 | Commercial_2028_Technical_GWh_Before Competition Groups_HVAC Optimization
Commercial | COM ¦ Ductless Mini-Split Heat Pumps | 2028 | Technical | GWh | Before Competition Groups | 0.69444 | 0 | 0 | 20107.4986 | 3.4536e-05 | 91 | Commercial_2028_Technical_GWh_Before Competition Groups_91 | Ductless Mini-Split Heat Pumps | 0.003454% | 0 | 0.69444 | Commercial_2028_Technical_GWh_Before Competition Groups_Ductless Mini-Split Heat Pumps
Commercial | Com ¦ Solar Electric Water Heater (50 Gallon) | 2028 | Technical | GWh | Before Competition Groups | 0.68079 | 0 | 0 | 20107.4986 | 3.3858e-05 | 92 | Commercial_2028_Technical_GWh_Before Competition Groups_92 | Solar Electric Water Heater (50 Gallon) | 0.003386% | 0 | 0.68079 | Commercial_2028_Technical_GWh_Before Competition Groups_Solar Electric Water Heater (50 Gallon)
Commercial | Com ¦ Low Flow Pre-Rinse Spray Nozzle | 2028 | Technical | GWh | Before Competition Groups | 0.67448 | 0 | 0 | 20107.4986 | 3.3543e-05 | 93 | Commercial_2028_Technical_GWh_Before Competition Groups_93 | Low Flow Pre-Rinse Spray Nozzle | 0.003354% | 0 | 0.67448 | Commercial_2028_Technical_GWh_Before Competition Groups_Low Flow Pre-Rinse Spray Nozzle
Commercial | Com ¦ HVAC Optimization | 2028 | Economic | GWh | Before Competition Groups | 0.4423 | 0 | 0 | 13718.9849 | 3.224e-05 | 65 | Commercial_2028_Economic_GWh_Before Competition Groups_65 | HVAC Optimization | 0.003224% | 0 | 0.4423 | Commercial_2028_Economic_GWh_Before Competition Groups_HVAC Optimization
Commercial | Com ¦ Commercial Hot Food Holding Cabinets | 2028 | Economic | GWh | Before Competition Groups | 0.34112 | 0 | 0 | 13718.9849 | 2.4864e-05 | 66 | Commercial_2028_Economic_GWh_Before Competition Groups_66 | Commercial Hot Food Holding Cabinets | 0.002486% | 0 | 0.34112 | Commercial_2028_Economic_GWh_Before Competition Groups_Commercial Hot Food Holding Cabinets
Commercial | Com ¦ Commercial Hot Food Holding Cabinets | 2028 | Achievable | GWh | Before Competition Groups | 0.10911 | 0 | 0 | 5193.34 | 2.101e-05 | 61 | Commercial_2028_Achievable_GWh_Before Competition Groups_61 | Commercial Hot Food Holding Cabinets | 0.002101% | 0 | 0.10911 | Commercial_2028_Achievable_GWh_Before Competition Groups_Commercial Hot Food Holding Cabinets
Commercial | Com ¦ Wall Insulation | 2028 | Achievable | GWh | Before Competition Groups | 0.086247 | 0 | 0 | 5193.34 | 1.6607e-05 | 62 | Commercial_2028_Achievable_GWh_Before Competition Groups_62 | Wall Insulation | 0.001661% | 0 | 0.086247 | Commercial_2028_Achievable_GWh_Before Competition Groups_Wall Insulation
Commercial | Com ¦ High Efficiency Chiller (avg of water and air cooled) | 2028 | Technical | GWh | Before Competition Groups | 0.29622 | 0 | 0 | 20107.4986 | 1.4732e-05 | 94 | Commercial_2028_Technical_GWh_Before Competition Groups_94 | High Efficiency Chiller (avg of water and air cooled) | 0.001473% | 0 | 0.29622 | Commercial_2028_Technical_GWh_Before Competition Groups_High Efficiency Chiller (avg of water and air cooled)
Commercial | Com ¦ Wall Insulation | 2028 | Economic | GWh | Before Competition Groups | 0.19414 | 0 | 0 | 13718.9849 | 1.4151e-05 | 67 | Commercial_2028_Economic_GWh_Before Competition Groups_67 | Wall Insulation | 0.001415% | 0 | 0.19414 | Commercial_2028_Economic_GWh_Before Competition Groups_Wall Insulation
Commercial | Com ¦ EC Plug Fan for Data Center (under cabinet) | 2028 | Technical | GWh | Before Competition Groups | 0.22548 | 0 | 0 | 20107.4986 | 1.1214e-05 | 95 | Commercial_2028_Technical_GWh_Before Competition Groups_95 | EC Plug Fan for Data Center (under cabinet) | 0.001121% | 0 | 0.22548 | Commercial_2028_Technical_GWh_Before Competition Groups_EC Plug Fan for Data Center (under cabinet)
Commercial | Com ¦ High Efficiency Small Instantaneous Water Heater | 2028 | Achievable | GWh | Before Competition Groups | 0.034975 | 0 | 0 | 5193.34 | 6.7346e-06 | 63 | Commercial_2028_Achievable_GWh_Before Competition Groups_63 | High Efficiency Small Instantaneous Water Heater | 0.0006735% | 0 | 0.034975 | Commercial_2028_Achievable_GWh_Before Competition Groups_High Efficiency Small Instantaneous Water Heater
Commercial | Com ¦ Energy Recovery Ventilation and Ventilation (Enhanced) | 2028 | Achievable | GWh | Before Competition Groups | 0.029686 | 0 | 0 | 5193.34 | 5.7161e-06 | 64 | Commercial_2028_Achievable_GWh_Before Competition Groups_64 | Energy Recovery Ventilation and Ventilation (Enhanced) | 0.0005716% | 0 | 0.029686 | Commercial_2028_Achievable_GWh_Before Competition Groups_Energy Recovery Ventilation and Ventilation (Enhanced)
Commercial | Com ¦ eCube | 2028 | Technical | GWh | Before Competition Groups | 0.10898 | 0 | 0 | 20107.4986 | 5.4201e-06 | 96 | Commercial_2028_Technical_GWh_Before Competition Groups_96 | eCube | 0.000542% | 0 | 0.10898 | Commercial_2028_Technical_GWh_Before Competition Groups_eCube
Commercial | Com ¦ Air Curtains | 2028 | Achievable | GWh | Before Competition Groups | 0.021865 | 0 | 0 | 5193.34 | 4.2103e-06 | 65 | Commercial_2028_Achievable_GWh_Before Competition Groups_65 | Air Curtains | 0.000421% | 0 | 0.021865 | Commercial_2028_Achievable_GWh_Before Competition Groups_Air Curtains
Commercial | Com ¦ Air Curtains | 2028 | Economic | GWh | Before Competition Groups | 0.051327 | 0 | 0 | 13718.9849 | 3.7413e-06 | 68 | Commercial_2028_Economic_GWh_Before Competition Groups_68 | Air Curtains | 0.0003741% | 0 | 0.051327 | Commercial_2028_Economic_GWh_Before Competition Groups_Air Curtains
Commercial | Com ¦ Exterior Photocell | 2028 | Technical | GWh | Before Competition Groups | 0.074425 | 0 | 0 | 20107.4986 | 3.7014e-06 | 97 | Commercial_2028_Technical_GWh_Before Competition Groups_97 | Exterior Photocell | 0.0003701% | 0 | 0.074425 | Commercial_2028_Technical_GWh_Before Competition Groups_Exterior Photocell
Commercial | Com ¦ Air Curtains | 2028 | Technical | GWh | Before Competition Groups | 0.051327 | 0 | 0 | 20107.4986 | 2.5526e-06 | 98 | Commercial_2028_Technical_GWh_Before Competition Groups_98 | Air Curtains | 0.0002553% | 0 | 0.051327 | Commercial_2028_Technical_GWh_Before Competition Groups_Air Curtains
Commercial | Com ¦ VSD Air Compressor | 2028 | Achievable | GWh | Before Competition Groups | 0.013021 | 0 | 0 | 5193.34 | 2.5073e-06 | 66 | Commercial_2028_Achievable_GWh_Before Competition Groups_66 | VSD Air Compressor | 0.0002507% | 0 | 0.013021 | Commercial_2028_Achievable_GWh_Before Competition Groups_VSD Air Compressor
Commercial | Com ¦ EC Plug Fan for Data Center (under cabinet) | 2028 | Economic | GWh | Before Competition Groups | 0.032396 | 0 | 0 | 13718.9849 | 2.3614e-06 | 69 | Commercial_2028_Economic_GWh_Before Competition Groups_69 | EC Plug Fan for Data Center (under cabinet) | 0.0002361% | 0 | 0.032396 | Commercial_2028_Economic_GWh_Before Competition Groups_EC Plug Fan for Data Center (under cabinet)
Commercial | Com ¦ VSD Air Compressor | 2028 | Economic | GWh | Before Competition Groups | 0.026497 | 0 | 0 | 13718.9849 | 1.9314e-06 | 70 | Commercial_2028_Economic_GWh_Before Competition Groups_70 | VSD Air Compressor | 0.0001931% | 0 | 0.026497 | Commercial_2028_Economic_GWh_Before Competition Groups_VSD Air Compressor
Commercial | Com ¦ EC Plug Fan for Data Center (under cabinet) | 2028 | Achievable | GWh | Before Competition Groups | 0.0072368 | 0 | 0 | 5193.34 | 1.3935e-06 | 67 | Commercial_2028_Achievable_GWh_Before Competition Groups_67 | EC Plug Fan for Data Center (under cabinet) | 0.0001393% | 0 | 0.0072368 | Commercial_2028_Achievable_GWh_Before Competition Groups_EC Plug Fan for Data Center (under cabinet)
Commercial | Com ¦ VSD Air Compressor | 2028 | Technical | GWh | Before Competition Groups | 0.026497 | 0 | 0 | 20107.4986 | 1.3178e-06 | 99 | Commercial_2028_Technical_GWh_Before Competition Groups_99 | VSD Air Compressor | 0.0001318% | 0 | 0.026497 | Commercial_2028_Technical_GWh_Before Competition Groups_VSD Air Compressor
Commercial | Com ¦ High Efficiency Chiller (avg of water and air cooled) | 2028 | Achievable | GWh | Before Competition Groups | 0.0064365 | 0 | 0 | 5193.34 | 1.2394e-06 | 68 | Commercial_2028_Achievable_GWh_Before Competition Groups_68 | High Efficiency Chiller (avg of water and air cooled) | 0.0001239% | 0 | 0.0064365 | Commercial_2028_Achievable_GWh_Before Competition Groups_High Efficiency Chiller (avg of water and air cooled)
Commercial | Com ¦ Energy Recovery Ventilation and Ventilation (Enhanced) | 2028 | Economic | GWh | Before Competition Groups | 0.015688 | 0 | 0 | 13718.9849 | 1.1435e-06 | 71 | Commercial_2028_Economic_GWh_Before Competition Groups_71 | Energy Recovery Ventilation and Ventilation (Enhanced) | 0.0001144% | 0 | 0.015688 | Commercial_2028_Economic_GWh_Before Competition Groups_Energy Recovery Ventilation and Ventilation (Enhanced)
Commercial | Com ¦ Room AC (w/ louvered sides) 14 SEER from 12 SEER code | 2028 | Achievable | GWh | Before Competition Groups | 0.0055245 | 0 | 0 | 5193.34 | 1.0638e-06 | 69 | Commercial_2028_Achievable_GWh_Before Competition Groups_69 | Room AC (w/ louvered sides) 14 SEER from 12 SEER code | 0.0001064% | 0 | 0.0055245 | Commercial_2028_Achievable_GWh_Before Competition Groups_Room AC (w/ louvered sides) 14 SEER from 12 SEER code
Commercial | Com ¦ Room AC (w/ louvered sides) 14 SEER from 12 SEER code | 2028 | Economic | GWh | Before Competition Groups | 0.013879 | 0 | 0 | 13718.9849 | 1.0116e-06 | 72 | Commercial_2028_Economic_GWh_Before Competition Groups_72 | Room AC (w/ louvered sides) 14 SEER from 12 SEER code | 0.0001012% | 0 | 0.013879 | Commercial_2028_Economic_GWh_Before Competition Groups_Room AC (w/ louvered sides) 14 SEER from 12 SEER code
Commercial | Com ¦ High Efficiency Chiller (avg of water and air cooled) | 2028 | Economic | GWh | Before Competition Groups | 0.0111 | 0 | 0 | 13718.9849 | 8.091e-07 | 73 | Commercial_2028_Economic_GWh_Before Competition Groups_73 | High Efficiency Chiller (avg of water and air cooled) | 8.091e-05% | 0 | 0.0111 | Commercial_2028_Economic_GWh_Before Competition Groups_High Efficiency Chiller (avg of water and air cooled)
Commercial | Com ¦ High Efficiency Induction Cooking | 2028 | Technical | GWh | Before Competition Groups | 0.0068674 | 0 | 0 | 20107.4986 | 3.4153e-07 | 100 | Commercial_2028_Technical_GWh_Before Competition Groups_100 | High Efficiency Induction Cooking | 3.415e-05% | 0 | 0.0068674 | Commercial_2028_Technical_GWh_Before Competition Groups_High Efficiency Induction Cooking
Commercial | Com ¦ Electric Convection Combination Ovens | 2028 | Achievable | GWh | Before Competition Groups | 0.0014444 | 0 | 0 | 5193.34 | 2.7813e-07 | 70 | Commercial_2028_Achievable_GWh_Before Competition Groups_70 | Electric Convection Combination Ovens | 2.781e-05% | 0 | 0.0014444 | Commercial_2028_Achievable_GWh_Before Competition Groups_Electric Convection Combination Ovens
Commercial | Com ¦ Electric Convection Combination Ovens | 2028 | Economic | GWh | Before Competition Groups | 0.0021428 | 0 | 0 | 13718.9849 | 1.5619e-07 | 74 | Commercial_2028_Economic_GWh_Before Competition Groups_74 | Electric Convection Combination Ovens | 1.562e-05% | 0 | 0.0021428 | Commercial_2028_Economic_GWh_Before Competition Groups_Electric Convection Combination Ovens
Commercial | Com ¦ Electric Convection Combination Ovens | 2028 | Technical | GWh | Before Competition Groups | 0.0021428 | 0 | 0 | 20107.4986 | 1.0657e-07 | 101 | Commercial_2028_Technical_GWh_Before Competition Groups_101 | Electric Convection Combination Ovens | 1.066e-05% | 0 | 0.0021428 | Commercial_2028_Technical_GWh_Before Competition Groups_Electric Convection Combination Ovens
Commercial | Com ¦ LLLC - Low Impact Application | 2028 | Achievable | GWh | Before Competition Groups | 4.1507e-19 | 0 | 0 | 5193.34 | 7.9924e-23 | 71 | Commercial_2028_Achievable_GWh_Before Competition Groups_71 | LLLC - Low Impact Application | 7.992e-21% | 0 | 4.1507e-19 | Commercial_2028_Achievable_GWh_Before Competition Groups_LLLC - Low Impact Application
Commercial | Com ¦ LLLC - High Impact Application | 2028 | Achievable | GWh | Before Competition Groups | 1.805e-19 | 0 | 0 | 5193.34 | 3.4756e-23 | 72 | Commercial_2028_Achievable_GWh_Before Competition Groups_72 | LLLC - High Impact Application | 3.476e-21% | 0 | 1.805e-19 | Commercial_2028_Achievable_GWh_Before Competition Groups_LLLC - High Impact Application
Commercial | Com ¦ Networked/Connected - High Impact Application | 2028 | Achievable | GWh | Before Competition Groups | 1.6834e-21 | 0 | 0 | 5193.34 | 3.2415e-25 | 73 | Commercial_2028_Achievable_GWh_Before Competition Groups_73 | Networked/Connected - High Impact Application | 3.241e-23% | 0 | 1.6834e-21 | Commercial_2028_Achievable_GWh_Before Competition Groups_Networked/Connected - High Impact Application
Commercial | Com ¦ Networked/Connected - Low Impact Application | 2028 | Achievable | GWh | Before Competition Groups | 8.6208e-22 | 0 | 0 | 5193.34 | 1.66e-25 | 74 | Commercial_2028_Achievable_GWh_Before Competition Groups_74 | Networked/Connected - Low Impact Application | 1.66e-23% | 0 | 8.6208e-22 | Commercial_2028_Achievable_GWh_Before Competition Groups_Networked/Connected - Low Impact Application
Commercial | Com ¦ Door Gasket Freezer/Refrigerator | 2028 | Achievable | GWh | Before Competition Groups | 0 | 0 | 0 | 5193.34 | 0 | 75 | Commercial_2028_Achievable_GWh_Before Competition Groups_75 | Door Gasket Freezer/Refrigerator | 0% | 0 | 0 | Commercial_2028_Achievable_GWh_Before Competition Groups_Door Gasket Freezer/Refrigerator
Commercial | Com ¦ Door Gasket Freezer/Refrigerator | 2028 | Economic | GWh | Before Competition Groups | 0 | 0 | 0 | 13718.9849 | 0 | 75 | Commercial_2028_Economic_GWh_Before Competition Groups_75 | Door Gasket Freezer/Refrigerator | 0% | 0 | 0 | Commercial_2028_Economic_GWh_Before Competition Groups_Door Gasket Freezer/Refrigerator
Commercial | Com ¦ Efficient compressor motor | 2028 | Achievable | GWh | Before Competition Groups | 0 | 0 | 0 | 5193.34 | 0 | 76 | Commercial_2028_Achievable_GWh_Before Competition Groups_76 | Efficient compressor motor | 0% | 0 | 0 | Commercial_2028_Achievable_GWh_Before Competition Groups_Efficient compressor motor
Commercial | Com ¦ Efficient compressor motor | 2028 | Economic | GWh | Before Competition Groups | 0 | 0 | 0 | 13718.9849 | 0 | 76 | Commercial_2028_Economic_GWh_Before Competition Groups_76 | Efficient compressor motor | 0% | 0 | 0 | Commercial_2028_Economic_GWh_Before Competition Groups_Efficient compressor motor
Commercial | Com ¦ ENERGY STAR FREEZER | 2028 | Achievable | GWh | Before Competition Groups | 0 | 0 | 0 | 5193.34 | 0 | 77 | Commercial_2028_Achievable_GWh_Before Competition Groups_77 | ENERGY STAR FREEZER | 0% | 0 | 0 | Commercial_2028_Achievable_GWh_Before Competition Groups_ENERGY STAR FREEZER
Commercial | Com ¦ ENERGY STAR FREEZER | 2028 | Economic | GWh | Before Competition Groups | 0 | 0 | 0 | 13718.9849 | 0 | 77 | Commercial_2028_Economic_GWh_Before Competition Groups_77 | ENERGY STAR FREEZER | 0% | 0 | 0 | Commercial_2028_Economic_GWh_Before Competition Groups_ENERGY STAR FREEZER
Commercial | Com ¦ Ground Source Heat Pump | 2028 | Achievable | GWh | Before Competition Groups | 0 | 0 | 0 | 5193.34 | 0 | 78 | Commercial_2028_Achievable_GWh_Before Competition Groups_78 | Ground Source Heat Pump | 0% | 0 | 0 | Commercial_2028_Achievable_GWh_Before Competition Groups_Ground Source Heat Pump
Commercial | Com ¦ Ground Source Heat Pump | 2028 | Economic | GWh | Before Competition Groups | 0 | 0 | 0 | 13718.9849 | 0 | 78 | Commercial_2028_Economic_GWh_Before Competition Groups_78 | Ground Source Heat Pump | 0% | 0 | 0 | Commercial_2028_Economic_GWh_Before Competition Groups_Ground Source Heat Pump
Commercial | Com ¦ High R-Value Glass Doors/no-heat glass door | 2028 | Achievable | GWh | Before Competition Groups | 0 | 0 | 0 | 5193.34 | 0 | 79 | Commercial_2028_Achievable_GWh_Before Competition Groups_79 | High R-Value Glass Doors/no-heat glass door | 0% | 0 | 0 | Commercial_2028_Achievable_GWh_Before Competition Groups_High R-Value Glass Doors/no-heat glass door
Commercial | Com ¦ High R-Value Glass Doors/no-heat glass door | 2028 | Economic | GWh | Before Competition Groups | 0 | 0 | 0 | 13718.9849 | 0 | 79 | Commercial_2028_Economic_GWh_Before Competition Groups_79 | High R-Value Glass Doors/no-heat glass door | 0% | 0 | 0 | Commercial_2028_Economic_GWh_Before Competition Groups_High R-Value Glass Doors/no-heat glass door
Commercial | Com ¦ HOTEL OCCUPANCY CONTROLS (HVAC + LIGHTING) | 2028 | Achievable | GWh | Before Competition Groups | 0 | 0 | 0 | 5193.34 | 0 | 80 | Commercial_2028_Achievable_GWh_Before Competition Groups_80 | HOTEL OCCUPANCY CONTROLS (HVAC + LIGHTING) | 0% | 0 | 0 | Commercial_2028_Achievable_GWh_Before Competition Groups_HOTEL OCCUPANCY CONTROLS (HVAC + LIGHTING)
Commercial | Com ¦ HOTEL OCCUPANCY CONTROLS (HVAC + LIGHTING) | 2028 | Economic | GWh | Before Competition Groups | 0 | 0 | 0 | 13718.9849 | 0 | 80 | Commercial_2028_Economic_GWh_Before Competition Groups_80 | HOTEL OCCUPANCY CONTROLS (HVAC + LIGHTING) | 0% | 0 | 0 | Commercial_2028_Economic_GWh_Before Competition Groups_HOTEL OCCUPANCY CONTROLS (HVAC + LIGHTING)
Commercial | Com ¦ Indoor Daylight Sensors/Photocell Dimming Control | 2028 | Achievable | GWh | Before Competition Groups | 0 | 0 | 0 | 5193.34 | 0 | 81 | Commercial_2028_Achievable_GWh_Before Competition Groups_81 | Indoor Daylight Sensors/Photocell Dimming Control | 0% | 0 | 0 | Commercial_2028_Achievable_GWh_Before Competition Groups_Indoor Daylight Sensors/Photocell Dimming Control
Commercial | Com ¦ Indoor Daylight Sensors/Photocell Dimming Control | 2028 | Economic | GWh | Before Competition Groups | 0 | 0 | 0 | 13718.9849 | 0 | 81 | Commercial_2028_Economic_GWh_Before Competition Groups_81 | Indoor Daylight Sensors/Photocell Dimming Control | 0% | 0 | 0 | Commercial_2028_Economic_GWh_Before Competition Groups_Indoor Daylight Sensors/Photocell Dimming Control
Commercial | Com ¦ LED RECESSED DOWNLIGHTS | 2028 | Achievable | GWh | Before Competition Groups | 0 | 0 | 0 | 5193.34 | 0 | 82 | Commercial_2028_Achievable_GWh_Before Competition Groups_82 | LED RECESSED DOWNLIGHTS | 0% | 0 | 0 | Commercial_2028_Achievable_GWh_Before Competition Groups_LED RECESSED DOWNLIGHTS
Commercial | Com ¦ LED RECESSED DOWNLIGHTS | 2028 | Economic | GWh | Before Competition Groups | 0 | 0 | 0 | 13718.9849 | 0 | 82 | Commercial_2028_Economic_GWh_Before Competition Groups_82 | LED RECESSED DOWNLIGHTS | 0% | 0 | 0 | Commercial_2028_Economic_GWh_Before Competition Groups_LED RECESSED DOWNLIGHTS
Commercial | Com ¦ Notched V belts for HVAC Systems | 2028 | Achievable | GWh | Before Competition Groups | 0 | 0 | 0 | 5193.34 | 0 | 83 | Commercial_2028_Achievable_GWh_Before Competition Groups_83 | Notched V belts for HVAC Systems | 0% | 0 | 0 | Commercial_2028_Achievable_GWh_Before Competition Groups_Notched V belts for HVAC Systems
Commercial | Com ¦ Notched V belts for HVAC Systems | 2028 | Economic | GWh | Before Competition Groups | 0 | 0 | 0 | 13718.9849 | 0 | 83 | Commercial_2028_Economic_GWh_Before Competition Groups_83 | Notched V belts for HVAC Systems | 0% | 0 | 0 | Commercial_2028_Economic_GWh_Before Competition Groups_Notched V belts for HVAC Systems
Commercial | Com ¦ Refrigeration Commissioning | 2028 | Achievable | GWh | Before Competition Groups | 0 | 0 | 0 | 5193.34 | 0 | 84 | Commercial_2028_Achievable_GWh_Before Competition Groups_84 | Refrigeration Commissioning | 0% | 0 | 0 | Commercial_2028_Achievable_GWh_Before Competition Groups_Refrigeration Commissioning
Commercial | Com ¦ Refrigeration Commissioning | 2028 | Economic | GWh | Before Competition Groups | 0 | 0 | 0 | 13718.9849 | 0 | 84 | Commercial_2028_Economic_GWh_Before Competition Groups_84 | Refrigeration Commissioning | 0% | 0 | 0 | Commercial_2028_Economic_GWh_Before Competition Groups_Refrigeration Commissioning
Commercial | Com ¦ Roof Insulation/Ceiling Insulation (R25 Code to R35) | 2028 | Achievable | GWh | Before Competition Groups | 0 | 0 | 0 | 5193.34 | 0 | 85 | Commercial_2028_Achievable_GWh_Before Competition Groups_85 | Roof Insulation/Ceiling Insulation (R25 Code to R35) | 0% | 0 | 0 | Commercial_2028_Achievable_GWh_Before Competition Groups_Roof Insulation/Ceiling Insulation (R25 Code to R35)
Commercial | Com ¦ Roof Insulation/Ceiling Insulation (R25 Code to R35) | 2028 | Economic | GWh | Before Competition Groups | 0 | 0 | 0 | 13718.9849 | 0 | 85 | Commercial_2028_Economic_GWh_Before Competition Groups_85 | Roof Insulation/Ceiling Insulation (R25 Code to R35) | 0% | 0 | 0 | Commercial_2028_Economic_GWh_Before Competition Groups_Roof Insulation/Ceiling Insulation (R25 Code to R35)
Commercial | Com ¦ Super-High Efficiency Furnaces (Emerging Tech) | 2028 | Achievable | GWh | Before Competition Groups | 0 | 0 | 0 | 5193.34 | 0 | 86 | Commercial_2028_Achievable_GWh_Before Competition Groups_86 | Super-High Efficiency Furnaces (Emerging Tech) | 0% | 0 | 0 | Commercial_2028_Achievable_GWh_Before Competition Groups_Super-High Efficiency Furnaces (Emerging Tech)
Commercial | Com ¦ Super-High Efficiency Furnaces (Emerging Tech) | 2028 | Economic | GWh | Before Competition Groups | 0 | 0 | 0 | 13718.9849 | 0 | 86 | Commercial_2028_Economic_GWh_Before Competition Groups_86 | Super-High Efficiency Furnaces (Emerging Tech) | 0% | 0 | 0 | Commercial_2028_Economic_GWh_Before Competition Groups_Super-High Efficiency Furnaces (Emerging Tech)
Commercial | Com ¦ SYNCHRONOUS BELT | 2028 | Achievable | GWh | Before Competition Groups | 0 | 0 | 0 | 5193.34 | 0 | 87 | Commercial_2028_Achievable_GWh_Before Competition Groups_87 | SYNCHRONOUS BELT | 0% | 0 | 0 | Commercial_2028_Achievable_GWh_Before Competition Groups_SYNCHRONOUS BELT
Commercial | Com ¦ SYNCHRONOUS BELT | 2028 | Economic | GWh | Before Competition Groups | 0 | 0 | 0 | 13718.9849 | 0 | 87 | Commercial_2028_Economic_GWh_Before Competition Groups_87 | SYNCHRONOUS BELT | 0% | 0 | 0 | Commercial_2028_Economic_GWh_Before Competition Groups_SYNCHRONOUS BELT
Commercial | Com ¦ Variable Refrigerant Flow Heat Pump | 2028 | Achievable | GWh | Before Competition Groups | 0 | 0 | 0 | 5193.34 | 0 | 88 | Commercial_2028_Achievable_GWh_Before Competition Groups_88 | Variable Refrigerant Flow Heat Pump | 0% | 0 | 0 | Commercial_2028_Achievable_GWh_Before Competition Groups_Variable Refrigerant Flow Heat Pump
Commercial | Com ¦ Variable Refrigerant Flow Heat Pump | 2028 | Economic | GWh | Before Competition Groups | 0 | 0 | 0 | 13718.9849 | 0 | 88 | Commercial_2028_Economic_GWh_Before Competition Groups_88 | Variable Refrigerant Flow Heat Pump | 0% | 0 | 0 | Commercial_2028_Economic_GWh_Before Competition Groups_Variable Refrigerant Flow Heat Pump
Commercial | Com ¦ Building Recommissioning, Operations and Maintenance (O&M) Improvements | 2029 | Economic | GWh | Before Competition Groups | 2392.5398 | 0 | 0 | 13988.0169 | 0.17104 | 1 | Commercial_2029_Economic_GWh_Before Competition Groups_1 | Building Recommissioning, Operations and Maintenance (O&M) Improvements | 17.1% | 0 | 2392.5398 | Commercial_2029_Economic_GWh_Before Competition Groups_Building Recommissioning, Operations and Maintenance (O&M) Improvements
Commercial | Com ¦ ENERGY STAR LED LAMPS (REFLECTOR LAMPs/MR16/PAR 16) | 2029 | Achievable | GWh | Before Competition Groups | 731.567 | 0 | 0 | 6118.0755 | 0.11957 | 1 | Commercial_2029_Achievable_GWh_Before Competition Groups_1 | ENERGY STAR LED LAMPS (REFLECTOR LAMPs/MR16/PAR 16) | 11.96% | 0 | 731.567 | Commercial_2029_Achievable_GWh_Before Competition Groups_ENERGY STAR LED LAMPS (REFLECTOR LAMPs/MR16/PAR 16)
Commercial | Com ¦ Building Recommissioning, Operations and Maintenance (O&M) Improvements | 2029 | Technical | GWh | Before Competition Groups | 2392.5398 | 0 | 0 | 20359.1814 | 0.11752 | 1 | Commercial_2029_Technical_GWh_Before Competition Groups_1 | Building Recommissioning, Operations and Maintenance (O&M) Improvements | 11.75% | 0 | 2392.5398 | Commercial_2029_Technical_GWh_Before Competition Groups_Building Recommissioning, Operations and Maintenance (O&M) Improvements
Commercial | Com ¦ LED Low/High Bay | 2029 | Economic | GWh | Before Competition Groups | 1443.8075 | 0 | 0 | 13988.0169 | 0.10322 | 2 | Commercial_2029_Economic_GWh_Before Competition Groups_2 | LED Low/High Bay | 10.32% | 0 | 1443.8075 | Commercial_2029_Economic_GWh_Before Competition Groups_LED Low/High Bay
Commercial | Com ¦ LED Low/High Bay | 2029 | Achievable | GWh | Before Competition Groups | 579.7206 | 0 | 0 | 6118.0755 | 0.094755 | 2 | Commercial_2029_Achievable_GWh_Before Competition Groups_2 | LED Low/High Bay | 9.476% | 0 | 579.7206 | Commercial_2029_Achievable_GWh_Before Competition Groups_LED Low/High Bay
Commercial | Com ¦ LED Troffer/Surface/Suspended | 2029 | Achievable | GWh | Before Competition Groups | 575.2686 | 0 | 0 | 6118.0755 | 0.094028 | 3 | Commercial_2029_Achievable_GWh_Before Competition Groups_3 | LED Troffer/Surface/Suspended | 9.403% | 0 | 575.2686 | Commercial_2029_Achievable_GWh_Before Competition Groups_LED Troffer/Surface/Suspended
Commercial | Com ¦ LED Troffer/Surface/Suspended | 2029 | Economic | GWh | Before Competition Groups | 1157.9083 | 0 | 0 | 13988.0169 | 0.082779 | 3 | Commercial_2029_Economic_GWh_Before Competition Groups_3 | LED Troffer/Surface/Suspended | 8.278% | 0 | 1157.9083 | Commercial_2029_Economic_GWh_Before Competition Groups_LED Troffer/Surface/Suspended
Commercial | Com ¦ ENERGY STAR LED LAMPS (REFLECTOR LAMPs/MR16/PAR 16) | 2029 | Economic | GWh | Before Competition Groups | 1003.1292 | 0 | 0 | 13988.0169 | 0.071713 | 4 | Commercial_2029_Economic_GWh_Before Competition Groups_4 | ENERGY STAR LED LAMPS (REFLECTOR LAMPs/MR16/PAR 16) | 7.171% | 0 | 1003.1292 | Commercial_2029_Economic_GWh_Before Competition Groups_ENERGY STAR LED LAMPS (REFLECTOR LAMPs/MR16/PAR 16)
Commercial | Com ¦ LED Low/High Bay | 2029 | Technical | GWh | Before Competition Groups | 1443.8075 | 0 | 0 | 20359.1814 | 0.070917 | 2 | Commercial_2029_Technical_GWh_Before Competition Groups_2 | LED Low/High Bay | 7.092% | 0 | 1443.8075 | Commercial_2029_Technical_GWh_Before Competition Groups_LED Low/High Bay
Commercial | Com ¦ LED EXTERIOR AREA LIGHTS - LED fixture (200W) | 2029 | Achievable | GWh | Before Competition Groups | 402.5389 | 0 | 0 | 6118.0755 | 0.065795 | 4 | Commercial_2029_Achievable_GWh_Before Competition Groups_4 | LED EXTERIOR AREA LIGHTS - LED fixture (200W) | 6.58% | 0 | 402.5389 | Commercial_2029_Achievable_GWh_Before Competition Groups_LED EXTERIOR AREA LIGHTS - LED fixture (200W)
Commercial | Com ¦ Education and Capacity Building/Energy Behavior | 2029 | Achievable | GWh | Before Competition Groups | 395.0179 | 0 | 0 | 6118.0755 | 0.064566 | 5 | Commercial_2029_Achievable_GWh_Before Competition Groups_5 | Education and Capacity Building/Energy Behavior | 6.457% | 0 | 395.0179 | Commercial_2029_Achievable_GWh_Before Competition Groups_Education and Capacity Building/Energy Behavior
Commercial | Com ¦ LED parking lot fixture | 2029 | Achievable | GWh | Before Competition Groups | 390.6611 | 0 | 0 | 6118.0755 | 0.063854 | 6 | Commercial_2029_Achievable_GWh_Before Competition Groups_6 | LED parking lot fixture | 6.385% | 0 | 390.6611 | Commercial_2029_Achievable_GWh_Before Competition Groups_LED parking lot fixture
Commercial | Com ¦ Education and Capacity Building/Energy Behavior | 2029 | Economic | GWh | Before Competition Groups | 892.7152 | 0 | 0 | 13988.0169 | 0.06382 | 5 | Commercial_2029_Economic_GWh_Before Competition Groups_5 | Education and Capacity Building/Energy Behavior | 6.382% | 0 | 892.7152 | Commercial_2029_Economic_GWh_Before Competition Groups_Education and Capacity Building/Energy Behavior
Commercial | Com ¦ LED Troffer/Surface/Suspended | 2029 | Technical | GWh | Before Competition Groups | 1157.9083 | 0 | 0 | 20359.1814 | 0.056874 | 3 | Commercial_2029_Technical_GWh_Before Competition Groups_3 | LED Troffer/Surface/Suspended | 5.687% | 0 | 1157.9083 | Commercial_2029_Technical_GWh_Before Competition Groups_LED Troffer/Surface/Suspended
Commercial | Com ¦ Furnace Tune-Up | 2029 | Achievable | GWh | Before Competition Groups | 339.5514 | 0 | 0 | 6118.0755 | 0.0555 | 7 | Commercial_2029_Achievable_GWh_Before Competition Groups_7 | Furnace Tune-Up | 5.55% | 0 | 339.5514 | Commercial_2029_Achievable_GWh_Before Competition Groups_Furnace Tune-Up
Commercial | Com ¦ Building Recommissioning, Operations and Maintenance (O&M) Improvements | 2029 | Achievable | GWh | Before Competition Groups | 313.1244 | 0 | 0 | 6118.0755 | 0.05118 | 8 | Commercial_2029_Achievable_GWh_Before Competition Groups_8 | Building Recommissioning, Operations and Maintenance (O&M) Improvements | 5.118% | 0 | 313.1244 | Commercial_2029_Achievable_GWh_Before Competition Groups_Building Recommissioning, Operations and Maintenance (O&M) Improvements
Commercial | Com ¦ ENERGY STAR LED LAMPS (REFLECTOR LAMPs/MR16/PAR 16) | 2029 | Technical | GWh | Before Competition Groups | 1029.9418 | 0 | 0 | 20359.1814 | 0.050589 | 4 | Commercial_2029_Technical_GWh_Before Competition Groups_4 | ENERGY STAR LED LAMPS (REFLECTOR LAMPs/MR16/PAR 16) | 5.059% | 0 | 1029.9418 | Commercial_2029_Technical_GWh_Before Competition Groups_ENERGY STAR LED LAMPS (REFLECTOR LAMPs/MR16/PAR 16)
Commercial | Com ¦ LED Replacement Lamp (Tube) | 2029 | Achievable | GWh | Before Competition Groups | 304.8724 | 0 | 0 | 6118.0755 | 0.049831 | 9 | Commercial_2029_Achievable_GWh_Before Competition Groups_9 | LED Replacement Lamp (Tube) | 4.983% | 0 | 304.8724 | Commercial_2029_Achievable_GWh_Before Competition Groups_LED Replacement Lamp (Tube)
Commercial | Com ¦ LLLC - Low Impact Application | 2029 | Technical | GWh | Before Competition Groups | 997.5968 | 0 | 0 | 20359.1814 | 0.049 | 5 | Commercial_2029_Technical_GWh_Before Competition Groups_5 | LLLC - Low Impact Application | 4.9% | 0 | 997.5968 | Commercial_2029_Technical_GWh_Before Competition Groups_LLLC - Low Impact Application
Commercial | Com ¦ LLLC - High Impact Application | 2029 | Technical | GWh | Before Competition Groups | 991.3993 | 0 | 0 | 20359.1814 | 0.048695 | 6 | Commercial_2029_Technical_GWh_Before Competition Groups_6 | LLLC - High Impact Application | 4.87% | 0 | 991.3993 | Commercial_2029_Technical_GWh_Before Competition Groups_LLLC - High Impact Application
Commercial | Com ¦ Central Lighting Control System | 2029 | Technical | GWh | Before Competition Groups | 990.7115 | 0 | 0 | 20359.1814 | 0.048662 | 7 | Commercial_2029_Technical_GWh_Before Competition Groups_7 | Central Lighting Control System | 4.866% | 0 | 990.7115 | Commercial_2029_Technical_GWh_Before Competition Groups_Central Lighting Control System
Commercial | Com ¦ Furnace Tune-Up | 2029 | Economic | GWh | Before Competition Groups | 633.1333 | 0 | 0 | 13988.0169 | 0.045263 | 6 | Commercial_2029_Economic_GWh_Before Competition Groups_6 | Furnace Tune-Up | 4.526% | 0 | 633.1333 | Commercial_2029_Economic_GWh_Before Competition Groups_Furnace Tune-Up
Commercial | Com ¦ Networked/Connected - High Impact Application | 2029 | Technical | GWh | Before Competition Groups | 896.077 | 0 | 0 | 20359.1814 | 0.044013 | 8 | Commercial_2029_Technical_GWh_Before Competition Groups_8 | Networked/Connected - High Impact Application | 4.401% | 0 | 896.077 | Commercial_2029_Technical_GWh_Before Competition Groups_Networked/Connected - High Impact Application
Commercial | Com ¦ Education and Capacity Building/Energy Behavior | 2029 | Technical | GWh | Before Competition Groups | 892.7152 | 0 | 0 | 20359.1814 | 0.043848 | 9 | Commercial_2029_Technical_GWh_Before Competition Groups_9 | Education and Capacity Building/Energy Behavior | 4.385% | 0 | 892.7152 | Commercial_2029_Technical_GWh_Before Competition Groups_Education and Capacity Building/Energy Behavior
Commercial | Com ¦ LED EXTERIOR AREA LIGHTS - LED fixture (200W) | 2029 | Economic | GWh | Before Competition Groups | 590.2473 | 0 | 0 | 13988.0169 | 0.042197 | 7 | Commercial_2029_Economic_GWh_Before Competition Groups_7 | LED EXTERIOR AREA LIGHTS - LED fixture (200W) | 4.22% | 0 | 590.2473 | Commercial_2029_Economic_GWh_Before Competition Groups_LED EXTERIOR AREA LIGHTS - LED fixture (200W)
Commercial | Com ¦ Networked/Connected - Low Impact Application | 2029 | Technical | GWh | Before Competition Groups | 857.7258 | 0 | 0 | 20359.1814 | 0.04213 | 10 | Commercial_2029_Technical_GWh_Before Competition Groups_10 | Networked/Connected - Low Impact Application | 4.213% | 0 | 857.7258 | Commercial_2029_Technical_GWh_Before Competition Groups_Networked/Connected - Low Impact Application
Commercial | Com ¦ LED parking lot fixture | 2029 | Economic | GWh | Before Competition Groups | 568.1572 | 0 | 0 | 13988.0169 | 0.040617 | 8 | Commercial_2029_Economic_GWh_Before Competition Groups_8 | LED parking lot fixture | 4.062% | 0 | 568.1572 | Commercial_2029_Economic_GWh_Before Competition Groups_LED parking lot fixture
Commercial | Com ¦ LED street light fixture | 2029 | Achievable | GWh | Before Competition Groups | 241.6269 | 0 | 0 | 6118.0755 | 0.039494 | 10 | Commercial_2029_Achievable_GWh_Before Competition Groups_10 | LED street light fixture | 3.949% | 0 | 241.6269 | Commercial_2029_Achievable_GWh_Before Competition Groups_LED street light fixture
Commercial | Com ¦ Furnace Tune-Up | 2029 | Technical | GWh | Before Competition Groups | 633.1333 | 0 | 0 | 20359.1814 | 0.031098 | 11 | Commercial_2029_Technical_GWh_Before Competition Groups_11 | Furnace Tune-Up | 3.11% | 0 | 633.1333 | Commercial_2029_Technical_GWh_Before Competition Groups_Furnace Tune-Up
Commercial | Com ¦ LED EXTERIOR AREA LIGHTS - LED fixture (200W) | 2029 | Technical | GWh | Before Competition Groups | 590.2473 | 0 | 0 | 20359.1814 | 0.028992 | 12 | Commercial_2029_Technical_GWh_Before Competition Groups_12 | LED EXTERIOR AREA LIGHTS - LED fixture (200W) | 2.899% | 0 | 590.2473 | Commercial_2029_Technical_GWh_Before Competition Groups_LED EXTERIOR AREA LIGHTS - LED fixture (200W)
Commercial | Com ¦ Data Center Storage/Server Virtualization | 2029 | Achievable | GWh | Before Competition Groups | 172.5409 | 0 | 0 | 6118.0755 | 0.028202 | 11 | Commercial_2029_Achievable_GWh_Before Competition Groups_11 | Data Center Storage/Server Virtualization | 2.82% | 0 | 172.5409 | Commercial_2029_Achievable_GWh_Before Competition Groups_Data Center Storage/Server Virtualization
Commercial | Com ¦ LED parking lot fixture | 2029 | Technical | GWh | Before Competition Groups | 568.1572 | 0 | 0 | 20359.1814 | 0.027907 | 13 | Commercial_2029_Technical_GWh_Before Competition Groups_13 | LED parking lot fixture | 2.791% | 0 | 568.1572 | Commercial_2029_Technical_GWh_Before Competition Groups_LED parking lot fixture
Commercial | Com ¦ LED Replacement Lamp (Tube) | 2029 | Economic | GWh | Before Competition Groups | 383.5788 | 0 | 0 | 13988.0169 | 0.027422 | 9 | Commercial_2029_Economic_GWh_Before Competition Groups_9 | LED Replacement Lamp (Tube) | 2.742% | 0 | 383.5788 | Commercial_2029_Economic_GWh_Before Competition Groups_LED Replacement Lamp (Tube)
Commercial | Com ¦ LED street light fixture | 2029 | Economic | GWh | Before Competition Groups | 358.2566 | 0 | 0 | 13988.0169 | 0.025612 | 10 | Commercial_2029_Economic_GWh_Before Competition Groups_10 | LED street light fixture | 2.561% | 0 | 358.2566 | Commercial_2029_Economic_GWh_Before Competition Groups_LED street light fixture
Commercial | Com ¦ High Efficiency Air Source Heat Pump | 2029 | Economic | GWh | Before Competition Groups | 353.4931 | 0 | 0 | 13988.0169 | 0.025271 | 11 | Commercial_2029_Economic_GWh_Before Competition Groups_11 | High Efficiency Air Source Heat Pump | 2.527% | 0 | 353.4931 | Commercial_2029_Economic_GWh_Before Competition Groups_High Efficiency Air Source Heat Pump
Commercial | Com ¦ Advanced BAS/Controllers | 2029 | Economic | GWh | Before Competition Groups | 331.3446 | 0 | 0 | 13988.0169 | 0.023688 | 12 | Commercial_2029_Economic_GWh_Before Competition Groups_12 | Advanced BAS/Controllers | 2.369% | 0 | 331.3446 | Commercial_2029_Economic_GWh_Before Competition Groups_Advanced BAS/Controllers
Commercial | Com ¦ LLLC - Low Impact Application | 2029 | Economic | GWh | Before Competition Groups | 328.3755 | 0 | 0 | 13988.0169 | 0.023475 | 13 | Commercial_2029_Economic_GWh_Before Competition Groups_13 | LLLC - Low Impact Application | 2.348% | 0 | 328.3755 | Commercial_2029_Economic_GWh_Before Competition Groups_LLLC - Low Impact Application
Commercial | Com ¦ Strip Curtains | 2029 | Achievable | GWh | Before Competition Groups | 132.2913 | 0 | 0 | 6118.0755 | 0.021623 | 12 | Commercial_2029_Achievable_GWh_Before Competition Groups_12 | Strip Curtains | 2.162% | 0 | 132.2913 | Commercial_2029_Achievable_GWh_Before Competition Groups_Strip Curtains
Commercial | Com ¦ Variable Refrigerant Flow Heat Pump | 2029 | Technical | GWh | Before Competition Groups | 409.1946 | 0 | 0 | 20359.1814 | 0.020099 | 14 | Commercial_2029_Technical_GWh_Before Competition Groups_14 | Variable Refrigerant Flow Heat Pump | 2.01% | 0 | 409.1946 | Commercial_2029_Technical_GWh_Before Competition Groups_Variable Refrigerant Flow Heat Pump
Commercial | Com ¦ Data Center Storage/Server Virtualization | 2029 | Economic | GWh | Before Competition Groups | 276.5104 | 0 | 0 | 13988.0169 | 0.019768 | 14 | Commercial_2029_Economic_GWh_Before Competition Groups_14 | Data Center Storage/Server Virtualization | 1.977% | 0 | 276.5104 | Commercial_2029_Economic_GWh_Before Competition Groups_Data Center Storage/Server Virtualization
Commercial | Com ¦ Reach-in Shaded Pole to ECM/PSC Evaporator Fan Motor | 2029 | Achievable | GWh | Before Competition Groups | 120.8648 | 0 | 0 | 6118.0755 | 0.019755 | 13 | Commercial_2029_Achievable_GWh_Before Competition Groups_13 | Reach-in Shaded Pole to ECM/PSC Evaporator Fan Motor | 1.976% | 0 | 120.8648 | Commercial_2029_Achievable_GWh_Before Competition Groups_Reach-in Shaded Pole to ECM/PSC Evaporator Fan Motor
Commercial | Com ¦ Smart Strip Plug Outlets | 2029 | Technical | GWh | Before Competition Groups | 392.8486 | 0 | 0 | 20359.1814 | 0.019296 | 15 | Commercial_2029_Technical_GWh_Before Competition Groups_15 | Smart Strip Plug Outlets | 1.93% | 0 | 392.8486 | Commercial_2029_Technical_GWh_Before Competition Groups_Smart Strip Plug Outlets
Commercial | Com ¦ Demand Control Ventilation | 2029 | Economic | GWh | Before Competition Groups | 265.3837 | 0 | 0 | 13988.0169 | 0.018972 | 15 | Commercial_2029_Economic_GWh_Before Competition Groups_15 | Demand Control Ventilation | 1.897% | 0 | 265.3837 | Commercial_2029_Economic_GWh_Before Competition Groups_Demand Control Ventilation
Commercial | Com ¦ LED Replacement Lamp (Tube) | 2029 | Technical | GWh | Before Competition Groups | 383.5788 | 0 | 0 | 20359.1814 | 0.018841 | 16 | Commercial_2029_Technical_GWh_Before Competition Groups_16 | LED Replacement Lamp (Tube) | 1.884% | 0 | 383.5788 | Commercial_2029_Technical_GWh_Before Competition Groups_LED Replacement Lamp (Tube)
Commercial | Com ¦ Variable Frequency Drive (VFD) | 2029 | Achievable | GWh | Before Competition Groups | 114.2367 | 0 | 0 | 6118.0755 | 0.018672 | 14 | Commercial_2029_Achievable_GWh_Before Competition Groups_14 | Variable Frequency Drive (VFD) | 1.867% | 0 | 114.2367 | Commercial_2029_Achievable_GWh_Before Competition Groups_Variable Frequency Drive (VFD)
Commercial | Com ¦ LED street light fixture | 2029 | Technical | GWh | Before Competition Groups | 358.2566 | 0 | 0 | 20359.1814 | 0.017597 | 17 | Commercial_2029_Technical_GWh_Before Competition Groups_17 | LED street light fixture | 1.76% | 0 | 358.2566 | Commercial_2029_Technical_GWh_Before Competition Groups_LED street light fixture
Commercial | Com ¦ LLLC - High Impact Application | 2029 | Economic | GWh | Before Competition Groups | 245.3425 | 0 | 0 | 13988.0169 | 0.017539 | 16 | Commercial_2029_Economic_GWh_Before Competition Groups_16 | LLLC - High Impact Application | 1.754% | 0 | 245.3425 | Commercial_2029_Economic_GWh_Before Competition Groups_LLLC - High Impact Application
Commercial | Com ¦ VFD on Pumps | 2029 | Achievable | GWh | Before Competition Groups | 107.196 | 0 | 0 | 6118.0755 | 0.017521 | 15 | Commercial_2029_Achievable_GWh_Before Competition Groups_15 | VFD on Pumps | 1.752% | 0 | 107.196 | Commercial_2029_Achievable_GWh_Before Competition Groups_VFD on Pumps
Commercial | Com ¦ High Efficiency Air Source Heat Pump | 2029 | Technical | GWh | Before Competition Groups | 353.4931 | 0 | 0 | 20359.1814 | 0.017363 | 18 | Commercial_2029_Technical_GWh_Before Competition Groups_18 | High Efficiency Air Source Heat Pump | 1.736% | 0 | 353.4931 | Commercial_2029_Technical_GWh_Before Competition Groups_High Efficiency Air Source Heat Pump
Commercial | Com ¦ Strip Curtains | 2029 | Economic | GWh | Before Competition Groups | 240.9452 | 0 | 0 | 13988.0169 | 0.017225 | 17 | Commercial_2029_Economic_GWh_Before Competition Groups_17 | Strip Curtains | 1.723% | 0 | 240.9452 | Commercial_2029_Economic_GWh_Before Competition Groups_Strip Curtains
Commercial | Com ¦ LED or Equivalent Sign Lighting | 2029 | Achievable | GWh | Before Competition Groups | 104.4115 | 0 | 0 | 6118.0755 | 0.017066 | 16 | Commercial_2029_Achievable_GWh_Before Competition Groups_16 | LED or Equivalent Sign Lighting | 1.707% | 0 | 104.4115 | Commercial_2029_Achievable_GWh_Before Competition Groups_LED or Equivalent Sign Lighting
Commercial | Com ¦ High Efficiency Air Source Heat Pump | 2029 | Achievable | GWh | Before Competition Groups | 102.8249 | 0 | 0 | 6118.0755 | 0.016807 | 17 | Commercial_2029_Achievable_GWh_Before Competition Groups_17 | High Efficiency Air Source Heat Pump | 1.681% | 0 | 102.8249 | Commercial_2029_Achievable_GWh_Before Competition Groups_High Efficiency Air Source Heat Pump
Commercial | Com ¦ Demand Control Ventilation | 2029 | Achievable | GWh | Before Competition Groups | 102.7799 | 0 | 0 | 6118.0755 | 0.016799 | 18 | Commercial_2029_Achievable_GWh_Before Competition Groups_18 | Demand Control Ventilation | 1.68% | 0 | 102.7799 | Commercial_2029_Achievable_GWh_Before Competition Groups_Demand Control Ventilation
Commercial | Com ¦ Advanced BAS/Controllers | 2029 | Technical | GWh | Before Competition Groups | 331.3446 | 0 | 0 | 20359.1814 | 0.016275 | 19 | Commercial_2029_Technical_GWh_Before Competition Groups_19 | Advanced BAS/Controllers | 1.627% | 0 | 331.3446 | Commercial_2029_Technical_GWh_Before Competition Groups_Advanced BAS/Controllers
Commercial | Com ¦ Refrigerated Display Case Doors | 2029 | Achievable | GWh | Before Competition Groups | 97.0385 | 0 | 0 | 6118.0755 | 0.015861 | 19 | Commercial_2029_Achievable_GWh_Before Competition Groups_19 | Refrigerated Display Case Doors | 1.586% | 0 | 97.0385 | Commercial_2029_Achievable_GWh_Before Competition Groups_Refrigerated Display Case Doors
Commercial | Com ¦ Variable Frequency Drive (VFD) | 2029 | Economic | GWh | Before Competition Groups | 212.0696 | 0 | 0 | 13988.0169 | 0.015161 | 18 | Commercial_2029_Economic_GWh_Before Competition Groups_18 | Variable Frequency Drive (VFD) | 1.516% | 0 | 212.0696 | Commercial_2029_Economic_GWh_Before Competition Groups_Variable Frequency Drive (VFD)
Commercial | Com ¦ Centrally controlled desktop PC/NETWORK PC POWER MANAGEMENT SOFTWARE | 2029 | Achievable | GWh | Before Competition Groups | 88.1195 | 0 | 0 | 6118.0755 | 0.014403 | 20 | Commercial_2029_Achievable_GWh_Before Competition Groups_20 | Centrally controlled desktop PC/NETWORK PC POWER MANAGEMENT SOFTWARE | 1.44% | 0 | 88.1195 | Commercial_2029_Achievable_GWh_Before Competition Groups_Centrally controlled desktop PC/NETWORK PC POWER MANAGEMENT SOFTWARE
Commercial | Com ¦ VFD on Pumps | 2029 | Economic | GWh | Before Competition Groups | 199.3747 | 0 | 0 | 13988.0169 | 0.014253 | 19 | Commercial_2029_Economic_GWh_Before Competition Groups_19 | VFD on Pumps | 1.425% | 0 | 199.3747 | Commercial_2029_Economic_GWh_Before Competition Groups_VFD on Pumps
Commercial | Com ¦ Data Center Storage/Server Virtualization | 2029 | Technical | GWh | Before Competition Groups | 276.5104 | 0 | 0 | 20359.1814 | 0.013582 | 20 | Commercial_2029_Technical_GWh_Before Competition Groups_20 | Data Center Storage/Server Virtualization | 1.358% | 0 | 276.5104 | Commercial_2029_Technical_GWh_Before Competition Groups_Data Center Storage/Server Virtualization
Commercial | Com ¦ Demand Control Ventilation | 2029 | Technical | GWh | Before Competition Groups | 269.9221 | 0 | 0 | 20359.1814 | 0.013258 | 21 | Commercial_2029_Technical_GWh_Before Competition Groups_21 | Demand Control Ventilation | 1.326% | 0 | 269.9221 | Commercial_2029_Technical_GWh_Before Competition Groups_Demand Control Ventilation
Commercial | Com ¦ Centrally controlled desktop PC/NETWORK PC POWER MANAGEMENT SOFTWARE | 2029 | Economic | GWh | Before Competition Groups | 184.2295 | 0 | 0 | 13988.0169 | 0.013171 | 20 | Commercial_2029_Economic_GWh_Before Competition Groups_20 | Centrally controlled desktop PC/NETWORK PC POWER MANAGEMENT SOFTWARE | 1.317% | 0 | 184.2295 | Commercial_2029_Economic_GWh_Before Competition Groups_Centrally controlled desktop PC/NETWORK PC POWER MANAGEMENT SOFTWARE
Commercial | Com ¦ Reach-in Shaded Pole to ECM/PSC Evaporator Fan Motor | 2029 | Economic | GWh | Before Competition Groups | 181.6921 | 0 | 0 | 13988.0169 | 0.012989 | 21 | Commercial_2029_Economic_GWh_Before Competition Groups_21 | Reach-in Shaded Pole to ECM/PSC Evaporator Fan Motor | 1.299% | 0 | 181.6921 | Commercial_2029_Economic_GWh_Before Competition Groups_Reach-in Shaded Pole to ECM/PSC Evaporator Fan Motor
Commercial | Com ¦ Refrigerated Display Case Doors | 2029 | Technical | GWh | Before Competition Groups | 255.0973 | 0 | 0 | 20359.1814 | 0.01253 | 22 | Commercial_2029_Technical_GWh_Before Competition Groups_22 | Refrigerated Display Case Doors | 1.253% | 0 | 255.0973 | Commercial_2029_Technical_GWh_Before Competition Groups_Refrigerated Display Case Doors
Commercial | Com ¦ Refrigerated Display Case Doors | 2029 | Economic | GWh | Before Competition Groups | 169.1194 | 0 | 0 | 13988.0169 | 0.01209 | 22 | Commercial_2029_Economic_GWh_Before Competition Groups_22 | Refrigerated Display Case Doors | 1.209% | 0 | 169.1194 | Commercial_2029_Economic_GWh_Before Competition Groups_Refrigerated Display Case Doors
Commercial | Com ¦ Strip Curtains | 2029 | Technical | GWh | Before Competition Groups | 240.9452 | 0 | 0 | 20359.1814 | 0.011835 | 23 | Commercial_2029_Technical_GWh_Before Competition Groups_23 | Strip Curtains | 1.183% | 0 | 240.9452 | Commercial_2029_Technical_GWh_Before Competition Groups_Strip Curtains
Commercial | Com ¦ Air Handler with Dedicated Outdoor Air Systems | 2029 | Economic | GWh | Before Competition Groups | 165.5059 | 0 | 0 | 13988.0169 | 0.011832 | 23 | Commercial_2029_Economic_GWh_Before Competition Groups_23 | Air Handler with Dedicated Outdoor Air Systems | 1.183% | 0 | 165.5059 | Commercial_2029_Economic_GWh_Before Competition Groups_Air Handler with Dedicated Outdoor Air Systems
Commercial | Com ¦ Adaptive Thermostats | 2029 | Achievable | GWh | Before Competition Groups | 69.6082 | 0 | 0 | 6118.0755 | 0.011377 | 21 | Commercial_2029_Achievable_GWh_Before Competition Groups_21 | Adaptive Thermostats | 1.138% | 0 | 69.6082 | Commercial_2029_Achievable_GWh_Before Competition Groups_Adaptive Thermostats
Commercial | Com ¦ LED or Equivalent Sign Lighting | 2029 | Economic | GWh | Before Competition Groups | 155.3216 | 0 | 0 | 13988.0169 | 0.011104 | 24 | Commercial_2029_Economic_GWh_Before Competition Groups_24 | LED or Equivalent Sign Lighting | 1.11% | 0 | 155.3216 | Commercial_2029_Economic_GWh_Before Competition Groups_LED or Equivalent Sign Lighting
Commercial | Com ¦ Advanced BAS/Controllers | 2029 | Achievable | GWh | Before Competition Groups | 67.8849 | 0 | 0 | 6118.0755 | 0.011096 | 22 | Commercial_2029_Achievable_GWh_Before Competition Groups_22 | Advanced BAS/Controllers | 1.11% | 0 | 67.8849 | Commercial_2029_Achievable_GWh_Before Competition Groups_Advanced BAS/Controllers
Commercial | Com ¦ Variable Frequency Drive (VFD) | 2029 | Technical | GWh | Before Competition Groups | 212.0696 | 0 | 0 | 20359.1814 | 0.010416 | 24 | Commercial_2029_Technical_GWh_Before Competition Groups_24 | Variable Frequency Drive (VFD) | 1.042% | 0 | 212.0696 | Commercial_2029_Technical_GWh_Before Competition Groups_Variable Frequency Drive (VFD)
Commercial | Com ¦ Adaptive Thermostats | 2029 | Economic | GWh | Before Competition Groups | 139.231 | 0 | 0 | 13988.0169 | 0.0099536 | 25 | Commercial_2029_Economic_GWh_Before Competition Groups_25 | Adaptive Thermostats | 0.9954% | 0 | 139.231 | Commercial_2029_Economic_GWh_Before Competition Groups_Adaptive Thermostats
Commercial | Com ¦ Air Handler with Dedicated Outdoor Air Systems | 2029 | Achievable | GWh | Before Competition Groups | 60.5269 | 0 | 0 | 6118.0755 | 0.0098931 | 23 | Commercial_2029_Achievable_GWh_Before Competition Groups_23 | Air Handler with Dedicated Outdoor Air Systems | 0.9893% | 0 | 60.5269 | Commercial_2029_Achievable_GWh_Before Competition Groups_Air Handler with Dedicated Outdoor Air Systems
Commercial | Com ¦ VFD on Pumps | 2029 | Technical | GWh | Before Competition Groups | 199.3747 | 0 | 0 | 20359.1814 | 0.0097929 | 25 | Commercial_2029_Technical_GWh_Before Competition Groups_25 | VFD on Pumps | 0.9793% | 0 | 199.3747 | Commercial_2029_Technical_GWh_Before Competition Groups_VFD on Pumps
Commercial | Com ¦ Centrally controlled desktop PC/NETWORK PC POWER MANAGEMENT SOFTWARE | 2029 | Technical | GWh | Before Competition Groups | 184.2295 | 0 | 0 | 20359.1814 | 0.009049 | 26 | Commercial_2029_Technical_GWh_Before Competition Groups_26 | Centrally controlled desktop PC/NETWORK PC POWER MANAGEMENT SOFTWARE | 0.9049% | 0 | 184.2295 | Commercial_2029_Technical_GWh_Before Competition Groups_Centrally controlled desktop PC/NETWORK PC POWER MANAGEMENT SOFTWARE
Commercial | Com ¦ Door Gasket Freezer/Refrigerator | 2029 | Technical | GWh | Before Competition Groups | 183.4626 | 0 | 0 | 20359.1814 | 0.0090113 | 27 | Commercial_2029_Technical_GWh_Before Competition Groups_27 | Door Gasket Freezer/Refrigerator | 0.9011% | 0 | 183.4626 | Commercial_2029_Technical_GWh_Before Competition Groups_Door Gasket Freezer/Refrigerator
Commercial | Com ¦ Reach-in Shaded Pole to ECM/PSC Evaporator Fan Motor | 2029 | Technical | GWh | Before Competition Groups | 181.6921 | 0 | 0 | 20359.1814 | 0.0089243 | 28 | Commercial_2029_Technical_GWh_Before Competition Groups_28 | Reach-in Shaded Pole to ECM/PSC Evaporator Fan Motor | 0.8924% | 0 | 181.6921 | Commercial_2029_Technical_GWh_Before Competition Groups_Reach-in Shaded Pole to ECM/PSC Evaporator Fan Motor
Commercial | Com ¦ ECM MOTORS FOR EVAPORATOR FANS for refrigeration (WALK-IN) | 2029 | Achievable | GWh | Before Competition Groups | 52.9752 | 0 | 0 | 6118.0755 | 0.0086588 | 24 | Commercial_2029_Achievable_GWh_Before Competition Groups_24 | ECM MOTORS FOR EVAPORATOR FANS for refrigeration (WALK-IN) | 0.8659% | 0 | 52.9752 | Commercial_2029_Achievable_GWh_Before Competition Groups_ECM MOTORS FOR EVAPORATOR FANS for refrigeration (WALK-IN)
Commercial | Com ¦ ENERGY STAR LED LAMPS (General Service Lamps) | 2029 | Achievable | GWh | Before Competition Groups | 52.1961 | 0 | 0 | 6118.0755 | 0.0085315 | 25 | Commercial_2029_Achievable_GWh_Before Competition Groups_25 | ENERGY STAR LED LAMPS (General Service Lamps) | 0.8531% | 0 | 52.1961 | Commercial_2029_Achievable_GWh_Before Competition Groups_ENERGY STAR LED LAMPS (General Service Lamps)
Commercial | Com ¦ Condensing Unit Heaters or other Efficient Unit Heating System | 2029 | Achievable | GWh | Before Competition Groups | 51.491 | 0 | 0 | 6118.0755 | 0.0084162 | 26 | Commercial_2029_Achievable_GWh_Before Competition Groups_26 | Condensing Unit Heaters or other Efficient Unit Heating System | 0.8416% | 0 | 51.491 | Commercial_2029_Achievable_GWh_Before Competition Groups_Condensing Unit Heaters or other Efficient Unit Heating System
Commercial | Com ¦ Air Handler with Dedicated Outdoor Air Systems | 2029 | Technical | GWh | Before Competition Groups | 165.5059 | 0 | 0 | 20359.1814 | 0.0081293 | 29 | Commercial_2029_Technical_GWh_Before Competition Groups_29 | Air Handler with Dedicated Outdoor Air Systems | 0.8129% | 0 | 165.5059 | Commercial_2029_Technical_GWh_Before Competition Groups_Air Handler with Dedicated Outdoor Air Systems
Commercial | Com ¦ LED or Equivalent Sign Lighting | 2029 | Technical | GWh | Before Competition Groups | 155.3216 | 0 | 0 | 20359.1814 | 0.0076291 | 30 | Commercial_2029_Technical_GWh_Before Competition Groups_30 | LED or Equivalent Sign Lighting | 0.7629% | 0 | 155.3216 | Commercial_2029_Technical_GWh_Before Competition Groups_LED or Equivalent Sign Lighting
Commercial | Com ¦ ECM MOTORS FOR EVAPORATOR FANS for refrigeration (WALK-IN) | 2029 | Economic | GWh | Before Competition Groups | 99.6794 | 0 | 0 | 13988.0169 | 0.0071261 | 26 | Commercial_2029_Economic_GWh_Before Competition Groups_26 | ECM MOTORS FOR EVAPORATOR FANS for refrigeration (WALK-IN) | 0.7126% | 0 | 99.6794 | Commercial_2029_Economic_GWh_Before Competition Groups_ECM MOTORS FOR EVAPORATOR FANS for refrigeration (WALK-IN)
Commercial | Com ¦ Evaporator Fan Controls | 2029 | Achievable | GWh | Before Competition Groups | 42.5387 | 0 | 0 | 6118.0755 | 0.006953 | 27 | Commercial_2029_Achievable_GWh_Before Competition Groups_27 | Evaporator Fan Controls | 0.6953% | 0 | 42.5387 | Commercial_2029_Achievable_GWh_Before Competition Groups_Evaporator Fan Controls
Commercial | Com ¦ Adaptive Thermostats | 2029 | Technical | GWh | Before Competition Groups | 140.2376 | 0 | 0 | 20359.1814 | 0.0068882 | 31 | Commercial_2029_Technical_GWh_Before Competition Groups_31 | Adaptive Thermostats | 0.6888% | 0 | 140.2376 | Commercial_2029_Technical_GWh_Before Competition Groups_Adaptive Thermostats
Commercial | Com ¦ Condensing Unit Heaters or other Efficient Unit Heating System | 2029 | Economic | GWh | Before Competition Groups | 96.0776 | 0 | 0 | 13988.0169 | 0.0068686 | 27 | Commercial_2029_Economic_GWh_Before Competition Groups_27 | Condensing Unit Heaters or other Efficient Unit Heating System | 0.6869% | 0 | 96.0776 | Commercial_2029_Economic_GWh_Before Competition Groups_Condensing Unit Heaters or other Efficient Unit Heating System
Commercial | Com ¦ Refrigeration Optimization | 2029 | Technical | GWh | Before Competition Groups | 131.2838 | 0 | 0 | 20359.1814 | 0.0064484 | 32 | Commercial_2029_Technical_GWh_Before Competition Groups_32 | Refrigeration Optimization | 0.6448% | 0 | 131.2838 | Commercial_2029_Technical_GWh_Before Competition Groups_Refrigeration Optimization
Commercial | Com ¦ Demand Control Kitchen Ventilation | 2029 | Economic | GWh | Before Competition Groups | 84.385 | 0 | 0 | 13988.0169 | 0.0060327 | 28 | Commercial_2029_Economic_GWh_Before Competition Groups_28 | Demand Control Kitchen Ventilation | 0.6033% | 0 | 84.385 | Commercial_2029_Economic_GWh_Before Competition Groups_Demand Control Kitchen Ventilation
Commercial | Com ¦ Freezer Case Light Sensor | 2029 | Economic | GWh | Before Competition Groups | 82.309 | 0 | 0 | 13988.0169 | 0.0058843 | 29 | Commercial_2029_Economic_GWh_Before Competition Groups_29 | Freezer Case Light Sensor | 0.5884% | 0 | 82.309 | Commercial_2029_Economic_GWh_Before Competition Groups_Freezer Case Light Sensor
Commercial | Com ¦ Freezer Case Light Sensor | 2029 | Achievable | GWh | Before Competition Groups | 35.9458 | 0 | 0 | 6118.0755 | 0.0058754 | 28 | Commercial_2029_Achievable_GWh_Before Competition Groups_28 | Freezer Case Light Sensor | 0.5875% | 0 | 35.9458 | Commercial_2029_Achievable_GWh_Before Competition Groups_Freezer Case Light Sensor
Commercial | Com ¦ Evaporator Fan Controls | 2029 | Economic | GWh | Before Competition Groups | 80.2743 | 0 | 0 | 13988.0169 | 0.0057388 | 30 | Commercial_2029_Economic_GWh_Before Competition Groups_30 | Evaporator Fan Controls | 0.5739% | 0 | 80.2743 | Commercial_2029_Economic_GWh_Before Competition Groups_Evaporator Fan Controls
Commercial | Com ¦ Demand Control Kitchen Ventilation | 2029 | Achievable | GWh | Before Competition Groups | 34.9393 | 0 | 0 | 6118.0755 | 0.0057108 | 29 | Commercial_2029_Achievable_GWh_Before Competition Groups_29 | Demand Control Kitchen Ventilation | 0.5711% | 0 | 34.9393 | Commercial_2029_Achievable_GWh_Before Competition Groups_Demand Control Kitchen Ventilation
Commercial | Com ¦ Refrigerated Display Case LED | 2029 | Technical | GWh | Before Competition Groups | 111.6571 | 0 | 0 | 20359.1814 | 0.0054844 | 33 | Commercial_2029_Technical_GWh_Before Competition Groups_33 | Refrigerated Display Case LED | 0.5484% | 0 | 111.6571 | Commercial_2029_Technical_GWh_Before Competition Groups_Refrigerated Display Case LED
Commercial | Com ¦ ENERGY STAR LED LAMPS (General Service Lamps) | 2029 | Economic | GWh | Before Competition Groups | 76.4859 | 0 | 0 | 13988.0169 | 0.005468 | 31 | Commercial_2029_Economic_GWh_Before Competition Groups_31 | ENERGY STAR LED LAMPS (General Service Lamps) | 0.5468% | 0 | 76.4859 | Commercial_2029_Economic_GWh_Before Competition Groups_ENERGY STAR LED LAMPS (General Service Lamps)
Commercial | Com ¦ Unitary Air-Conditioning Unit | 2029 | Technical | GWh | Before Competition Groups | 107.1546 | 0 | 0 | 20359.1814 | 0.0052632 | 34 | Commercial_2029_Technical_GWh_Before Competition Groups_34 | Unitary Air-Conditioning Unit | 0.5263% | 0 | 107.1546 | Commercial_2029_Technical_GWh_Before Competition Groups_Unitary Air-Conditioning Unit
Commercial | Com ¦ ENERGY STAR FREEZER | 2029 | Technical | GWh | Before Competition Groups | 106.8081 | 0 | 0 | 20359.1814 | 0.0052462 | 35 | Commercial_2029_Technical_GWh_Before Competition Groups_35 | ENERGY STAR FREEZER | 0.5246% | 0 | 106.8081 | Commercial_2029_Technical_GWh_Before Competition Groups_ENERGY STAR FREEZER
Commercial | Com ¦ Occupancy Sensors | 2029 | Economic | GWh | Before Competition Groups | 72.2796 | 0 | 0 | 13988.0169 | 0.0051673 | 32 | Commercial_2029_Economic_GWh_Before Competition Groups_32 | Occupancy Sensors | 0.5167% | 0 | 72.2796 | Commercial_2029_Economic_GWh_Before Competition Groups_Occupancy Sensors
Commercial | Com ¦ ECM MOTORS FOR EVAPORATOR FANS for refrigeration (WALK-IN) | 2029 | Technical | GWh | Before Competition Groups | 99.6794 | 0 | 0 | 20359.1814 | 0.004896 | 36 | Commercial_2029_Technical_GWh_Before Competition Groups_36 | ECM MOTORS FOR EVAPORATOR FANS for refrigeration (WALK-IN) | 0.4896% | 0 | 99.6794 | Commercial_2029_Technical_GWh_Before Competition Groups_ECM MOTORS FOR EVAPORATOR FANS for refrigeration (WALK-IN)
Commercial | Com ¦ Condensing Unit Heaters or other Efficient Unit Heating System | 2029 | Technical | GWh | Before Competition Groups | 96.0776 | 0 | 0 | 20359.1814 | 0.0047191 | 37 | Commercial_2029_Technical_GWh_Before Competition Groups_37 | Condensing Unit Heaters or other Efficient Unit Heating System | 0.4719% | 0 | 96.0776 | Commercial_2029_Technical_GWh_Before Competition Groups_Condensing Unit Heaters or other Efficient Unit Heating System
Commercial | Com ¦ Indoor Daylight Sensors/Photocell Dimming Control | 2029 | Technical | GWh | Before Competition Groups | 95.0234 | 0 | 0 | 20359.1814 | 0.0046673 | 38 | Commercial_2029_Technical_GWh_Before Competition Groups_38 | Indoor Daylight Sensors/Photocell Dimming Control | 0.4667% | 0 | 95.0234 | Commercial_2029_Technical_GWh_Before Competition Groups_Indoor Daylight Sensors/Photocell Dimming Control
Commercial | Com ¦ Demand Control Kitchen Ventilation | 2029 | Technical | GWh | Before Competition Groups | 93.9344 | 0 | 0 | 20359.1814 | 0.0046139 | 39 | Commercial_2029_Technical_GWh_Before Competition Groups_39 | Demand Control Kitchen Ventilation | 0.4614% | 0 | 93.9344 | Commercial_2029_Technical_GWh_Before Competition Groups_Demand Control Kitchen Ventilation
Commercial | Com ¦ ENERGY STAR LED LAMPS (General Service Lamps) | 2029 | Technical | GWh | Before Competition Groups | 92.0431 | 0 | 0 | 20359.1814 | 0.004521 | 40 | Commercial_2029_Technical_GWh_Before Competition Groups_40 | ENERGY STAR LED LAMPS (General Service Lamps) | 0.4521% | 0 | 92.0431 | Commercial_2029_Technical_GWh_Before Competition Groups_ENERGY STAR LED LAMPS (General Service Lamps)
Commercial | Com ¦ High R-Value Glass Doors/no-heat glass door | 2029 | Technical | GWh | Before Competition Groups | 88.6818 | 0 | 0 | 20359.1814 | 0.0043559 | 41 | Commercial_2029_Technical_GWh_Before Competition Groups_41 | High R-Value Glass Doors/no-heat glass door | 0.4356% | 0 | 88.6818 | Commercial_2029_Technical_GWh_Before Competition Groups_High R-Value Glass Doors/no-heat glass door
Commercial | Com ¦ Adding reflective (White) roof treatment or a green roof | 2029 | Technical | GWh | Before Competition Groups | 83.2076 | 0 | 0 | 20359.1814 | 0.004087 | 42 | Commercial_2029_Technical_GWh_Before Competition Groups_42 | Adding reflective (White) roof treatment or a green roof | 0.4087% | 0 | 83.2076 | Commercial_2029_Technical_GWh_Before Competition Groups_Adding reflective (White) roof treatment or a green roof
Commercial | Com ¦ Freezer Case Light Sensor | 2029 | Technical | GWh | Before Competition Groups | 82.309 | 0 | 0 | 20359.1814 | 0.0040428 | 43 | Commercial_2029_Technical_GWh_Before Competition Groups_43 | Freezer Case Light Sensor | 0.4043% | 0 | 82.309 | Commercial_2029_Technical_GWh_Before Competition Groups_Freezer Case Light Sensor
Commercial | Com ¦ Evaporator Fan Controls | 2029 | Technical | GWh | Before Competition Groups | 80.2743 | 0 | 0 | 20359.1814 | 0.0039429 | 44 | Commercial_2029_Technical_GWh_Before Competition Groups_44 | Evaporator Fan Controls | 0.3943% | 0 | 80.2743 | Commercial_2029_Technical_GWh_Before Competition Groups_Evaporator Fan Controls
Commercial | Com ¦ ENERGY STAR ICE MACHINES - Ice Making Head | 2029 | Technical | GWh | Before Competition Groups | 76.8683 | 0 | 0 | 20359.1814 | 0.0037756 | 45 | Commercial_2029_Technical_GWh_Before Competition Groups_45 | ENERGY STAR ICE MACHINES - Ice Making Head | 0.3776% | 0 | 76.8683 | Commercial_2029_Technical_GWh_Before Competition Groups_ENERGY STAR ICE MACHINES - Ice Making Head
Commercial | Com ¦ Occupancy Sensors | 2029 | Technical | GWh | Before Competition Groups | 72.2796 | 0 | 0 | 20359.1814 | 0.0035502 | 46 | Commercial_2029_Technical_GWh_Before Competition Groups_46 | Occupancy Sensors | 0.355% | 0 | 72.2796 | Commercial_2029_Technical_GWh_Before Competition Groups_Occupancy Sensors
Commercial | Com ¦ Condensing Make Up Air Unit | 2029 | Achievable | GWh | Before Competition Groups | 20.2798 | 0 | 0 | 6118.0755 | 0.0033147 | 30 | Commercial_2029_Achievable_GWh_Before Competition Groups_30 | Condensing Make Up Air Unit | 0.3315% | 0 | 20.2798 | Commercial_2029_Achievable_GWh_Before Competition Groups_Condensing Make Up Air Unit
Commercial | Com ¦ Condensing Make Up Air Unit | 2029 | Technical | GWh | Before Competition Groups | 67.0892 | 0 | 0 | 20359.1814 | 0.0032953 | 47 | Commercial_2029_Technical_GWh_Before Competition Groups_47 | Condensing Make Up Air Unit | 0.3295% | 0 | 67.0892 | Commercial_2029_Technical_GWh_Before Competition Groups_Condensing Make Up Air Unit
Commercial | Com ¦ HOTEL OCCUPANCY CONTROLS (HVAC + LIGHTING) | 2029 | Technical | GWh | Before Competition Groups | 65.8411 | 0 | 0 | 20359.1814 | 0.003234 | 48 | Commercial_2029_Technical_GWh_Before Competition Groups_48 | HOTEL OCCUPANCY CONTROLS (HVAC + LIGHTING) | 0.3234% | 0 | 65.8411 | Commercial_2029_Technical_GWh_Before Competition Groups_HOTEL OCCUPANCY CONTROLS (HVAC + LIGHTING)
Commercial | Com ¦ Condensing Make Up Air Unit | 2029 | Economic | GWh | Before Competition Groups | 45.0175 | 0 | 0 | 13988.0169 | 0.0032183 | 33 | Commercial_2029_Economic_GWh_Before Competition Groups_33 | Condensing Make Up Air Unit | 0.3218% | 0 | 45.0175 | Commercial_2029_Economic_GWh_Before Competition Groups_Condensing Make Up Air Unit
Commercial | Com ¦ Super-High Efficiency Furnaces (Emerging Tech) | 2029 | Technical | GWh | Before Competition Groups | 60.099 | 0 | 0 | 20359.1814 | 0.0029519 | 49 | Commercial_2029_Technical_GWh_Before Competition Groups_49 | Super-High Efficiency Furnaces (Emerging Tech) | 0.2952% | 0 | 60.099 | Commercial_2029_Technical_GWh_Before Competition Groups_Super-High Efficiency Furnaces (Emerging Tech)
Commercial | Com ¦ Elec Storage WH 2.30 Et | 2029 | Economic | GWh | Before Competition Groups | 39.2797 | 0 | 0 | 13988.0169 | 0.0028081 | 34 | Commercial_2029_Economic_GWh_Before Competition Groups_34 | Elec Storage WH 2.30 Et | 0.2808% | 0 | 39.2797 | Commercial_2029_Economic_GWh_Before Competition Groups_Elec Storage WH 2.30 Et
Commercial | Com ¦ Refrigeration Commissioning | 2029 | Technical | GWh | Before Competition Groups | 55.1811 | 0 | 0 | 20359.1814 | 0.0027104 | 50 | Commercial_2029_Technical_GWh_Before Competition Groups_50 | Refrigeration Commissioning | 0.271% | 0 | 55.1811 | Commercial_2029_Technical_GWh_Before Competition Groups_Refrigeration Commissioning
Commercial | Com ¦ BEVERAGE VENDING MACHINE CONTROLS | 2029 | Economic | GWh | Before Competition Groups | 37.7061 | 0 | 0 | 13988.0169 | 0.0026956 | 35 | Commercial_2029_Economic_GWh_Before Competition Groups_35 | BEVERAGE VENDING MACHINE CONTROLS | 0.2696% | 0 | 37.7061 | Commercial_2029_Economic_GWh_Before Competition Groups_BEVERAGE VENDING MACHINE CONTROLS
Commercial | Com ¦ Temperature Adjustment in Commercial Freezers | 2029 | Achievable | GWh | Before Competition Groups | 16.2524 | 0 | 0 | 6118.0755 | 0.0026565 | 31 | Commercial_2029_Achievable_GWh_Before Competition Groups_31 | Temperature Adjustment in Commercial Freezers | 0.2656% | 0 | 16.2524 | Commercial_2029_Achievable_GWh_Before Competition Groups_Temperature Adjustment in Commercial Freezers
Commercial | Com ¦ ENERGY STAR Refrigerator | 2029 | Technical | GWh | Before Competition Groups | 52.6865 | 0 | 0 | 20359.1814 | 0.0025879 | 51 | Commercial_2029_Technical_GWh_Before Competition Groups_51 | ENERGY STAR Refrigerator | 0.2588% | 0 | 52.6865 | Commercial_2029_Technical_GWh_Before Competition Groups_ENERGY STAR Refrigerator
Commercial | Com ¦ Networked/Connected - Low Impact Application | 2029 | Economic | GWh | Before Competition Groups | 34.9201 | 0 | 0 | 13988.0169 | 0.0024964 | 36 | Commercial_2029_Economic_GWh_Before Competition Groups_36 | Networked/Connected - Low Impact Application | 0.2496% | 0 | 34.9201 | Commercial_2029_Economic_GWh_Before Competition Groups_Networked/Connected - Low Impact Application
Commercial | Com ¦ BEVERAGE VENDING MACHINE CONTROLS | 2029 | Achievable | GWh | Before Competition Groups | 14.7835 | 0 | 0 | 6118.0755 | 0.0024164 | 32 | Commercial_2029_Achievable_GWh_Before Competition Groups_32 | BEVERAGE VENDING MACHINE CONTROLS | 0.2416% | 0 | 14.7835 | Commercial_2029_Achievable_GWh_Before Competition Groups_BEVERAGE VENDING MACHINE CONTROLS
Commercial | Com ¦ Elec Storage WH 2.30 Et | 2029 | Achievable | GWh | Before Competition Groups | 14.7188 | 0 | 0 | 6118.0755 | 0.0024058 | 33 | Commercial_2029_Achievable_GWh_Before Competition Groups_33 | Elec Storage WH 2.30 Et | 0.2406% | 0 | 14.7188 | Commercial_2029_Achievable_GWh_Before Competition Groups_Elec Storage WH 2.30 Et
Commercial | Com ¦ Energy Efficient Laboratory Fume Hood | 2029 | Achievable | GWh | Before Competition Groups | 14.6126 | 0 | 0 | 6118.0755 | 0.0023884 | 34 | Commercial_2029_Achievable_GWh_Before Competition Groups_34 | Energy Efficient Laboratory Fume Hood | 0.2388% | 0 | 14.6126 | Commercial_2029_Achievable_GWh_Before Competition Groups_Energy Efficient Laboratory Fume Hood
Commercial | Com ¦ ENERGY STAR Griddle (74% eff) | 2029 | Achievable | GWh | Before Competition Groups | 14.2566 | 0 | 0 | 6118.0755 | 0.0023302 | 35 | Commercial_2029_Achievable_GWh_Before Competition Groups_35 | ENERGY STAR Griddle (74% eff) | 0.233% | 0 | 14.2566 | Commercial_2029_Achievable_GWh_Before Competition Groups_ENERGY STAR Griddle (74% eff)
Commercial | Com ¦ CO Sensors for parking garage exhaust fans | 2029 | Achievable | GWh | Before Competition Groups | 13.8985 | 0 | 0 | 6118.0755 | 0.0022717 | 36 | Commercial_2029_Achievable_GWh_Before Competition Groups_36 | CO Sensors for parking garage exhaust fans | 0.2272% | 0 | 13.8985 | Commercial_2029_Achievable_GWh_Before Competition Groups_CO Sensors for parking garage exhaust fans
Commercial | Com ¦ Temperature Adjustment in Commercial Freezers | 2029 | Economic | GWh | Before Competition Groups | 30.6406 | 0 | 0 | 13988.0169 | 0.0021905 | 37 | Commercial_2029_Economic_GWh_Before Competition Groups_37 | Temperature Adjustment in Commercial Freezers | 0.219% | 0 | 30.6406 | Commercial_2029_Economic_GWh_Before Competition Groups_Temperature Adjustment in Commercial Freezers
Commercial | Com ¦ Networked/Connected - High Impact Application | 2029 | Economic | GWh | Before Competition Groups | 29.1766 | 0 | 0 | 13988.0169 | 0.0020858 | 38 | Commercial_2029_Economic_GWh_Before Competition Groups_38 | Networked/Connected - High Impact Application | 0.2086% | 0 | 29.1766 | Commercial_2029_Economic_GWh_Before Competition Groups_Networked/Connected - High Impact Application
Commercial | Com ¦ Vertical Night Covers | 2029 | Achievable | GWh | Before Competition Groups | 12.6535 | 0 | 0 | 6118.0755 | 0.0020682 | 37 | Commercial_2029_Achievable_GWh_Before Competition Groups_37 | Vertical Night Covers | 0.2068% | 0 | 12.6535 | Commercial_2029_Achievable_GWh_Before Competition Groups_Vertical Night Covers
Commercial | Com ¦ CO Sensors for parking garage exhaust fans | 2029 | Economic | GWh | Before Competition Groups | 28.3338 | 0 | 0 | 13988.0169 | 0.0020256 | 39 | Commercial_2029_Economic_GWh_Before Competition Groups_39 | CO Sensors for parking garage exhaust fans | 0.2026% | 0 | 28.3338 | Commercial_2029_Economic_GWh_Before Competition Groups_CO Sensors for parking garage exhaust fans
Commercial | Com ¦ Unitary Air-Conditioning Unit | 2029 | Achievable | GWh | Before Competition Groups | 12.1178 | 0 | 0 | 6118.0755 | 0.0019807 | 38 | Commercial_2029_Achievable_GWh_Before Competition Groups_38 | Unitary Air-Conditioning Unit | 0.1981% | 0 | 12.1178 | Commercial_2029_Achievable_GWh_Before Competition Groups_Unitary Air-Conditioning Unit
Commercial | Com ¦ Unitary Air-Conditioning Unit | 2029 | Economic | GWh | Before Competition Groups | 27.188 | 0 | 0 | 13988.0169 | 0.0019437 | 40 | Commercial_2029_Economic_GWh_Before Competition Groups_40 | Unitary Air-Conditioning Unit | 0.1944% | 0 | 27.188 | Commercial_2029_Economic_GWh_Before Competition Groups_Unitary Air-Conditioning Unit
Commercial | Com ¦ Energy Efficient Laboratory Fume Hood | 2029 | Economic | GWh | Before Competition Groups | 27.1487 | 0 | 0 | 13988.0169 | 0.0019409 | 41 | Commercial_2029_Economic_GWh_Before Competition Groups_41 | Energy Efficient Laboratory Fume Hood | 0.1941% | 0 | 27.1487 | Commercial_2029_Economic_GWh_Before Competition Groups_Energy Efficient Laboratory Fume Hood
Commercial | Com ¦ Chilled Water Optimization | 2029 | Achievable | GWh | Before Competition Groups | 11.84 | 0 | 0 | 6118.0755 | 0.0019353 | 39 | Commercial_2029_Achievable_GWh_Before Competition Groups_39 | Chilled Water Optimization | 0.1935% | 0 | 11.84 | Commercial_2029_Achievable_GWh_Before Competition Groups_Chilled Water Optimization
Commercial | Com ¦ Elec Storage WH 2.30 Et | 2029 | Technical | GWh | Before Competition Groups | 39.2797 | 0 | 0 | 20359.1814 | 0.0019293 | 52 | Commercial_2029_Technical_GWh_Before Competition Groups_52 | Elec Storage WH 2.30 Et | 0.1929% | 0 | 39.2797 | Commercial_2029_Technical_GWh_Before Competition Groups_Elec Storage WH 2.30 Et
Commercial | Com ¦ BEVERAGE VENDING MACHINE CONTROLS | 2029 | Technical | GWh | Before Competition Groups | 37.7061 | 0 | 0 | 20359.1814 | 0.001852 | 53 | Commercial_2029_Technical_GWh_Before Competition Groups_53 | BEVERAGE VENDING MACHINE CONTROLS | 0.1852% | 0 | 37.7061 | Commercial_2029_Technical_GWh_Before Competition Groups_BEVERAGE VENDING MACHINE CONTROLS
Commercial | Com ¦ Duct Insulation, R8 | 2029 | Achievable | GWh | Before Competition Groups | 11.3276 | 0 | 0 | 6118.0755 | 0.0018515 | 40 | Commercial_2029_Achievable_GWh_Before Competition Groups_40 | Duct Insulation, R8 | 0.1852% | 0 | 11.3276 | Commercial_2029_Achievable_GWh_Before Competition Groups_Duct Insulation, R8
Commercial | Com ¦ Occupancy Sensors | 2029 | Achievable | GWh | Before Competition Groups | 11.2085 | 0 | 0 | 6118.0755 | 0.001832 | 41 | Commercial_2029_Achievable_GWh_Before Competition Groups_41 | Occupancy Sensors | 0.1832% | 0 | 11.2085 | Commercial_2029_Achievable_GWh_Before Competition Groups_Occupancy Sensors
Commercial | Com ¦ ENERGY STAR Griddle (74% eff) | 2029 | Economic | GWh | Before Competition Groups | 25.5369 | 0 | 0 | 13988.0169 | 0.0018256 | 42 | Commercial_2029_Economic_GWh_Before Competition Groups_42 | ENERGY STAR Griddle (74% eff) | 0.1826% | 0 | 25.5369 | Commercial_2029_Economic_GWh_Before Competition Groups_ENERGY STAR Griddle (74% eff)
Commercial | Com ¦ Chilled Water Optimization | 2029 | Economic | GWh | Before Competition Groups | 25.3648 | 0 | 0 | 13988.0169 | 0.0018133 | 43 | Commercial_2029_Economic_GWh_Before Competition Groups_43 | Chilled Water Optimization | 0.1813% | 0 | 25.3648 | Commercial_2029_Economic_GWh_Before Competition Groups_Chilled Water Optimization
Commercial | Com ¦ Refrigerated Display Case LED | 2029 | Achievable | GWh | Before Competition Groups | 10.8867 | 0 | 0 | 6118.0755 | 0.0017794 | 42 | Commercial_2029_Achievable_GWh_Before Competition Groups_42 | Refrigerated Display Case LED | 0.1779% | 0 | 10.8867 | Commercial_2029_Achievable_GWh_Before Competition Groups_Refrigerated Display Case LED
Commercial | Com ¦ Ground Source Heat Pump | 2029 | Technical | GWh | Before Competition Groups | 36.029 | 0 | 0 | 20359.1814 | 0.0017697 | 54 | Commercial_2029_Technical_GWh_Before Competition Groups_54 | Ground Source Heat Pump | 0.177% | 0 | 36.029 | Commercial_2029_Technical_GWh_Before Competition Groups_Ground Source Heat Pump
Commercial | Com ¦ Water Heating (DHW) Pipe Insulation (Add 3/4\ Foam)" | 2029 | Achievable | GWh | Before Competition Groups | 10.8091 | 0 | 0 | 6118.0755 | 0.0017668 | 43 | Commercial_2029_Achievable_GWh_Before Competition Groups_43 | Water Heating (DHW) Pipe Insulation (Add 3/4\ Foam)" | 0.1767% | 0 | 10.8091 | Commercial_2029_Achievable_GWh_Before Competition Groups_Water Heating (DHW) Pipe Insulation (Add 3/4\ Foam)"
Commercial | Com ¦ Vertical Night Covers | 2029 | Economic | GWh | Before Competition Groups | 23.8784 | 0 | 0 | 13988.0169 | 0.0017071 | 44 | Commercial_2029_Economic_GWh_Before Competition Groups_44 | Vertical Night Covers | 0.1707% | 0 | 23.8784 | Commercial_2029_Economic_GWh_Before Competition Groups_Vertical Night Covers
Commercial | Com ¦ Temperature Adjustment in Commercial Freezers | 2029 | Technical | GWh | Before Competition Groups | 30.6406 | 0 | 0 | 20359.1814 | 0.001505 | 55 | Commercial_2029_Technical_GWh_Before Competition Groups_55 | Temperature Adjustment in Commercial Freezers | 0.1505% | 0 | 30.6406 | Commercial_2029_Technical_GWh_Before Competition Groups_Temperature Adjustment in Commercial Freezers
Commercial | Com ¦ Duct Insulation, R8 | 2029 | Economic | GWh | Before Competition Groups | 21.0369 | 0 | 0 | 13988.0169 | 0.0015039 | 45 | Commercial_2029_Economic_GWh_Before Competition Groups_45 | Duct Insulation, R8 | 0.1504% | 0 | 21.0369 | Commercial_2029_Economic_GWh_Before Competition Groups_Duct Insulation, R8
Commercial | Com ¦ Outside Air Economizer | 2029 | Achievable | GWh | Before Competition Groups | 9.1898 | 0 | 0 | 6118.0755 | 0.0015021 | 44 | Commercial_2029_Achievable_GWh_Before Competition Groups_44 | Outside Air Economizer | 0.1502% | 0 | 9.1898 | Commercial_2029_Achievable_GWh_Before Competition Groups_Outside Air Economizer
Commercial | Com ¦ Water Heating (DHW) Pipe Insulation (Add 3/4\ Foam)" | 2029 | Economic | GWh | Before Competition Groups | 20.2966 | 0 | 0 | 13988.0169 | 0.001451 | 46 | Commercial_2029_Economic_GWh_Before Competition Groups_46 | Water Heating (DHW) Pipe Insulation (Add 3/4\ Foam)" | 0.1451% | 0 | 20.2966 | Commercial_2029_Economic_GWh_Before Competition Groups_Water Heating (DHW) Pipe Insulation (Add 3/4\ Foam)"
Commercial | Com ¦ CO Sensors for parking garage exhaust fans | 2029 | Technical | GWh | Before Competition Groups | 28.3338 | 0 | 0 | 20359.1814 | 0.0013917 | 56 | Commercial_2029_Technical_GWh_Before Competition Groups_56 | CO Sensors for parking garage exhaust fans | 0.1392% | 0 | 28.3338 | Commercial_2029_Technical_GWh_Before Competition Groups_CO Sensors for parking garage exhaust fans
Commercial | Com ¦ Energy Efficient Laboratory Fume Hood | 2029 | Technical | GWh | Before Competition Groups | 27.1487 | 0 | 0 | 20359.1814 | 0.0013335 | 57 | Commercial_2029_Technical_GWh_Before Competition Groups_57 | Energy Efficient Laboratory Fume Hood | 0.1333% | 0 | 27.1487 | Commercial_2029_Technical_GWh_Before Competition Groups_Energy Efficient Laboratory Fume Hood
Commercial | Com ¦ ENERGY STAR Griddle (74% eff) | 2029 | Technical | GWh | Before Competition Groups | 25.5369 | 0 | 0 | 20359.1814 | 0.0012543 | 58 | Commercial_2029_Technical_GWh_Before Competition Groups_58 | ENERGY STAR Griddle (74% eff) | 0.1254% | 0 | 25.5369 | Commercial_2029_Technical_GWh_Before Competition Groups_ENERGY STAR Griddle (74% eff)
Commercial | Com ¦ Chilled Water Optimization | 2029 | Technical | GWh | Before Competition Groups | 25.3648 | 0 | 0 | 20359.1814 | 0.0012459 | 59 | Commercial_2029_Technical_GWh_Before Competition Groups_59 | Chilled Water Optimization | 0.1246% | 0 | 25.3648 | Commercial_2029_Technical_GWh_Before Competition Groups_Chilled Water Optimization
Commercial | Com ¦ Anti-sweat heat (ASH) controls - Cooler/Freezer | 2029 | Technical | GWh | Before Competition Groups | 24.866 | 0 | 0 | 20359.1814 | 0.0012214 | 60 | Commercial_2029_Technical_GWh_Before Competition Groups_60 | Anti-sweat heat (ASH) controls - Cooler/Freezer | 0.1221% | 0 | 24.866 | Commercial_2029_Technical_GWh_Before Competition Groups_Anti-sweat heat (ASH) controls - Cooler/Freezer
Commercial | Com ¦ Outside Air Economizer | 2029 | Economic | GWh | Before Competition Groups | 16.4766 | 0 | 0 | 13988.0169 | 0.0011779 | 47 | Commercial_2029_Economic_GWh_Before Competition Groups_47 | Outside Air Economizer | 0.1178% | 0 | 16.4766 | Commercial_2029_Economic_GWh_Before Competition Groups_Outside Air Economizer
Commercial | Com ¦ Vertical Night Covers | 2029 | Technical | GWh | Before Competition Groups | 23.8784 | 0 | 0 | 20359.1814 | 0.0011729 | 61 | Commercial_2029_Technical_GWh_Before Competition Groups_61 | Vertical Night Covers | 0.1173% | 0 | 23.8784 | Commercial_2029_Technical_GWh_Before Competition Groups_Vertical Night Covers
Commercial | Com ¦ Suction Pipe Insulation Freezer/Refrigerator | 2029 | Achievable | GWh | Before Competition Groups | 6.9024 | 0 | 0 | 6118.0755 | 0.0011282 | 45 | Commercial_2029_Achievable_GWh_Before Competition Groups_45 | Suction Pipe Insulation Freezer/Refrigerator | 0.1128% | 0 | 6.9024 | Commercial_2029_Achievable_GWh_Before Competition Groups_Suction Pipe Insulation Freezer/Refrigerator
Commercial | Com ¦ Duct Insulation, R8 | 2029 | Technical | GWh | Before Competition Groups | 21.0369 | 0 | 0 | 20359.1814 | 0.0010333 | 62 | Commercial_2029_Technical_GWh_Before Competition Groups_62 | Duct Insulation, R8 | 0.1033% | 0 | 21.0369 | Commercial_2029_Technical_GWh_Before Competition Groups_Duct Insulation, R8
Commercial | Com ¦ Water Source Heat Pump (4 ton) | 2029 | Economic | GWh | Before Competition Groups | 14.4079 | 0 | 0 | 13988.0169 | 0.00103 | 48 | Commercial_2029_Economic_GWh_Before Competition Groups_48 | Water Source Heat Pump (4 ton) | 0.103% | 0 | 14.4079 | Commercial_2029_Economic_GWh_Before Competition Groups_Water Source Heat Pump (4 ton)
Commercial | Com ¦ Water Heating (DHW) Pipe Insulation (Add 3/4\ Foam)" | 2029 | Technical | GWh | Before Competition Groups | 20.2966 | 0 | 0 | 20359.1814 | 0.00099693 | 63 | Commercial_2029_Technical_GWh_Before Competition Groups_63 | Water Heating (DHW) Pipe Insulation (Add 3/4\ Foam)" | 0.09969% | 0 | 20.2966 | Commercial_2029_Technical_GWh_Before Competition Groups_Water Heating (DHW) Pipe Insulation (Add 3/4\ Foam)"
Commercial | Com ¦ Water Source Heat Pump (4 ton) | 2029 | Technical | GWh | Before Competition Groups | 19.2176 | 0 | 0 | 20359.1814 | 0.00094393 | 64 | Commercial_2029_Technical_GWh_Before Competition Groups_64 | Water Source Heat Pump (4 ton) | 0.09439% | 0 | 19.2176 | Commercial_2029_Technical_GWh_Before Competition Groups_Water Source Heat Pump (4 ton)
Commercial | Com ¦ Refrigerated Display Case LED | 2029 | Economic | GWh | Before Competition Groups | 13.1403 | 0 | 0 | 13988.0169 | 0.00093939 | 49 | Commercial_2029_Economic_GWh_Before Competition Groups_49 | Refrigerated Display Case LED | 0.09394% | 0 | 13.1403 | Commercial_2029_Economic_GWh_Before Competition Groups_Refrigerated Display Case LED
Commercial | Com ¦ Suction Pipe Insulation Freezer/Refrigerator | 2029 | Economic | GWh | Before Competition Groups | 13.0056 | 0 | 0 | 13988.0169 | 0.00092977 | 50 | Commercial_2029_Economic_GWh_Before Competition Groups_50 | Suction Pipe Insulation Freezer/Refrigerator | 0.09298% | 0 | 13.0056 | Commercial_2029_Economic_GWh_Before Competition Groups_Suction Pipe Insulation Freezer/Refrigerator
Commercial | Com ¦ Water Source Heat Pump (4 ton) | 2029 | Achievable | GWh | Before Competition Groups | 5.4874 | 0 | 0 | 6118.0755 | 0.00089691 | 46 | Commercial_2029_Achievable_GWh_Before Competition Groups_46 | Water Source Heat Pump (4 ton) | 0.08969% | 0 | 5.4874 | Commercial_2029_Achievable_GWh_Before Competition Groups_Water Source Heat Pump (4 ton)
Commercial | Com ¦ ENERGY STAR Fryer (84% eff) | 2029 | Achievable | GWh | Before Competition Groups | 5.2393 | 0 | 0 | 6118.0755 | 0.00085636 | 47 | Commercial_2029_Achievable_GWh_Before Competition Groups_47 | ENERGY STAR Fryer (84% eff) | 0.08564% | 0 | 5.2393 | Commercial_2029_Achievable_GWh_Before Competition Groups_ENERGY STAR Fryer (84% eff)
Commercial | Com ¦ Outside Air Economizer | 2029 | Technical | GWh | Before Competition Groups | 16.4766 | 0 | 0 | 20359.1814 | 0.0008093 | 65 | Commercial_2029_Technical_GWh_Before Competition Groups_65 | Outside Air Economizer | 0.08093% | 0 | 16.4766 | Commercial_2029_Technical_GWh_Before Competition Groups_Outside Air Economizer
Commercial | Com ¦ ENERGY STAR Dishwasher | 2029 | Economic | GWh | Before Competition Groups | 10.3062 | 0 | 0 | 13988.0169 | 0.00073679 | 51 | Commercial_2029_Economic_GWh_Before Competition Groups_51 | ENERGY STAR Dishwasher | 0.07368% | 0 | 10.3062 | Commercial_2029_Economic_GWh_Before Competition Groups_ENERGY STAR Dishwasher
Commercial | Com ¦ ENERGY STAR Fryer (84% eff) | 2029 | Economic | GWh | Before Competition Groups | 9.1729 | 0 | 0 | 13988.0169 | 0.00065577 | 52 | Commercial_2029_Economic_GWh_Before Competition Groups_52 | ENERGY STAR Fryer (84% eff) | 0.06558% | 0 | 9.1729 | Commercial_2029_Economic_GWh_Before Competition Groups_ENERGY STAR Fryer (84% eff)
Commercial | Com ¦ Roof Insulation/Ceiling Insulation (R25 Code to R35) | 2029 | Technical | GWh | Before Competition Groups | 13.1846 | 0 | 0 | 20359.1814 | 0.0006476 | 66 | Commercial_2029_Technical_GWh_Before Competition Groups_66 | Roof Insulation/Ceiling Insulation (R25 Code to R35) | 0.06476% | 0 | 13.1846 | Commercial_2029_Technical_GWh_Before Competition Groups_Roof Insulation/Ceiling Insulation (R25 Code to R35)
Commercial | Com ¦ Suction Pipe Insulation Freezer/Refrigerator | 2029 | Technical | GWh | Before Competition Groups | 13.0056 | 0 | 0 | 20359.1814 | 0.00063881 | 67 | Commercial_2029_Technical_GWh_Before Competition Groups_67 | Suction Pipe Insulation Freezer/Refrigerator | 0.06388% | 0 | 13.0056 | Commercial_2029_Technical_GWh_Before Competition Groups_Suction Pipe Insulation Freezer/Refrigerator
Commercial | Com ¦ High Efficiency Small Instantaneous Water Heater | 2029 | Technical | GWh | Before Competition Groups | 10.9022 | 0 | 0 | 20359.1814 | 0.00053549 | 68 | Commercial_2029_Technical_GWh_Before Competition Groups_68 | High Efficiency Small Instantaneous Water Heater | 0.05355% | 0 | 10.9022 | Commercial_2029_Technical_GWh_Before Competition Groups_High Efficiency Small Instantaneous Water Heater
Commercial | Com ¦ Evaporator Coil Defrost (Cooler) | 2029 | Technical | GWh | Before Competition Groups | 10.7259 | 0 | 0 | 20359.1814 | 0.00052683 | 69 | Commercial_2029_Technical_GWh_Before Competition Groups_69 | Evaporator Coil Defrost (Cooler) | 0.05268% | 0 | 10.7259 | Commercial_2029_Technical_GWh_Before Competition Groups_Evaporator Coil Defrost (Cooler)
Commercial | Com ¦ Ozone Laundry Treatment | 2029 | Achievable | GWh | Before Competition Groups | 3.128 | 0 | 0 | 6118.0755 | 0.00051127 | 48 | Commercial_2029_Achievable_GWh_Before Competition Groups_48 | Ozone Laundry Treatment | 0.05113% | 0 | 3.128 | Commercial_2029_Achievable_GWh_Before Competition Groups_Ozone Laundry Treatment
Commercial | Com ¦ ENERGY STAR Dishwasher | 2029 | Technical | GWh | Before Competition Groups | 10.3062 | 0 | 0 | 20359.1814 | 0.00050622 | 70 | Commercial_2029_Technical_GWh_Before Competition Groups_70 | ENERGY STAR Dishwasher | 0.05062% | 0 | 10.3062 | Commercial_2029_Technical_GWh_Before Competition Groups_ENERGY STAR Dishwasher
Commercial | Com ¦ LED RECESSED DOWNLIGHTS | 2029 | Technical | GWh | Before Competition Groups | 9.674 | 0 | 0 | 20359.1814 | 0.00047517 | 71 | Commercial_2029_Technical_GWh_Before Competition Groups_71 | LED RECESSED DOWNLIGHTS | 0.04752% | 0 | 9.674 | Commercial_2029_Technical_GWh_Before Competition Groups_LED RECESSED DOWNLIGHTS
Commercial | Com ¦ ENERGY STAR Dishwasher | 2029 | Achievable | GWh | Before Competition Groups | 2.7896 | 0 | 0 | 6118.0755 | 0.00045596 | 49 | Commercial_2029_Achievable_GWh_Before Competition Groups_49 | ENERGY STAR Dishwasher | 0.0456% | 0 | 2.7896 | Commercial_2029_Achievable_GWh_Before Competition Groups_ENERGY STAR Dishwasher
Commercial | Com ¦ ENERGY STAR Fryer (84% eff) | 2029 | Technical | GWh | Before Competition Groups | 9.1729 | 0 | 0 | 20359.1814 | 0.00045055 | 72 | Commercial_2029_Technical_GWh_Before Competition Groups_72 | ENERGY STAR Fryer (84% eff) | 0.04506% | 0 | 9.1729 | Commercial_2029_Technical_GWh_Before Competition Groups_ENERGY STAR Fryer (84% eff)
Commercial | Com ¦ Ozone Laundry Treatment | 2029 | Economic | GWh | Before Competition Groups | 6.2634 | 0 | 0 | 13988.0169 | 0.00044777 | 53 | Commercial_2029_Economic_GWh_Before Competition Groups_53 | Ozone Laundry Treatment | 0.04478% | 0 | 6.2634 | Commercial_2029_Economic_GWh_Before Competition Groups_Ozone Laundry Treatment
Commercial | Com ¦ ENERGY STAR Steam Cookers | 2029 | Achievable | GWh | Before Competition Groups | 2.453 | 0 | 0 | 6118.0755 | 0.00040095 | 50 | Commercial_2029_Achievable_GWh_Before Competition Groups_50 | ENERGY STAR Steam Cookers | 0.04009% | 0 | 2.453 | Commercial_2029_Achievable_GWh_Before Competition Groups_ENERGY STAR Steam Cookers
Commercial | Com ¦ Demand controlled Circulating Systems | 2029 | Achievable | GWh | Before Competition Groups | 2.4283 | 0 | 0 | 6118.0755 | 0.0003969 | 51 | Commercial_2029_Achievable_GWh_Before Competition Groups_51 | Demand controlled Circulating Systems | 0.03969% | 0 | 2.4283 | Commercial_2029_Achievable_GWh_Before Competition Groups_Demand controlled Circulating Systems
Commercial | Com ¦ High Efficiency Small Instantaneous Water Heater | 2029 | Economic | GWh | Before Competition Groups | 4.6475 | 0 | 0 | 13988.0169 | 0.00033225 | 54 | Commercial_2029_Economic_GWh_Before Competition Groups_54 | High Efficiency Small Instantaneous Water Heater | 0.03322% | 0 | 4.6475 | Commercial_2029_Economic_GWh_Before Competition Groups_High Efficiency Small Instantaneous Water Heater
Commercial | Com ¦ Demand controlled Circulating Systems | 2029 | Economic | GWh | Before Competition Groups | 4.4882 | 0 | 0 | 13988.0169 | 0.00032086 | 55 | Commercial_2029_Economic_GWh_Before Competition Groups_55 | Demand controlled Circulating Systems | 0.03209% | 0 | 4.4882 | Commercial_2029_Economic_GWh_Before Competition Groups_Demand controlled Circulating Systems
Commercial | Com ¦ ENERGY STAR Steam Cookers | 2029 | Economic | GWh | Before Competition Groups | 4.4124 | 0 | 0 | 13988.0169 | 0.00031544 | 56 | Commercial_2029_Economic_GWh_Before Competition Groups_56 | ENERGY STAR Steam Cookers | 0.03154% | 0 | 4.4124 | Commercial_2029_Economic_GWh_Before Competition Groups_ENERGY STAR Steam Cookers
Commercial | Com ¦ Ozone Laundry Treatment | 2029 | Technical | GWh | Before Competition Groups | 6.2634 | 0 | 0 | 20359.1814 | 0.00030764 | 73 | Commercial_2029_Technical_GWh_Before Competition Groups_73 | Ozone Laundry Treatment | 0.03076% | 0 | 6.2634 | Commercial_2029_Technical_GWh_Before Competition Groups_Ozone Laundry Treatment
Commercial | Com ¦ Thermostat Setback | 2029 | Achievable | GWh | Before Competition Groups | 1.7753 | 0 | 0 | 6118.0755 | 0.00029017 | 52 | Commercial_2029_Achievable_GWh_Before Competition Groups_52 | Thermostat Setback | 0.02902% | 0 | 1.7753 | Commercial_2029_Achievable_GWh_Before Competition Groups_Thermostat Setback
Commercial | Com ¦ SYNCHRONOUS BELT | 2029 | Technical | GWh | Before Competition Groups | 5.7549 | 0 | 0 | 20359.1814 | 0.00028267 | 74 | Commercial_2029_Technical_GWh_Before Competition Groups_74 | SYNCHRONOUS BELT | 0.02827% | 0 | 5.7549 | Commercial_2029_Technical_GWh_Before Competition Groups_SYNCHRONOUS BELT
Commercial | Com ¦ Efficient compressor motor | 2029 | Technical | GWh | Before Competition Groups | 4.9981 | 0 | 0 | 20359.1814 | 0.0002455 | 75 | Commercial_2029_Technical_GWh_Before Competition Groups_75 | Efficient compressor motor | 0.02455% | 0 | 4.9981 | Commercial_2029_Technical_GWh_Before Competition Groups_Efficient compressor motor
Commercial | Com ¦ ECM MOTORS FOR HVAC APPLICATION (FAN-POWERED VAV BOX) | 2029 | Achievable | GWh | Before Competition Groups | 1.3614 | 0 | 0 | 6118.0755 | 0.00022252 | 53 | Commercial_2029_Achievable_GWh_Before Competition Groups_53 | ECM MOTORS FOR HVAC APPLICATION (FAN-POWERED VAV BOX) | 0.02225% | 0 | 1.3614 | Commercial_2029_Achievable_GWh_Before Competition Groups_ECM MOTORS FOR HVAC APPLICATION (FAN-POWERED VAV BOX)
Commercial | Com ¦ Demand controlled Circulating Systems | 2029 | Technical | GWh | Before Competition Groups | 4.4882 | 0 | 0 | 20359.1814 | 0.00022045 | 76 | Commercial_2029_Technical_GWh_Before Competition Groups_76 | Demand controlled Circulating Systems | 0.02205% | 0 | 4.4882 | Commercial_2029_Technical_GWh_Before Competition Groups_Demand controlled Circulating Systems
Commercial | Com ¦ ENERGY STAR Steam Cookers | 2029 | Technical | GWh | Before Competition Groups | 4.4124 | 0 | 0 | 20359.1814 | 0.00021673 | 77 | Commercial_2029_Technical_GWh_Before Competition Groups_77 | ENERGY STAR Steam Cookers | 0.02167% | 0 | 4.4124 | Commercial_2029_Technical_GWh_Before Competition Groups_ENERGY STAR Steam Cookers
Commercial | Com ¦ ECM MOTORS FOR HVAC APPLICATION (FAN-POWERED VAV BOX) | 2029 | Economic | GWh | Before Competition Groups | 2.613 | 0 | 0 | 13988.0169 | 0.00018681 | 57 | Commercial_2029_Economic_GWh_Before Competition Groups_57 | ECM MOTORS FOR HVAC APPLICATION (FAN-POWERED VAV BOX) | 0.01868% | 0 | 2.613 | Commercial_2029_Economic_GWh_Before Competition Groups_ECM MOTORS FOR HVAC APPLICATION (FAN-POWERED VAV BOX)
Commercial | Com ¦ Solar Water Preheat (Pools/DHW) | 2029 | Economic | GWh | Before Competition Groups | 2.0813 | 0 | 0 | 13988.0169 | 0.00014879 | 58 | Commercial_2029_Economic_GWh_Before Competition Groups_58 | Solar Water Preheat (Pools/DHW) | 0.01488% | 0 | 2.0813 | Commercial_2029_Economic_GWh_Before Competition Groups_Solar Water Preheat (Pools/DHW)
Commercial | Com ¦ Thermostat Setback | 2029 | Economic | GWh | Before Competition Groups | 2.0492 | 0 | 0 | 13988.0169 | 0.0001465 | 59 | Commercial_2029_Economic_GWh_Before Competition Groups_59 | Thermostat Setback | 0.01465% | 0 | 2.0492 | Commercial_2029_Economic_GWh_Before Competition Groups_Thermostat Setback
Commercial | Com ¦ Notched V belts for HVAC Systems | 2029 | Technical | GWh | Before Competition Groups | 2.8775 | 0 | 0 | 20359.1814 | 0.00014134 | 78 | Commercial_2029_Technical_GWh_Before Competition Groups_78 | Notched V belts for HVAC Systems | 0.01413% | 0 | 2.8775 | Commercial_2029_Technical_GWh_Before Competition Groups_Notched V belts for HVAC Systems
Commercial | Com ¦ ECM MOTORS FOR HVAC APPLICATION (FAN-POWERED VAV BOX) | 2029 | Technical | GWh | Before Competition Groups | 2.6226 | 0 | 0 | 20359.1814 | 0.00012881 | 79 | Commercial_2029_Technical_GWh_Before Competition Groups_79 | ECM MOTORS FOR HVAC APPLICATION (FAN-POWERED VAV BOX) | 0.01288% | 0 | 2.6226 | Commercial_2029_Technical_GWh_Before Competition Groups_ECM MOTORS FOR HVAC APPLICATION (FAN-POWERED VAV BOX)
Commercial | Com ¦ Wall Insulation | 2029 | Technical | GWh | Before Competition Groups | 2.5235 | 0 | 0 | 20359.1814 | 0.00012395 | 80 | Commercial_2029_Technical_GWh_Before Competition Groups_80 | Wall Insulation | 0.01239% | 0 | 2.5235 | Commercial_2029_Technical_GWh_Before Competition Groups_Wall Insulation
Commercial | Com ¦ Solar Preheat Make up Air | 2029 | Technical | GWh | Before Competition Groups | 2.4967 | 0 | 0 | 20359.1814 | 0.00012263 | 81 | Commercial_2029_Technical_GWh_Before Competition Groups_81 | Solar Preheat Make up Air | 0.01226% | 0 | 2.4967 | Commercial_2029_Technical_GWh_Before Competition Groups_Solar Preheat Make up Air
Commercial | Com ¦ Solar Water Preheat (Pools/DHW) | 2029 | Technical | GWh | Before Competition Groups | 2.0813 | 0 | 0 | 20359.1814 | 0.00010223 | 82 | Commercial_2029_Technical_GWh_Before Competition Groups_82 | Solar Water Preheat (Pools/DHW) | 0.01022% | 0 | 2.0813 | Commercial_2029_Technical_GWh_Before Competition Groups_Solar Water Preheat (Pools/DHW)
Commercial | Com ¦ PTAC (12 EER/10,000 BTU) | 2029 | Economic | GWh | Before Competition Groups | 1.4212 | 0 | 0 | 13988.0169 | 0.0001016 | 60 | Commercial_2029_Economic_GWh_Before Competition Groups_60 | PTAC (12 EER/10,000 BTU) | 0.01016% | 0 | 1.4212 | Commercial_2029_Economic_GWh_Before Competition Groups_PTAC (12 EER/10,000 BTU)
Commercial | Com ¦ Thermostat Setback | 2029 | Technical | GWh | Before Competition Groups | 2.0492 | 0 | 0 | 20359.1814 | 0.00010065 | 83 | Commercial_2029_Technical_GWh_Before Competition Groups_83 | Thermostat Setback | 0.01007% | 0 | 2.0492 | Commercial_2029_Technical_GWh_Before Competition Groups_Thermostat Setback
Commercial | Com ¦ Auto Off Time Switch or Time Clock control | 2029 | Achievable | GWh | Before Competition Groups | 0.61115 | 0 | 0 | 6118.0755 | 9.9893e-05 | 54 | Commercial_2029_Achievable_GWh_Before Competition Groups_54 | Auto Off Time Switch or Time Clock control | 0.009989% | 0 | 0.61115 | Commercial_2029_Achievable_GWh_Before Competition Groups_Auto Off Time Switch or Time Clock control
Commercial | Com ¦ CEE Tier 2/Energy Star Clothes Washers | 2029 | Achievable | GWh | Before Competition Groups | 0.60812 | 0 | 0 | 6118.0755 | 9.9397e-05 | 55 | Commercial_2029_Achievable_GWh_Before Competition Groups_55 | CEE Tier 2/Energy Star Clothes Washers | 0.00994% | 0 | 0.60812 | Commercial_2029_Achievable_GWh_Before Competition Groups_CEE Tier 2/Energy Star Clothes Washers
Commercial | Com ¦ Auto Off Time Switch or Time Clock control | 2029 | Economic | GWh | Before Competition Groups | 1.2959 | 0 | 0 | 13988.0169 | 9.2643e-05 | 61 | Commercial_2029_Economic_GWh_Before Competition Groups_61 | Auto Off Time Switch or Time Clock control | 0.009264% | 0 | 1.2959 | Commercial_2029_Economic_GWh_Before Competition Groups_Auto Off Time Switch or Time Clock control
Commercial | Com ¦ Heat Pump Water Heater (50 Gallons) | 2029 | Technical | GWh | Before Competition Groups | 1.8204 | 0 | 0 | 20359.1814 | 8.9416e-05 | 84 | Commercial_2029_Technical_GWh_Before Competition Groups_84 | Heat Pump Water Heater (50 Gallons) | 0.008942% | 0 | 1.8204 | Commercial_2029_Technical_GWh_Before Competition Groups_Heat Pump Water Heater (50 Gallons)
Commercial | Com ¦ Room AC (w/ louvered sides) 14 SEER from 12 SEER code | 2029 | Technical | GWh | Before Competition Groups | 1.6608 | 0 | 0 | 20359.1814 | 8.1575e-05 | 85 | Commercial_2029_Technical_GWh_Before Competition Groups_85 | Room AC (w/ louvered sides) 14 SEER from 12 SEER code | 0.008157% | 0 | 1.6608 | Commercial_2029_Technical_GWh_Before Competition Groups_Room AC (w/ louvered sides) 14 SEER from 12 SEER code
Commercial | Com ¦ PTAC (12 EER/10,000 BTU) | 2029 | Technical | GWh | Before Competition Groups | 1.6124 | 0 | 0 | 20359.1814 | 7.9197e-05 | 86 | Commercial_2029_Technical_GWh_Before Competition Groups_86 | PTAC (12 EER/10,000 BTU) | 0.00792% | 0 | 1.6124 | Commercial_2029_Technical_GWh_Before Competition Groups_PTAC (12 EER/10,000 BTU)
Commercial | Com ¦ CEE Tier 2/Energy Star Clothes Washers | 2029 | Economic | GWh | Before Competition Groups | 1.0262 | 0 | 0 | 13988.0169 | 7.3362e-05 | 62 | Commercial_2029_Economic_GWh_Before Competition Groups_62 | CEE Tier 2/Energy Star Clothes Washers | 0.007336% | 0 | 1.0262 | Commercial_2029_Economic_GWh_Before Competition Groups_CEE Tier 2/Energy Star Clothes Washers
Commercial | Com ¦ Solar Water Preheat (Pools/DHW) | 2029 | Achievable | GWh | Before Competition Groups | 0.41316 | 0 | 0 | 6118.0755 | 6.753e-05 | 56 | Commercial_2029_Achievable_GWh_Before Competition Groups_56 | Solar Water Preheat (Pools/DHW) | 0.006753% | 0 | 0.41316 | Commercial_2029_Achievable_GWh_Before Competition Groups_Solar Water Preheat (Pools/DHW)
Commercial | Com ¦ Auto Off Time Switch or Time Clock control | 2029 | Technical | GWh | Before Competition Groups | 1.2959 | 0 | 0 | 20359.1814 | 6.3651e-05 | 87 | Commercial_2029_Technical_GWh_Before Competition Groups_87 | Auto Off Time Switch or Time Clock control | 0.006365% | 0 | 1.2959 | Commercial_2029_Technical_GWh_Before Competition Groups_Auto Off Time Switch or Time Clock control
Commercial | Com ¦ Commercial Hot Food Holding Cabinets | 2029 | Technical | GWh | Before Competition Groups | 1.287 | 0 | 0 | 20359.1814 | 6.3216e-05 | 88 | Commercial_2029_Technical_GWh_Before Competition Groups_88 | Commercial Hot Food Holding Cabinets | 0.006322% | 0 | 1.287 | Commercial_2029_Technical_GWh_Before Competition Groups_Commercial Hot Food Holding Cabinets
Commercial | Com ¦ Low Flow Pre-Rinse Spray Nozzle | 2029 | Achievable | GWh | Before Competition Groups | 0.3665 | 0 | 0 | 6118.0755 | 5.9905e-05 | 57 | Commercial_2029_Achievable_GWh_Before Competition Groups_57 | Low Flow Pre-Rinse Spray Nozzle | 0.005991% | 0 | 0.3665 | Commercial_2029_Achievable_GWh_Before Competition Groups_Low Flow Pre-Rinse Spray Nozzle
Commercial | COM ¦ Ductless Mini-Split Heat Pumps | 2029 | Economic | GWh | Before Competition Groups | 0.79005 | 0 | 0 | 13988.0169 | 5.6481e-05 | 63 | Commercial_2029_Economic_GWh_Before Competition Groups_63 | Ductless Mini-Split Heat Pumps | 0.005648% | 0 | 0.79005 | Commercial_2029_Economic_GWh_Before Competition Groups_Ductless Mini-Split Heat Pumps
Commercial | Com ¦ PTAC (12 EER/10,000 BTU) | 2029 | Achievable | GWh | Before Competition Groups | 0.32334 | 0 | 0 | 6118.0755 | 5.285e-05 | 58 | Commercial_2029_Achievable_GWh_Before Competition Groups_58 | PTAC (12 EER/10,000 BTU) | 0.005285% | 0 | 0.32334 | Commercial_2029_Achievable_GWh_Before Competition Groups_PTAC (12 EER/10,000 BTU)
Commercial | Com ¦ Low Flow Pre-Rinse Spray Nozzle | 2029 | Economic | GWh | Before Competition Groups | 0.7224 | 0 | 0 | 13988.0169 | 5.1644e-05 | 64 | Commercial_2029_Economic_GWh_Before Competition Groups_64 | Low Flow Pre-Rinse Spray Nozzle | 0.005164% | 0 | 0.7224 | Commercial_2029_Economic_GWh_Before Competition Groups_Low Flow Pre-Rinse Spray Nozzle
Commercial | Com ¦ CEE Tier 2/Energy Star Clothes Washers | 2029 | Technical | GWh | Before Competition Groups | 1.0262 | 0 | 0 | 20359.1814 | 5.0404e-05 | 89 | Commercial_2029_Technical_GWh_Before Competition Groups_89 | CEE Tier 2/Energy Star Clothes Washers | 0.00504% | 0 | 1.0262 | Commercial_2029_Technical_GWh_Before Competition Groups_CEE Tier 2/Energy Star Clothes Washers
Commercial | COM ¦ Ductless Mini-Split Heat Pumps | 2029 | Achievable | GWh | Before Competition Groups | 0.30488 | 0 | 0 | 6118.0755 | 4.9832e-05 | 59 | Commercial_2029_Achievable_GWh_Before Competition Groups_59 | Ductless Mini-Split Heat Pumps | 0.004983% | 0 | 0.30488 | Commercial_2029_Achievable_GWh_Before Competition Groups_Ductless Mini-Split Heat Pumps
Commercial | COM ¦ Ductless Mini-Split Heat Pumps | 2029 | Technical | GWh | Before Competition Groups | 0.79005 | 0 | 0 | 20359.1814 | 3.8806e-05 | 90 | Commercial_2029_Technical_GWh_Before Competition Groups_90 | Ductless Mini-Split Heat Pumps | 0.003881% | 0 | 0.79005 | Commercial_2029_Technical_GWh_Before Competition Groups_Ductless Mini-Split Heat Pumps
Commercial | Com ¦ HVAC Optimization | 2029 | Achievable | GWh | Before Competition Groups | 0.23723 | 0 | 0 | 6118.0755 | 3.8775e-05 | 60 | Commercial_2029_Achievable_GWh_Before Competition Groups_60 | HVAC Optimization | 0.003878% | 0 | 0.23723 | Commercial_2029_Achievable_GWh_Before Competition Groups_HVAC Optimization
Commercial | Com ¦ Solar Electric Water Heater (50 Gallon) | 2029 | Technical | GWh | Before Competition Groups | 0.77033 | 0 | 0 | 20359.1814 | 3.7837e-05 | 91 | Commercial_2029_Technical_GWh_Before Competition Groups_91 | Solar Electric Water Heater (50 Gallon) | 0.003784% | 0 | 0.77033 | Commercial_2029_Technical_GWh_Before Competition Groups_Solar Electric Water Heater (50 Gallon)
Commercial | Com ¦ HVAC Optimization | 2029 | Technical | GWh | Before Competition Groups | 0.76448 | 0 | 0 | 20359.1814 | 3.755e-05 | 92 | Commercial_2029_Technical_GWh_Before Competition Groups_92 | HVAC Optimization | 0.003755% | 0 | 0.76448 | Commercial_2029_Technical_GWh_Before Competition Groups_HVAC Optimization
Commercial | Com ¦ Low Flow Pre-Rinse Spray Nozzle | 2029 | Technical | GWh | Before Competition Groups | 0.7224 | 0 | 0 | 20359.1814 | 3.5483e-05 | 93 | Commercial_2029_Technical_GWh_Before Competition Groups_93 | Low Flow Pre-Rinse Spray Nozzle | 0.003548% | 0 | 0.7224 | Commercial_2029_Technical_GWh_Before Competition Groups_Low Flow Pre-Rinse Spray Nozzle
Commercial | Com ¦ HVAC Optimization | 2029 | Economic | GWh | Before Competition Groups | 0.46326 | 0 | 0 | 13988.0169 | 3.3119e-05 | 65 | Commercial_2029_Economic_GWh_Before Competition Groups_65 | HVAC Optimization | 0.003312% | 0 | 0.46326 | Commercial_2029_Economic_GWh_Before Competition Groups_HVAC Optimization
Commercial | Com ¦ Commercial Hot Food Holding Cabinets | 2029 | Economic | GWh | Before Competition Groups | 0.38474 | 0 | 0 | 13988.0169 | 2.7505e-05 | 66 | Commercial_2029_Economic_GWh_Before Competition Groups_66 | Commercial Hot Food Holding Cabinets | 0.00275% | 0 | 0.38474 | Commercial_2029_Economic_GWh_Before Competition Groups_Commercial Hot Food Holding Cabinets
Commercial | Com ¦ Commercial Hot Food Holding Cabinets | 2029 | Achievable | GWh | Before Competition Groups | 0.14063 | 0 | 0 | 6118.0755 | 2.2985e-05 | 61 | Commercial_2029_Achievable_GWh_Before Competition Groups_61 | Commercial Hot Food Holding Cabinets | 0.002299% | 0 | 0.14063 | Commercial_2029_Achievable_GWh_Before Competition Groups_Commercial Hot Food Holding Cabinets
Commercial | Com ¦ Wall Insulation | 2029 | Achievable | GWh | Before Competition Groups | 0.10277 | 0 | 0 | 6118.0755 | 1.6798e-05 | 62 | Commercial_2029_Achievable_GWh_Before Competition Groups_62 | Wall Insulation | 0.00168% | 0 | 0.10277 | Commercial_2029_Achievable_GWh_Before Competition Groups_Wall Insulation
Commercial | Com ¦ High Efficiency Chiller (avg of water and air cooled) | 2029 | Technical | GWh | Before Competition Groups | 0.33884 | 0 | 0 | 20359.1814 | 1.6643e-05 | 94 | Commercial_2029_Technical_GWh_Before Competition Groups_94 | High Efficiency Chiller (avg of water and air cooled) | 0.001664% | 0 | 0.33884 | Commercial_2029_Technical_GWh_Before Competition Groups_High Efficiency Chiller (avg of water and air cooled)
Commercial | Com ¦ Wall Insulation | 2029 | Economic | GWh | Before Competition Groups | 0.19024 | 0 | 0 | 13988.0169 | 1.36e-05 | 67 | Commercial_2029_Economic_GWh_Before Competition Groups_67 | Wall Insulation | 0.00136% | 0 | 0.19024 | Commercial_2029_Economic_GWh_Before Competition Groups_Wall Insulation
Commercial | Com ¦ High Efficiency Small Instantaneous Water Heater | 2029 | Achievable | GWh | Before Competition Groups | 0.073968 | 0 | 0 | 6118.0755 | 1.209e-05 | 63 | Commercial_2029_Achievable_GWh_Before Competition Groups_63 | High Efficiency Small Instantaneous Water Heater | 0.001209% | 0 | 0.073968 | Commercial_2029_Achievable_GWh_Before Competition Groups_High Efficiency Small Instantaneous Water Heater
Commercial | Com ¦ EC Plug Fan for Data Center (under cabinet) | 2029 | Technical | GWh | Before Competition Groups | 0.22617 | 0 | 0 | 20359.1814 | 1.1109e-05 | 95 | Commercial_2029_Technical_GWh_Before Competition Groups_95 | EC Plug Fan for Data Center (under cabinet) | 0.001111% | 0 | 0.22617 | Commercial_2029_Technical_GWh_Before Competition Groups_EC Plug Fan for Data Center (under cabinet)
Commercial | Com ¦ Energy Recovery Ventilation and Ventilation (Enhanced) | 2029 | Achievable | GWh | Before Competition Groups | 0.044555 | 0 | 0 | 6118.0755 | 7.2825e-06 | 64 | Commercial_2029_Achievable_GWh_Before Competition Groups_64 | Energy Recovery Ventilation and Ventilation (Enhanced) | 0.0007283% | 0 | 0.044555 | Commercial_2029_Achievable_GWh_Before Competition Groups_Energy Recovery Ventilation and Ventilation (Enhanced)
Commercial | Com ¦ eCube | 2029 | Technical | GWh | Before Competition Groups | 0.12654 | 0 | 0 | 20359.1814 | 6.2153e-06 | 96 | Commercial_2029_Technical_GWh_Before Competition Groups_96 | eCube | 0.0006215% | 0 | 0.12654 | Commercial_2029_Technical_GWh_Before Competition Groups_eCube
Commercial | Com ¦ Air Curtains | 2029 | Achievable | GWh | Before Competition Groups | 0.026279 | 0 | 0 | 6118.0755 | 4.2953e-06 | 65 | Commercial_2029_Achievable_GWh_Before Competition Groups_65 | Air Curtains | 0.0004295% | 0 | 0.026279 | Commercial_2029_Achievable_GWh_Before Competition Groups_Air Curtains
Commercial | Com ¦ Energy Recovery Ventilation and Ventilation (Enhanced) | 2029 | Economic | GWh | Before Competition Groups | 0.058536 | 0 | 0 | 13988.0169 | 4.1847e-06 | 68 | Commercial_2029_Economic_GWh_Before Competition Groups_68 | Energy Recovery Ventilation and Ventilation (Enhanced) | 0.0004185% | 0 | 0.058536 | Commercial_2029_Economic_GWh_Before Competition Groups_Energy Recovery Ventilation and Ventilation (Enhanced)
Commercial | Com ¦ Air Curtains | 2029 | Economic | GWh | Before Competition Groups | 0.051859 | 0 | 0 | 13988.0169 | 3.7074e-06 | 69 | Commercial_2029_Economic_GWh_Before Competition Groups_69 | Air Curtains | 0.0003707% | 0 | 0.051859 | Commercial_2029_Economic_GWh_Before Competition Groups_Air Curtains
Commercial | Com ¦ Exterior Photocell | 2029 | Technical | GWh | Before Competition Groups | 0.072929 | 0 | 0 | 20359.1814 | 3.5821e-06 | 97 | Commercial_2029_Technical_GWh_Before Competition Groups_97 | Exterior Photocell | 0.0003582% | 0 | 0.072929 | Commercial_2029_Technical_GWh_Before Competition Groups_Exterior Photocell
Commercial | Com ¦ EC Plug Fan for Data Center (under cabinet) | 2029 | Economic | GWh | Before Competition Groups | 0.036963 | 0 | 0 | 13988.0169 | 2.6425e-06 | 70 | Commercial_2029_Economic_GWh_Before Competition Groups_70 | EC Plug Fan for Data Center (under cabinet) | 0.0002642% | 0 | 0.036963 | Commercial_2029_Economic_GWh_Before Competition Groups_EC Plug Fan for Data Center (under cabinet)
Commercial | Com ¦ VSD Air Compressor | 2029 | Achievable | GWh | Before Competition Groups | 0.015897 | 0 | 0 | 6118.0755 | 2.5983e-06 | 66 | Commercial_2029_Achievable_GWh_Before Competition Groups_66 | VSD Air Compressor | 0.0002598% | 0 | 0.015897 | Commercial_2029_Achievable_GWh_Before Competition Groups_VSD Air Compressor
Commercial | Com ¦ LED RECESSED DOWNLIGHTS | 2029 | Achievable | GWh | Before Competition Groups | 0.01584 | 0 | 0 | 6118.0755 | 2.589e-06 | 67 | Commercial_2029_Achievable_GWh_Before Competition Groups_67 | LED RECESSED DOWNLIGHTS | 0.0002589% | 0 | 0.01584 | Commercial_2029_Achievable_GWh_Before Competition Groups_LED RECESSED DOWNLIGHTS
Commercial | Com ¦ Air Curtains | 2029 | Technical | GWh | Before Competition Groups | 0.051859 | 0 | 0 | 20359.1814 | 2.5472e-06 | 98 | Commercial_2029_Technical_GWh_Before Competition Groups_98 | Air Curtains | 0.0002547% | 0 | 0.051859 | Commercial_2029_Technical_GWh_Before Competition Groups_Air Curtains
Commercial | Com ¦ VSD Air Compressor | 2029 | Economic | GWh | Before Competition Groups | 0.029996 | 0 | 0 | 13988.0169 | 2.1444e-06 | 71 | Commercial_2029_Economic_GWh_Before Competition Groups_71 | VSD Air Compressor | 0.0002144% | 0 | 0.029996 | Commercial_2029_Economic_GWh_Before Competition Groups_VSD Air Compressor
Commercial | Com ¦ Room AC (w/ louvered sides) 14 SEER from 12 SEER code | 2029 | Achievable | GWh | Before Competition Groups | 0.01267 | 0 | 0 | 6118.0755 | 2.0708e-06 | 68 | Commercial_2029_Achievable_GWh_Before Competition Groups_68 | Room AC (w/ louvered sides) 14 SEER from 12 SEER code | 0.0002071% | 0 | 0.01267 | Commercial_2029_Achievable_GWh_Before Competition Groups_Room AC (w/ louvered sides) 14 SEER from 12 SEER code
Commercial | Com ¦ Room AC (w/ louvered sides) 14 SEER from 12 SEER code | 2029 | Economic | GWh | Before Competition Groups | 0.024951 | 0 | 0 | 13988.0169 | 1.7837e-06 | 72 | Commercial_2029_Economic_GWh_Before Competition Groups_72 | Room AC (w/ louvered sides) 14 SEER from 12 SEER code | 0.0001784% | 0 | 0.024951 | Commercial_2029_Economic_GWh_Before Competition Groups_Room AC (w/ louvered sides) 14 SEER from 12 SEER code
Commercial | Com ¦ EC Plug Fan for Data Center (under cabinet) | 2029 | Achievable | GWh | Before Competition Groups | 0.0095992 | 0 | 0 | 6118.0755 | 1.569e-06 | 69 | Commercial_2029_Achievable_GWh_Before Competition Groups_69 | EC Plug Fan for Data Center (under cabinet) | 0.0001569% | 0 | 0.0095992 | Commercial_2029_Achievable_GWh_Before Competition Groups_EC Plug Fan for Data Center (under cabinet)
Commercial | Com ¦ VSD Air Compressor | 2029 | Technical | GWh | Before Competition Groups | 0.029996 | 0 | 0 | 20359.1814 | 1.4734e-06 | 99 | Commercial_2029_Technical_GWh_Before Competition Groups_99 | VSD Air Compressor | 0.0001473% | 0 | 0.029996 | Commercial_2029_Technical_GWh_Before Competition Groups_VSD Air Compressor
Commercial | Com ¦ High Efficiency Chiller (avg of water and air cooled) | 2029 | Achievable | GWh | Before Competition Groups | 0.0078742 | 0 | 0 | 6118.0755 | 1.287e-06 | 70 | Commercial_2029_Achievable_GWh_Before Competition Groups_70 | High Efficiency Chiller (avg of water and air cooled) | 0.0001287% | 0 | 0.0078742 | Commercial_2029_Achievable_GWh_Before Competition Groups_High Efficiency Chiller (avg of water and air cooled)
Commercial | Com ¦ High Efficiency Chiller (avg of water and air cooled) | 2029 | Economic | GWh | Before Competition Groups | 0.01313 | 0 | 0 | 13988.0169 | 9.3869e-07 | 73 | Commercial_2029_Economic_GWh_Before Competition Groups_73 | High Efficiency Chiller (avg of water and air cooled) | 9.387e-05% | 0 | 0.01313 | Commercial_2029_Economic_GWh_Before Competition Groups_High Efficiency Chiller (avg of water and air cooled)
Commercial | Com ¦ LED RECESSED DOWNLIGHTS | 2029 | Economic | GWh | Before Competition Groups | 0.013006 | 0 | 0 | 13988.0169 | 9.2981e-07 | 74 | Commercial_2029_Economic_GWh_Before Competition Groups_74 | LED RECESSED DOWNLIGHTS | 9.298e-05% | 0 | 0.013006 | Commercial_2029_Economic_GWh_Before Competition Groups_LED RECESSED DOWNLIGHTS
Commercial | Com ¦ High Efficiency Induction Cooking | 2029 | Technical | GWh | Before Competition Groups | 0.0071346 | 0 | 0 | 20359.1814 | 3.5044e-07 | 100 | Commercial_2029_Technical_GWh_Before Competition Groups_100 | High Efficiency Induction Cooking | 3.504e-05% | 0 | 0.0071346 | Commercial_2029_Technical_GWh_Before Competition Groups_High Efficiency Induction Cooking
Commercial | Com ¦ Electric Convection Combination Ovens | 2029 | Achievable | GWh | Before Competition Groups | 0.0017039 | 0 | 0 | 6118.0755 | 2.7851e-07 | 71 | Commercial_2029_Achievable_GWh_Before Competition Groups_71 | Electric Convection Combination Ovens | 2.785e-05% | 0 | 0.0017039 | Commercial_2029_Achievable_GWh_Before Competition Groups_Electric Convection Combination Ovens
Commercial | Com ¦ Electric Convection Combination Ovens | 2029 | Economic | GWh | Before Competition Groups | 0.0024295 | 0 | 0 | 13988.0169 | 1.7369e-07 | 75 | Commercial_2029_Economic_GWh_Before Competition Groups_75 | Electric Convection Combination Ovens | 1.737e-05% | 0 | 0.0024295 | Commercial_2029_Economic_GWh_Before Competition Groups_Electric Convection Combination Ovens
Commercial | Com ¦ Electric Convection Combination Ovens | 2029 | Technical | GWh | Before Competition Groups | 0.0024295 | 0 | 0 | 20359.1814 | 1.1933e-07 | 101 | Commercial_2029_Technical_GWh_Before Competition Groups_101 | Electric Convection Combination Ovens | 1.193e-05% | 0 | 0.0024295 | Commercial_2029_Technical_GWh_Before Competition Groups_Electric Convection Combination Ovens
Commercial | Com ¦ LLLC - Low Impact Application | 2029 | Achievable | GWh | Before Competition Groups | 4.8423e-19 | 0 | 0 | 6118.0755 | 7.9147e-23 | 72 | Commercial_2029_Achievable_GWh_Before Competition Groups_72 | LLLC - Low Impact Application | 7.915e-21% | 0 | 4.8423e-19 | Commercial_2029_Achievable_GWh_Before Competition Groups_LLLC - Low Impact Application
Commercial | Com ¦ LLLC - High Impact Application | 2029 | Achievable | GWh | Before Competition Groups | 2.1301e-19 | 0 | 0 | 6118.0755 | 3.4817e-23 | 73 | Commercial_2029_Achievable_GWh_Before Competition Groups_73 | LLLC - High Impact Application | 3.482e-21% | 0 | 2.1301e-19 | Commercial_2029_Achievable_GWh_Before Competition Groups_LLLC - High Impact Application
Commercial | Com ¦ Networked/Connected - High Impact Application | 2029 | Achievable | GWh | Before Competition Groups | 2.2754e-21 | 0 | 0 | 6118.0755 | 3.7191e-25 | 74 | Commercial_2029_Achievable_GWh_Before Competition Groups_74 | Networked/Connected - High Impact Application | 3.719e-23% | 0 | 2.2754e-21 | Commercial_2029_Achievable_GWh_Before Competition Groups_Networked/Connected - High Impact Application
Commercial | Com ¦ Networked/Connected - Low Impact Application | 2029 | Achievable | GWh | Before Competition Groups | 1.2988e-21 | 0 | 0 | 6118.0755 | 2.1229e-25 | 75 | Commercial_2029_Achievable_GWh_Before Competition Groups_75 | Networked/Connected - Low Impact Application | 2.123e-23% | 0 | 1.2988e-21 | Commercial_2029_Achievable_GWh_Before Competition Groups_Networked/Connected - Low Impact Application
Commercial | Com ¦ Door Gasket Freezer/Refrigerator | 2029 | Achievable | GWh | Before Competition Groups | 0 | 0 | 0 | 6118.0755 | 0 | 76 | Commercial_2029_Achievable_GWh_Before Competition Groups_76 | Door Gasket Freezer/Refrigerator | 0% | 0 | 0 | Commercial_2029_Achievable_GWh_Before Competition Groups_Door Gasket Freezer/Refrigerator
Commercial | Com ¦ Door Gasket Freezer/Refrigerator | 2029 | Economic | GWh | Before Competition Groups | 0 | 0 | 0 | 13988.0169 | 0 | 76 | Commercial_2029_Economic_GWh_Before Competition Groups_76 | Door Gasket Freezer/Refrigerator | 0% | 0 | 0 | Commercial_2029_Economic_GWh_Before Competition Groups_Door Gasket Freezer/Refrigerator
Commercial | Com ¦ Efficient compressor motor | 2029 | Achievable | GWh | Before Competition Groups | 0 | 0 | 0 | 6118.0755 | 0 | 77 | Commercial_2029_Achievable_GWh_Before Competition Groups_77 | Efficient compressor motor | 0% | 0 | 0 | Commercial_2029_Achievable_GWh_Before Competition Groups_Efficient compressor motor
Commercial | Com ¦ Efficient compressor motor | 2029 | Economic | GWh | Before Competition Groups | 0 | 0 | 0 | 13988.0169 | 0 | 77 | Commercial_2029_Economic_GWh_Before Competition Groups_77 | Efficient compressor motor | 0% | 0 | 0 | Commercial_2029_Economic_GWh_Before Competition Groups_Efficient compressor motor
Commercial | Com ¦ ENERGY STAR FREEZER | 2029 | Achievable | GWh | Before Competition Groups | 0 | 0 | 0 | 6118.0755 | 0 | 78 | Commercial_2029_Achievable_GWh_Before Competition Groups_78 | ENERGY STAR FREEZER | 0% | 0 | 0 | Commercial_2029_Achievable_GWh_Before Competition Groups_ENERGY STAR FREEZER
Commercial | Com ¦ ENERGY STAR FREEZER | 2029 | Economic | GWh | Before Competition Groups | 0 | 0 | 0 | 13988.0169 | 0 | 78 | Commercial_2029_Economic_GWh_Before Competition Groups_78 | ENERGY STAR FREEZER | 0% | 0 | 0 | Commercial_2029_Economic_GWh_Before Competition Groups_ENERGY STAR FREEZER
Commercial | Com ¦ Ground Source Heat Pump | 2029 | Achievable | GWh | Before Competition Groups | 0 | 0 | 0 | 6118.0755 | 0 | 79 | Commercial_2029_Achievable_GWh_Before Competition Groups_79 | Ground Source Heat Pump | 0% | 0 | 0 | Commercial_2029_Achievable_GWh_Before Competition Groups_Ground Source Heat Pump
Commercial | Com ¦ Ground Source Heat Pump | 2029 | Economic | GWh | Before Competition Groups | 0 | 0 | 0 | 13988.0169 | 0 | 79 | Commercial_2029_Economic_GWh_Before Competition Groups_79 | Ground Source Heat Pump | 0% | 0 | 0 | Commercial_2029_Economic_GWh_Before Competition Groups_Ground Source Heat Pump
Commercial | Com ¦ High R-Value Glass Doors/no-heat glass door | 2029 | Achievable | GWh | Before Competition Groups | 0 | 0 | 0 | 6118.0755 | 0 | 80 | Commercial_2029_Achievable_GWh_Before Competition Groups_80 | High R-Value Glass Doors/no-heat glass door | 0% | 0 | 0 | Commercial_2029_Achievable_GWh_Before Competition Groups_High R-Value Glass Doors/no-heat glass door
Commercial | Com ¦ High R-Value Glass Doors/no-heat glass door | 2029 | Economic | GWh | Before Competition Groups | 0 | 0 | 0 | 13988.0169 | 0 | 80 | Commercial_2029_Economic_GWh_Before Competition Groups_80 | High R-Value Glass Doors/no-heat glass door | 0% | 0 | 0 | Commercial_2029_Economic_GWh_Before Competition Groups_High R-Value Glass Doors/no-heat glass door
Commercial | Com ¦ HOTEL OCCUPANCY CONTROLS (HVAC + LIGHTING) | 2029 | Achievable | GWh | Before Competition Groups | 0 | 0 | 0 | 6118.0755 | 0 | 81 | Commercial_2029_Achievable_GWh_Before Competition Groups_81 | HOTEL OCCUPANCY CONTROLS (HVAC + LIGHTING) | 0% | 0 | 0 | Commercial_2029_Achievable_GWh_Before Competition Groups_HOTEL OCCUPANCY CONTROLS (HVAC + LIGHTING)
Commercial | Com ¦ HOTEL OCCUPANCY CONTROLS (HVAC + LIGHTING) | 2029 | Economic | GWh | Before Competition Groups | 0 | 0 | 0 | 13988.0169 | 0 | 81 | Commercial_2029_Economic_GWh_Before Competition Groups_81 | HOTEL OCCUPANCY CONTROLS (HVAC + LIGHTING) | 0% | 0 | 0 | Commercial_2029_Economic_GWh_Before Competition Groups_HOTEL OCCUPANCY CONTROLS (HVAC + LIGHTING)
Commercial | Com ¦ Indoor Daylight Sensors/Photocell Dimming Control | 2029 | Achievable | GWh | Before Competition Groups | 0 | 0 | 0 | 6118.0755 | 0 | 82 | Commercial_2029_Achievable_GWh_Before Competition Groups_82 | Indoor Daylight Sensors/Photocell Dimming Control | 0% | 0 | 0 | Commercial_2029_Achievable_GWh_Before Competition Groups_Indoor Daylight Sensors/Photocell Dimming Control
Commercial | Com ¦ Indoor Daylight Sensors/Photocell Dimming Control | 2029 | Economic | GWh | Before Competition Groups | 0 | 0 | 0 | 13988.0169 | 0 | 82 | Commercial_2029_Economic_GWh_Before Competition Groups_82 | Indoor Daylight Sensors/Photocell Dimming Control | 0% | 0 | 0 | Commercial_2029_Economic_GWh_Before Competition Groups_Indoor Daylight Sensors/Photocell Dimming Control
Commercial | Com ¦ Notched V belts for HVAC Systems | 2029 | Achievable | GWh | Before Competition Groups | 0 | 0 | 0 | 6118.0755 | 0 | 83 | Commercial_2029_Achievable_GWh_Before Competition Groups_83 | Notched V belts for HVAC Systems | 0% | 0 | 0 | Commercial_2029_Achievable_GWh_Before Competition Groups_Notched V belts for HVAC Systems
Commercial | Com ¦ Notched V belts for HVAC Systems | 2029 | Economic | GWh | Before Competition Groups | 0 | 0 | 0 | 13988.0169 | 0 | 83 | Commercial_2029_Economic_GWh_Before Competition Groups_83 | Notched V belts for HVAC Systems | 0% | 0 | 0 | Commercial_2029_Economic_GWh_Before Competition Groups_Notched V belts for HVAC Systems
Commercial | Com ¦ Refrigeration Commissioning | 2029 | Achievable | GWh | Before Competition Groups | 0 | 0 | 0 | 6118.0755 | 0 | 84 | Commercial_2029_Achievable_GWh_Before Competition Groups_84 | Refrigeration Commissioning | 0% | 0 | 0 | Commercial_2029_Achievable_GWh_Before Competition Groups_Refrigeration Commissioning
Commercial | Com ¦ Refrigeration Commissioning | 2029 | Economic | GWh | Before Competition Groups | 0 | 0 | 0 | 13988.0169 | 0 | 84 | Commercial_2029_Economic_GWh_Before Competition Groups_84 | Refrigeration Commissioning | 0% | 0 | 0 | Commercial_2029_Economic_GWh_Before Competition Groups_Refrigeration Commissioning
Commercial | Com ¦ Roof Insulation/Ceiling Insulation (R25 Code to R35) | 2029 | Achievable | GWh | Before Competition Groups | 0 | 0 | 0 | 6118.0755 | 0 | 85 | Commercial_2029_Achievable_GWh_Before Competition Groups_85 | Roof Insulation/Ceiling Insulation (R25 Code to R35) | 0% | 0 | 0 | Commercial_2029_Achievable_GWh_Before Competition Groups_Roof Insulation/Ceiling Insulation (R25 Code to R35)
Commercial | Com ¦ Roof Insulation/Ceiling Insulation (R25 Code to R35) | 2029 | Economic | GWh | Before Competition Groups | 0 | 0 | 0 | 13988.0169 | 0 | 85 | Commercial_2029_Economic_GWh_Before Competition Groups_85 | Roof Insulation/Ceiling Insulation (R25 Code to R35) | 0% | 0 | 0 | Commercial_2029_Economic_GWh_Before Competition Groups_Roof Insulation/Ceiling Insulation (R25 Code to R35)
Commercial | Com ¦ Super-High Efficiency Furnaces (Emerging Tech) | 2029 | Achievable | GWh | Before Competition Groups | 0 | 0 | 0 | 6118.0755 | 0 | 86 | Commercial_2029_Achievable_GWh_Before Competition Groups_86 | Super-High Efficiency Furnaces (Emerging Tech) | 0% | 0 | 0 | Commercial_2029_Achievable_GWh_Before Competition Groups_Super-High Efficiency Furnaces (Emerging Tech)
Commercial | Com ¦ Super-High Efficiency Furnaces (Emerging Tech) | 2029 | Economic | GWh | Before Competition Groups | 0 | 0 | 0 | 13988.0169 | 0 | 86 | Commercial_2029_Economic_GWh_Before Competition Groups_86 | Super-High Efficiency Furnaces (Emerging Tech) | 0% | 0 | 0 | Commercial_2029_Economic_GWh_Before Competition Groups_Super-High Efficiency Furnaces (Emerging Tech)
Commercial | Com ¦ SYNCHRONOUS BELT | 2029 | Achievable | GWh | Before Competition Groups | 0 | 0 | 0 | 6118.0755 | 0 | 87 | Commercial_2029_Achievable_GWh_Before Competition Groups_87 | SYNCHRONOUS BELT | 0% | 0 | 0 | Commercial_2029_Achievable_GWh_Before Competition Groups_SYNCHRONOUS BELT
Commercial | Com ¦ SYNCHRONOUS BELT | 2029 | Economic | GWh | Before Competition Groups | 0 | 0 | 0 | 13988.0169 | 0 | 87 | Commercial_2029_Economic_GWh_Before Competition Groups_87 | SYNCHRONOUS BELT | 0% | 0 | 0 | Commercial_2029_Economic_GWh_Before Competition Groups_SYNCHRONOUS BELT
Commercial | Com ¦ Variable Refrigerant Flow Heat Pump | 2029 | Achievable | GWh | Before Competition Groups | 0 | 0 | 0 | 6118.0755 | 0 | 88 | Commercial_2029_Achievable_GWh_Before Competition Groups_88 | Variable Refrigerant Flow Heat Pump | 0% | 0 | 0 | Commercial_2029_Achievable_GWh_Before Competition Groups_Variable Refrigerant Flow Heat Pump
Commercial | Com ¦ Variable Refrigerant Flow Heat Pump | 2029 | Economic | GWh | Before Competition Groups | 0 | 0 | 0 | 13988.0169 | 0 | 88 | Commercial_2029_Economic_GWh_Before Competition Groups_88 | Variable Refrigerant Flow Heat Pump | 0% | 0 | 0 | Commercial_2029_Economic_GWh_Before Competition Groups_Variable Refrigerant Flow Heat Pump
Commercial | Com ¦ Building Recommissioning, Operations and Maintenance (O&M) Improvements | 2030 | Economic | GWh | Before Competition Groups | 2344.4497 | 0 | 0 | 14077.5177 | 0.16654 | 1 | Commercial_2030_Economic_GWh_Before Competition Groups_1 | Building Recommissioning, Operations and Maintenance (O&M) Improvements | 16.65% | 0 | 2344.4497 | Commercial_2030_Economic_GWh_Before Competition Groups_Building Recommissioning, Operations and Maintenance (O&M) Improvements
Commercial | Com ¦ Building Recommissioning, Operations and Maintenance (O&M) Improvements | 2030 | Technical | GWh | Before Competition Groups | 2344.4497 | 0 | 0 | 20576.0257 | 0.11394 | 1 | Commercial_2030_Technical_GWh_Before Competition Groups_1 | Building Recommissioning, Operations and Maintenance (O&M) Improvements | 11.39% | 0 | 2344.4497 | Commercial_2030_Technical_GWh_Before Competition Groups_Building Recommissioning, Operations and Maintenance (O&M) Improvements
Commercial | Com ¦ ENERGY STAR LED LAMPS (REFLECTOR LAMPs/MR16/PAR 16) | 2030 | Achievable | GWh | Before Competition Groups | 785.8028 | 0 | 0 | 7024.1794 | 0.11187 | 1 | Commercial_2030_Achievable_GWh_Before Competition Groups_1 | ENERGY STAR LED LAMPS (REFLECTOR LAMPs/MR16/PAR 16) | 11.19% | 0 | 785.8028 | Commercial_2030_Achievable_GWh_Before Competition Groups_ENERGY STAR LED LAMPS (REFLECTOR LAMPs/MR16/PAR 16)
Commercial | Com ¦ LED Low/High Bay | 2030 | Economic | GWh | Before Competition Groups | 1414.787 | 0 | 0 | 14077.5177 | 0.1005 | 2 | Commercial_2030_Economic_GWh_Before Competition Groups_2 | LED Low/High Bay | 10.05% | 0 | 1414.787 | Commercial_2030_Economic_GWh_Before Competition Groups_LED Low/High Bay
Commercial | Com ¦ LED Low/High Bay | 2030 | Achievable | GWh | Before Competition Groups | 695.9436 | 0 | 0 | 7024.1794 | 0.099078 | 2 | Commercial_2030_Achievable_GWh_Before Competition Groups_2 | LED Low/High Bay | 9.908% | 0 | 695.9436 | Commercial_2030_Achievable_GWh_Before Competition Groups_LED Low/High Bay
Commercial | Com ¦ LED Troffer/Surface/Suspended | 2030 | Achievable | GWh | Before Competition Groups | 670.3875 | 0 | 0 | 7024.1794 | 0.09544 | 3 | Commercial_2030_Achievable_GWh_Before Competition Groups_3 | LED Troffer/Surface/Suspended | 9.544% | 0 | 670.3875 | Commercial_2030_Achievable_GWh_Before Competition Groups_LED Troffer/Surface/Suspended
Commercial | Com ¦ LED Troffer/Surface/Suspended | 2030 | Economic | GWh | Before Competition Groups | 1134.6343 | 0 | 0 | 14077.5177 | 0.080599 | 3 | Commercial_2030_Economic_GWh_Before Competition Groups_3 | LED Troffer/Surface/Suspended | 8.06% | 0 | 1134.6343 | Commercial_2030_Economic_GWh_Before Competition Groups_LED Troffer/Surface/Suspended
Commercial | Com ¦ ENERGY STAR LED LAMPS (REFLECTOR LAMPs/MR16/PAR 16) | 2030 | Economic | GWh | Before Competition Groups | 1008.2947 | 0 | 0 | 14077.5177 | 0.071624 | 4 | Commercial_2030_Economic_GWh_Before Competition Groups_4 | ENERGY STAR LED LAMPS (REFLECTOR LAMPs/MR16/PAR 16) | 7.162% | 0 | 1008.2947 | Commercial_2030_Economic_GWh_Before Competition Groups_ENERGY STAR LED LAMPS (REFLECTOR LAMPs/MR16/PAR 16)
Commercial | Com ¦ LED Low/High Bay | 2030 | Technical | GWh | Before Competition Groups | 1414.787 | 0 | 0 | 20576.0257 | 0.068759 | 2 | Commercial_2030_Technical_GWh_Before Competition Groups_2 | LED Low/High Bay | 6.876% | 0 | 1414.787 | Commercial_2030_Technical_GWh_Before Competition Groups_LED Low/High Bay
Commercial | Com ¦ Education and Capacity Building/Energy Behavior | 2030 | Achievable | GWh | Before Competition Groups | 452.1519 | 0 | 0 | 7024.1794 | 0.064371 | 4 | Commercial_2030_Achievable_GWh_Before Competition Groups_4 | Education and Capacity Building/Energy Behavior | 6.437% | 0 | 452.1519 | Commercial_2030_Achievable_GWh_Before Competition Groups_Education and Capacity Building/Energy Behavior
Commercial | Com ¦ LED EXTERIOR AREA LIGHTS - LED fixture (200W) | 2030 | Achievable | GWh | Before Competition Groups | 444.8778 | 0 | 0 | 7024.1794 | 0.063335 | 5 | Commercial_2030_Achievable_GWh_Before Competition Groups_5 | LED EXTERIOR AREA LIGHTS - LED fixture (200W) | 6.334% | 0 | 444.8778 | Commercial_2030_Achievable_GWh_Before Competition Groups_LED EXTERIOR AREA LIGHTS - LED fixture (200W)
Commercial | Com ¦ Education and Capacity Building/Energy Behavior | 2030 | Economic | GWh | Before Competition Groups | 874.7716 | 0 | 0 | 14077.5177 | 0.06214 | 5 | Commercial_2030_Economic_GWh_Before Competition Groups_5 | Education and Capacity Building/Energy Behavior | 6.214% | 0 | 874.7716 | Commercial_2030_Economic_GWh_Before Competition Groups_Education and Capacity Building/Energy Behavior
Commercial | Com ¦ LED parking lot fixture | 2030 | Achievable | GWh | Before Competition Groups | 429.5241 | 0 | 0 | 7024.1794 | 0.061149 | 6 | Commercial_2030_Achievable_GWh_Before Competition Groups_6 | LED parking lot fixture | 6.115% | 0 | 429.5241 | Commercial_2030_Achievable_GWh_Before Competition Groups_LED parking lot fixture
Commercial | Com ¦ Building Recommissioning, Operations and Maintenance (O&M) Improvements | 2030 | Achievable | GWh | Before Competition Groups | 393.9763 | 0 | 0 | 7024.1794 | 0.056089 | 7 | Commercial_2030_Achievable_GWh_Before Competition Groups_7 | Building Recommissioning, Operations and Maintenance (O&M) Improvements | 5.609% | 0 | 393.9763 | Commercial_2030_Achievable_GWh_Before Competition Groups_Building Recommissioning, Operations and Maintenance (O&M) Improvements
Commercial | Com ¦ Furnace Tune-Up | 2030 | Achievable | GWh | Before Competition Groups | 391.0526 | 0 | 0 | 7024.1794 | 0.055672 | 8 | Commercial_2030_Achievable_GWh_Before Competition Groups_8 | Furnace Tune-Up | 5.567% | 0 | 391.0526 | Commercial_2030_Achievable_GWh_Before Competition Groups_Furnace Tune-Up
Commercial | Com ¦ LED Troffer/Surface/Suspended | 2030 | Technical | GWh | Before Competition Groups | 1134.6343 | 0 | 0 | 20576.0257 | 0.055144 | 3 | Commercial_2030_Technical_GWh_Before Competition Groups_3 | LED Troffer/Surface/Suspended | 5.514% | 0 | 1134.6343 | Commercial_2030_Technical_GWh_Before Competition Groups_LED Troffer/Surface/Suspended
Commercial | Com ¦ Central Lighting Control System | 2030 | Technical | GWh | Before Competition Groups | 1103.9257 | 0 | 0 | 20576.0257 | 0.053651 | 4 | Commercial_2030_Technical_GWh_Before Competition Groups_4 | Central Lighting Control System | 5.365% | 0 | 1103.9257 | Commercial_2030_Technical_GWh_Before Competition Groups_Central Lighting Control System
Commercial | Com ¦ ENERGY STAR LED LAMPS (REFLECTOR LAMPs/MR16/PAR 16) | 2030 | Technical | GWh | Before Competition Groups | 1035.2932 | 0 | 0 | 20576.0257 | 0.050316 | 5 | Commercial_2030_Technical_GWh_Before Competition Groups_5 | ENERGY STAR LED LAMPS (REFLECTOR LAMPs/MR16/PAR 16) | 5.032% | 0 | 1035.2932 | Commercial_2030_Technical_GWh_Before Competition Groups_ENERGY STAR LED LAMPS (REFLECTOR LAMPs/MR16/PAR 16)
Commercial | Com ¦ LED Replacement Lamp (Tube) | 2030 | Achievable | GWh | Before Competition Groups | 343.7905 | 0 | 0 | 7024.1794 | 0.048944 | 9 | Commercial_2030_Achievable_GWh_Before Competition Groups_9 | LED Replacement Lamp (Tube) | 4.894% | 0 | 343.7905 | Commercial_2030_Achievable_GWh_Before Competition Groups_LED Replacement Lamp (Tube)
Commercial | Com ¦ LLLC - Low Impact Application | 2030 | Technical | GWh | Before Competition Groups | 977.5451 | 0 | 0 | 20576.0257 | 0.047509 | 6 | Commercial_2030_Technical_GWh_Before Competition Groups_6 | LLLC - Low Impact Application | 4.751% | 0 | 977.5451 | Commercial_2030_Technical_GWh_Before Competition Groups_LLLC - Low Impact Application
Commercial | Com ¦ LLLC - High Impact Application | 2030 | Technical | GWh | Before Competition Groups | 971.4721 | 0 | 0 | 20576.0257 | 0.047214 | 7 | Commercial_2030_Technical_GWh_Before Competition Groups_7 | LLLC - High Impact Application | 4.721% | 0 | 971.4721 | Commercial_2030_Technical_GWh_Before Competition Groups_LLLC - High Impact Application
Commercial | Com ¦ Furnace Tune-Up | 2030 | Economic | GWh | Before Competition Groups | 620.4073 | 0 | 0 | 14077.5177 | 0.044071 | 6 | Commercial_2030_Economic_GWh_Before Competition Groups_6 | Furnace Tune-Up | 4.407% | 0 | 620.4073 | Commercial_2030_Economic_GWh_Before Competition Groups_Furnace Tune-Up
Commercial | Com ¦ LED EXTERIOR AREA LIGHTS - LED fixture (200W) | 2030 | Economic | GWh | Before Competition Groups | 604.5851 | 0 | 0 | 14077.5177 | 0.042947 | 7 | Commercial_2030_Economic_GWh_Before Competition Groups_7 | LED EXTERIOR AREA LIGHTS - LED fixture (200W) | 4.295% | 0 | 604.5851 | Commercial_2030_Economic_GWh_Before Competition Groups_LED EXTERIOR AREA LIGHTS - LED fixture (200W)
Commercial | Com ¦ Networked/Connected - High Impact Application | 2030 | Technical | GWh | Before Competition Groups | 878.0659 | 0 | 0 | 20576.0257 | 0.042674 | 8 | Commercial_2030_Technical_GWh_Before Competition Groups_8 | Networked/Connected - High Impact Application | 4.267% | 0 | 878.0659 | Commercial_2030_Technical_GWh_Before Competition Groups_Networked/Connected - High Impact Application
Commercial | Com ¦ Education and Capacity Building/Energy Behavior | 2030 | Technical | GWh | Before Competition Groups | 874.7716 | 0 | 0 | 20576.0257 | 0.042514 | 9 | Commercial_2030_Technical_GWh_Before Competition Groups_9 | Education and Capacity Building/Energy Behavior | 4.251% | 0 | 874.7716 | Commercial_2030_Technical_GWh_Before Competition Groups_Education and Capacity Building/Energy Behavior