## Draft Forecast Load Profile
Niagara Integrated Regional Resource Plan
June 2022
This document and the information contained herein is provided for informational purposes only. The IESO has prepared this document based on information currently available to the IESO and reasonable assumptions associated therewith, including relating to electricity supply and demand. The information, statements and conclusions contained in this report are subject to risks, uncertainties and other factors that could cause actual results or circumstances to differ materially from the information, statements and assumptions contained herein. The IESO provides no guarantee, representation, or warranty, express or implied, with respect to any statement or information contained herein and disclaims any liability in connection therewith. Readers are cautioned not to place undue reliance on forward-looking information contained in this report as actual results could differ materially from the plans, expectations, estimates, intentions and statements expressed in this report. The IESO undertakes no obligation to revise or update any information contained in this report as a result of new information, future events or otherwise. In the event there is any conflict or inconsistency between this document and the IESO market rules, any IESO contract, any legislation or regulation, or any request for proposals or other procurement document, the terms in the market rules, or the subject contract, legislation, regulation, or procurement document, as applicable, govern.
Date and Time | Beamsville TS (MW) | Crowland TS (MW)
2022-01-01 01:00 | 35.9184 | 51.5347
2022-01-01 02:00 | 34.5721 | 50.4322
2022-01-01 03:00 | 34.0416 | 49.6938
2022-01-01 04:00 | 33.7363 | 49.4539
2022-01-01 05:00 | 33.9773 | 49.8007
2022-01-01 06:00 | 34.8062 | 52.3847
2022-01-01 07:00 | 35.9375 | 53.8626
2022-01-01 08:00 | 37.4675 | 55.0966
2022-01-01 09:00 | 39.1192 | 58.4279
2022-01-01 10:00 | 40.2663 | 59.349
2022-01-01 11:00 | 40.6913 | 58.1794
2022-01-01 12:00 | 41.7833 | 58.3733
2022-01-01 13:00 | 42.224 | 59.2285
2022-01-01 14:00 | 41.7298 | 58.3522
2022-01-01 15:00 | 41.2908 | 58.2052
2022-01-01 16:00 | 42.4439 | 61.2949
2022-01-01 17:00 | 44.9152 | 66.9408
2022-01-01 18:00 | 47.0825 | 68.7488
2022-01-01 19:00 | 46.7097 | 67.212
2022-01-01 20:00 | 43.9062 | 65.0277
2022-01-01 21:00 | 40.7005 | 62.4778
2022-01-01 22:00 | 38.8402 | 60.0181
2022-01-01 23:00 | 36.5657 | 58.1929
2022-01-02 | 34.0017 | 54.2774
2022-01-02 01:00 | 32.9014 | 52.5835
2022-01-02 02:00 | 31.7403 | 50.7286
2022-01-02 03:00 | 31.4866 | 50.1966
2022-01-02 04:00 | 31.5605 | 50.2183
2022-01-02 05:00 | 31.6824 | 50.0941
2022-01-02 06:00 | 32.4624 | 51.3314
2022-01-02 07:00 | 33.9123 | 54.0185
2022-01-02 08:00 | 36.7756 | 56.817
2022-01-02 09:00 | 39.2643 | 61.4186
2022-01-02 10:00 | 39.8892 | 63.9858
2022-01-02 11:00 | 40.3665 | 62.9884
2022-01-02 12:00 | 39.8313 | 65.6639
2022-01-02 13:00 | 39.7492 | 66.3087
2022-01-02 14:00 | 39.3528 | 67.1831
2022-01-02 15:00 | 39.2771 | 66.7976
2022-01-02 16:00 | 40.5937 | 68.0374
2022-01-02 17:00 | 43.5821 | 72.975
2022-01-02 18:00 | 47.6407 | 74.774
2022-01-02 19:00 | 46.5131 | 73.4921
2022-01-02 20:00 | 43.9341 | 69.88
2022-01-02 21:00 | 41.5824 | 66.322
2022-01-02 22:00 | 39.3705 | 63.1899
2022-01-02 23:00 | 36.6965 | 59.0427
2022-01-03 | 34.1163 | 56.842
2022-01-03 01:00 | 31.3468 | 54.3178
2022-01-03 02:00 | 30.4281 | 51.8387
2022-01-03 03:00 | 30.3305 | 51.5019
2022-01-03 04:00 | 30.6511 | 51.1784
2022-01-03 05:00 | 30.7567 | 51.7946
2022-01-03 06:00 | 31.8006 | 52.3583
2022-01-03 07:00 | 34.1233 | 54.0611
2022-01-03 08:00 | 37.7758 | 57.8212
2022-01-03 09:00 | 40.8828 | 61.7563
2022-01-03 10:00 | 42.0092 | 64.7079
2022-01-03 11:00 | 42.3804 | 66.1359
2022-01-03 12:00 | 42.192 | 63.6171
2022-01-03 13:00 | 41.8287 | 63.7212
2022-01-03 14:00 | 42.4582 | 64.8924
2022-01-03 15:00 | 42.3392 | 65.3113
2022-01-03 16:00 | 43.3356 | 65.8788
2022-01-03 17:00 | 46.2342 | 69.6323
2022-01-03 18:00 | 50.0264 | 75.3359
2022-01-03 19:00 | 48.8527 | 73.4197
2022-01-03 20:00 | 47.2252 | 70.6975
2022-01-03 21:00 | 45.1283 | 68.0133
2022-01-03 22:00 | 43.0155 | 64.5878
2022-01-03 23:00 | 39.8576 | 60.4453
2022-01-04 | 37.5593 | 55.8112
2022-01-04 01:00 | 35.9099 | 54.1964
2022-01-04 02:00 | 35.095 | 52.0142
2022-01-04 03:00 | 35.2024 | 51.4307
2022-01-04 04:00 | 35.6003 | 50.8407
2022-01-04 05:00 | 36.3001 | 51.0083
2022-01-04 06:00 | 38.2667 | 54.4563
2022-01-04 07:00 | 42.3116 | 59.8897
2022-01-04 08:00 | 47.1007 | 67.6804
2022-01-04 09:00 | 48.9491 | 71.7649
2022-01-04 10:00 | 48.4443 | 72.3808
2022-01-04 11:00 | 48.1363 | 70.7686
2022-01-04 12:00 | 47.9432 | 71.2167
2022-01-04 13:00 | 47.4127 | 70.8023
2022-01-04 14:00 | 47.1045 | 70.3773
2022-01-04 15:00 | 47.4145 | 71.0465
2022-01-04 16:00 | 48.6355 | 73.3913
2022-01-04 17:00 | 50.7808 | 76.5992
2022-01-04 18:00 | 52.9703 | 78.9223
2022-01-04 19:00 | 51.5978 | 77.0744
2022-01-04 20:00 | 49.4375 | 74.5673
2022-01-04 21:00 | 47.2036 | 71.7342
2022-01-04 22:00 | 44.6462 | 67.5875
2022-01-04 23:00 | 41.1817 | 62.3292
2022-01-05 | 37.1917 | 57.5185
2022-01-05 01:00 | 34.9186 | 55.4895
2022-01-05 02:00 | 34.0618 | 53.0762
2022-01-05 03:00 | 34.1677 | 52.1414
2022-01-05 04:00 | 34.5824 | 51.8319
2022-01-05 05:00 | 35.1784 | 51.8364
2022-01-05 06:00 | 37.1399 | 52.7956
2022-01-05 07:00 | 41.3906 | 58.1224
2022-01-05 08:00 | 46.1959 | 65.3286
2022-01-05 09:00 | 48.3258 | 68.0998
2022-01-05 10:00 | 47.9935 | 68.0213
2022-01-05 11:00 | 47.6759 | 66.7009
2022-01-05 12:00 | 47.1032 | 62.2555
2022-01-05 13:00 | 46.689 | 61.7509
2022-01-05 14:00 | 46.7049 | 61.6147
2022-01-05 15:00 | 46.6059 | 62.1437
2022-01-05 16:00 | 47.8408 | 65.3246
2022-01-05 17:00 | 49.7385 | 71.2546
2022-01-05 18:00 | 52.368 | 77.5497
2022-01-05 19:00 | 51.1864 | 76.1398
2022-01-05 20:00 | 49.0609 | 73.9803
2022-01-05 21:00 | 46.9418 | 71.3219
2022-01-05 22:00 | 44.5422 | 67.0891
2022-01-05 23:00 | 41.0046 | 61.5479
2022-01-06 | 37.6512 | 57.1103
2022-01-06 01:00 | 35.4582 | 52.5401
2022-01-06 02:00 | 34.6258 | 50.378
2022-01-06 03:00 | 34.7239 | 50.0963
2022-01-06 04:00 | 35.1463 | 49.7382
2022-01-06 05:00 | 35.826 | 50.1909
2022-01-06 06:00 | 38.0858 | 53.5893
2022-01-06 07:00 | 42.014 | 59.0531
2022-01-06 08:00 | 46.3605 | 66.5942
2022-01-06 09:00 | 47.034 | 69.7666
2022-01-06 10:00 | 45.5204 | 69.6466
2022-01-06 11:00 | 44.2095 | 67.3456
2022-01-06 12:00 | 44.706 | 67.6246
2022-01-06 13:00 | 43.8037 | 66.6793
2022-01-06 14:00 | 43.6869 | 66.0565
2022-01-06 15:00 | 43.6593 | 66.2896
2022-01-06 16:00 | 44.9677 | 69.0797
2022-01-06 17:00 | 47.1996 | 73.9573
2022-01-06 18:00 | 51.5651 | 77.2123
2022-01-06 19:00 | 50.6755 | 76.8221
2022-01-06 20:00 | 48.8628 | 75.6211
2022-01-06 21:00 | 46.7662 | 73.2941
2022-01-06 22:00 | 44.4011 | 69.2363
2022-01-06 23:00 | 40.9851 | 63.712
2022-01-07 | 37.5332 | 57.1102
2022-01-07 01:00 | 34.7688 | 55.5107
2022-01-07 02:00 | 33.8035 | 53.1841
2022-01-07 03:00 | 33.8186 | 52.7498
2022-01-07 04:00 | 34.1566 | 52.5003
2022-01-07 05:00 | 34.7514 | 52.8304
2022-01-07 06:00 | 36.6078 | 54.4483
2022-01-07 07:00 | 40.5314 | 59.9164
2022-01-07 08:00 | 45.0103 | 67.5729
2022-01-07 09:00 | 46.9179 | 69.6432
2022-01-07 10:00 | 46.6215 | 68.1774
2022-01-07 11:00 | 46.1813 | 64.8631
2022-01-07 12:00 | 45.0265 | 65.8124
2022-01-07 13:00 | 44.4245 | 64.8038
2022-01-07 14:00 | 44.2387 | 64.3798
2022-01-07 15:00 | 43.8609 | 65.1182
2022-01-07 16:00 | 44.4668 | 67.5024
2022-01-07 17:00 | 46.0606 | 72.7967
2022-01-07 18:00 | 48.1625 | 77.1262
2022-01-07 19:00 | 46.8828 | 77.0647
2022-01-07 20:00 | 44.6599 | 75.4617
2022-01-07 21:00 | 42.5518 | 73.1477
2022-01-07 22:00 | 40.2652 | 69.1304
2022-01-07 23:00 | 37.0286 | 63.5332
2022-01-08 | 34.1433 | 57.9931
2022-01-08 01:00 | 31.6982 | 54.868
2022-01-08 02:00 | 30.6177 | 53.2229
2022-01-08 03:00 | 30.4939 | 52.9359
2022-01-08 04:00 | 30.7307 | 53.0888
2022-01-08 05:00 | 30.9395 | 53.6348
2022-01-08 06:00 | 31.9583 | 55.6548
2022-01-08 07:00 | 33.99 | 58.7117
2022-01-08 08:00 | 37.4589 | 61.3836
2022-01-08 09:00 | 40.3851 | 64.8119
2022-01-08 10:00 | 41.3652 | 65.5808
2022-01-08 11:00 | 41.9144 | 62.7018
2022-01-08 12:00 | 41.614 | 62.2719
2022-01-08 13:00 | 41.2286 | 61.6607
2022-01-08 14:00 | 40.3552 | 60.1804
2022-01-08 15:00 | 39.8893 | 59.17
2022-01-08 16:00 | 40.7341 | 61.0967
2022-01-08 17:00 | 43.0246 | 67.9868
2022-01-08 18:00 | 45.511 | 74.4337
2022-01-08 19:00 | 44.074 | 72.9623
2022-01-08 20:00 | 41.2772 | 69.1985
2022-01-08 21:00 | 39.0234 | 66.1645
2022-01-08 22:00 | 37.3617 | 63.5871
2022-01-08 23:00 | 35.0424 | 60.3776
2022-01-09 | 33.0121 | 57.5383
2022-01-09 01:00 | 30.7036 | 54.2103
2022-01-09 02:00 | 29.6546 | 52.8804
2022-01-09 03:00 | 29.5728 | 52.3385
2022-01-09 04:00 | 29.699 | 52.0696
2022-01-09 05:00 | 29.6747 | 52.185
2022-01-09 06:00 | 30.1752 | 53.6145
2022-01-09 07:00 | 32.0593 | 55.7303
2022-01-09 08:00 | 35.6352 | 58.0915
2022-01-09 09:00 | 38.4027 | 62.2708
2022-01-09 10:00 | 38.9703 | 65.0064
2022-01-09 11:00 | 39.6918 | 64.0262
2022-01-09 12:00 | 39.4823 | 68.0849
2022-01-09 13:00 | 39.3175 | 69.3216
2022-01-09 14:00 | 39.0171 | 68.9112
2022-01-09 15:00 | 39.019 | 69.1303
2022-01-09 16:00 | 40.5209 | 70.6382
2022-01-09 17:00 | 43.4395 | 73.6342
2022-01-09 18:00 | 46.7493 | 75.6963
2022-01-09 19:00 | 45.4979 | 72.8444
2022-01-09 20:00 | 42.8883 | 69.2792
2022-01-09 21:00 | 40.5968 | 66.1636
2022-01-09 22:00 | 38.685 | 63.5868
2022-01-09 23:00 | 36.0044 | 60.5789
2022-01-10 | 33.4463 | 56.2939
2022-01-10 01:00 | 31.454 | 54.0034
2022-01-10 02:00 | 30.7117 | 52.0031
2022-01-10 03:00 | 30.9076 | 50.9141
2022-01-10 04:00 | 31.4219 | 50.2907
2022-01-10 05:00 | 32.1124 | 50.5223
2022-01-10 06:00 | 34.3075 | 52.0997
2022-01-10 07:00 | 38.6334 | 56.9579
2022-01-10 08:00 | 43.1495 | 63.5078
2022-01-10 09:00 | 44.8118 | 66.0024
2022-01-10 10:00 | 44.5506 | 65.7406
2022-01-10 11:00 | 44.4073 | 63.8562
2022-01-10 12:00 | 43.3894 | 64.427
2022-01-10 13:00 | 43.0459 | 64.7524
2022-01-10 14:00 | 42.8207 | 64.6029
2022-01-10 15:00 | 43.051 | 65.0294
2022-01-10 16:00 | 44.3008 | 67.3741
2022-01-10 17:00 | 46.2116 | 70.7112
2022-01-10 18:00 | 49.6086 | 73.958
2022-01-10 19:00 | 48.2799 | 71.6484
2022-01-10 20:00 | 46.1367 | 69.3609
2022-01-10 21:00 | 44.031 | 66.6513
2022-01-10 22:00 | 41.6098 | 62.6868
2022-01-10 23:00 | 38.3265 | 58.2461
2022-01-11 | 35.1676 | 53.6438
2022-01-11 01:00 | 33.0205 | 49.8567
2022-01-11 02:00 | 32.1699 | 47.4687
2022-01-11 03:00 | 32.3022 | 46.571
2022-01-11 04:00 | 32.8037 | 46.0627
2022-01-11 05:00 | 33.5183 | 46.2239
2022-01-11 06:00 | 35.6321 | 48.4387
2022-01-11 07:00 | 39.7406 | 53.6568
2022-01-11 08:00 | 44.2802 | 60.5334
2022-01-11 09:00 | 45.9755 | 63.3775
2022-01-11 10:00 | 45.6214 | 63.6465
2022-01-11 11:00 | 45.4137 | 63.2637
2022-01-11 12:00 | 43.6259 | 62.5064
2022-01-11 13:00 | 43.1794 | 62.2393
2022-01-11 14:00 | 42.9985 | 61.3825
2022-01-11 15:00 | 43.2082 | 62.3004
2022-01-11 16:00 | 44.425 | 65.5931
2022-01-11 17:00 | 46.4752 | 69.5547
2022-01-11 18:00 | 49.554 | 73.195
2022-01-11 19:00 | 48.4362 | 70.652
2022-01-11 20:00 | 46.4828 | 67.6168
2022-01-11 21:00 | 44.5168 | 64.4816
2022-01-11 22:00 | 42.1845 | 60.4375
2022-01-11 23:00 | 38.9462 | 55.9183
2022-01-12 | 35.8581 | 52.8016
2022-01-12 01:00 | 33.1771 | 47.8242
2022-01-12 02:00 | 32.2753 | 45.5748
2022-01-12 03:00 | 32.3593 | 44.7619
2022-01-12 04:00 | 32.79 | 44.5435
2022-01-12 05:00 | 33.4476 | 45.1329
2022-01-12 06:00 | 35.468 | 47.5874
2022-01-12 07:00 | 39.6664 | 52.8488
2022-01-12 08:00 | 44.1101 | 59.523
2022-01-12 09:00 | 45.8879 | 60.2012
2022-01-12 10:00 | 45.3465 | 58.5458
2022-01-12 11:00 | 44.933 | 56.6637
2022-01-12 12:00 | 43.2084 | 61.1204
2022-01-12 13:00 | 42.7582 | 60.8595
2022-01-12 14:00 | 42.418 | 60.5565
2022-01-12 15:00 | 42.3641 | 60.6177
2022-01-12 16:00 | 43.3526 | 63.2122
2022-01-12 17:00 | 45.311 | 67.764
2022-01-12 18:00 | 48.3665 | 71.2905
2022-01-12 19:00 | 47.5546 | 69.1192
2022-01-12 20:00 | 45.674 | 66.2435
2022-01-12 21:00 | 43.8992 | 63.4925
2022-01-12 22:00 | 41.6703 | 59.8146
2022-01-12 23:00 | 38.4453 | 54.8249
2022-01-13 | 34.641 | 50.7412
2022-01-13 01:00 | 32.916 | 47.3527
2022-01-13 02:00 | 32.04 | 45.27
2022-01-13 03:00 | 32.1198 | 44.1743
2022-01-13 04:00 | 32.626 | 43.553
2022-01-13 05:00 | 33.2831 | 44.1009
2022-01-13 06:00 | 35.2688 | 46.9495
2022-01-13 07:00 | 39.3867 | 51.4991
2022-01-13 08:00 | 43.9085 | 56.9307
2022-01-13 09:00 | 45.7981 | 58.0799
2022-01-13 10:00 | 45.415 | 57.2214
2022-01-13 11:00 | 45.0411 | 56.382
2022-01-13 12:00 | 44.3593 | 53.805
2022-01-13 13:00 | 43.9511 | 53.3576
2022-01-13 14:00 | 43.8529 | 52.3072
2022-01-13 15:00 | 43.94 | 52.6837
2022-01-13 16:00 | 45.05 | 55.8701
2022-01-13 17:00 | 46.657 | 60.5767
2022-01-13 18:00 | 50.1409 | 66.4668
2022-01-13 19:00 | 49.0598 | 64.0477
2022-01-13 20:00 | 47.0401 | 61.5817
2022-01-13 21:00 | 45.0565 | 59.2167
2022-01-13 22:00 | 42.7989 | 56.0365
2022-01-13 23:00 | 39.515 | 51.8264
2022-01-14 | 36.1911 | 48.1114
2022-01-14 01:00 | 35.4192 | 44.893
2022-01-14 02:00 | 34.6126 | 42.7665
2022-01-14 03:00 | 34.7567 | 42.1509
2022-01-14 04:00 | 35.3908 | 41.6236
2022-01-14 05:00 | 36.0301 | 41.7784
2022-01-14 06:00 | 37.8826 | 44.1947
2022-01-14 07:00 | 42.0182 | 49.3244
2022-01-14 08:00 | 47.0036 | 56.068
2022-01-14 09:00 | 48.8489 | 59.0735
2022-01-14 10:00 | 48.204 | 58.9795
2022-01-14 11:00 | 47.4331 | 58.3425
2022-01-14 12:00 | 46.6365 | 59.864
2022-01-14 13:00 | 46.0425 | 59.5594
2022-01-14 14:00 | 45.5157 | 57.908
2022-01-14 15:00 | 45.2773 | 58.1105
2022-01-14 16:00 | 46.2843 | 60.6417
2022-01-14 17:00 | 48.0424 | 64.5967
2022-01-14 18:00 | 50.8083 | 69.0581
2022-01-14 19:00 | 50.4958 | 67.1429
2022-01-14 20:00 | 48.677 | 64.9927
2022-01-14 21:00 | 46.8213 | 62.7111
2022-01-14 22:00 | 44.6111 | 59.2024
2022-01-14 23:00 | 41.341 | 54.9004
2022-01-15 | 38.2692 | 48.367
2022-01-15 01:00 | 35.7856 | 47.9842
2022-01-15 02:00 | 34.728 | 45.9805
2022-01-15 03:00 | 34.6042 | 45.6112
2022-01-15 04:00 | 34.927 | 45.5523
2022-01-15 05:00 | 35.3171 | 45.2241
2022-01-15 06:00 | 36.298 | 46.5544
2022-01-15 07:00 | 38.3282 | 49.6577
2022-01-15 08:00 | 40.9059 | 55.0802
2022-01-15 09:00 | 42.9477 | 61.0367
2022-01-15 10:00 | 43.0248 | 63.5371
2022-01-15 11:00 | 41.7495 | 62.6719
2022-01-15 12:00 | 42.7674 | 58.1321
2022-01-15 13:00 | 42.526 | 57.4508
2022-01-15 14:00 | 42.1849 | 57.1998
2022-01-15 15:00 | 41.823 | 57.896
2022-01-15 16:00 | 42.5129 | 59.7362
2022-01-15 17:00 | 44.7245 | 65.154
2022-01-15 18:00 | 48.472 | 69.1403
2022-01-15 19:00 | 48.0703 | 67.7599
2022-01-15 20:00 | 45.8609 | 64.1578
2022-01-15 21:00 | 42.9639 | 61.5566
2022-01-15 22:00 | 40.8948 | 59.0042
2022-01-15 23:00 | 38.4185 | 55.6565
2022-01-16 | 35.5931 | 53.5837
2022-01-16 01:00 | 34.0544 | 49.6321
2022-01-16 02:00 | 32.9285 | 48.1151
2022-01-16 03:00 | 32.6228 | 47.4552
2022-01-16 04:00 | 32.8722 | 47.5267
2022-01-16 05:00 | 33.1018 | 47.9132
2022-01-16 06:00 | 33.442 | 47.7959
2022-01-16 07:00 | 34.8249 | 49.941
2022-01-16 08:00 | 37.8954 | 54.286
2022-01-16 09:00 | 41.1579 | 58.1085
2022-01-16 10:00 | 42.2622 | 59.0031
2022-01-16 11:00 | 42.3453 | 56.3498
2022-01-16 12:00 | 42.562 | 58.6289
2022-01-16 13:00 | 42.8598 | 58.2393
2022-01-16 14:00 | 42.1913 | 57.8651
2022-01-16 15:00 | 42.3433 | 59.3738
2022-01-16 16:00 | 43.4 | 61.7772
2022-01-16 17:00 | 45.8572 | 67.8188
2022-01-16 18:00 | 48.7372 | 72.6089
2022-01-16 19:00 | 47.9721 | 70.1788
2022-01-16 20:00 | 45.1968 | 65.5885
2022-01-16 21:00 | 42.6913 | 62.3444
2022-01-16 22:00 | 40.5049 | 60.2772
2022-01-16 23:00 | 37.9206 | 57.3963
2022-01-17 | 35.0477 | 54.2266
2022-01-17 01:00 | 34.2058 | 51.9449
2022-01-17 02:00 | 33.5459 | 50.1731
2022-01-17 03:00 | 33.6609 | 49.706
2022-01-17 04:00 | 34.2936 | 49.0302
2022-01-17 05:00 | 34.9336 | 49.6059
2022-01-17 06:00 | 36.7938 | 52.2803
2022-01-17 07:00 | 41.0034 | 57.2608
2022-01-17 08:00 | 46.1276 | 64.3742
2022-01-17 09:00 | 48.2905 | 67.7179
2022-01-17 10:00 | 47.9522 | 67.3637
2022-01-17 11:00 | 47.2669 | 65.1852
2022-01-17 12:00 | 46.4276 | 63.7092
2022-01-17 13:00 | 45.618 | 63.6126
2022-01-17 14:00 | 45.5889 | 62.5574
2022-01-17 15:00 | 45.8685 | 63.7651
2022-01-17 16:00 | 47.3948 | 65.9954
2022-01-17 17:00 | 49.4907 | 70.9985
2022-01-17 18:00 | 51.5617 | 75.04
2022-01-17 19:00 | 51.2755 | 73.1397
2022-01-17 20:00 | 49.5456 | 70.1987
2022-01-17 21:00 | 47.4942 | 67.3986
2022-01-17 22:00 | 45.1911 | 63.3577
2022-01-17 23:00 | 41.7472 | 58.6824
2022-01-18 | 38.462 | 55.3798
2022-01-18 01:00 | 36.4048 | 51.0608
2022-01-18 02:00 | 35.6318 | 48.8469
2022-01-18 03:00 | 35.7521 | 48.3119
2022-01-18 04:00 | 36.3551 | 47.7621
2022-01-18 05:00 | 37.1207 | 48.2288
2022-01-18 06:00 | 39.1195 | 50.7481
2022-01-18 07:00 | 42.9847 | 56.3872
2022-01-18 08:00 | 47.5623 | 64.2177
2022-01-18 09:00 | 48.684 | 67.2728
2022-01-18 10:00 | 47.3601 | 67.2461
2022-01-18 11:00 | 46.1973 | 65.5615
2022-01-18 12:00 | 44.8139 | 62.3609
2022-01-18 13:00 | 43.8472 | 61.4324
2022-01-18 14:00 | 43.6104 | 60.4851
2022-01-18 15:00 | 43.9716 | 61.4682
2022-01-18 16:00 | 45.5136 | 64.2958
2022-01-18 17:00 | 48.0376 | 69.1693
2022-01-18 18:00 | 51.5984 | 74.2523
2022-01-18 19:00 | 51.407 | 72.8373
2022-01-18 20:00 | 49.8276 | 70.2412
2022-01-18 21:00 | 47.8374 | 67.5299
2022-01-18 22:00 | 45.4879 | 63.6198
2022-01-18 23:00 | 42.0807 | 58.9267
2022-01-19 | 38.4761 | 54.8601
2022-01-19 01:00 | 36.7503 | 51.4368
2022-01-19 02:00 | 35.9156 | 49.2129
2022-01-19 03:00 | 35.9823 | 48.6974
2022-01-19 04:00 | 36.4811 | 48.3309
2022-01-19 05:00 | 37.1483 | 48.7456
2022-01-19 06:00 | 39.0784 | 50.8086
2022-01-19 07:00 | 43.0005 | 56.2779
2022-01-19 08:00 | 47.4294 | 63.7627
2022-01-19 09:00 | 48.4117 | 65.8162
2022-01-19 10:00 | 46.8528 | 64.562
2022-01-19 11:00 | 45.3711 | 61.9159
2022-01-19 12:00 | 45.8715 | 60.0197
2022-01-19 13:00 | 45.2394 | 59.047
2022-01-19 14:00 | 45.0899 | 57.9842
2022-01-19 15:00 | 45.2341 | 58.4468
2022-01-19 16:00 | 46.5066 | 61.1547
2022-01-19 17:00 | 48.5228 | 67.5087
2022-01-19 18:00 | 52.4528 | 73.7448
2022-01-19 19:00 | 51.6874 | 73.4474
2022-01-19 20:00 | 49.5215 | 71.869
2022-01-19 21:00 | 47.3768 | 69.8334
2022-01-19 22:00 | 44.9922 | 65.9259
2022-01-19 23:00 | 41.471 | 60.7896
2022-01-20 | 37.5726 | 55.1489
2022-01-20 01:00 | 35.8498 | 52.5835
2022-01-20 02:00 | 34.9918 | 50.2728
2022-01-20 03:00 | 34.9743 | 49.6565
2022-01-20 04:00 | 35.4351 | 49.3166
2022-01-20 05:00 | 36.1055 | 50.087
2022-01-20 06:00 | 37.9128 | 51.9394
2022-01-20 07:00 | 41.6517 | 57.1892
2022-01-20 08:00 | 46.0856 | 64.4437
2022-01-20 09:00 | 47.5048 | 67.8716
2022-01-20 10:00 | 46.5154 | 68.5315
2022-01-20 11:00 | 45.4418 | 67.3586
2022-01-20 12:00 | 43.6705 | 66.8342
2022-01-20 13:00 | 42.706 | 66.5442
2022-01-20 14:00 | 42.8409 | 66.2223
2022-01-20 15:00 | 43.0054 | 67.3396
2022-01-20 16:00 | 44.29 | 69.0126
2022-01-20 17:00 | 46.3476 | 72.112
2022-01-20 18:00 | 50.8183 | 73.7339
2022-01-20 19:00 | 50.2032 | 72.6091
2022-01-20 20:00 | 48.2824 | 70.1532
2022-01-20 21:00 | 46.1611 | 67.5607
2022-01-20 22:00 | 43.8889 | 63.7261
2022-01-20 23:00 | 40.4513 | 58.9196
2022-01-21 | 37.0214 | 54.9519
2022-01-21 01:00 | 35.1543 | 51.7469
2022-01-21 02:00 | 34.2594 | 49.4991
2022-01-21 03:00 | 34.2014 | 48.6588
2022-01-21 04:00 | 34.6539 | 48.157
2022-01-21 05:00 | 35.308 | 48.4411
2022-01-21 06:00 | 37.0539 | 50.5336
2022-01-21 07:00 | 40.7816 | 55.4069
2022-01-21 08:00 | 44.9565 | 61.8572
2022-01-21 09:00 | 45.7761 | 63.9384
2022-01-21 10:00 | 44.5057 | 63.3673
2022-01-21 11:00 | 43.0812 | 61.7216
2022-01-21 12:00 | 41.9225 | 57.8189
2022-01-21 13:00 | 40.7696 | 57.0453
2022-01-21 14:00 | 40.6869 | 56.1796
2022-01-21 15:00 | 40.3579 | 56.7513
2022-01-21 16:00 | 41.1826 | 58.7337
2022-01-21 17:00 | 43.3077 | 63.2389
2022-01-21 18:00 | 47.8757 | 69.392
2022-01-21 19:00 | 47.6166 | 68.4793
2022-01-21 20:00 | 45.8077 | 66.2459
2022-01-21 21:00 | 43.9349 | 64.091
2022-01-21 22:00 | 41.8377 | 60.5451
2022-01-21 23:00 | 38.6191 | 56.0862
2022-01-22 | 35.1214 | 51.5071
2022-01-22 01:00 | 33.253 | 49.4749
2022-01-22 02:00 | 32.2458 | 47.5387
2022-01-22 03:00 | 32.0814 | 46.8036
2022-01-22 04:00 | 32.389 | 46.113
2022-01-22 05:00 | 32.7465 | 46.02
2022-01-22 06:00 | 33.6954 | 46.8948
2022-01-22 07:00 | 35.5989 | 48.749
2022-01-22 08:00 | 38.5704 | 52.2247
2022-01-22 09:00 | 41.4202 | 54.2849
2022-01-22 10:00 | 42.3725 | 54.7786
2022-01-22 11:00 | 42.6848 | 54.2579
2022-01-22 12:00 | 41.4223 | 51.5731
2022-01-22 13:00 | 41.0876 | 51.539
2022-01-22 14:00 | 40.5774 | 49.6894
2022-01-22 15:00 | 40.2579 | 49.9029
2022-01-22 16:00 | 41.009 | 52.6985
2022-01-22 17:00 | 43.3272 | 57.795
2022-01-22 18:00 | 47.2618 | 62.3706
2022-01-22 19:00 | 46.528 | 60.5742
2022-01-22 20:00 | 43.8551 | 57.8496
2022-01-22 21:00 | 41.2074 | 56.1843
2022-01-22 22:00 | 39.4527 | 54.0188
2022-01-22 23:00 | 36.9597 | 51.1643
2022-01-23 | 34.5886 | 49.6334
2022-01-23 01:00 | 32.5691 | 44.6756
2022-01-23 02:00 | 31.5379 | 42.9369
2022-01-23 03:00 | 31.3258 | 42.3949
2022-01-23 04:00 | 31.5386 | 41.6871
2022-01-23 05:00 | 31.7304 | 41.3305
2022-01-23 06:00 | 32.4634 | 42.0185
2022-01-23 07:00 | 34.1526 | 43.6541
2022-01-23 08:00 | 37.3126 | 47.4894
2022-01-23 09:00 | 40.2663 | 49.9789
2022-01-23 10:00 | 41.0876 | 50.9791
2022-01-23 11:00 | 41.3063 | 51.121
2022-01-23 12:00 | 41.175 | 48.3298
2022-01-23 13:00 | 41.2666 | 48.463
2022-01-23 14:00 | 40.9775 | 48.1266
2022-01-23 15:00 | 41.0203 | 49.59
2022-01-23 16:00 | 42.1801 | 52.571
2022-01-23 17:00 | 44.8715 | 58.357
2022-01-23 18:00 | 48.0991 | 65.0928
2022-01-23 19:00 | 47.5186 | 62.8637
2022-01-23 20:00 | 45.0786 | 59.5134
2022-01-23 21:00 | 42.3198 | 57.1131
2022-01-23 22:00 | 40.2326 | 54.6599
2022-01-23 23:00 | 37.5143 | 51.4956
2022-01-24 | 35.3708 | 48.6341
2022-01-24 01:00 | 34.0041 | 44.4263
2022-01-24 02:00 | 33.307 | 42.7033
2022-01-24 03:00 | 33.3975 | 42.3086
2022-01-24 04:00 | 33.9711 | 41.7851
2022-01-24 05:00 | 34.6948 | 42.6004
2022-01-24 06:00 | 36.7749 | 46.3478
2022-01-24 07:00 | 40.8572 | 51.3452
2022-01-24 08:00 | 45.4065 | 57.6276
2022-01-24 09:00 | 47.0468 | 59.8372
2022-01-24 10:00 | 46.4899 | 59.607
2022-01-24 11:00 | 45.9979 | 59.3057
2022-01-24 12:00 | 43.9369 | 55.788
2022-01-24 13:00 | 43.2702 | 55.968
2022-01-24 14:00 | 43.137 | 55.2634
2022-01-24 15:00 | 43.4803 | 56.3398
2022-01-24 16:00 | 44.8868 | 59.2466
2022-01-24 17:00 | 47.0095 | 64.499
2022-01-24 18:00 | 50.2319 | 68.6432
2022-01-24 19:00 | 50.2898 | 67.0555
2022-01-24 20:00 | 48.6145 | 64.1143
2022-01-24 21:00 | 46.6694 | 61.6008
2022-01-24 22:00 | 44.3776 | 58.0559
2022-01-24 23:00 | 40.9712 | 53.4774
2022-01-25 | 37.3425 | 49.2957
2022-01-25 01:00 | 35.5178 | 46.4341
2022-01-25 02:00 | 34.721 | 44.2392
2022-01-25 03:00 | 34.7482 | 43.5138
2022-01-25 04:00 | 35.2839 | 42.954
2022-01-25 05:00 | 36.0745 | 43.5466
2022-01-25 06:00 | 37.9023 | 45.8281
2022-01-25 07:00 | 41.687 | 51.1792
2022-01-25 08:00 | 45.8928 | 57.7749
2022-01-25 09:00 | 46.9655 | 59.6858
2022-01-25 10:00 | 45.8915 | 59.027
2022-01-25 11:00 | 45.0479 | 58.5086
2022-01-25 12:00 | 43.7402 | 54.9297
2022-01-25 13:00 | 43.0081 | 54.3676
2022-01-25 14:00 | 42.9679 | 53.0654
2022-01-25 15:00 | 43.176 | 54.1824
2022-01-25 16:00 | 44.4295 | 57.4684
2022-01-25 17:00 | 46.5832 | 62.4944
2022-01-25 18:00 | 50.0424 | 69.0778
2022-01-25 19:00 | 49.9518 | 67.94
2022-01-25 20:00 | 48.3538 | 65.8187
2022-01-25 21:00 | 46.3821 | 63.8769
2022-01-25 22:00 | 44.1061 | 60.6299
2022-01-25 23:00 | 40.7361 | 56.2113
2022-01-26 | 37.5431 | 50.4289
2022-01-26 01:00 | 34.8482 | 49.5285
2022-01-26 02:00 | 33.9509 | 47.1934
2022-01-26 03:00 | 33.8678 | 46.593
2022-01-26 04:00 | 34.2547 | 46.258
2022-01-26 05:00 | 34.9761 | 46.6239
2022-01-26 06:00 | 37.0971 | 47.8232
2022-01-26 07:00 | 40.7925 | 53.2294
2022-01-26 08:00 | 44.6128 | 60.4395
2022-01-26 09:00 | 45.3633 | 63.5313
2022-01-26 10:00 | 43.9961 | 63.4305
2022-01-26 11:00 | 42.983 | 62.6627
2022-01-26 12:00 | 40.6645 | 58.7576
2022-01-26 13:00 | 39.7649 | 58.2557
2022-01-26 14:00 | 39.7342 | 57.071
2022-01-26 15:00 | 39.7261 | 58.276
2022-01-26 16:00 | 40.762 | 60.8851
2022-01-26 17:00 | 43.0707 | 67.2087
2022-01-26 18:00 | 47.1332 | 72.7147
2022-01-26 19:00 | 47.1485 | 72.0892
2022-01-26 20:00 | 45.6313 | 69.6351
2022-01-26 21:00 | 43.8392 | 67.4028
2022-01-26 22:00 | 41.682 | 63.549
2022-01-26 23:00 | 38.4226 | 58.3733
2022-01-27 | 34.9954 | 54.4405
2022-01-27 01:00 | 32.9578 | 50.1883
2022-01-27 02:00 | 32.075 | 48.0519
2022-01-27 03:00 | 32.0026 | 47.7193
2022-01-27 04:00 | 32.4097 | 47.3634
2022-01-27 05:00 | 33.2273 | 48.3488
2022-01-27 06:00 | 35.3031 | 50.5737
2022-01-27 07:00 | 39.0532 | 56.0234
2022-01-27 08:00 | 42.882 | 62.944
2022-01-27 09:00 | 43.4938 | 64.662
2022-01-27 10:00 | 42.2801 | 63.6823
2022-01-27 11:00 | 41.1316 | 61.7797
2022-01-27 12:00 | 40.6699 | 58.7167
2022-01-27 13:00 | 39.7191 | 57.9206
2022-01-27 14:00 | 39.8625 | 57.459
2022-01-27 15:00 | 39.7197 | 58.9982
2022-01-27 16:00 | 40.6088 | 61.3226
2022-01-27 17:00 | 42.6076 | 66.7413
2022-01-27 18:00 | 46.9753 | 72.05
2022-01-27 19:00 | 46.9048 | 71.4746
2022-01-27 20:00 | 45.3941 | 68.6154
2022-01-27 21:00 | 43.6233 | 66.1371
2022-01-27 22:00 | 41.5941 | 62.5343
2022-01-27 23:00 | 38.4224 | 57.4641
2022-01-28 | 34.4233 | 54.2473
2022-01-28 01:00 | 32.4751 | 49.3386
2022-01-28 02:00 | 31.5461 | 47.3331
2022-01-28 03:00 | 31.416 | 46.8231
2022-01-28 04:00 | 31.801 | 46.2203
2022-01-28 05:00 | 32.5853 | 46.6242
2022-01-28 06:00 | 34.591 | 50.2432
2022-01-28 07:00 | 38.4226 | 55.1429
2022-01-28 08:00 | 42.3409 | 61.1854
2022-01-28 09:00 | 43.3036 | 62.475
2022-01-28 10:00 | 42.5047 | 60.8418
2022-01-28 11:00 | 41.6767 | 58.3186
2022-01-28 12:00 | 40.1819 | 60.2886
2022-01-28 13:00 | 39.3599 | 59.698
2022-01-28 14:00 | 39.1427 | 58.8731
2022-01-28 15:00 | 38.6551 | 59.5835
2022-01-28 16:00 | 38.9768 | 60.492
2022-01-28 17:00 | 40.7511 | 64.0423
2022-01-28 18:00 | 44.4958 | 66.8901
2022-01-28 19:00 | 44.2491 | 66.3928
2022-01-28 20:00 | 42.6093 | 63.654
2022-01-28 21:00 | 40.8555 | 61.5379
2022-01-28 22:00 | 38.8174 | 58.0726
2022-01-28 23:00 | 35.8278 | 53.4977
2022-01-29 | 32.5471 | 50.1926
2022-01-29 01:00 | 30.3875 | 47.7871
2022-01-29 02:00 | 29.335 | 45.9179
2022-01-29 03:00 | 29.0988 | 45.3137
2022-01-29 04:00 | 29.3001 | 44.478
2022-01-29 05:00 | 29.4171 | 44.366
2022-01-29 06:00 | 30.0911 | 46.1896
2022-01-29 07:00 | 32.4642 | 47.9419
2022-01-29 08:00 | 36.5353 | 51.6025
2022-01-29 09:00 | 39.5303 | 53.9789
2022-01-29 10:00 | 40.2283 | 55.0458
2022-01-29 11:00 | 40.4199 | 55.0779
2022-01-29 12:00 | 39.2627 | 53.2972
2022-01-29 13:00 | 38.5466 | 53.6649
2022-01-29 14:00 | 37.7843 | 51.9208
2022-01-29 15:00 | 37.3466 | 52.2666
2022-01-29 16:00 | 38.2191 | 54.5845
2022-01-29 17:00 | 40.4907 | 58.0919
2022-01-29 18:00 | 43.7184 | 60.913
2022-01-29 19:00 | 42.7471 | 59.4692
2022-01-29 20:00 | 40.3232 | 57.1934
2022-01-29 21:00 | 38.2739 | 55.9731
2022-01-29 22:00 | 36.8064 | 53.9501
2022-01-29 23:00 | 34.5703 | 51.1684
2022-01-30 | 32.0361 | 47.9841
2022-01-30 01:00 | 29.8716 | 45.414
2022-01-30 02:00 | 28.8151 | 43.2356
2022-01-30 03:00 | 28.5442 | 42.4742
2022-01-30 04:00 | 28.6479 | 41.9161
2022-01-30 05:00 | 28.6092 | 41.6065
2022-01-30 06:00 | 28.874 | 41.7083
2022-01-30 07:00 | 30.8641 | 43.3028
2022-01-30 08:00 | 34.7962 | 47.0552
2022-01-30 09:00 | 37.5546 | 48.8421
2022-01-30 10:00 | 37.94 | 49.0207
2022-01-30 11:00 | 38.1827 | 48.3764
2022-01-30 12:00 | 38.7192 | 52.9769
2022-01-30 13:00 | 38.4921 | 53.3679
2022-01-30 14:00 | 38.1102 | 53.7369
2022-01-30 15:00 | 38.173 | 54.9875
2022-01-30 16:00 | 39.5278 | 56.5894
2022-01-30 17:00 | 42.1532 | 60.7979
2022-01-30 18:00 | 44.5089 | 61.8156
2022-01-30 19:00 | 43.7127 | 61.7607
2022-01-30 20:00 | 41.5133 | 59.4933
2022-01-30 21:00 | 39.3582 | 57.6605
2022-01-30 22:00 | 37.5584 | 55.2376
2022-01-30 23:00 | 35.056 | 51.7476
2022-01-31 | 32.7924 | 48.822
2022-01-31 01:00 | 30.8721 | 46.0015
2022-01-31 02:00 | 30.1195 | 44.1082
2022-01-31 03:00 | 30.1388 | 43.8332
2022-01-31 04:00 | 30.6369 | 43.5209
2022-01-31 05:00 | 31.4927 | 44.5032
2022-01-31 06:00 | 33.9337 | 46.9772
2022-01-31 07:00 | 38.1839 | 52.496
2022-01-31 08:00 | 42.3479 | 59.373
2022-01-31 09:00 | 43.9111 | 61.7386
2022-01-31 10:00 | 43.6819 | 61.3865
2022-01-31 11:00 | 43.5891 | 60.4469
2022-01-31 12:00 | 42.213 | 55.9417
2022-01-31 13:00 | 41.9705 | 55.4915
2022-01-31 14:00 | 41.7901 | 54.6595
2022-01-31 15:00 | 41.9639 | 55.6432
2022-01-31 16:00 | 42.8359 | 58.3447
2022-01-31 17:00 | 44.4802 | 64.7002
2022-01-31 18:00 | 46.7978 | 70.4977
2022-01-31 19:00 | 46.4048 | 69.8742
2022-01-31 20:00 | 44.6659 | 67.1739
2022-01-31 21:00 | 42.6604 | 64.8163
2022-01-31 22:00 | 40.3507 | 61.2383
2022-01-31 23:00 | 37.1542 | 56.2728
2022-02-01 | 34.3671 | 51.5939
2022-02-01 01:00 | 31.6959 | 48.2049
2022-02-01 02:00 | 30.7734 | 46.5888
2022-02-01 03:00 | 30.8263 | 46.3429
2022-02-01 04:00 | 31.4611 | 45.653
2022-02-01 05:00 | 32.3872 | 46.4563
2022-02-01 06:00 | 34.6614 | 49.897
2022-02-01 07:00 | 38.9417 | 55.1126
2022-02-01 08:00 | 42.824 | 62.3515
2022-02-01 09:00 | 43.3887 | 64.3938
2022-02-01 10:00 | 42.0639 | 62.7709
2022-02-01 11:00 | 41.3259 | 61.2908
2022-02-01 12:00 | 40.6843 | 55.2926
2022-02-01 13:00 | 40.1458 | 54.1637
2022-02-01 14:00 | 39.6695 | 52.0893
2022-02-01 15:00 | 39.7371 | 53.2108
2022-02-01 16:00 | 41.0054 | 57.5096
2022-02-01 17:00 | 43.0474 | 64.8897
2022-02-01 18:00 | 45.2896 | 70.6853
2022-02-01 19:00 | 45.6736 | 71.1811
2022-02-01 20:00 | 44.3188 | 69.2158
2022-02-01 21:00 | 42.5899 | 66.9071
2022-02-01 22:00 | 40.4209 | 63.2704
2022-02-01 23:00 | 37.4006 | 58.4368
2022-02-02 | 33.9593 | 54.703
2022-02-02 01:00 | 32.3123 | 49.8285
2022-02-02 02:00 | 31.4037 | 48.2518
2022-02-02 03:00 | 31.4284 | 47.7057
2022-02-02 04:00 | 32.0074 | 47.1695
2022-02-02 05:00 | 32.8968 | 47.982
2022-02-02 06:00 | 34.9847 | 51.0606
2022-02-02 07:00 | 39.2603 | 55.9354
2022-02-02 08:00 | 42.9578 | 62.2571
2022-02-02 09:00 | 43.0508 | 63.1367
2022-02-02 10:00 | 41.1597 | 61.2154
2022-02-02 11:00 | 39.9936 | 59.8129
2022-02-02 12:00 | 40.1519 | 61.2188
2022-02-02 13:00 | 39.5687 | 61.1527
2022-02-02 14:00 | 38.9605 | 60.6041
2022-02-02 15:00 | 38.7579 | 61.1018
2022-02-02 16:00 | 39.8816 | 63.3686
2022-02-02 17:00 | 41.9378 | 67.8067
2022-02-02 18:00 | 45.3654 | 71.1242
2022-02-02 19:00 | 45.6467 | 70.5105
2022-02-02 20:00 | 44.1773 | 67.9672
2022-02-02 21:00 | 42.4373 | 65.4642
2022-02-02 22:00 | 40.2575 | 61.8316
2022-02-02 23:00 | 37.2077 | 57.0729
2022-02-03 | 33.6447 | 52.4791
2022-02-03 01:00 | 32.7185 | 48.9467
2022-02-03 02:00 | 31.8403 | 47.34
2022-02-03 03:00 | 31.8576 | 46.9089
2022-02-03 04:00 | 32.504 | 46.2117
2022-02-03 05:00 | 33.3906 | 46.8424
2022-02-03 06:00 | 35.7155 | 50.1383
2022-02-03 07:00 | 39.9379 | 54.9761
2022-02-03 08:00 | 43.8649 | 61.1264
2022-02-03 09:00 | 44.0313 | 63.2828
2022-02-03 10:00 | 42.1861 | 62.1357
2022-02-03 11:00 | 40.9125 | 60.6199
2022-02-03 12:00 | 41.7356 | 59.272
2022-02-03 13:00 | 41.1478 | 58.8747
2022-02-03 14:00 | 40.7063 | 57.335
2022-02-03 15:00 | 40.6766 | 57.9838
2022-02-03 16:00 | 41.9736 | 60.9536
2022-02-03 17:00 | 43.7883 | 65.6445
2022-02-03 18:00 | 47.0798 | 68.7303
2022-02-03 19:00 | 47.7322 | 69.0775
2022-02-03 20:00 | 46.4198 | 67.8326
2022-02-03 21:00 | 44.6697 | 65.712
2022-02-03 22:00 | 42.5305 | 61.9886
2022-02-03 23:00 | 39.3982 | 57.6607
2022-02-04 | 35.7567 | 51.9661
2022-02-04 01:00 | 34.6801 | 50.1477
2022-02-04 02:00 | 33.7791 | 48.3461
2022-02-04 03:00 | 33.7606 | 48.0294
2022-02-04 04:00 | 34.4254 | 47.5557
2022-02-04 05:00 | 35.2432 | 47.9396
2022-02-04 06:00 | 37.1028 | 50.0354
2022-02-04 07:00 | 41.2982 | 55.4321
2022-02-04 08:00 | 45.6665 | 62.7369
2022-02-04 09:00 | 47.0211 | 64.8933
2022-02-04 10:00 | 45.9998 | 63.5857
2022-02-04 11:00 | 45.3556 | 61.4387
2022-02-04 12:00 | 43.3101 | 62.4512
2022-02-04 13:00 | 42.5971 | 61.552
2022-02-04 14:00 | 41.8662 | 60.3157
2022-02-04 15:00 | 41.5791 | 60.4827
2022-02-04 16:00 | 42.5965 | 62.7561
2022-02-04 17:00 | 44.4037 | 67.7523
2022-02-04 18:00 | 47.3851 | 71.9062
2022-02-04 19:00 | 48.0097 | 71.9969
2022-02-04 20:00 | 46.382 | 69.5605
2022-02-04 21:00 | 44.5075 | 66.7282
2022-02-04 22:00 | 42.3091 | 62.7349
2022-02-04 23:00 | 39.1682 | 58.0096
2022-02-05 | 35.8771 | 53.5069
2022-02-05 01:00 | 33.6491 | 51.1173
2022-02-05 02:00 | 32.5347 | 50.1512
2022-02-05 03:00 | 32.2302 | 49.9325
2022-02-05 04:00 | 32.6608 | 49.6081
2022-02-05 05:00 | 33.114 | 49.5354
2022-02-05 06:00 | 34.0814 | 51.0768
2022-02-05 07:00 | 36.4215 | 53.7592
2022-02-05 08:00 | 39.5946 | 57.1008
2022-02-05 09:00 | 42.6006 | 59.7334
2022-02-05 10:00 | 43.3057 | 59.5692
2022-02-05 11:00 | 42.9789 | 57.2373
2022-02-05 12:00 | 43.8142 | 57.2501
2022-02-05 13:00 | 43.6843 | 57.0435
2022-02-05 14:00 | 42.7795 | 55.1527
2022-02-05 15:00 | 42.4484 | 55.7721
2022-02-05 16:00 | 43.2195 | 58.5399
2022-02-05 17:00 | 45.0581 | 63.5813
2022-02-05 18:00 | 46.7496 | 67.604
2022-02-05 19:00 | 46.4127 | 66.0798
2022-02-05 20:00 | 43.8898 | 62.6245
2022-02-05 21:00 | 40.9599 | 60.3728
2022-02-05 22:00 | 38.9477 | 58.1154
2022-02-05 23:00 | 36.6472 | 55.5225
2022-02-06 | 34.3495 | 53.4254
2022-02-06 01:00 | 32.7636 | 49.8699
2022-02-06 02:00 | 31.6347 | 48.5787
2022-02-06 03:00 | 31.2236 | 47.5376
2022-02-06 04:00 | 31.5428 | 46.6342
2022-02-06 05:00 | 31.813 | 46.7603
2022-02-06 06:00 | 32.137 | 46.4209
2022-02-06 07:00 | 33.9607 | 47.2823
2022-02-06 08:00 | 37.0194 | 49.4774
2022-02-06 09:00 | 39.8215 | 50.5827
2022-02-06 10:00 | 40.2824 | 50.5826
2022-02-06 11:00 | 40.432 | 50.7027
2022-02-06 12:00 | 40.4256 | 48.1524
2022-02-06 13:00 | 40.4661 | 48.5604
2022-02-06 14:00 | 39.6791 | 47.5298
2022-02-06 15:00 | 39.6767 | 48.2376
2022-02-06 16:00 | 40.9394 | 51.6572
2022-02-06 17:00 | 43.4671 | 58.3772
2022-02-06 18:00 | 46.3391 | 65.8026
2022-02-06 19:00 | 46.3848 | 65.2275
2022-02-06 20:00 | 43.8685 | 62.5342
2022-02-06 21:00 | 41.3334 | 59.9933
2022-02-06 22:00 | 39.2069 | 57.9293
2022-02-06 23:00 | 36.6492 | 55.4745
2022-02-07 | 34.2275 | 50.8708
2022-02-07 01:00 | 32.5647 | 49.6693
2022-02-07 02:00 | 31.8188 | 48.1033
2022-02-07 03:00 | 31.7458 | 47.7647
2022-02-07 04:00 | 32.4141 | 47.2685
2022-02-07 05:00 | 33.2256 | 47.8844
2022-02-07 06:00 | 35.2498 | 49.4176
2022-02-07 07:00 | 39.6366 | 54.8239
2022-02-07 08:00 | 44.1746 | 61.7322
2022-02-07 09:00 | 45.9813 | 64.1515
2022-02-07 10:00 | 45.4644 | 63.1311
2022-02-07 11:00 | 45.1277 | 61.5786
2022-02-07 12:00 | 44.5066 | 59.5661
2022-02-07 13:00 | 43.9219 | 59.2723
2022-02-07 14:00 | 43.6002 | 58.0008
2022-02-07 15:00 | 43.7878 | 58.6933
2022-02-07 16:00 | 45.1251 | 62.0124
2022-02-07 17:00 | 46.8684 | 68.2665
2022-02-07 18:00 | 48.9427 | 73.0069
2022-02-07 19:00 | 48.8763 | 72.9594
2022-02-07 20:00 | 46.95 | 70.6609
2022-02-07 21:00 | 44.6455 | 67.7468
2022-02-07 22:00 | 42.2189 | 63.5478
2022-02-07 23:00 | 38.9132 | 58.8522
2022-02-08 | 36.0812 | 54.4586
2022-02-08 01:00 | 34.8942 | 50.285
2022-02-08 02:00 | 34.1241 | 48.5948
2022-02-08 03:00 | 34.0347 | 48.2229
2022-02-08 04:00 | 34.7743 | 47.6283
2022-02-08 05:00 | 35.6223 | 48.3801
2022-02-08 06:00 | 37.66 | 51.7427
2022-02-08 07:00 | 41.7904 | 57.1856
2022-02-08 08:00 | 46.3422 | 64.1931
2022-02-08 09:00 | 47.875 | 65.9438
2022-02-08 10:00 | 46.9877 | 65.0726
2022-02-08 11:00 | 46.67 | 64.0277
2022-02-08 12:00 | 44.4485 | 57.7907
2022-02-08 13:00 | 43.5814 | 57.036
2022-02-08 14:00 | 43.2255 | 56.2967
2022-02-08 15:00 | 43.5218 | 57.5503
2022-02-08 16:00 | 45.1893 | 61.0105
2022-02-08 17:00 | 47.5339 | 66.4708
2022-02-08 18:00 | 51.4568 | 70.6289
2022-02-08 19:00 | 52.0452 | 71.4297
2022-02-08 20:00 | 50.5434 | 69.3203
2022-02-08 21:00 | 48.4306 | 66.8611
2022-02-08 22:00 | 46.0079 | 63.218
2022-02-08 23:00 | 42.5393 | 58.356
2022-02-09 | 39.2429 | 54.6294
2022-02-09 01:00 | 37.0268 | 49.6781
2022-02-09 02:00 | 36.2126 | 48.1387
2022-02-09 03:00 | 36.1226 | 47.9293
2022-02-09 04:00 | 36.7493 | 47.3413
2022-02-09 05:00 | 37.5837 | 47.868
2022-02-09 06:00 | 39.4906 | 50.7516
2022-02-09 07:00 | 43.5908 | 56.0434
2022-02-09 08:00 | 47.7501 | 62.5116
2022-02-09 09:00 | 48.4721 | 64.5365
2022-02-09 10:00 | 46.5439 | 63.2551
2022-02-09 11:00 | 45.329 | 62.0376
2022-02-09 12:00 | 44.4239 | 56.9061
2022-02-09 13:00 | 43.682 | 56.5206
2022-02-09 14:00 | 43.0977 | 55.4223
2022-02-09 15:00 | 43.3071 | 56.6603
2022-02-09 16:00 | 44.7816 | 59.5083
2022-02-09 17:00 | 46.98 | 65.7968
2022-02-09 18:00 | 51.0875 | 70.4712
2022-02-09 19:00 | 51.6682 | 71.3663
2022-02-09 20:00 | 49.9224 | 69.4558
2022-02-09 21:00 | 47.7795 | 67.2247
2022-02-09 22:00 | 45.3138 | 63.2672
2022-02-09 23:00 | 41.8139 | 58.313
2022-02-10 | 37.9944 | 53.7873
2022-02-10 01:00 | 36.0627 | 51.0528
2022-02-10 02:00 | 35.1825 | 49.2783
2022-02-10 03:00 | 35.0106 | 49.0234
2022-02-10 04:00 | 35.5775 | 48.5944
2022-02-10 05:00 | 36.3946 | 49.3772
2022-02-10 06:00 | 38.0433 | 51.8487
2022-02-10 07:00 | 42.0675 | 57.0698
2022-02-10 08:00 | 46.3871 | 63.1628
2022-02-10 09:00 | 48.0168 | 64.5415
2022-02-10 10:00 | 47.0241 | 63.1316
2022-02-10 11:00 | 46.2387 | 61.6188
2022-02-10 12:00 | 42.9965 | 57.2501
2022-02-10 13:00 | 42.0483 | 56.5151
2022-02-10 14:00 | 41.7858 | 55.5749
2022-02-10 15:00 | 41.6628 | 56.8788
2022-02-10 16:00 | 42.9099 | 60.0878
2022-02-10 17:00 | 44.7627 | 65.9667
2022-02-10 18:00 | 47.6821 | 70.8534
2022-02-10 19:00 | 48.6385 | 71.9876
2022-02-10 20:00 | 47.2053 | 70.2847
2022-02-10 21:00 | 45.1818 | 67.8214
2022-02-10 22:00 | 42.9889 | 63.8338
2022-02-10 23:00 | 39.6935 | 59.0504
2022-02-11 | 37.0047 | 54.5529
2022-02-11 01:00 | 34.6091 | 51.0954
2022-02-11 02:00 | 33.6724 | 49.4067
2022-02-11 03:00 | 33.4235 | 48.984
2022-02-11 04:00 | 33.9792 | 48.4346
2022-02-11 05:00 | 34.8154 | 48.8176
2022-02-11 06:00 | 36.5655 | 50.9763
2022-02-11 07:00 | 40.368 | 56.2063
2022-02-11 08:00 | 44.3006 | 62.3006
2022-02-11 09:00 | 45.6473 | 63.7239
2022-02-11 10:00 | 44.7394 | 62.5555
2022-02-11 11:00 | 44.1459 | 61.3495
2022-02-11 12:00 | 42.6896 | 55.2874
2022-02-11 13:00 | 41.696 | 54.6512
2022-02-11 14:00 | 41.5116 | 54.088
2022-02-11 15:00 | 41.2048 | 55.3211
2022-02-11 16:00 | 42.0161 | 57.749
2022-02-11 17:00 | 43.7225 | 63.1323
2022-02-11 18:00 | 46.8118 | 68.5179
2022-02-11 19:00 | 47.2744 | 69.1567
2022-02-11 20:00 | 45.4918 | 66.5686
2022-02-11 21:00 | 43.3652 | 63.9148
2022-02-11 22:00 | 41.1457 | 60.0999
2022-02-11 23:00 | 37.8895 | 55.4594
2022-02-12 | 34.3096 | 52.2138
2022-02-12 01:00 | 32.3057 | 49.1562
2022-02-12 02:00 | 31.2349 | 47.898
2022-02-12 03:00 | 30.8229 | 47.6017
2022-02-12 04:00 | 31.1693 | 46.9677
2022-02-12 05:00 | 31.5544 | 47.1291
2022-02-12 06:00 | 32.271 | 49.0401
2022-02-12 07:00 | 34.4365 | 51.3713
2022-02-12 08:00 | 37.422 | 54.0408
2022-02-12 09:00 | 39.6915 | 56.3041
2022-02-12 10:00 | 39.8183 | 56.8077
2022-02-12 11:00 | 40.1876 | 56.4603
2022-02-12 12:00 | 38.4631 | 53.8786
2022-02-12 13:00 | 37.705 | 54.1739
2022-02-12 14:00 | 36.922 | 52.7693
2022-02-12 15:00 | 36.5011 | 53.0889
2022-02-12 16:00 | 37.4442 | 55.353
2022-02-12 17:00 | 39.8171 | 60.4661
2022-02-12 18:00 | 42.6723 | 65.0047
2022-02-12 19:00 | 43.1282 | 64.4576
2022-02-12 20:00 | 40.7813 | 61.0485
2022-02-12 21:00 | 38.7026 | 58.5237
2022-02-12 22:00 | 37.0941 | 56.1237
2022-02-12 23:00 | 34.7262 | 53.499
2022-02-13 | 32.2617 | 50.9268
2022-02-13 01:00 | 30.1341 | 48.1423
2022-02-13 02:00 | 29.1368 | 46.9449
2022-02-13 03:00 | 28.8072 | 46.4708
2022-02-13 04:00 | 29.1276 | 45.8681
2022-02-13 05:00 | 29.4285 | 45.5955
2022-02-13 06:00 | 29.9876 | 46.5241
2022-02-13 07:00 | 31.7914 | 48.3943
2022-02-13 08:00 | 34.9055 | 50.985
2022-02-13 09:00 | 37.3266 | 53.7736
2022-02-13 10:00 | 37.6537 | 55.2545
2022-02-13 11:00 | 38.3978 | 55.5644
2022-02-13 12:00 | 37.3333 | 54.3394
2022-02-13 13:00 | 37.0216 | 54.8394
2022-02-13 14:00 | 36.4188 | 54.49
2022-02-13 15:00 | 36.5344 | 55.484
2022-02-13 16:00 | 38.1461 | 57.6511
2022-02-13 17:00 | 41.1322 | 62.356
2022-02-13 18:00 | 43.6476 | 65.8096
2022-02-13 19:00 | 44.4496 | 65.4584
2022-02-13 20:00 | 42.5507 | 62.6896
2022-02-13 21:00 | 40.2572 | 60.195
2022-02-13 22:00 | 38.4567 | 57.7138
2022-02-13 23:00 | 35.8573 | 54.6706
2022-02-14 | 33.5171 | 51.0929
2022-02-14 01:00 | 31.3225 | 48.532
2022-02-14 02:00 | 30.5691 | 47.052
2022-02-14 03:00 | 30.4681 | 46.7856
2022-02-14 04:00 | 31.0711 | 46.325
2022-02-14 05:00 | 32.0805 | 47.0784
2022-02-14 06:00 | 34.3779 | 49.9942
2022-02-14 07:00 | 38.7913 | 55.263
2022-02-14 08:00 | 42.8085 | 61.0886
2022-02-14 09:00 | 44.0877 | 61.3425
2022-02-14 10:00 | 43.3403 | 58.4267
2022-02-14 11:00 | 43.0921 | 55.4607
2022-02-14 12:00 | 40.7304 | 58.2742
2022-02-14 13:00 | 40.1667 | 57.7653
2022-02-14 14:00 | 39.5944 | 56.5801
2022-02-14 15:00 | 39.7418 | 57.0853
2022-02-14 16:00 | 40.7987 | 59.8095
2022-02-14 17:00 | 42.6864 | 65.9825
2022-02-14 18:00 | 43.5261 | 69.693
2022-02-14 19:00 | 44.7363 | 70.4535
2022-02-14 20:00 | 43.6853 | 68.2135
2022-02-14 21:00 | 41.8537 | 65.5742
2022-02-14 22:00 | 39.5921 | 61.6193
2022-02-14 23:00 | 36.5103 | 56.7822
2022-02-15 | 33.5088 | 52.9406
2022-02-15 01:00 | 31.9301 | 48.4789
2022-02-15 02:00 | 31.1043 | 46.7543
2022-02-15 03:00 | 30.9904 | 46.5448
2022-02-15 04:00 | 31.633 | 46.0891
2022-02-15 05:00 | 32.7046 | 46.8933
2022-02-15 06:00 | 34.8714 | 50.0543
2022-02-15 07:00 | 39.1033 | 56.2105
2022-02-15 08:00 | 42.9367 | 63.7369
2022-02-15 09:00 | 43.8626 | 66.1252
2022-02-15 10:00 | 42.9116 | 65.2574
2022-02-15 11:00 | 42.5415 | 62.9903
2022-02-15 12:00 | 41.9175 | 59.1281
2022-02-15 13:00 | 41.2986 | 58.1549
2022-02-15 14:00 | 41.0644 | 57.2093
2022-02-15 15:00 | 41.0977 | 58.2381
2022-02-15 16:00 | 42.2381 | 60.9336
2022-02-15 17:00 | 44.183 | 66.2942
2022-02-15 18:00 | 46.8803 | 69.7586
2022-02-15 19:00 | 47.758 | 70.6744
2022-02-15 20:00 | 46.3689 | 68.1691
2022-02-15 21:00 | 44.4971 | 65.5372
2022-02-15 22:00 | 42.2811 | 61.7592
2022-02-15 23:00 | 39.073 | 56.9018
2022-02-16 | 34.9628 | 53.2964
2022-02-16 01:00 | 34.3905 | 48.9591
2022-02-16 02:00 | 33.6565 | 47.2721
2022-02-16 03:00 | 33.5412 | 46.6738
2022-02-16 04:00 | 34.2226 | 46.2378
2022-02-16 05:00 | 35.2342 | 46.7986
2022-02-16 06:00 | 37.4105 | 50.5857
2022-02-16 07:00 | 41.731 | 55.785
2022-02-16 08:00 | 45.7004 | 61.334
2022-02-16 09:00 | 45.9242 | 61.3363
2022-02-16 10:00 | 43.8763 | 58.6841
2022-02-16 11:00 | 42.5888 | 55.808
2022-02-16 12:00 | 41.0041 | 50.4822
2022-02-16 13:00 | 40.1012 | 49.1469
2022-02-16 14:00 | 39.5349 | 47.8128
2022-02-16 15:00 | 39.408 | 47.6089
2022-02-16 16:00 | 40.7547 | 50.5015
2022-02-16 17:00 | 43.177 | 57.8377
2022-02-16 18:00 | 47.9349 | 65.0698
2022-02-16 19:00 | 49.237 | 66.6552
2022-02-16 20:00 | 48.1817 | 65.1564
2022-02-16 21:00 | 46.2827 | 63.3079
2022-02-16 22:00 | 43.9481 | 59.7789
2022-02-16 23:00 | 40.6091 | 54.8566
2022-02-17 | 37.5751 | 50.5688
2022-02-17 01:00 | 35.1088 | 47.318
2022-02-17 02:00 | 34.2319 | 45.5529
2022-02-17 03:00 | 34.0203 | 44.906
2022-02-17 04:00 | 34.5515 | 44.3834
2022-02-17 05:00 | 35.557 | 44.8705
2022-02-17 06:00 | 37.8036 | 47.7864
2022-02-17 07:00 | 41.6396 | 53.0821
2022-02-17 08:00 | 45.1093 | 58.5233
2022-02-17 09:00 | 45.6467 | 60.4254
2022-02-17 10:00 | 44.0016 | 59.8892
2022-02-17 11:00 | 43.235 | 58.7867
2022-02-17 12:00 | 40.3275 | 54.0605
2022-02-17 13:00 | 39.5378 | 53.5536
2022-02-17 14:00 | 39.1015 | 52.4658
2022-02-17 15:00 | 39.1254 | 53.0663
2022-02-17 16:00 | 40.1857 | 55.7032
2022-02-17 17:00 | 42.0636 | 60.4759
2022-02-17 18:00 | 46.1414 | 64.4474
2022-02-17 19:00 | 47.0272 | 64.9463
2022-02-17 20:00 | 45.6217 | 62.7445
2022-02-17 21:00 | 43.4812 | 60.2521
2022-02-17 22:00 | 41.1162 | 56.599
2022-02-17 23:00 | 37.8533 | 52.2192
2022-02-18 | 35.2174 | 48.8594
2022-02-18 01:00 | 33.4362 | 44.5696
2022-02-18 02:00 | 32.5043 | 42.8518
2022-02-18 03:00 | 32.2083 | 42.63
2022-02-18 04:00 | 32.7993 | 42.279
2022-02-18 05:00 | 33.7101 | 42.6936
2022-02-18 06:00 | 35.9592 | 46.7069
2022-02-18 07:00 | 39.7001 | 51.9338
2022-02-18 08:00 | 43.069 | 57.0599
2022-02-18 09:00 | 43.9465 | 57.7078
2022-02-18 10:00 | 42.9336 | 56.2318
2022-02-18 11:00 | 42.605 | 55.58
2022-02-18 12:00 | 41.4346 | 49.1058
2022-02-18 13:00 | 40.586 | 47.8567
2022-02-18 14:00 | 40.4979 | 46.3209
2022-02-18 15:00 | 39.9813 | 46.5326
2022-02-18 16:00 | 40.7057 | 49.7592
2022-02-18 17:00 | 42.2561 | 56.5736
2022-02-18 18:00 | 44.9243 | 61.6531
2022-02-18 19:00 | 46.006 | 64.2105
2022-02-18 20:00 | 44.6007 | 63.0244
2022-02-18 21:00 | 42.5499 | 61.2129
2022-02-18 22:00 | 40.3802 | 57.7133
2022-02-18 23:00 | 37.1315 | 52.9106
2022-02-19 | 34.8478 | 48.0112
2022-02-19 01:00 | 33.3669 | 45.277
2022-02-19 02:00 | 32.4476 | 43.9383
2022-02-19 03:00 | 32.0971 | 43.8872
2022-02-19 04:00 | 32.5269 | 43.7401
2022-02-19 05:00 | 33.2312 | 43.7755
2022-02-19 06:00 | 34.4528 | 45.7056
2022-02-19 07:00 | 36.2354 | 48.5038
2022-02-19 08:00 | 38.029 | 51.6568
2022-02-19 09:00 | 39.4908 | 52.6747
2022-02-19 10:00 | 39.3959 | 51.2711
2022-02-19 11:00 | 39.6548 | 49.2689
2022-02-19 12:00 | 38.8502 | 48.8755
2022-02-19 13:00 | 38.1396 | 48.2496
2022-02-19 14:00 | 37.7111 | 47.2195
2022-02-19 15:00 | 37.3071 | 48.6642
2022-02-19 16:00 | 38.2001 | 51.4431
2022-02-19 17:00 | 40.8406 | 57.6057
2022-02-19 18:00 | 43.5614 | 62.211
2022-02-19 19:00 | 45.4609 | 62.5049
2022-02-19 20:00 | 43.9657 | 59.3734
2022-02-19 21:00 | 41.3739 | 57.3796
2022-02-19 22:00 | 39.6624 | 55.1463
2022-02-19 23:00 | 37.0763 | 52.1135
2022-02-20 | 34.6124 | 49.1459
2022-02-20 01:00 | 32.6865 | 46.5558
2022-02-20 02:00 | 31.6895 | 45.1996
2022-02-20 03:00 | 31.2306 | 44.4349
2022-02-20 04:00 | 31.5553 | 43.9203
2022-02-20 05:00 | 32.0817 | 43.9165
2022-02-20 06:00 | 32.8649 | 44.2362
2022-02-20 07:00 | 34.84 | 45.9915
2022-02-20 08:00 | 37.6534 | 49.5264
2022-02-20 09:00 | 39.8525 | 52.5906
2022-02-20 10:00 | 39.813 | 54.0419
2022-02-20 11:00 | 39.3662 | 53.8593
2022-02-20 12:00 | 39.8875 | 48.7635
2022-02-20 13:00 | 39.6764 | 48.0969
2022-02-20 14:00 | 39.2118 | 47.3282
2022-02-20 15:00 | 39.1868 | 48.0069
2022-02-20 16:00 | 40.3909 | 50.6081
2022-02-20 17:00 | 43.1434 | 57.199
2022-02-20 18:00 | 45.1139 | 63.0438
2022-02-20 19:00 | 46.1926 | 63.2105
2022-02-20 20:00 | 44.3399 | 59.7282
2022-02-20 21:00 | 41.5689 | 57.0346
2022-02-20 22:00 | 39.4103 | 54.9961
2022-02-20 23:00 | 36.7789 | 51.9584
2022-02-21 | 34.4941 | 49.2205
2022-02-21 01:00 | 31.9576 | 45.7067
2022-02-21 02:00 | 31.2576 | 44.7455
2022-02-21 03:00 | 30.8794 | 44.4894
2022-02-21 04:00 | 31.3732 | 44.1228
2022-02-21 05:00 | 32.0599 | 43.4083
2022-02-21 06:00 | 33.1726 | 45.4665
2022-02-21 07:00 | 35.0215 | 47.3164
2022-02-21 08:00 | 36.8572 | 48.7243
2022-02-21 09:00 | 38.5145 | 50.5325
2022-02-21 10:00 | 38.9274 | 50.4277
2022-02-21 11:00 | 39.1142 | 52.1008
2022-02-21 12:00 | 39.2694 | 55.4377
2022-02-21 13:00 | 39.1679 | 56.3503
2022-02-21 14:00 | 38.6169 | 55.7436
2022-02-21 15:00 | 38.2139 | 56.8368
2022-02-21 16:00 | 39.0888 | 56.0797
2022-02-21 17:00 | 41.6582 | 61.3039
2022-02-21 18:00 | 44.0356 | 61.1824
2022-02-21 19:00 | 44.7585 | 60.6986
2022-02-21 20:00 | 43.0293 | 56.5445
2022-02-21 21:00 | 40.5328 | 53.889
2022-02-21 22:00 | 38.6809 | 51.7833
2022-02-21 23:00 | 36.1166 | 47.9253
2022-02-22 | 34.018 | 45.7794
2022-02-22 01:00 | 32.9166 | 45.7845
2022-02-22 02:00 | 32.0503 | 43.9798
2022-02-22 03:00 | 31.7059 | 42.9782
2022-02-22 04:00 | 32.2322 | 42.5073
2022-02-22 05:00 | 33.3177 | 43.5039
2022-02-22 06:00 | 35.5953 | 46.1054
2022-02-22 07:00 | 39.7892 | 51.5103
2022-02-22 08:00 | 43.6825 | 56.1682
2022-02-22 09:00 | 45.086 | 55.281
2022-02-22 10:00 | 44.2778 | 52.3623
2022-02-22 11:00 | 43.7283 | 51.2474
2022-02-22 12:00 | 40.1666 | 49.4292
2022-02-22 13:00 | 39.21 | 48.7779
2022-02-22 14:00 | 39.0306 | 48.3302
2022-02-22 15:00 | 38.9587 | 48.5407
2022-02-22 16:00 | 39.8247 | 51.5422
2022-02-22 17:00 | 41.867 | 56.6185
2022-02-22 18:00 | 45.2775 | 59.6645
2022-02-22 19:00 | 45.85 | 61.155
2022-02-22 20:00 | 44.3137 | 59.5787
2022-02-22 21:00 | 42.0775 | 57.4786
2022-02-22 22:00 | 39.7185 | 54.2114
2022-02-22 23:00 | 36.5457 | 49.8685
2022-02-23 | 33.744 | 46.6747
2022-02-23 01:00 | 31.3499 | 43.005
2022-02-23 02:00 | 30.4939 | 41.2254
2022-02-23 03:00 | 30.1053 | 40.8364
2022-02-23 04:00 | 30.5793 | 40.542
2022-02-23 05:00 | 31.6386 | 40.9927
2022-02-23 06:00 | 33.6957 | 44.7521
2022-02-23 07:00 | 37.9974 | 50.0791
2022-02-23 08:00 | 41.7101 | 54.6506
2022-02-23 09:00 | 43.0778 | 54.7686
2022-02-23 10:00 | 42.3358 | 52.8588
2022-02-23 11:00 | 42.0117 | 52.3319
2022-02-23 12:00 | 41.02 | 49.8618
2022-02-23 13:00 | 40.3954 | 49.0129
2022-02-23 14:00 | 40.2903 | 47.5531
2022-02-23 15:00 | 40.0821 | 47.9256
2022-02-23 16:00 | 40.6989 | 51.0176
2022-02-23 17:00 | 42.3578 | 58.01
2022-02-23 18:00 | 43.2322 | 63.0997
2022-02-23 19:00 | 44.288 | 64.4781
2022-02-23 20:00 | 43.1765 | 62.2241
2022-02-23 21:00 | 41.2456 | 59.9117
2022-02-23 22:00 | 39.0104 | 56.2006
2022-02-23 23:00 | 35.7998 | 51.222
2022-02-24 | 32.7336 | 47.5922
2022-02-24 01:00 | 31.79 | 45.5903
2022-02-24 02:00 | 31.053 | 43.8084
2022-02-24 03:00 | 30.7427 | 43.5058
2022-02-24 04:00 | 31.378 | 43.2484
2022-02-24 05:00 | 32.4937 | 44.0503
2022-02-24 06:00 | 34.7553 | 46.7325
2022-02-24 07:00 | 38.9864 | 52.6435
2022-02-24 08:00 | 42.8672 | 58.0612
2022-02-24 09:00 | 44.0687 | 59.3666
2022-02-24 10:00 | 43.2324 | 58.6423
2022-02-24 11:00 | 43.079 | 58.0638
2022-02-24 12:00 | 41.798 | 49.7901
2022-02-24 13:00 | 41.0905 | 48.7202
2022-02-24 14:00 | 40.8662 | 47.7141
2022-02-24 15:00 | 40.7893 | 48.6831
2022-02-24 16:00 | 41.7456 | 51.9109
2022-02-24 17:00 | 43.4824 | 58.9275
2022-02-24 18:00 | 45.7415 | 62.5648
2022-02-24 19:00 | 47.2449 | 65.2086
2022-02-24 20:00 | 46.4374 | 63.5763
2022-02-24 21:00 | 44.5059 | 61.519
2022-02-24 22:00 | 42.2428 | 58.1673
2022-02-24 23:00 | 38.9829 | 53.0178
2022-02-25 | 36.3869 | 50.0707
2022-02-25 01:00 | 34.1393 | 46.424
2022-02-25 02:00 | 33.3142 | 44.8527
2022-02-25 03:00 | 33.025 | 44.3338
2022-02-25 04:00 | 33.5921 | 43.8883
2022-02-25 05:00 | 34.7189 | 44.2925
2022-02-25 06:00 | 36.845 | 47.5268
2022-02-25 07:00 | 41.2033 | 52.5098
2022-02-25 08:00 | 45.3347 | 56.243
2022-02-25 09:00 | 46.8232 | 55.2424
2022-02-25 10:00 | 45.9531 | 52.7382
2022-02-25 11:00 | 45.3678 | 51.8142
2022-02-25 12:00 | 42.8004 | 45.6288
2022-02-25 13:00 | 42.249 | 44.3445
2022-02-25 14:00 | 41.5144 | 43.1859
2022-02-25 15:00 | 41.2068 | 43.9386
2022-02-25 16:00 | 41.6089 | 46.4524
2022-02-25 17:00 | 43.0445 | 53.3694
2022-02-25 18:00 | 43.9246 | 60.5225
2022-02-25 19:00 | 45.2715 | 62.4712
2022-02-25 20:00 | 43.9905 | 60.2166
2022-02-25 21:00 | 41.9595 | 58.2338
2022-02-25 22:00 | 39.6347 | 55.0518
2022-02-25 23:00 | 36.5098 | 50.3512
2022-02-26 | 33.9585 | 47.4262
2022-02-26 01:00 | 31.7888 | 45.8317
2022-02-26 02:00 | 30.7697 | 44.1451
2022-02-26 03:00 | 30.2273 | 43.5066
2022-02-26 04:00 | 30.6103 | 42.8515
2022-02-26 05:00 | 31.2509 | 42.8486
2022-02-26 06:00 | 32.1998 | 43.9594
2022-02-26 07:00 | 34.6146 | 46.4367
2022-02-26 08:00 | 37.8576 | 50.1924
2022-02-26 09:00 | 39.7863 | 52.7399
2022-02-26 10:00 | 39.5117 | 53.6214
2022-02-26 11:00 | 38.4143 | 53.3515
2022-02-26 12:00 | 36.206 | 49.4328
2022-02-26 13:00 | 35.2399 | 48.5051
2022-02-26 14:00 | 34.24 | 47.1778
2022-02-26 15:00 | 33.7692 | 46.7387
2022-02-26 16:00 | 34.6639 | 48.5305
2022-02-26 17:00 | 37.1359 | 54.4136
2022-02-26 18:00 | 40.016 | 60.1323
2022-02-26 19:00 | 41.5655 | 60.4443
2022-02-26 20:00 | 40.335 | 56.9725
2022-02-26 21:00 | 38.2554 | 54.4776
2022-02-26 22:00 | 36.6024 | 52.4061
2022-02-26 23:00 | 34.4782 | 49.4031
2022-02-27 | 32.093 | 47.1235
2022-02-27 01:00 | 30.9343 | 46.5237
2022-02-27 02:00 | 29.9468 | 45.0842
2022-02-27 03:00 | 29.3843 | 44.355
2022-02-27 04:00 | 29.6387 | 43.878
2022-02-27 05:00 | 30.0726 | 43.098
2022-02-27 06:00 | 30.6322 | 42.6993
2022-02-27 07:00 | 32.7373 | 44.9946
2022-02-27 08:00 | 36.0078 | 48.4626
2022-02-27 09:00 | 38.2625 | 50.9382
2022-02-27 10:00 | 38.0848 | 52.0877
2022-02-27 11:00 | 38.0703 | 51.3878
2022-02-27 12:00 | 38.939 | 47.1192
2022-02-27 13:00 | 38.5773 | 46.4013
2022-02-27 14:00 | 37.9793 | 45.667
2022-02-27 15:00 | 37.9061 | 46.628
2022-02-27 16:00 | 39.0623 | 49.5084
2022-02-27 17:00 | 41.6258 | 55.0295
2022-02-27 18:00 | 42.9184 | 58.5762
2022-02-27 19:00 | 43.5777 | 59.7965
2022-02-27 20:00 | 41.5031 | 58.3672
2022-02-27 21:00 | 39.1753 | 56.983
2022-02-27 22:00 | 37.1855 | 54.9674
2022-02-27 23:00 | 34.6424 | 51.4269
2022-02-28 | 32.4049 | 48.4247
2022-02-28 01:00 | 31.7766 | 44.2893
2022-02-28 02:00 | 31.2183 | 42.7564
2022-02-28 03:00 | 31.0106 | 42.3884
2022-02-28 04:00 | 31.6915 | 42.1601
2022-02-28 05:00 | 32.8298 | 42.9318
2022-02-28 06:00 | 34.9406 | 45.7686
2022-02-28 07:00 | 39.6731 | 51.1456
2022-02-28 08:00 | 44.3731 | 55.0688
2022-02-28 09:00 | 46.3665 | 54.0905
2022-02-28 10:00 | 46.0258 | 51.0822
2022-02-28 11:00 | 45.723 | 49.3184
2022-02-28 12:00 | 44.0252 | 45.242
2022-02-28 13:00 | 43.346 | 44.2681
2022-02-28 14:00 | 43.1029 | 42.5883
2022-02-28 15:00 | 43.2551 | 43.1373
2022-02-28 16:00 | 44.3856 | 46.9872
2022-02-28 17:00 | 46.2003 | 55.4379
2022-02-28 18:00 | 45.7292 | 60.9867
2022-02-28 19:00 | 47.7505 | 63.3264
2022-02-28 20:00 | 47.0688 | 61.8981
2022-02-28 21:00 | 45.1926 | 59.8836
2022-02-28 22:00 | 42.8785 | 56.4159
2022-02-28 23:00 | 39.505 | 51.4502
2022-03-01 | 36.2947 | 48.3422
2022-03-01 01:00 | 33.8822 | 43.6015
2022-03-01 02:00 | 33.2147 | 41.5151
2022-03-01 03:00 | 33.0018 | 40.6867
2022-03-01 04:00 | 33.5004 | 40.5783
2022-03-01 05:00 | 34.7646 | 41.8246
2022-03-01 06:00 | 37.0483 | 44.8507
2022-03-01 07:00 | 41.245 | 49.7827
2022-03-01 08:00 | 44.9583 | 54.2992
2022-03-01 09:00 | 45.0215 | 52.9932
2022-03-01 10:00 | 43.2368 | 49.7925
2022-03-01 11:00 | 41.9314 | 47.9892
2022-03-01 12:00 | 41.7386 | 47.3671
2022-03-01 13:00 | 40.9149 | 45.5014
2022-03-01 14:00 | 40.2759 | 44.3952
2022-03-01 15:00 | 40.2575 | 44.716
2022-03-01 16:00 | 41.1347 | 48.1369
2022-03-01 17:00 | 42.9433 | 53.2944
2022-03-01 18:00 | 43.9798 | 59.2095
2022-03-01 19:00 | 45.8815 | 61.3534
2022-03-01 20:00 | 45.4503 | 60.3831
2022-03-01 21:00 | 43.7331 | 58.7046
2022-03-01 22:00 | 41.5567 | 55.3749
2022-03-01 23:00 | 38.3813 | 50.8861
2022-03-02 | 35.3524 | 46.6464
2022-03-02 01:00 | 33.6979 | 43.5158
2022-03-02 02:00 | 32.9745 | 41.5378
2022-03-02 03:00 | 32.7385 | 40.6529
2022-03-02 04:00 | 33.1486 | 40.5012
2022-03-02 05:00 | 34.3345 | 41.3425
2022-03-02 06:00 | 36.5489 | 43.0689
2022-03-02 07:00 | 40.8336 | 47.8436
2022-03-02 08:00 | 44.5643 | 51.954
2022-03-02 09:00 | 44.9057 | 51.276
2022-03-02 10:00 | 43.2088 | 48.5286
2022-03-02 11:00 | 41.835 | 47.4887
2022-03-02 12:00 | 43.1301 | 46.524
2022-03-02 13:00 | 42.5323 | 45.1005
2022-03-02 14:00 | 42.09 | 43.935
2022-03-02 15:00 | 41.8921 | 44.1288
2022-03-02 16:00 | 42.5969 | 47.0226
2022-03-02 17:00 | 43.9981 | 52.872
2022-03-02 18:00 | 45.4588 | 57.4277
2022-03-02 19:00 | 46.3923 | 59.9849
2022-03-02 20:00 | 45.2734 | 59.5882
2022-03-02 21:00 | 43.2705 | 58.3119
2022-03-02 22:00 | 40.9861 | 54.8461
2022-03-02 23:00 | 37.6612 | 50.2286
2022-03-03 | 34.3594 | 45.9356
2022-03-03 01:00 | 33.3727 | 43.8091
2022-03-03 02:00 | 32.6647 | 41.8313
2022-03-03 03:00 | 32.3575 | 41.2237
2022-03-03 04:00 | 32.7774 | 41.04
2022-03-03 05:00 | 33.9129 | 41.9876
2022-03-03 06:00 | 36.3442 | 44.1009
2022-03-03 07:00 | 40.2904 | 48.9968
2022-03-03 08:00 | 43.9494 | 53.4344
2022-03-03 09:00 | 44.2495 | 53.2596
2022-03-03 10:00 | 42.7085 | 51.0252
2022-03-03 11:00 | 41.6024 | 49.6654
2022-03-03 12:00 | 39.7568 | 47.6229
2022-03-03 13:00 | 38.564 | 45.8666
2022-03-03 14:00 | 38.3161 | 44.655
2022-03-03 15:00 | 38.1161 | 45.3441
2022-03-03 16:00 | 39.093 | 48.7076
2022-03-03 17:00 | 40.9537 | 54.6898
2022-03-03 18:00 | 44.0602 | 60.2233
2022-03-03 19:00 | 46.2238 | 62.2636
2022-03-03 20:00 | 45.9636 | 61.2589
2022-03-03 21:00 | 44.3649 | 59.2542
2022-03-03 22:00 | 42.3311 | 55.5995
2022-03-03 23:00 | 39.0657 | 51.0177
2022-03-04 | 35.6603 | 47.788
2022-03-04 01:00 | 34.5934 | 45.8016
2022-03-04 02:00 | 33.9244 | 43.7983
2022-03-04 03:00 | 33.6957 | 43.0401
2022-03-04 04:00 | 34.1561 | 42.89
2022-03-04 05:00 | 35.3307 | 43.6765
2022-03-04 06:00 | 37.3812 | 46.0748
2022-03-04 07:00 | 41.0095 | 50.6755
2022-03-04 08:00 | 44.3237 | 55.2934
2022-03-04 09:00 | 43.8748 | 55.8428
2022-03-04 10:00 | 41.8664 | 54.7138
2022-03-04 11:00 | 40.5963 | 54.1514
2022-03-04 12:00 | 39.7018 | 49.3251
2022-03-04 13:00 | 38.362 | 47.613
2022-03-04 14:00 | 37.8567 | 46.6831
2022-03-04 15:00 | 37.3686 | 46.9108
2022-03-04 16:00 | 38.1202 | 49.4341
2022-03-04 17:00 | 40.084 | 54.1501
2022-03-04 18:00 | 43.0966 | 56.2999
2022-03-04 19:00 | 45.5215 | 60.0313
2022-03-04 20:00 | 45.3134 | 60.1031
2022-03-04 21:00 | 43.764 | 58.9664
2022-03-04 22:00 | 41.7159 | 55.7448
2022-03-04 23:00 | 38.4663 | 50.999
2022-03-05 | 35.059 | 47.3467
2022-03-05 01:00 | 33.5665 | 45.4053
2022-03-05 02:00 | 32.7179 | 43.5287
2022-03-05 03:00 | 32.2964 | 42.7401
2022-03-05 04:00 | 32.504 | 42.6403
2022-03-05 05:00 | 33.3154 | 43.2503
2022-03-05 06:00 | 34.214 | 44.1719
2022-03-05 07:00 | 36.1944 | 46.0446
2022-03-05 08:00 | 38.5375 | 49.7788
2022-03-05 09:00 | 39.6796 | 51.3904
2022-03-05 10:00 | 39.2311 | 50.6723
2022-03-05 11:00 | 38.2809 | 47.9144
2022-03-05 12:00 | 38.4305 | 49.3295
2022-03-05 13:00 | 37.537 | 46.9844
2022-03-05 14:00 | 36.7422 | 45.2525
2022-03-05 15:00 | 36.1162 | 44.1305
2022-03-05 16:00 | 36.6996 | 46.3318
2022-03-05 17:00 | 38.9183 | 51.9214
2022-03-05 18:00 | 41.6224 | 56.345
2022-03-05 19:00 | 43.2185 | 58.31
2022-03-05 20:00 | 42.0856 | 56.94
2022-03-05 21:00 | 39.7664 | 55.3883
2022-03-05 22:00 | 38.0167 | 53.4916
2022-03-05 23:00 | 35.6961 | 50.6895
2022-03-06 | 32.9785 | 47.1075
2022-03-06 01:00 | 31.8548 | 45.7647
2022-03-06 02:00 | 30.999 | 44.003
2022-03-06 03:00 | 30.5554 | 43.1271
2022-03-06 04:00 | 30.6918 | 43.0054
2022-03-06 05:00 | 31.3879 | 43.2085
2022-03-06 06:00 | 31.9892 | 43.6722
2022-03-06 07:00 | 33.2785 | 44.926
2022-03-06 08:00 | 35.3559 | 47.6783
2022-03-06 09:00 | 36.2307 | 49.6175
2022-03-06 10:00 | 35.6673 | 50.1301
2022-03-06 11:00 | 35.3126 | 48.6586
2022-03-06 12:00 | 34.4849 | 48.4825
2022-03-06 13:00 | 33.8118 | 46.9713
2022-03-06 14:00 | 33.1426 | 46.7113
2022-03-06 15:00 | 33.0105 | 46.9192
2022-03-06 16:00 | 34.2645 | 49.2484
2022-03-06 17:00 | 37.2928 | 54.8117
2022-03-06 18:00 | 39.8798 | 59.0122
2022-03-06 19:00 | 42.0578 | 60.9467
2022-03-06 20:00 | 41.4193 | 59.5025
2022-03-06 21:00 | 39.4087 | 57.3584
2022-03-06 22:00 | 37.5355 | 55.0719
2022-03-06 23:00 | 35.01 | 51.9381
2022-03-07 | 32.9821 | 48.8576
2022-03-07 01:00 | 31.9172 | 46.624
2022-03-07 02:00 | 31.3961 | 44.8833
2022-03-07 03:00 | 31.2696 | 44.3579
2022-03-07 04:00 | 31.6893 | 44.2939
2022-03-07 05:00 | 32.929 | 45.5051
2022-03-07 06:00 | 35.2296 | 47.9775
2022-03-07 07:00 | 39.0469 | 52.9105
2022-03-07 08:00 | 42.3907 | 58.1311
2022-03-07 09:00 | 42.0395 | 57.9852
2022-03-07 10:00 | 40.3133 | 55.3529
2022-03-07 11:00 | 39.3018 | 51.8601
2022-03-07 12:00 | 40.4006 | 50.774
2022-03-07 13:00 | 39.3992 | 49.0977
2022-03-07 14:00 | 39.0665 | 48.1245
2022-03-07 15:00 | 39.1035 | 48.485
2022-03-07 16:00 | 40.1111 | 51.5226
2022-03-07 17:00 | 41.9359 | 58.0514
2022-03-07 18:00 | 44.4607 | 60.9108
2022-03-07 19:00 | 45.5099 | 63.4193
2022-03-07 20:00 | 44.7465 | 62.5769
2022-03-07 21:00 | 42.695 | 60.4967
2022-03-07 22:00 | 40.2896 | 56.7482
2022-03-07 23:00 | 36.966 | 51.9108
2022-03-08 | 33.7037 | 50.0007
2022-03-08 01:00 | 32.0819 | 45.0493
2022-03-08 02:00 | 31.4347 | 43.1972
2022-03-08 03:00 | 31.2416 | 42.7904
2022-03-08 04:00 | 31.6211 | 42.5248
2022-03-08 05:00 | 32.8766 | 43.4624
2022-03-08 06:00 | 34.9622 | 47.4185
2022-03-08 07:00 | 38.4821 | 52.2673
2022-03-08 08:00 | 41.5843 | 57.0706
2022-03-08 09:00 | 41.719 | 57.1718
2022-03-08 10:00 | 40.5325 | 55.5695
2022-03-08 11:00 | 40.4245 | 54.314
2022-03-08 12:00 | 38.8345 | 53.2861
2022-03-08 13:00 | 37.7856 | 51.6809
2022-03-08 14:00 | 37.5994 | 50.7416
2022-03-08 15:00 | 37.575 | 51.6502
2022-03-08 16:00 | 38.5546 | 54.7222
2022-03-08 17:00 | 40.5578 | 59.2298
2022-03-08 18:00 | 41.5228 | 62.5389
2022-03-08 19:00 | 43.6115 | 64.266
2022-03-08 20:00 | 43.7631 | 63.23
2022-03-08 21:00 | 42.23 | 61.0618
2022-03-08 22:00 | 40.0651 | 57.426
2022-03-08 23:00 | 36.8487 | 52.9432
2022-03-09 | 33.9625 | 49.2879
2022-03-09 01:00 | 32.0587 | 45.563
2022-03-09 02:00 | 31.4142 | 43.6163
2022-03-09 03:00 | 31.2595 | 42.9896
2022-03-09 04:00 | 31.5787 | 42.9358
2022-03-09 05:00 | 32.8486 | 43.7118
2022-03-09 06:00 | 35.1152 | 46.2449
2022-03-09 07:00 | 38.7227 | 50.9572
2022-03-09 08:00 | 41.5511 | 55.299
2022-03-09 09:00 | 40.666 | 54.7702
2022-03-09 10:00 | 38.4787 | 52.7686
2022-03-09 11:00 | 37.4989 | 51.4259
2022-03-09 12:00 | 36.5897 | 49.5271
2022-03-09 13:00 | 35.394 | 48.0584
2022-03-09 14:00 | 35.0407 | 47.3412
2022-03-09 15:00 | 34.8137 | 47.8463
2022-03-09 16:00 | 35.7644 | 50.8713
2022-03-09 17:00 | 38.0486 | 56.7683
2022-03-09 18:00 | 40.6226 | 61.2289
2022-03-09 19:00 | 42.6662 | 62.9171
2022-03-09 20:00 | 42.8506 | 61.8848
2022-03-09 21:00 | 41.3845 | 59.7151
2022-03-09 22:00 | 39.1993 | 55.9861
2022-03-09 23:00 | 35.9919 | 51.1791
2022-03-10 | 32.8685 | 48.2967
2022-03-10 01:00 | 31.5036 | 46.338
2022-03-10 02:00 | 30.8468 | 44.3833
2022-03-10 03:00 | 30.7049 | 43.9144
2022-03-10 04:00 | 31.0207 | 43.7593
2022-03-10 05:00 | 32.3107 | 44.5609
2022-03-10 06:00 | 34.7098 | 46.647
2022-03-10 07:00 | 38.2376 | 52.0312
2022-03-10 08:00 | 41.0224 | 58.3134
2022-03-10 09:00 | 40.082 | 61.3636
2022-03-10 10:00 | 37.9897 | 62.1359
2022-03-10 11:00 | 36.9992 | 60.5348
2022-03-10 12:00 | 38.2952 | 58.3656
2022-03-10 13:00 | 37.3182 | 56.6084
2022-03-10 14:00 | 36.994 | 55.6139
2022-03-10 15:00 | 36.7516 | 55.6649
2022-03-10 16:00 | 37.5357 | 57.8681
2022-03-10 17:00 | 39.2275 | 61.941
2022-03-10 18:00 | 42.0778 | 64.1445
2022-03-10 19:00 | 43.276 | 65.2033
2022-03-10 20:00 | 42.9707 | 63.8497
2022-03-10 21:00 | 41.173 | 61.1472
2022-03-10 22:00 | 38.8889 | 57.3585
2022-03-10 23:00 | 35.7123 | 52.6461
2022-03-11 | 33.0336 | 50.1
2022-03-11 01:00 | 31.4381 | 47.0598
2022-03-11 02:00 | 30.7096 | 45.1383
2022-03-11 03:00 | 30.4909 | 44.4471
2022-03-11 04:00 | 30.7709 | 44.2739
2022-03-11 05:00 | 31.9423 | 44.8828
2022-03-11 06:00 | 34.1477 | 47.3032
2022-03-11 07:00 | 37.6146 | 52.2314
2022-03-11 08:00 | 40.6432 | 57.7393
2022-03-11 09:00 | 40.8658 | 58.8911
2022-03-11 10:00 | 39.856 | 58.4113
2022-03-11 11:00 | 39.8354 | 56.3963
2022-03-11 12:00 | 39.2092 | 55.5665
2022-03-11 13:00 | 38.3288 | 53.8993
2022-03-11 14:00 | 37.8679 | 53.2687
2022-03-11 15:00 | 37.3542 | 52.9419
2022-03-11 16:00 | 37.6995 | 54.7734
2022-03-11 17:00 | 39.1171 | 58.0538
2022-03-11 18:00 | 40.5802 | 59.1974
2022-03-11 19:00 | 41.6764 | 61.6705
2022-03-11 20:00 | 41.1915 | 61.5555
2022-03-11 21:00 | 39.4284 | 59.8749
2022-03-11 22:00 | 37.1719 | 56.6389
2022-03-11 23:00 | 34.0831 | 52.1032
2022-03-12 | 31.8595 | 47.8593
2022-03-12 01:00 | 29.8504 | 44.9272
2022-03-12 02:00 | 29.0247 | 43.1936
2022-03-12 03:00 | 28.6854 | 42.6014
2022-03-12 04:00 | 28.758 | 42.3302
2022-03-12 05:00 | 29.3028 | 42.7901
2022-03-12 06:00 | 30.4069 | 44.4042
2022-03-12 07:00 | 32.0328 | 46.4169
2022-03-12 08:00 | 34.5799 | 50.3489
2022-03-12 09:00 | 35.0328 | 53.0012
2022-03-12 10:00 | 34.181 | 53.9837
2022-03-12 11:00 | 33.9926 | 51.7592
2022-03-12 12:00 | 36.7443 | 55.8653
2022-03-12 13:00 | 35.6815 | 54.7199
2022-03-12 14:00 | 34.8494 | 53.6487
2022-03-12 15:00 | 34.5157 | 52.7927
2022-03-12 16:00 | 35.5475 | 54.2642
2022-03-12 17:00 | 37.8006 | 57.494
2022-03-12 18:00 | 40.057 | 58.6828
2022-03-12 19:00 | 40.5232 | 58.9548
2022-03-12 20:00 | 39.3149 | 56.8396
2022-03-12 21:00 | 37.3186 | 54.4011
2022-03-12 22:00 | 35.651 | 52.35
2022-03-12 23:00 | 33.4017 | 49.6946
2022-03-13 | 30.95 | 46.8221
2022-03-13 01:00 | 28.5802 | 41.9604
2022-03-13 02:00 | 28.1284 | 41.5265
2022-03-13 03:00 | 28.0507 | 41.5866
2022-03-13 04:00 | 28.5551 | 41.7103
2022-03-13 05:00 | 29.9833 | 43.1218
2022-03-13 06:00 | 32.2116 | 46.8108
2022-03-13 07:00 | 34.5544 | 49.0436
2022-03-13 08:00 | 36.0827 | 46.6009
2022-03-13 09:00 | 36.2673 | 43.9539
2022-03-13 10:00 | 35.8427 | 40.6134
2022-03-13 11:00 | 34.9948 | 40.034
2022-03-13 12:00 | 36.2398 | 41.4674
2022-03-13 13:00 | 35.8135 | 40.7948
2022-03-13 14:00 | 34.7436 | 40.8402
2022-03-13 15:00 | 34.6076 | 42.7296
2022-03-13 16:00 | 36.1577 | 46.4041
2022-03-13 17:00 | 38.4753 | 52.0318
2022-03-13 18:00 | 39.4805 | 56.4482
2022-03-13 19:00 | 40.2956 | 58.4893
2022-03-13 20:00 | 38.9825 | 57.0616
2022-03-13 21:00 | 36.3289 | 53.5349
2022-03-13 22:00 | 33.7808 | 49.6893
2022-03-13 23:00 | 31.2048 | 46.7696
2022-03-14 | 29.7601 | 44.9058
2022-03-14 01:00 | 29.556 | 41.6132
2022-03-14 02:00 | 29.3849 | 41.2607
2022-03-14 03:00 | 29.5503 | 41.6662
2022-03-14 04:00 | 30.4072 | 41.7024
2022-03-14 05:00 | 32.5786 | 44.147
2022-03-14 06:00 | 36.8401 | 49.977
2022-03-14 07:00 | 41.6548 | 55.8256
2022-03-14 08:00 | 44.1551 | 56.4862
2022-03-14 09:00 | 44.4821 | 54.4023
2022-03-14 10:00 | 44.3107 | 50.6623
2022-03-14 11:00 | 43.8031 | 50.5601
2022-03-14 12:00 | 43.026 | 45.9022
2022-03-14 13:00 | 42.7497 | 44.6787
2022-03-14 14:00 | 41.8121 | 43.7792
2022-03-14 15:00 | 41.8372 | 44.941
2022-03-14 16:00 | 42.823 | 48.8759
2022-03-14 17:00 | 43.8001 | 55.5704
2022-03-14 18:00 | 43.5831 | 59.4727
2022-03-14 19:00 | 44.0615 | 62.0591
2022-03-14 20:00 | 42.8004 | 61.06
2022-03-14 21:00 | 40.1186 | 57.3616
2022-03-14 22:00 | 36.9267 | 52.1899
2022-03-14 23:00 | 33.5592 | 47.6664
2022-03-15 | 31.6833 | 45.7267
2022-03-15 01:00 | 30.7556 | 44.153
2022-03-15 02:00 | 30.4787 | 43.2818
2022-03-15 03:00 | 30.5704 | 43.2949
2022-03-15 04:00 | 31.3733 | 43.3321
2022-03-15 05:00 | 33.5544 | 45.5253
2022-03-15 06:00 | 37.5294 | 50.8783
2022-03-15 07:00 | 42.078 | 56.665
2022-03-15 08:00 | 44.383 | 57.1391
2022-03-15 09:00 | 44.5732 | 54.1969
2022-03-15 10:00 | 44.2708 | 50.0221
2022-03-15 11:00 | 43.7472 | 49.9519
2022-03-15 12:00 | 43.5574 | 47.7211
2022-03-15 13:00 | 43.2462 | 46.0477
2022-03-15 14:00 | 42.4456 | 44.9445
2022-03-15 15:00 | 42.4015 | 46.1355
2022-03-15 16:00 | 43.2832 | 50.2281
2022-03-15 17:00 | 44.2777 | 55.6869
2022-03-15 18:00 | 43.8797 | 60.0315
2022-03-15 19:00 | 44.2741 | 62.9465
2022-03-15 20:00 | 43.0906 | 62.7456
2022-03-15 21:00 | 40.468 | 59.4958
2022-03-15 22:00 | 37.3176 | 54.5936
2022-03-15 23:00 | 33.9557 | 50.2541
2022-03-16 | 32.1265 | 46.9671
2022-03-16 01:00 | 30.9081 | 45.9487
2022-03-16 02:00 | 30.6238 | 44.995
2022-03-16 03:00 | 30.6771 | 44.789
2022-03-16 04:00 | 31.3549 | 44.9688
2022-03-16 05:00 | 33.4858 | 46.9045
2022-03-16 06:00 | 37.0883 | 51.7064
2022-03-16 07:00 | 41.5226 | 58.0387
2022-03-16 08:00 | 43.6378 | 60.9231
2022-03-16 09:00 | 43.7223 | 62.7249
2022-03-16 10:00 | 43.2777 | 62.389
2022-03-16 11:00 | 42.7948 | 62.1623
2022-03-16 12:00 | 41.1714 | 52.7882
2022-03-16 13:00 | 40.7421 | 51.5764
2022-03-16 14:00 | 39.9182 | 50.7467
2022-03-16 15:00 | 39.693 | 50.9859
2022-03-16 16:00 | 40.4374 | 53.9498
2022-03-16 17:00 | 41.5758 | 58.37
2022-03-16 18:00 | 41.2199 | 61.2804
2022-03-16 19:00 | 41.7691 | 63.7563
2022-03-16 20:00 | 40.7833 | 63.4984
2022-03-16 21:00 | 38.3662 | 60.1565
2022-03-16 22:00 | 35.3258 | 55.1423
2022-03-16 23:00 | 32.1085 | 50.4381
2022-03-17 | 30.537 | 47.2835
2022-03-17 01:00 | 29.5175 | 44.0984
2022-03-17 02:00 | 29.2283 | 43.2704
2022-03-17 03:00 | 29.3107 | 43.3946
2022-03-17 04:00 | 30.0481 | 43.5664
2022-03-17 05:00 | 32.2238 | 45.8862
2022-03-17 06:00 | 36.2771 | 51.1045
2022-03-17 07:00 | 40.6121 | 57.7991
2022-03-17 08:00 | 42.5686 | 60.9395
2022-03-17 09:00 | 42.3905 | 62.2563
2022-03-17 10:00 | 41.9303 | 61.1744
2022-03-17 11:00 | 41.4588 | 59.3742
2022-03-17 12:00 | 41.253 | 57.9581
2022-03-17 13:00 | 40.7784 | 56.2595
2022-03-17 14:00 | 40.1542 | 55.3081
2022-03-17 15:00 | 39.9523 | 54.9814
2022-03-17 16:00 | 40.798 | 57.1763
2022-03-17 17:00 | 41.7342 | 60.3698
2022-03-17 18:00 | 41.8252 | 62.2935
2022-03-17 19:00 | 42.5263 | 63.9527
2022-03-17 20:00 | 41.7683 | 63.281
2022-03-17 21:00 | 39.3449 | 59.4474
2022-03-17 22:00 | 36.3334 | 54.5177
2022-03-17 23:00 | 33.0484 | 50.0777
2022-03-18 | 31.3272 | 46.2428
2022-03-18 01:00 | 30.1905 | 45.573
2022-03-18 02:00 | 29.8698 | 44.6275
2022-03-18 03:00 | 29.9626 | 44.6336
2022-03-18 04:00 | 30.6879 | 44.8429
2022-03-18 05:00 | 32.8513 | 46.7725
2022-03-18 06:00 | 36.8805 | 51.6324
2022-03-18 07:00 | 41.2529 | 57.7797
2022-03-18 08:00 | 43.3767 | 60.0906
2022-03-18 09:00 | 43.3509 | 60.6231
2022-03-18 10:00 | 42.9712 | 59.1688
2022-03-18 11:00 | 42.4015 | 58.1624
2022-03-18 12:00 | 43.1502 | 52.214
2022-03-18 13:00 | 42.7686 | 50.3149
2022-03-18 14:00 | 41.6641 | 49.0618
2022-03-18 15:00 | 41.1116 | 49.0145
2022-03-18 16:00 | 41.427 | 51.7751
2022-03-18 17:00 | 42.1003 | 56.3111
2022-03-18 18:00 | 40.9007 | 59.9328
2022-03-18 19:00 | 41.2453 | 62.5892
2022-03-18 20:00 | 40.1099 | 62.3238
2022-03-18 21:00 | 37.5854 | 58.8205
2022-03-18 22:00 | 34.5071 | 53.9786
2022-03-18 23:00 | 31.3819 | 49.3919
2022-03-19 | 29.9205 | 46.2424
2022-03-19 01:00 | 28.4687 | 44.4521
2022-03-19 02:00 | 27.9994 | 43.9887
2022-03-19 03:00 | 27.9504 | 44.1815
2022-03-19 04:00 | 28.4493 | 44.5331
2022-03-19 05:00 | 29.9412 | 46.2093
2022-03-19 06:00 | 32.7721 | 50.2536
2022-03-19 07:00 | 34.8921 | 54.026
2022-03-19 08:00 | 35.9862 | 54.5157
2022-03-19 09:00 | 35.8803 | 55.79
2022-03-19 10:00 | 35.578 | 55.0811
2022-03-19 11:00 | 35.2261 | 52.3681
2022-03-19 12:00 | 36.7171 | 47.3174
2022-03-19 13:00 | 35.8838 | 45.267
2022-03-19 14:00 | 34.6571 | 43.1095
2022-03-19 15:00 | 34.3019 | 42.3894
2022-03-19 16:00 | 35.546 | 45.7122
2022-03-19 17:00 | 37.3476 | 51.2705
2022-03-19 18:00 | 38.3144 | 53.9942
2022-03-19 19:00 | 38.4556 | 56.2898
2022-03-19 20:00 | 37.1326 | 56.0982
2022-03-19 21:00 | 34.4938 | 53.4622
2022-03-19 22:00 | 32.0134 | 50.2169
2022-03-19 23:00 | 29.6763 | 47.5159
2022-03-20 | 28.5722 | 45.14
2022-03-20 01:00 | 27.5353 | 42.0628
2022-03-20 02:00 | 27.0415 | 41.638
2022-03-20 03:00 | 26.9253 | 41.5214
2022-03-20 04:00 | 27.2709 | 41.4839
2022-03-20 05:00 | 28.5093 | 43.0203
2022-03-20 06:00 | 30.3976 | 46.0506
2022-03-20 07:00 | 32.0851 | 48.8932
2022-03-20 08:00 | 33.3012 | 49.2546
2022-03-20 09:00 | 33.3001 | 51.1851
2022-03-20 10:00 | 32.8767 | 52.1231
2022-03-20 11:00 | 33.2142 | 51.6455
2022-03-20 12:00 | 33.6568 | 47.0566
2022-03-20 13:00 | 33.0073 | 45.9365
2022-03-20 14:00 | 32.0136 | 45.2002
2022-03-20 15:00 | 32.0182 | 45.0738
2022-03-20 16:00 | 33.7974 | 48.1468
2022-03-20 17:00 | 36.1451 | 53.1201
2022-03-20 18:00 | 36.4344 | 55.8995
2022-03-20 19:00 | 37.0996 | 57.3909
2022-03-20 20:00 | 36.1599 | 56.3352
2022-03-20 21:00 | 34.0591 | 52.5518
2022-03-20 22:00 | 31.4517 | 49.1913
2022-03-20 23:00 | 28.8873 | 46.3199
2022-03-21 | 27.8833 | 43.8886
2022-03-21 01:00 | 27.7242 | 42.5574
2022-03-21 02:00 | 27.6645 | 42.0136
2022-03-21 03:00 | 27.9522 | 42.4064
2022-03-21 04:00 | 28.7381 | 42.6605
2022-03-21 05:00 | 30.9921 | 45.0078
2022-03-21 06:00 | 35.012 | 50.4149
2022-03-21 07:00 | 39.1217 | 56.1653
2022-03-21 08:00 | 40.6978 | 56.5991
2022-03-21 09:00 | 39.7576 | 52.9665
2022-03-21 10:00 | 39.2057 | 47.9287
2022-03-21 11:00 | 39.144 | 46.0226
2022-03-21 12:00 | 39.0807 | 44.2291
2022-03-21 13:00 | 38.4531 | 42.1081
2022-03-21 14:00 | 37.8195 | 40.4178
2022-03-21 15:00 | 37.8343 | 40.6869
2022-03-21 16:00 | 39.0687 | 45.5598
2022-03-21 17:00 | 40.558 | 54.1178
2022-03-21 18:00 | 39.5587 | 60.8712
2022-03-21 19:00 | 40.9886 | 63.2819
2022-03-21 20:00 | 40.8464 | 62.9106
2022-03-21 21:00 | 38.642 | 58.9902
2022-03-21 22:00 | 35.5661 | 53.9049
2022-03-21 23:00 | 32.2533 | 49.1085
2022-03-22 | 30.6398 | 46.9051
2022-03-22 01:00 | 29.8848 | 44.0446
2022-03-22 02:00 | 29.7159 | 43.1579
2022-03-22 03:00 | 29.967 | 43.2927
2022-03-22 04:00 | 30.7626 | 43.5766
2022-03-22 05:00 | 33.045 | 46.0454
2022-03-22 06:00 | 37.4836 | 51.9967
2022-03-22 07:00 | 41.262 | 58.5601
2022-03-22 08:00 | 42.4954 | 61.3554
2022-03-22 09:00 | 40.9665 | 60.6102
2022-03-22 10:00 | 39.7208 | 58.1561
2022-03-22 11:00 | 39.4863 | 55.8739
2022-03-22 12:00 | 40.8577 | 58.4147
2022-03-22 13:00 | 40.3334 | 56.3962
2022-03-22 14:00 | 39.4464 | 55.3738
2022-03-22 15:00 | 39.5051 | 54.9561
2022-03-22 16:00 | 40.6903 | 57.6952
2022-03-22 17:00 | 42.2047 | 61.1662
2022-03-22 18:00 | 41.2731 | 62.9278
2022-03-22 19:00 | 42.7263 | 64.1677
2022-03-22 20:00 | 42.7225 | 63.1325
2022-03-22 21:00 | 40.5069 | 58.9904
2022-03-22 22:00 | 37.3278 | 54.3202
2022-03-22 23:00 | 33.9728 | 49.6437
2022-03-23 | 32.4381 | 46.8931
2022-03-23 01:00 | 31.6357 | 45.1747
2022-03-23 02:00 | 31.4711 | 44.3575
2022-03-23 03:00 | 31.7939 | 44.359
2022-03-23 04:00 | 32.5251 | 44.5468
2022-03-23 05:00 | 34.8034 | 46.4527
2022-03-23 06:00 | 38.9851 | 50.9536
2022-03-23 07:00 | 43.1264 | 57.7526
2022-03-23 08:00 | 44.7898 | 61.6031
2022-03-23 09:00 | 43.2194 | 64.4513
2022-03-23 10:00 | 41.4178 | 64.8375
2022-03-23 11:00 | 40.1256 | 63.5019
2022-03-23 12:00 | 39.0379 | 61.7999
2022-03-23 13:00 | 38.3108 | 60.7932
2022-03-23 14:00 | 37.3678 | 59.9714
2022-03-23 15:00 | 37.1872 | 59.6706
2022-03-23 16:00 | 38.438 | 61.4671
2022-03-23 17:00 | 40.203 | 63.978
2022-03-23 18:00 | 40.8886 | 64.1933
2022-03-23 19:00 | 42.5754 | 65.0242
2022-03-23 20:00 | 42.5861 | 64.2968
2022-03-23 21:00 | 40.4437 | 60.3096
2022-03-23 22:00 | 37.2889 | 55.379
2022-03-23 23:00 | 33.8617 | 50.7424
2022-03-24 | 32.0163 | 46.9404
2022-03-24 01:00 | 31.3026 | 45.6653
2022-03-24 02:00 | 31.0808 | 44.6892
2022-03-24 03:00 | 31.3455 | 44.6558
2022-03-24 04:00 | 32.0273 | 44.9599
2022-03-24 05:00 | 34.2951 | 47.1408
2022-03-24 06:00 | 38.5561 | 51.9083
2022-03-24 07:00 | 42.8141 | 58.3135
2022-03-24 08:00 | 44.9993 | 61.2151
2022-03-24 09:00 | 44.3123 | 62.7522
2022-03-24 10:00 | 43.136 | 62.6823
2022-03-24 11:00 | 41.7335 | 61.3624
2022-03-24 12:00 | 43.0783 | 60.1603
2022-03-24 13:00 | 42.4841 | 58.9026
2022-03-24 14:00 | 41.6395 | 58.2028
2022-03-24 15:00 | 41.3945 | 58.0858
2022-03-24 16:00 | 42.3147 | 60.5745
2022-03-24 17:00 | 43.3188 | 62.8554
2022-03-24 18:00 | 43.5147 | 59.3654
2022-03-24 19:00 | 43.8144 | 62.0526
2022-03-24 20:00 | 42.8358 | 62.6031
2022-03-24 21:00 | 40.1912 | 59.1018
2022-03-24 22:00 | 36.9539 | 54.3324
2022-03-24 23:00 | 33.6203 | 49.8516
2022-03-25 | 31.4684 | 46.9048
2022-03-25 01:00 | 30.5937 | 44.2918
2022-03-25 02:00 | 30.3084 | 43.3901
2022-03-25 03:00 | 30.459 | 43.4056
2022-03-25 04:00 | 31.0979 | 43.7309
2022-03-25 05:00 | 33.2488 | 45.738
2022-03-25 06:00 | 37.2931 | 50.754
2022-03-25 07:00 | 40.7225 | 56.1564
2022-03-25 08:00 | 41.8222 | 56.2209
2022-03-25 09:00 | 40.7646 | 53.0152
2022-03-25 10:00 | 39.8943 | 49.3812
2022-03-25 11:00 | 39.6873 | 48.5852
2022-03-25 12:00 | 39.2284 | 46.2725
2022-03-25 13:00 | 38.3508 | 44.2088
2022-03-25 14:00 | 37.6587 | 42.8803
2022-03-25 15:00 | 37.0998 | 42.8252
2022-03-25 16:00 | 37.7818 | 46.6745
2022-03-25 17:00 | 38.9796 | 52.4004
2022-03-25 18:00 | 39.7307 | 56.1489
2022-03-25 19:00 | 40.7694 | 59.2581
2022-03-25 20:00 | 40.3026 | 59.9363
2022-03-25 21:00 | 37.9527 | 56.722
2022-03-25 22:00 | 34.8597 | 52.2242
2022-03-25 23:00 | 31.5721 | 47.759
2022-03-26 | 29.9431 | 44.3734
2022-03-26 01:00 | 29.2472 | 44.0345
2022-03-26 02:00 | 28.9424 | 43.3309
2022-03-26 03:00 | 29.0516 | 43.3773
2022-03-26 04:00 | 29.5293 | 43.6867
2022-03-26 05:00 | 31.2325 | 45.3318
2022-03-26 06:00 | 33.8329 | 49.0107
2022-03-26 07:00 | 35.4451 | 51.9591
2022-03-26 08:00 | 36.0456 | 50.7125
2022-03-26 09:00 | 36.2243 | 49.5441
2022-03-26 10:00 | 36.537 | 47.7373
2022-03-26 11:00 | 37.1499 | 46.1258
2022-03-26 12:00 | 37.7501 | 47.831
2022-03-26 13:00 | 36.9554 | 45.8718
2022-03-26 14:00 | 35.7823 | 44.0926
2022-03-26 15:00 | 35.3692 | 42.8622
2022-03-26 16:00 | 36.5393 | 46.044
2022-03-26 17:00 | 38.5271 | 51.7714
2022-03-26 18:00 | 37.648 | 57.0429
2022-03-26 19:00 | 38.7604 | 58.0542
2022-03-26 20:00 | 38.0311 | 57.2032
2022-03-26 21:00 | 35.4321 | 53.5099
2022-03-26 22:00 | 32.9241 | 50.2744
2022-03-26 23:00 | 30.4245 | 47.5565
2022-03-27 | 29.4993 | 44.8698
2022-03-27 01:00 | 28.4243 | 43.6167
2022-03-27 02:00 | 28.0908 | 43.1652
2022-03-27 03:00 | 28.216 | 43.1135
2022-03-27 04:00 | 28.5815 | 43.4863
2022-03-27 05:00 | 30.1388 | 44.8522
2022-03-27 06:00 | 32.6572 | 47.4115
2022-03-27 07:00 | 33.95 | 50.3587
2022-03-27 08:00 | 34.2172 | 50.0777
2022-03-27 09:00 | 32.9963 | 50.7045
2022-03-27 10:00 | 31.9357 | 50.5687
2022-03-27 11:00 | 31.6049 | 48.4828
2022-03-27 12:00 | 33.1992 | 46.2501
2022-03-27 13:00 | 32.3745 | 44.5706
2022-03-27 14:00 | 31.5103 | 43.5886
2022-03-27 15:00 | 31.3562 | 43.5047
2022-03-27 16:00 | 33.1578 | 47.2402
2022-03-27 17:00 | 36.0619 | 53.2748
2022-03-27 18:00 | 37.2901 | 57.0118
2022-03-27 19:00 | 38.7411 | 57.9802
2022-03-27 20:00 | 38.4489 | 56.9931
2022-03-27 21:00 | 35.9528 | 53.0012
2022-03-27 22:00 | 33.1484 | 49.6774
2022-03-27 23:00 | 30.4366 | 46.6357
2022-03-28 | 29.2933 | 45.5376
2022-03-28 01:00 | 28.4973 | 41.9273
2022-03-28 02:00 | 28.4374 | 41.4713
2022-03-28 03:00 | 28.8452 | 41.6176
2022-03-28 04:00 | 29.532 | 41.8548
2022-03-28 05:00 | 31.865 | 44.2125
2022-03-28 06:00 | 36.2976 | 49.9739
2022-03-28 07:00 | 40.7222 | 56.0233
2022-03-28 08:00 | 42.8362 | 57.6927
2022-03-28 09:00 | 41.9019 | 56.0793
2022-03-28 10:00 | 40.8748 | 53.0268
2022-03-28 11:00 | 39.6374 | 50.0452
2022-03-28 12:00 | 40.8835 | 45.8626
2022-03-28 13:00 | 40.3183 | 43.9724
2022-03-28 14:00 | 39.3793 | 42.3084
2022-03-28 15:00 | 39.2104 | 41.6939
2022-03-28 16:00 | 40.2106 | 46.1792
2022-03-28 17:00 | 41.4438 | 52.9933
2022-03-28 18:00 | 41.2906 | 59.3535
2022-03-28 19:00 | 41.3594 | 60.4798
2022-03-28 20:00 | 40.5151 | 60.3128
2022-03-28 21:00 | 37.7901 | 56.3952
2022-03-28 22:00 | 34.3631 | 51.784
2022-03-28 23:00 | 31.0824 | 47.571
2022-03-29 | 29.5255 | 43.9232
2022-03-29 01:00 | 28.6553 | 41.2995
2022-03-29 02:00 | 28.4879 | 40.5067
2022-03-29 03:00 | 28.7949 | 40.5331
2022-03-29 04:00 | 29.3283 | 40.6465
2022-03-29 05:00 | 31.6752 | 42.5748
2022-03-29 06:00 | 35.7115 | 48.1085
2022-03-29 07:00 | 39.7296 | 54.8467
2022-03-29 08:00 | 41.6717 | 58.202
2022-03-29 09:00 | 41.0813 | 60.1557
2022-03-29 10:00 | 40.4567 | 60.6798
2022-03-29 11:00 | 39.9083 | 59.9365
2022-03-29 12:00 | 39.3416 | 58.2271
2022-03-29 13:00 | 38.6363 | 56.8093
2022-03-29 14:00 | 38.1066 | 55.5325
2022-03-29 15:00 | 38.0625 | 55.0888
2022-03-29 16:00 | 38.8013 | 58.1986
2022-03-29 17:00 | 39.8539 | 60.7953
2022-03-29 18:00 | 39.4194 | 60.8924
2022-03-29 19:00 | 39.7917 | 60.7672
2022-03-29 20:00 | 39.2958 | 59.594
2022-03-29 21:00 | 36.8385 | 55.023
2022-03-29 22:00 | 33.58 | 50.4339
2022-03-29 23:00 | 30.4203 | 46.203
2022-03-30 | 28.8007 | 44.0571
2022-03-30 01:00 | 28.0562 | 41.3946
2022-03-30 02:00 | 27.8587 | 40.5742
2022-03-30 03:00 | 28.117 | 40.4703
2022-03-30 04:00 | 28.5955 | 40.8121
2022-03-30 05:00 | 30.8289 | 42.7251
2022-03-30 06:00 | 35.0734 | 47.5952
2022-03-30 07:00 | 38.8545 | 53.9833
2022-03-30 08:00 | 40.2306 | 56.5019
2022-03-30 09:00 | 39.5091 | 57.0656
2022-03-30 10:00 | 38.8553 | 56.7765
2022-03-30 11:00 | 38.7858 | 56.1776
2022-03-30 12:00 | 39.1107 | 55.0433
2022-03-30 13:00 | 38.6549 | 53.7175
2022-03-30 14:00 | 38.1452 | 52.789
2022-03-30 15:00 | 38.1621 | 51.8727
2022-03-30 16:00 | 39.0622 | 54.8659
2022-03-30 17:00 | 40.2267 | 58.7644
2022-03-30 18:00 | 40.1767 | 55.6942
2022-03-30 19:00 | 40.9536 | 57.5291
2022-03-30 20:00 | 40.5845 | 57.5626
2022-03-30 21:00 | 38.2814 | 53.8592
2022-03-30 22:00 | 34.9032 | 49.3522
2022-03-30 23:00 | 31.4008 | 44.7445
2022-03-31 | 29.3411 | 43.2745
2022-03-31 01:00 | 29.1529 | 39.9474
2022-03-31 02:00 | 28.9525 | 39.2509
2022-03-31 03:00 | 29.201 | 39.3921
2022-03-31 04:00 | 29.6835 | 39.6577
2022-03-31 05:00 | 31.9406 | 41.8871
2022-03-31 06:00 | 37.1556 | 47.3174
2022-03-31 07:00 | 41.1905 | 53.0439
2022-03-31 08:00 | 43.1683 | 53.4972
2022-03-31 09:00 | 42.8492 | 51.251
2022-03-31 10:00 | 42.8984 | 48.8212
2022-03-31 11:00 | 43.3151 | 48.2877
2022-03-31 12:00 | 44.4149 | 43.4911
2022-03-31 13:00 | 44.672 | 41.6535
2022-03-31 14:00 | 44.6073 | 40.1122
2022-03-31 15:00 | 44.977 | 40.2846
2022-03-31 16:00 | 46.3495 | 45.2544
2022-03-31 17:00 | 47.6036 | 51.6341
2022-03-31 18:00 | 47.7623 | 54.9226
2022-03-31 19:00 | 48.0005 | 57.0614
2022-03-31 20:00 | 46.4035 | 57.857
2022-03-31 21:00 | 43.0205 | 54.4543
2022-03-31 22:00 | 38.7466 | 50.1706
2022-03-31 23:00 | 34.4014 | 46.013
2022-04-01 | 32.0587 | 42.4816
2022-04-01 01:00 | 28.8456 | 42.5264
2022-04-01 02:00 | 28.1665 | 40.7951
2022-04-01 03:00 | 27.9734 | 39.9674
2022-04-01 04:00 | 27.8121 | 39.7948
2022-04-01 05:00 | 28.6334 | 40.7347
2022-04-01 06:00 | 30.0728 | 42.9015
2022-04-01 07:00 | 32.0447 | 44.9098
2022-04-01 08:00 | 33.7943 | 43.7669
2022-04-01 09:00 | 33.9273 | 41.8552
2022-04-01 10:00 | 35.0013 | 39.5239
2022-04-01 11:00 | 36.3559 | 41.1047
2022-04-01 12:00 | 37.7548 | 39.1885
2022-04-01 13:00 | 37.3273 | 38.2699
2022-04-01 14:00 | 37.0172 | 37.9664
2022-04-01 15:00 | 37.3104 | 40.3233
2022-04-01 16:00 | 38.5072 | 43.3519
2022-04-01 17:00 | 39.7706 | 45.5792
2022-04-01 18:00 | 38.8732 | 49.1291
2022-04-01 19:00 | 38.5146 | 50.316
2022-04-01 20:00 | 37.6017 | 51.2848
2022-04-01 21:00 | 35.6569 | 49.8929
2022-04-01 22:00 | 32.8081 | 46.4288
2022-04-01 23:00 | 30.0642 | 44.0211
2022-04-02 | 26.6742 | 41.6496
2022-04-02 01:00 | 27.2417 | 40.0019
2022-04-02 02:00 | 26.7635 | 39.9359
2022-04-02 03:00 | 26.7808 | 40.6144
2022-04-02 04:00 | 26.8458 | 40.8931
2022-04-02 05:00 | 27.9137 | 42.2304
2022-04-02 06:00 | 30.3893 | 46.6548
2022-04-02 07:00 | 32.128 | 49.3919
2022-04-02 08:00 | 34.0483 | 48.3872
2022-04-02 09:00 | 34.3526 | 46.3147
2022-04-02 10:00 | 34.9653 | 44.1259
2022-04-02 11:00 | 35.3092 | 42.9077
2022-04-02 12:00 | 36.5508 | 42.4451
2022-04-02 13:00 | 35.0963 | 40.9155
2022-04-02 14:00 | 33.9892 | 39.8914
2022-04-02 15:00 | 33.9877 | 41.6102
2022-04-02 16:00 | 34.7804 | 46.0592
2022-04-02 17:00 | 35.885 | 49.625
2022-04-02 18:00 | 36.3786 | 51.9404
2022-04-02 19:00 | 36.8119 | 52.2694
2022-04-02 20:00 | 34.9653 | 52.2188
2022-04-02 21:00 | 33.0183 | 49.8731
2022-04-02 22:00 | 30.7759 | 46.573
2022-04-02 23:00 | 28.3429 | 44.0408
2022-04-03 | 25.9927 | 40.9441
2022-04-03 01:00 | 25.0536 | 41.7004
2022-04-03 02:00 | 24.9404 | 41.0437
2022-04-03 03:00 | 25.0758 | 41.0284
2022-04-03 04:00 | 25.0952 | 40.9214
2022-04-03 05:00 | 25.8693 | 41.4715
2022-04-03 06:00 | 27.5056 | 41.9726
2022-04-03 07:00 | 29.8972 | 44.6528
2022-04-03 08:00 | 34.0934 | 47.2525
2022-04-03 09:00 | 35.55 | 47.0807
2022-04-03 10:00 | 35.9918 | 44.8626
2022-04-03 11:00 | 35.7699 | 43.0438
2022-04-03 12:00 | 36.5686 | 46.9256
2022-04-03 13:00 | 35.1296 | 46.5806
2022-04-03 14:00 | 34.7119 | 46.7908
2022-04-03 15:00 | 34.7456 | 47.183
2022-04-03 16:00 | 36.407 | 47.781
2022-04-03 17:00 | 37.9782 | 51.4483
2022-04-03 18:00 | 37.8975 | 52.6235
2022-04-03 19:00 | 37.5389 | 53.9037
2022-04-03 20:00 | 36.4252 | 49.879
2022-04-03 21:00 | 34.635 | 47.4175
2022-04-03 22:00 | 32.0624 | 46.3272
2022-04-03 23:00 | 29.8579 | 44.5502
2022-04-04 | 27.9594 | 43.7665
2022-04-04 01:00 | 28.0921 | 40.9224
2022-04-04 02:00 | 28.2967 | 41.516
2022-04-04 03:00 | 28.7546 | 42.0449
2022-04-04 04:00 | 29.343 | 41.8946
2022-04-04 05:00 | 31.5693 | 42.8412
2022-04-04 06:00 | 35.5537 | 49.2959
2022-04-04 07:00 | 39.4483 | 56.8108
2022-04-04 08:00 | 42.0975 | 57.8754
2022-04-04 09:00 | 41.7243 | 57.364
2022-04-04 10:00 | 41.9471 | 57.0682
2022-04-04 11:00 | 40.8858 | 54.0544
2022-04-04 12:00 | 39.2484 | 47.8199
2022-04-04 13:00 | 38.9895 | 46.7041
2022-04-04 14:00 | 38.4284 | 48.1178
2022-04-04 15:00 | 38.8274 | 50.073
2022-04-04 16:00 | 39.5828 | 53.7832
2022-04-04 17:00 | 40.8355 | 56.8033
2022-04-04 18:00 | 39.5059 | 60.5551
2022-04-04 19:00 | 41.0023 | 61.8489
2022-04-04 20:00 | 40.607 | 60.9238
2022-04-04 21:00 | 38.3823 | 57.1285
2022-04-04 22:00 | 35.427 | 51.6381
2022-04-04 23:00 | 32.1343 | 46.8544
2022-04-05 | 30.3579 | 44.4132
2022-04-05 01:00 | 30.0115 | 40.5694
2022-04-05 02:00 | 30.0301 | 40.1979
2022-04-05 03:00 | 30.5357 | 40.7659
2022-04-05 04:00 | 31.2119 | 40.9846
2022-04-05 05:00 | 33.4492 | 43.1629
2022-04-05 06:00 | 37.9804 | 49.4329
2022-04-05 07:00 | 42.1784 | 55.1685
2022-04-05 08:00 | 43.6377 | 55.9715
2022-04-05 09:00 | 41.949 | 54.0894
2022-04-05 10:00 | 40.78 | 51.7742
2022-04-05 11:00 | 39.7645 | 51.5405
2022-04-05 12:00 | 36.6642 | 49.8763
2022-04-05 13:00 | 35.7704 | 48.3627
2022-04-05 14:00 | 35.1351 | 47.4247
2022-04-05 15:00 | 35.6285 | 49.0522
2022-04-05 16:00 | 36.81 | 53.0613
2022-04-05 17:00 | 38.5788 | 56.1255
2022-04-05 18:00 | 40.6272 | 56.5026
2022-04-05 19:00 | 41.7429 | 58.1119
2022-04-05 20:00 | 41.5175 | 58.6174
2022-04-05 21:00 | 39.1913 | 55.6235
2022-04-05 22:00 | 35.9962 | 50.6965
2022-04-05 23:00 | 32.5386 | 46.4677
2022-04-06 | 31.0594 | 43.5182
2022-04-06 01:00 | 30.5618 | 41.5436
2022-04-06 02:00 | 30.5378 | 41.0792
2022-04-06 03:00 | 30.9089 | 41.5423
2022-04-06 04:00 | 31.4762 | 41.9756
2022-04-06 05:00 | 33.5593 | 43.9664
2022-04-06 06:00 | 37.6761 | 50.4557
2022-04-06 07:00 | 41.5872 | 55.5213
2022-04-06 08:00 | 42.8705 | 55.2616
2022-04-06 09:00 | 41.9444 | 52.1625
2022-04-06 10:00 | 41.2377 | 49.4147
2022-04-06 11:00 | 41.1254 | 49.8041
2022-04-06 12:00 | 38.0763 | 46.6064
2022-04-06 13:00 | 37.3507 | 45.4846
2022-04-06 14:00 | 36.8143 | 44.8567
2022-04-06 15:00 | 37.3036 | 46.1778
2022-04-06 16:00 | 38.3121 | 50.7151
2022-04-06 17:00 | 39.8292 | 54.5986
2022-04-06 18:00 | 40.3091 | 56.434
2022-04-06 19:00 | 41.3445 | 59.3097
2022-04-06 20:00 | 41.1222 | 61.3082
2022-04-06 21:00 | 38.8535 | 59.0092
2022-04-06 22:00 | 35.6675 | 54.0392
2022-04-06 23:00 | 32.1876 | 49.3616
2022-04-07 | 30.7726 | 44.0076
2022-04-07 01:00 | 29.9899 | 43.1541
2022-04-07 02:00 | 29.9601 | 42.5986
2022-04-07 03:00 | 30.3283 | 43.1162
2022-04-07 04:00 | 30.8867 | 43.5885
2022-04-07 05:00 | 33.0247 | 45.946
2022-04-07 06:00 | 37.2528 | 51.2441
2022-04-07 07:00 | 40.6636 | 57.4976
2022-04-07 08:00 | 41.3273 | 60.3616
2022-04-07 09:00 | 39.5376 | 61.1304
2022-04-07 10:00 | 38.4833 | 60.6442
2022-04-07 11:00 | 38.34 | 58.642
2022-04-07 12:00 | 38.2176 | 55.2162
2022-04-07 13:00 | 37.4131 | 53.746
2022-04-07 14:00 | 37.0003 | 53.2453
2022-04-07 15:00 | 37.4843 | 54.4078
2022-04-07 16:00 | 38.4147 | 57.5524
2022-04-07 17:00 | 39.6828 | 59.9038
2022-04-07 18:00 | 40.0008 | 57.0437
2022-04-07 19:00 | 40.9335 | 59.5063
2022-04-07 20:00 | 40.7329 | 60.5514
2022-04-07 21:00 | 38.4766 | 57.5282
2022-04-07 22:00 | 35.3853 | 52.4659
2022-04-07 23:00 | 32.0106 | 47.7114
2022-04-08 | 30.4156 | 45.6043
2022-04-08 01:00 | 29.3549 | 43.1697
2022-04-08 02:00 | 29.2316 | 42.7067
2022-04-08 03:00 | 29.5118 | 43.0617
2022-04-08 04:00 | 30.0333 | 43.4379
2022-04-08 05:00 | 32.0899 | 45.5452
2022-04-08 06:00 | 36.3919 | 50.0419
2022-04-08 07:00 | 39.9861 | 55.8669
2022-04-08 08:00 | 40.9304 | 57.594
2022-04-08 09:00 | 39.7973 | 56.785
2022-04-08 10:00 | 39.3154 | 55.413
2022-04-08 11:00 | 39.2908 | 54.425
2022-04-08 12:00 | 37.583 | 49.4113
2022-04-08 13:00 | 36.7681 | 47.7403
2022-04-08 14:00 | 36.142 | 47.2635
2022-04-08 15:00 | 36.1775 | 48.1776
2022-04-08 16:00 | 36.572 | 51.0887
2022-04-08 17:00 | 37.6679 | 53.9298
2022-04-08 18:00 | 39.1521 | 56.2165
2022-04-08 19:00 | 39.8374 | 58.1845
2022-04-08 20:00 | 39.2858 | 59.2689
2022-04-08 21:00 | 37.1106 | 56.4899
2022-04-08 22:00 | 34.0807 | 51.7731
2022-04-08 23:00 | 30.8035 | 47.3011
2022-04-09 | 28.4883 | 42.8936
2022-04-09 01:00 | 27.637 | 43.6526
2022-04-09 02:00 | 27.4422 | 43.1565
2022-04-09 03:00 | 27.6413 | 43.2726
2022-04-09 04:00 | 27.9678 | 43.5109
2022-04-09 05:00 | 29.3175 | 45.2318
2022-04-09 06:00 | 32.1098 | 48.903
2022-04-09 07:00 | 34.0803 | 50.5825
2022-04-09 08:00 | 35.2627 | 47.899
2022-04-09 09:00 | 34.8361 | 44.8213
2022-04-09 10:00 | 34.6208 | 42.4917
2022-04-09 11:00 | 34.594 | 42.2744
2022-04-09 12:00 | 32.9924 | 46.1798
2022-04-09 13:00 | 31.6711 | 45.1599
2022-04-09 14:00 | 30.6124 | 44.511
2022-04-09 15:00 | 30.8367 | 45.1851
2022-04-09 16:00 | 32.2284 | 48.2756
2022-04-09 17:00 | 34.4803 | 51.7725
2022-04-09 18:00 | 34.6822 | 54.3316
2022-04-09 19:00 | 35.424 | 55.1168
2022-04-09 20:00 | 34.9112 | 54.4503
2022-04-09 21:00 | 33.0074 | 50.9916
2022-04-09 22:00 | 30.7941 | 47.2576
2022-04-09 23:00 | 28.4536 | 44.6175
2022-04-10 | 27.4869 | 43.6066
2022-04-10 01:00 | 26.903 | 41.6897
2022-04-10 02:00 | 26.7369 | 41.7299
2022-04-10 03:00 | 26.9798 | 42.2171
2022-04-10 04:00 | 27.2408 | 42.5695
2022-04-10 05:00 | 28.503 | 43.781
2022-04-10 06:00 | 30.9001 | 47.9228
2022-04-10 07:00 | 32.2314 | 49.2749
2022-04-10 08:00 | 32.7894 | 45.6642
2022-04-10 09:00 | 31.8897 | 42.0688
2022-04-10 10:00 | 31.3735 | 39.7228
2022-04-10 11:00 | 31.7248 | 39.7111
2022-04-10 12:00 | 32.6753 | 38.6728
2022-04-10 13:00 | 31.9505 | 37.7147
2022-04-10 14:00 | 31.2199 | 37.8219
2022-04-10 15:00 | 31.8333 | 40.4447
2022-04-10 16:00 | 33.6392 | 45.0785
2022-04-10 17:00 | 36.206 | 50.3812
2022-04-10 18:00 | 37.3257 | 52.3128
2022-04-10 19:00 | 37.8522 | 54.9205
2022-04-10 20:00 | 37.3393 | 56.1438
2022-04-10 21:00 | 35.0994 | 53.6118
2022-04-10 22:00 | 32.5098 | 49.8188
2022-04-10 23:00 | 29.8463 | 46.6087
2022-04-11 | 28.6131 | 44.7572
2022-04-11 01:00 | 28.2041 | 41.8243
2022-04-11 02:00 | 28.2862 | 41.777
2022-04-11 03:00 | 28.7527 | 42.3632
2022-04-11 04:00 | 29.3648 | 42.5824
2022-04-11 05:00 | 31.5278 | 44.9342
2022-04-11 06:00 | 36.2416 | 49.9416
2022-04-11 07:00 | 39.9834 | 56.4189
2022-04-11 08:00 | 40.8624 | 60.4563
2022-04-11 09:00 | 39.27 | 63.0056
2022-04-11 10:00 | 38.5084 | 63.6483
2022-04-11 11:00 | 38.5081 | 61.6059
2022-04-11 12:00 | 37.6006 | 56.7954
2022-04-11 13:00 | 37.0698 | 55.622
2022-04-11 14:00 | 36.3294 | 55.0256
2022-04-11 15:00 | 36.8785 | 55.5213
2022-04-11 16:00 | 37.8234 | 57.9811
2022-04-11 17:00 | 39.1485 | 60.6113
2022-04-11 18:00 | 38.0228 | 60.5599
2022-04-11 19:00 | 39.2798 | 61.0668
2022-04-11 20:00 | 39.5184 | 61.0582
2022-04-11 21:00 | 37.5531 | 57.3015
2022-04-11 22:00 | 34.4267 | 52.0912
2022-04-11 23:00 | 31.1116 | 47.3808
2022-04-12 | 29.7811 | 44.9197
2022-04-12 01:00 | 28.8641 | 42.7714
2022-04-12 02:00 | 28.8083 | 42.1914
2022-04-12 03:00 | 29.1609 | 42.3993
2022-04-12 04:00 | 29.7151 | 42.686
2022-04-12 05:00 | 31.8674 | 44.9147
2022-04-12 06:00 | 36.5147 | 50.0795
2022-04-12 07:00 | 40.064 | 56.2521
2022-04-12 08:00 | 40.7921 | 59.3787
2022-04-12 09:00 | 39.0209 | 59.2691
2022-04-12 10:00 | 38.1137 | 57.8347
2022-04-12 11:00 | 37.8829 | 55.1013
2022-04-12 12:00 | 38.5881 | 58.2561
2022-04-12 13:00 | 38.0223 | 56.6764
2022-04-12 14:00 | 37.497 | 55.9287
2022-04-12 15:00 | 37.9243 | 56.3159
2022-04-12 16:00 | 38.7132 | 58.8081
2022-04-12 17:00 | 39.9965 | 60.1037
2022-04-12 18:00 | 40.4341 | 60.315
2022-04-12 19:00 | 40.563 | 60.6254
2022-04-12 20:00 | 40.1633 | 60.7769
2022-04-12 21:00 | 37.9741 | 57.0851
2022-04-12 22:00 | 34.8052 | 52.1115
2022-04-12 23:00 | 31.5027 | 47.4438
2022-04-13 | 29.9973 | 44.7733
2022-04-13 01:00 | 29.4495 | 42.1558
2022-04-13 02:00 | 29.4286 | 41.6122
2022-04-13 03:00 | 29.7304 | 41.7287
2022-04-13 04:00 | 30.2617 | 42.114
2022-04-13 05:00 | 32.3191 | 44.1517
2022-04-13 06:00 | 36.663 | 49.2825
2022-04-13 07:00 | 40.4004 | 55.0749
2022-04-13 08:00 | 41.636 | 57.7348
2022-04-13 09:00 | 40.7368 | 58.1449
2022-04-13 10:00 | 40.2385 | 57.6238
2022-04-13 11:00 | 40.2995 | 56.1532
2022-04-13 12:00 | 38.625 | 55.2388
2022-04-13 13:00 | 38.0582 | 54.2319
2022-04-13 14:00 | 37.4814 | 53.7957
2022-04-13 15:00 | 37.8238 | 54.1067
2022-04-13 16:00 | 38.6431 | 56.5511
2022-04-13 17:00 | 40.0029 | 58.4743
2022-04-13 18:00 | 40.5779 | 58.8832
2022-04-13 19:00 | 40.9615 | 59.4063
2022-04-13 20:00 | 40.7756 | 59.7566
2022-04-13 21:00 | 38.7367 | 56.2696
2022-04-13 22:00 | 35.5864 | 51.202
2022-04-13 23:00 | 32.2202 | 46.26
2022-04-14 | 30.8734 | 43.5844
2022-04-14 01:00 | 29.7406 | 41.0161
2022-04-14 02:00 | 29.6949 | 40.4274
2022-04-14 03:00 | 30.0007 | 40.5196
2022-04-14 04:00 | 30.5208 | 40.926
2022-04-14 05:00 | 32.6097 | 43.3353
2022-04-14 06:00 | 37.0141 | 48.1656
2022-04-14 07:00 | 40.8303 | 53.5008
2022-04-14 08:00 | 42.2869 | 54.7268
2022-04-14 09:00 | 41.6043 | 53.6676
2022-04-14 10:00 | 41.1982 | 52.5153
2022-04-14 11:00 | 41.0049 | 51.9061
2022-04-14 12:00 | 38.0588 | 42.3378
2022-04-14 13:00 | 37.4369 | 40.6121
2022-04-14 14:00 | 36.8566 | 39.7012
2022-04-14 15:00 | 37.2704 | 40.7254
2022-04-14 16:00 | 38.0774 | 45.0191
2022-04-14 17:00 | 39.2678 | 49.7272
2022-04-14 18:00 | 39.8438 | 53.019
2022-04-14 19:00 | 40.5684 | 55.2527
2022-04-14 20:00 | 40.5842 | 56.9549
2022-04-14 21:00 | 38.6331 | 54.2825
2022-04-14 22:00 | 35.5438 | 49.5076
2022-04-14 23:00 | 32.1996 | 45.0272
2022-04-15 | 30.7223 | 41.9432
2022-04-15 01:00 | 28.0136 | 41.6869
2022-04-15 02:00 | 27.7798 | 39.8578
2022-04-15 03:00 | 27.8707 | 38.593
2022-04-15 04:00 | 28.0152 | 38.3347
2022-04-15 05:00 | 28.9618 | 39.3676
2022-04-15 06:00 | 30.5509 | 40.3146
2022-04-15 07:00 | 32.4519 | 41.3046
2022-04-15 08:00 | 34.341 | 39.2751
2022-04-15 09:00 | 34.6586 | 35.635
2022-04-15 10:00 | 35.4159 | 32.1992
2022-04-15 11:00 | 36.0626 | 34.0067
2022-04-15 12:00 | 34.4184 | 33.3846
2022-04-15 13:00 | 33.3429 | 32.4828
2022-04-15 14:00 | 32.4174 | 31.7668
2022-04-15 15:00 | 31.9746 | 33.9748
2022-04-15 16:00 | 32.9964 | 37.1546
2022-04-15 17:00 | 34.5644 | 40.7417
2022-04-15 18:00 | 33.8355 | 45.1882
2022-04-15 19:00 | 34.3815 | 47.2002
2022-04-15 20:00 | 35.1213 | 49.3022
2022-04-15 21:00 | 33.9837 | 48.3207
2022-04-15 22:00 | 31.4143 | 44.8725
2022-04-15 23:00 | 28.9249 | 42.2813
2022-04-16 | 27.8234 | 40.6573
2022-04-16 01:00 | 28.1948 | 39.9538
2022-04-16 02:00 | 27.9577 | 39.554
2022-04-16 03:00 | 28.0969 | 39.8381
2022-04-16 04:00 | 28.392 | 40.077
2022-04-16 05:00 | 29.7038 | 41.4783
2022-04-16 06:00 | 32.6014 | 45.2333
2022-04-16 07:00 | 34.8388 | 46.9647
2022-04-16 08:00 | 36.3365 | 45.1636
2022-04-16 09:00 | 35.9444 | 42.722
2022-04-16 10:00 | 35.445 | 40.7752
2022-04-16 11:00 | 34.562 | 41.0012
2022-04-16 12:00 | 33.8265 | 40.6181
2022-04-16 13:00 | 32.6065 | 39.4225
2022-04-16 14:00 | 31.5441 | 38.8589
2022-04-16 15:00 | 31.5825 | 40.4969
2022-04-16 16:00 | 32.7971 | 44.2702
2022-04-16 17:00 | 34.8252 | 48.5688
2022-04-16 18:00 | 36.3283 | 50.8229
2022-04-16 19:00 | 36.1429 | 52.532
2022-04-16 20:00 | 35.2127 | 53.1276
2022-04-16 21:00 | 33.3081 | 50.6977
2022-04-16 22:00 | 30.9466 | 47.0783
2022-04-16 23:00 | 28.6208 | 44.1546
2022-04-17 | 27.2792 | 42.1627
2022-04-17 01:00 | 25.8534 | 41.2942
2022-04-17 02:00 | 25.6782 | 40.9989
2022-04-17 03:00 | 25.6928 | 41.0443
2022-04-17 04:00 | 25.819 | 41.0166
2022-04-17 05:00 | 26.6261 | 41.521
2022-04-17 06:00 | 28.3197 | 41.7714
2022-04-17 07:00 | 30.3969 | 44.8326
2022-04-17 08:00 | 33.4989 | 49.473
2022-04-17 09:00 | 34.3803 | 52.7217
2022-04-17 10:00 | 34.582 | 53.1984
2022-04-17 11:00 | 34.2799 | 50.8473
2022-04-17 12:00 | 35.5611 | 47.5104
2022-04-17 13:00 | 34.1802 | 47.6851
2022-04-17 14:00 | 33.7339 | 47.5016
2022-04-17 15:00 | 33.3472 | 48.8338
2022-04-17 16:00 | 35.0335 | 49.5549
2022-04-17 17:00 | 36.4506 | 52.5096
2022-04-17 18:00 | 35.343 | 54.6649
2022-04-17 19:00 | 34.5471 | 55.507
2022-04-17 20:00 | 34.0753 | 52.8147
2022-04-17 21:00 | 33.2861 | 51.2462
2022-04-17 22:00 | 30.9365 | 50.4508
2022-04-17 23:00 | 29.0095 | 48.524
2022-04-18 | 27.1139 | 44.5669
2022-04-18 01:00 | 26.3792 | 44.5944
2022-04-18 02:00 | 26.4854 | 44.8926
2022-04-18 03:00 | 26.7837 | 44.5451
2022-04-18 04:00 | 27.2569 | 44.1069
2022-04-18 05:00 | 29.3804 | 44.6399
2022-04-18 06:00 | 33.2936 | 48.7203
2022-04-18 07:00 | 37.3118 | 55.1082
2022-04-18 08:00 | 39.9802 | 55.8558
2022-04-18 09:00 | 40.0175 | 56.7538
2022-04-18 10:00 | 40.2948 | 58.1834
2022-04-18 11:00 | 38.8227 | 56.7273
2022-04-18 12:00 | 36.3392 | 46.4866
2022-04-18 13:00 | 36.0488 | 46.4983
2022-04-18 14:00 | 35.7307 | 47.8107
2022-04-18 15:00 | 35.6484 | 50.7589
2022-04-18 16:00 | 36.0236 | 54.1496
2022-04-18 17:00 | 37.1682 | 56.41
2022-04-18 18:00 | 36.4013 | 56.1297
2022-04-18 19:00 | 37.2535 | 58.9447
2022-04-18 20:00 | 37.1622 | 59.7334
2022-04-18 21:00 | 35.4902 | 56.973
2022-04-18 22:00 | 32.7305 | 51.5283
2022-04-18 23:00 | 29.7692 | 46.7481
2022-04-19 | 28.4138 | 45.8592
2022-04-19 01:00 | 27.657 | 43.0148
2022-04-19 02:00 | 27.6103 | 42.2316
2022-04-19 03:00 | 27.9923 | 42.1766
2022-04-19 04:00 | 28.5618 | 42.407
2022-04-19 05:00 | 30.7703 | 44.4622
2022-04-19 06:00 | 35.4787 | 49.1688
2022-04-19 07:00 | 39.5543 | 53.8342
2022-04-19 08:00 | 41.3095 | 53.769
2022-04-19 09:00 | 40.454 | 49.9666
2022-04-19 10:00 | 40.1469 | 46.421
2022-04-19 11:00 | 39.3945 | 45.8394
2022-04-19 12:00 | 39.4408 | 46.7953
2022-04-19 13:00 | 38.9425 | 45.2949
2022-04-19 14:00 | 38.1594 | 43.9238
2022-04-19 15:00 | 38.2441 | 45.4114
2022-04-19 16:00 | 38.5248 | 49.7067
2022-04-19 17:00 | 39.3411 | 53.8794
2022-04-19 18:00 | 39.188 | 59.852
2022-04-19 19:00 | 39.3761 | 60.6914
2022-04-19 20:00 | 38.7536 | 61.4141
2022-04-19 21:00 | 37.1312 | 58.2913
2022-04-19 22:00 | 34.0021 | 53.3374
2022-04-19 23:00 | 30.8218 | 48.6831
2022-04-20 | 28.5071 | 45.3651
2022-04-20 01:00 | 28.1133 | 43.7194
2022-04-20 02:00 | 28.0634 | 42.9442
2022-04-20 03:00 | 28.3978 | 42.7086
2022-04-20 04:00 | 28.9132 | 43.1139
2022-04-20 05:00 | 30.9904 | 45.1896
2022-04-20 06:00 | 35.521 | 48.8875
2022-04-20 07:00 | 39.9868 | 53.987
2022-04-20 08:00 | 41.6646 | 55.1979
2022-04-20 09:00 | 40.9532 | 53.344
2022-04-20 10:00 | 40.3424 | 51.6799
2022-04-20 11:00 | 39.3424 | 51.155
2022-04-20 12:00 | 38.7546 | 47.1326
2022-04-20 13:00 | 38.598 | 46.2415
2022-04-20 14:00 | 37.8324 | 45.788
2022-04-20 15:00 | 37.976 | 46.9112
2022-04-20 16:00 | 38.4921 | 50.3821
2022-04-20 17:00 | 39.5198 | 54.0713
2022-04-20 18:00 | 39.6247 | 59.8382
2022-04-20 19:00 | 39.9529 | 60.0936
2022-04-20 20:00 | 39.3307 | 60.1956
2022-04-20 21:00 | 37.7831 | 56.9272
2022-04-20 22:00 | 34.6246 | 52.0187
2022-04-20 23:00 | 31.2655 | 46.9746
2022-04-21 | 28.9597 | 44.3481
2022-04-21 01:00 | 28.0737 | 42.2073
2022-04-21 02:00 | 27.9797 | 41.5609
2022-04-21 03:00 | 28.2986 | 41.6673
2022-04-21 04:00 | 28.7495 | 41.9267
2022-04-21 05:00 | 30.8365 | 44.1809
2022-04-21 06:00 | 35.1845 | 48.8632
2022-04-21 07:00 | 39.6821 | 54.8316
2022-04-21 08:00 | 41.6249 | 58.642
2022-04-21 09:00 | 41.1721 | 61.6105
2022-04-21 10:00 | 40.9846 | 63.1526
2022-04-21 11:00 | 40.472 | 61.487
2022-04-21 12:00 | 39.3345 | 58.7558
2022-04-21 13:00 | 38.8839 | 57.6219
2022-04-21 14:00 | 38.2706 | 56.487
2022-04-21 15:00 | 38.4013 | 56.6409
2022-04-21 16:00 | 38.7086 | 58.5492
2022-04-21 17:00 | 39.0692 | 59.4558
2022-04-21 18:00 | 39.2661 | 58.0434
2022-04-21 19:00 | 39.7742 | 59.2596
2022-04-21 20:00 | 39.1319 | 60.3018
2022-04-21 21:00 | 37.6214 | 57.4354
2022-04-21 22:00 | 34.5197 | 52.5649
2022-04-21 23:00 | 31.2317 | 47.7994
2022-04-22 | 28.4315 | 44.1714
2022-04-22 01:00 | 28.0408 | 42.5552
2022-04-22 02:00 | 27.8566 | 41.7747
2022-04-22 03:00 | 28.0988 | 41.6276
2022-04-22 04:00 | 28.5103 | 42.0128
2022-04-22 05:00 | 30.5163 | 44.1192
2022-04-22 06:00 | 35.4546 | 48.7449
2022-04-22 07:00 | 39.4536 | 54.2629
2022-04-22 08:00 | 40.9213 | 56.8799
2022-04-22 09:00 | 40.5116 | 56.2612
2022-04-22 10:00 | 40.3065 | 54.8076
2022-04-22 11:00 | 39.7088 | 51.6317
2022-04-22 12:00 | 39.2402 | 42.15
2022-04-22 13:00 | 39.0954 | 39.9766
2022-04-22 14:00 | 38.4253 | 38.4914
2022-04-22 15:00 | 38.3474 | 38.5011
2022-04-22 16:00 | 38.3491 | 41.9945
2022-04-22 17:00 | 38.8288 | 46.8948
2022-04-22 18:00 | 39.0013 | 52.3386
2022-04-22 19:00 | 39.5256 | 54.6718
2022-04-22 20:00 | 38.629 | 55.9277
2022-04-22 21:00 | 37.099 | 53.4942
2022-04-22 22:00 | 33.966 | 48.9155
2022-04-22 23:00 | 30.5293 | 44.0689
2022-04-23 | 28.0575 | 41.7912
2022-04-23 01:00 | 26.8305 | 39.5578
2022-04-23 02:00 | 26.4663 | 39.1525
2022-04-23 03:00 | 26.5186 | 39.2173
2022-04-23 04:00 | 26.7355 | 39.3202
2022-04-23 05:00 | 27.7288 | 41.0232
2022-04-23 06:00 | 30.4568 | 43.3091
2022-04-23 07:00 | 33.1121 | 46.4313
2022-04-23 08:00 | 35.4509 | 49.0761
2022-04-23 09:00 | 36.6547 | 52.0267
2022-04-23 10:00 | 37.7449 | 53.9834
2022-04-23 11:00 | 37.673 | 52.0757
2022-04-23 12:00 | 35.5438 | 48.3654
2022-04-23 13:00 | 35.0069 | 46.7756
2022-04-23 14:00 | 34.2292 | 44.7109
2022-04-23 15:00 | 34.3781 | 44.024
2022-04-23 16:00 | 35.8807 | 46.4623
2022-04-23 17:00 | 37.1664 | 49.0225
2022-04-23 18:00 | 37.5493 | 50.1777
2022-04-23 19:00 | 37.1109 | 50.2916
2022-04-23 20:00 | 35.5296 | 50.5664
2022-04-23 21:00 | 33.9924 | 48.356
2022-04-23 22:00 | 31.7641 | 45.2044
2022-04-23 23:00 | 29.2884 | 42.1441
2022-04-24 | 27.1046 | 39.7462
2022-04-24 01:00 | 26.0084 | 37.4179
2022-04-24 02:00 | 25.7126 | 36.9855
2022-04-24 03:00 | 25.7383 | 36.8368
2022-04-24 04:00 | 25.9237 | 36.8558
2022-04-24 05:00 | 26.874 | 38.2341
2022-04-24 06:00 | 28.949 | 40.3312
2022-04-24 07:00 | 31.4132 | 42.1392
2022-04-24 08:00 | 33.8973 | 42.8763
2022-04-24 09:00 | 34.9833 | 42.3076
2022-04-24 10:00 | 35.1683 | 41.753
2022-04-24 11:00 | 34.6557 | 39.6618
2022-04-24 12:00 | 34.3611 | 38.6639
2022-04-24 13:00 | 33.8851 | 37.2
2022-04-24 14:00 | 33.3229 | 36.1405
2022-04-24 15:00 | 33.8068 | 36.6948
2022-04-24 16:00 | 35.2027 | 40.4069
2022-04-24 17:00 | 36.7883 | 45.0478
2022-04-24 18:00 | 37.1236 | 48.335
2022-04-24 19:00 | 37.0982 | 49.3911
2022-04-24 20:00 | 35.9305 | 50.1256
2022-04-24 21:00 | 34.7636 | 47.8528
2022-04-24 22:00 | 32.133 | 44.4924
2022-04-24 23:00 | 29.3799 | 41.0418
2022-04-25 | 26.8672 | 39.196
2022-04-25 01:00 | 26.9301 | 36.3837
2022-04-25 02:00 | 27.006 | 36.0337
2022-04-25 03:00 | 27.3626 | 36.0598
2022-04-25 04:00 | 27.9655 | 36.3776
2022-04-25 05:00 | 29.9945 | 38.9424
2022-04-25 06:00 | 34.8279 | 44.4477
2022-04-25 07:00 | 39.4122 | 48.7859
2022-04-25 08:00 | 41.5449 | 47.6197
2022-04-25 09:00 | 41.6848 | 41.2969
2022-04-25 10:00 | 42.1847 | 35.6344
2022-04-25 11:00 | 42.1935 | 33.7425
2022-04-25 12:00 | 41.4452 | 33.9347
2022-04-25 13:00 | 41.4113 | 32.31
2022-04-25 14:00 | 40.5635 | 30.3976
2022-04-25 15:00 | 40.8631 | 30.6778
2022-04-25 16:00 | 41.5609 | 35.8737
2022-04-25 17:00 | 42.4181 | 43.1151
2022-04-25 18:00 | 42.6542 | 48.0013
2022-04-25 19:00 | 41.8674 | 50.721
2022-04-25 20:00 | 40.4814 | 52.2731
2022-04-25 21:00 | 38.3292 | 50.2261
2022-04-25 22:00 | 34.9837 | 45.6285
2022-04-25 23:00 | 31.5772 | 41.0537
2022-04-26 | 29.7332 | 39.0081
2022-04-26 01:00 | 28.6416 | 37.059
2022-04-26 02:00 | 28.6455 | 36.4748
2022-04-26 03:00 | 28.9786 | 36.2022
2022-04-26 04:00 | 29.5793 | 36.3275
2022-04-26 05:00 | 31.6949 | 39.0857
2022-04-26 06:00 | 36.263 | 43.1829
2022-04-26 07:00 | 41.0201 | 49.2734
2022-04-26 08:00 | 43.7452 | 53.0669
2022-04-26 09:00 | 44.2395 | 54.1204
2022-04-26 10:00 | 44.7253 | 53.6196
2022-04-26 11:00 | 44.0925 | 51.8029
2022-04-26 12:00 | 42.1 | 49.4642
2022-04-26 13:00 | 41.9073 | 48.1619
2022-04-26 14:00 | 40.8674 | 47.097
2022-04-26 15:00 | 40.9915 | 46.622
2022-04-26 16:00 | 41.4844 | 49.4857
2022-04-26 17:00 | 42.4093 | 51.5173
2022-04-26 18:00 | 39.1981 | 53.4516
2022-04-26 19:00 | 39.722 | 53.4281
2022-04-26 20:00 | 39.4325 | 53.6717
2022-04-26 21:00 | 37.9304 | 50.7088
2022-04-26 22:00 | 34.8869 | 46.3546
2022-04-26 23:00 | 31.6144 | 41.97
2022-04-27 | 29.7968 | 38.4807
2022-04-27 01:00 | 28.8862 | 37.2739
2022-04-27 02:00 | 28.8614 | 36.561
2022-04-27 03:00 | 29.1926 | 36.2901
2022-04-27 04:00 | 29.7633 | 36.5935
2022-04-27 05:00 | 31.8144 | 38.6954
2022-04-27 06:00 | 36.2981 | 42.1854
2022-04-27 07:00 | 40.6175 | 48.5175
2022-04-27 08:00 | 42.1824 | 52.884
2022-04-27 09:00 | 41.1107 | 55.8372
2022-04-27 10:00 | 40.2645 | 57.4674
2022-04-27 11:00 | 39.2716 | 56.1973
2022-04-27 12:00 | 35.5954 | 53.1638
2022-04-27 13:00 | 34.9408 | 52.3013
2022-04-27 14:00 | 34.229 | 50.9242
2022-04-27 15:00 | 34.1669 | 50.266
2022-04-27 16:00 | 34.9969 | 52.1835
2022-04-27 17:00 | 36.62 | 54.1708
2022-04-27 18:00 | 37.6837 | 55.0094
2022-04-27 19:00 | 38.5605 | 55.2927
2022-04-27 20:00 | 38.6119 | 55.9214
2022-04-27 21:00 | 37.2568 | 53.4168
2022-04-27 22:00 | 34.2643 | 48.9573
2022-04-27 23:00 | 30.9629 | 44.086
2022-04-28 | 29.5753 | 39.5056
2022-04-28 01:00 | 28.72 | 38.5283
2022-04-28 02:00 | 28.6446 | 37.7847
2022-04-28 03:00 | 28.9247 | 37.4836
2022-04-28 04:00 | 29.4467 | 37.7107
2022-04-28 05:00 | 31.4897 | 40.0213
2022-04-28 06:00 | 36.1304 | 44.7279
2022-04-28 07:00 | 40.4657 | 50.1533
2022-04-28 08:00 | 42.1185 | 52.6579
2022-04-28 09:00 | 40.9741 | 52.8811
2022-04-28 10:00 | 39.9976 | 52.5814
2022-04-28 11:00 | 38.5871 | 50.6826
2022-04-28 12:00 | 36.7489 | 50.0549
2022-04-28 13:00 | 36.0918 | 48.3778
2022-04-28 14:00 | 35.4246 | 46.5018
2022-04-28 15:00 | 35.4172 | 45.5472
2022-04-28 16:00 | 36.0678 | 48.0656
2022-04-28 17:00 | 37.3435 | 50.7532
2022-04-28 18:00 | 39.1149 | 52.994
2022-04-28 19:00 | 39.3826 | 53.61
2022-04-28 20:00 | 38.9328 | 54.0967
2022-04-28 21:00 | 37.3896 | 51.4525
2022-04-28 22:00 | 34.371 | 47.13
2022-04-28 23:00 | 31.1083 | 42.3094
2022-04-29 | 28.854 | 40.1298
2022-04-29 01:00 | 28.3045 | 36.016
2022-04-29 02:00 | 28.1873 | 35.4184
2022-04-29 03:00 | 28.432 | 35.3322
2022-04-29 04:00 | 28.8911 | 35.5643
2022-04-29 05:00 | 30.8692 | 37.7848
2022-04-29 06:00 | 35.1869 | 42.1442
2022-04-29 07:00 | 39.8076 | 47.3619
2022-04-29 08:00 | 42.1272 | 48.7269
2022-04-29 09:00 | 42.2466 | 47.0787
2022-04-29 10:00 | 42.1859 | 45.3191
2022-04-29 11:00 | 41.0574 | 44.2861
2022-04-29 12:00 | 38.7856 | 44.7713
2022-04-29 13:00 | 38.5042 | 43.5926
2022-04-29 14:00 | 37.8365 | 41.962
2022-04-29 15:00 | 37.5554 | 41.8922
2022-04-29 16:00 | 37.5547 | 44.4549
2022-04-29 17:00 | 37.9676 | 47.2519
2022-04-29 18:00 | 38.1537 | 48.4497
2022-04-29 19:00 | 37.9475 | 50.1794
2022-04-29 20:00 | 36.8581 | 51.1195
2022-04-29 21:00 | 35.2165 | 49.0906
2022-04-29 22:00 | 32.3027 | 44.8936
2022-04-29 23:00 | 29.3158 | 40.2911
2022-04-30 | 27.4476 | 36.9883
2022-04-30 01:00 | 27.0403 | 36.1527
2022-04-30 02:00 | 26.8134 | 35.5133
2022-04-30 03:00 | 26.8831 | 35.4276
2022-04-30 04:00 | 27.1943 | 35.3656
2022-04-30 05:00 | 28.2568 | 36.8429
2022-04-30 06:00 | 30.7883 | 39.7459
2022-04-30 07:00 | 33.7908 | 41.0163
2022-04-30 08:00 | 36.683 | 40.1519
2022-04-30 09:00 | 38.547 | 37.3656
2022-04-30 10:00 | 39.5942 | 35.2859
2022-04-30 11:00 | 39.2934 | 35.4737
2022-04-30 12:00 | 37.8225 | 37.9646
2022-04-30 13:00 | 36.9753 | 36.852
2022-04-30 14:00 | 35.845 | 35.6247
2022-04-30 15:00 | 35.6301 | 36.6811
2022-04-30 16:00 | 36.7224 | 40.3038
2022-04-30 17:00 | 38.1993 | 44.3519
2022-04-30 18:00 | 35.7292 | 45.7595
2022-04-30 19:00 | 35.6091 | 47.9822
2022-04-30 20:00 | 34.6846 | 49.1039
2022-04-30 21:00 | 33.3335 | 47.7317
2022-04-30 22:00 | 31.1417 | 44.6161
2022-04-30 23:00 | 28.6925 | 41.6654
2022-05-01 | 27.5327 | 38.3802
2022-05-01 01:00 | 26.1719 | 39.2945
2022-05-01 02:00 | 25.8216 | 38.6921
2022-05-01 03:00 | 25.8699 | 38.4905
2022-05-01 04:00 | 26.0138 | 38.7057
2022-05-01 05:00 | 26.8524 | 39.5966
2022-05-01 06:00 | 29.0072 | 41.2182
2022-05-01 07:00 | 31.4587 | 41.0889
2022-05-01 08:00 | 33.8845 | 38.1625
2022-05-01 09:00 | 34.9277 | 33.9172
2022-05-01 10:00 | 34.9523 | 30.7832
2022-05-01 11:00 | 34.2843 | 31.9647
2022-05-01 12:00 | 33.4044 | 28.8159
2022-05-01 13:00 | 33.1301 | 27.1526
2022-05-01 14:00 | 32.3368 | 25.8333
2022-05-01 15:00 | 32.645 | 27.9249
2022-05-01 16:00 | 34.1851 | 32.7856
2022-05-01 17:00 | 36.622 | 40.0518
2022-05-01 18:00 | 35.635 | 48.7725
2022-05-01 19:00 | 35.2325 | 50.1086
2022-05-01 20:00 | 34.7577 | 51.1366
2022-05-01 21:00 | 33.7023 | 49.6523
2022-05-01 22:00 | 31.2076 | 46.8805
2022-05-01 23:00 | 28.3888 | 43.5412
2022-05-02 | 27.5519 | 41.5802
2022-05-02 01:00 | 26.755 | 38.7654
2022-05-02 02:00 | 26.6901 | 38.2319
2022-05-02 03:00 | 27.0356 | 38.2008
2022-05-02 04:00 | 27.595 | 38.5211
2022-05-02 05:00 | 29.5051 | 40.8875
2022-05-02 06:00 | 34.0311 | 45.9276
2022-05-02 07:00 | 38.2996 | 49.8431
2022-05-02 08:00 | 39.6283 | 49.1484
2022-05-02 09:00 | 39.1533 | 44.1836
2022-05-02 10:00 | 39.1 | 39.0307
2022-05-02 11:00 | 38.9151 | 37.351
2022-05-02 12:00 | 36.6275 | 31.7187
2022-05-02 13:00 | 36.5906 | 30.2051
2022-05-02 14:00 | 36.0201 | 27.7125
2022-05-02 15:00 | 36.2165 | 28.2701
2022-05-02 16:00 | 36.9312 | 32.9418
2022-05-02 17:00 | 38.2422 | 40.6905
2022-05-02 18:00 | 38.8051 | 46.7838
2022-05-02 19:00 | 38.2126 | 49.4197
2022-05-02 20:00 | 37.6157 | 51.3628
2022-05-02 21:00 | 36.289 | 50.186
2022-05-02 22:00 | 33.1786 | 46.2104
2022-05-02 23:00 | 29.717 | 41.6196
2022-05-03 | 28.6322 | 40.1104
2022-05-03 01:00 | 27.648 | 39.4081
2022-05-03 02:00 | 27.425 | 38.0117
2022-05-03 03:00 | 27.6732 | 37.4404
2022-05-03 04:00 | 28.0975 | 37.7768
2022-05-03 05:00 | 30.0274 | 39.3373
2022-05-03 06:00 | 34.7538 | 44.7605
2022-05-03 07:00 | 39.1079 | 49.8237
2022-05-03 08:00 | 40.8263 | 51.4187
2022-05-03 09:00 | 40.6306 | 51.806
2022-05-03 10:00 | 40.5171 | 49.8302
2022-05-03 11:00 | 39.6446 | 48.6886
2022-05-03 12:00 | 38.4513 | 43.7335
2022-05-03 13:00 | 38.5971 | 43.2775
2022-05-03 14:00 | 38.0343 | 41.2025
2022-05-03 15:00 | 38.1617 | 42.2755
2022-05-03 16:00 | 38.7309 | 45.8922
2022-05-03 17:00 | 40.0522 | 49.6693
2022-05-03 18:00 | 40.2735 | 51.3739
2022-05-03 19:00 | 39.267 | 53.5635
2022-05-03 20:00 | 38.3527 | 54.7668
2022-05-03 21:00 | 36.9872 | 52.9823
2022-05-03 22:00 | 33.9377 | 48.3054
2022-05-03 23:00 | 30.5763 | 43.4959
2022-05-04 | 29.0447 | 42.3908
2022-05-04 01:00 | 28.2341 | 42.4117
2022-05-04 02:00 | 27.9256 | 41.273
2022-05-04 03:00 | 28.0986 | 40.5501
2022-05-04 04:00 | 28.4937 | 40.572
2022-05-04 05:00 | 30.278 | 41.812
2022-05-04 06:00 | 35.3332 | 47.9527
2022-05-04 07:00 | 40.1653 | 52.2105
2022-05-04 08:00 | 42.5477 | 53.2139
2022-05-04 09:00 | 43.4031 | 52.7742
2022-05-04 10:00 | 43.7549 | 51.8794
2022-05-04 11:00 | 42.9595 | 51.814
2022-05-04 12:00 | 41.7299 | 53.2613
2022-05-04 13:00 | 42.1793 | 53.2132
2022-05-04 14:00 | 41.8699 | 52.9165
2022-05-04 15:00 | 42.0978 | 53.5889
2022-05-04 16:00 | 42.7044 | 55.961
2022-05-04 17:00 | 43.8295 | 58.6518
2022-05-04 18:00 | 45.1092 | 61.1118
2022-05-04 19:00 | 43.9789 | 61.2819
2022-05-04 20:00 | 42.2497 | 61.7829
2022-05-04 21:00 | 40.4079 | 58.6728
2022-05-04 22:00 | 36.7972 | 53.7425
2022-05-04 23:00 | 32.6692 | 48.2556
2022-05-05 | 30.952 | 45.4535
2022-05-05 01:00 | 30.5281 | 44.8482
2022-05-05 02:00 | 30.0298 | 42.4249
2022-05-05 03:00 | 30.0394 | 41.1886
2022-05-05 04:00 | 30.284 | 40.6567
2022-05-05 05:00 | 32.001 | 42.1139
2022-05-05 06:00 | 36.6275 | 45.3893
2022-05-05 07:00 | 41.5327 | 49.3415
2022-05-05 08:00 | 44.616 | 48.9178
2022-05-05 09:00 | 46.2486 | 47.8771
2022-05-05 10:00 | 47.8493 | 44.7363
2022-05-05 11:00 | 48.2914 | 45.4071
2022-05-05 12:00 | 47.4728 | 46.8816
2022-05-05 13:00 | 48.6401 | 46.1783
2022-05-05 14:00 | 49.1791 | 44.572
2022-05-05 15:00 | 50.1259 | 45.6537
2022-05-05 16:00 | 51.1692 | 48.725
2022-05-05 17:00 | 52.2146 | 52.2925
2022-05-05 18:00 | 52.4046 | 55.4533
2022-05-05 19:00 | 51.314 | 56.4416
2022-05-05 20:00 | 49.0745 | 56.8176
2022-05-05 21:00 | 46.7682 | 54.0948
2022-05-05 22:00 | 42.5725 | 49.596
2022-05-05 23:00 | 37.7648 | 44.8614
2022-05-06 | 34.6684 | 41.6667
2022-05-06 01:00 | 32.8224 | 37.2218
2022-05-06 02:00 | 31.8454 | 36.2853
2022-05-06 03:00 | 31.4733 | 35.7905
2022-05-06 04:00 | 31.4496 | 35.6016
2022-05-06 05:00 | 32.9777 | 37.4182
2022-05-06 06:00 | 37.6782 | 39.8622
2022-05-06 07:00 | 42.7458 | 44.302
2022-05-06 08:00 | 46.0051 | 45.0943
2022-05-06 09:00 | 47.8476 | 43.855
2022-05-06 10:00 | 49.344 | 42.4186
2022-05-06 11:00 | 49.0345 | 43.3369
2022-05-06 12:00 | 47.7322 | 42.699
2022-05-06 13:00 | 48.5103 | 42.0734
2022-05-06 14:00 | 48.4647 | 40.2236
2022-05-06 15:00 | 48.7013 | 40.7104
2022-05-06 16:00 | 49.0322 | 43.4571
2022-05-06 17:00 | 49.7831 | 46.5014
2022-05-06 18:00 | 49.5937 | 47.0232
2022-05-06 19:00 | 48.3278 | 49.1802
2022-05-06 20:00 | 45.8834 | 49.9448
2022-05-06 21:00 | 43.907 | 47.8916
2022-05-06 22:00 | 40.046 | 44.1271
2022-05-06 23:00 | 35.5314 | 39.0977
2022-05-07 | 31.9834 | 37.0872
2022-05-07 01:00 | 30.9739 | 37.346
2022-05-07 02:00 | 30.1194 | 35.513
2022-05-07 03:00 | 29.7454 | 34.8029
2022-05-07 04:00 | 29.6615 | 34.4864
2022-05-07 05:00 | 30.273 | 35.3453
2022-05-07 06:00 | 30.6873 | 36.6105
2022-05-07 07:00 | 33.786 | 36.6576
2022-05-07 08:00 | 38.0831 | 35.2664
2022-05-07 09:00 | 41.6455 | 35.6753
2022-05-07 10:00 | 44.4547 | 31.704
2022-05-07 11:00 | 45.2995 | 33.1156
2022-05-07 12:00 | 45.665 | 40.8282
2022-05-07 13:00 | 46.0135 | 40.9494
2022-05-07 14:00 | 45.8636 | 39.0093
2022-05-07 15:00 | 46.1451 | 40.1387
2022-05-07 16:00 | 47.5204 | 42.4655
2022-05-07 17:00 | 49.1198 | 46.7021
2022-05-07 18:00 | 50.8351 | 49.6908
2022-05-07 19:00 | 48.9452 | 50.5635
2022-05-07 20:00 | 45.086 | 50.1629
2022-05-07 21:00 | 42.7059 | 48.353
2022-05-07 22:00 | 39.3139 | 45.2084
2022-05-07 23:00 | 35.3829 | 41.0233
2022-05-08 | 31.9209 | 38.0649
2022-05-08 01:00 | 29.1149 | 34.4991
2022-05-08 02:00 | 28.0048 | 33.6372
2022-05-08 03:00 | 27.5044 | 32.1777
2022-05-08 04:00 | 27.127 | 31.9801
2022-05-08 05:00 | 27.3998 | 32.6095
2022-05-08 06:00 | 29.7376 | 33.1463
2022-05-08 07:00 | 31.7789 | 34.6921
2022-05-08 08:00 | 34.3504 | 38.1965
2022-05-08 09:00 | 35.267 | 40.0579
2022-05-08 10:00 | 35.9879 | 41.6634
2022-05-08 11:00 | 35.7704 | 40.4308
2022-05-08 12:00 | 36.8942 | 36.9088
2022-05-08 13:00 | 36.6562 | 35.7271
2022-05-08 14:00 | 35.6249 | 36.6497
2022-05-08 15:00 | 35.7075 | 38.6168
2022-05-08 16:00 | 37.1088 | 41.6636
2022-05-08 17:00 | 39.0764 | 45.4281
2022-05-08 18:00 | 39.9439 | 46.0647
2022-05-08 19:00 | 39.0538 | 47.2531
2022-05-08 20:00 | 36.8518 | 47.3483
2022-05-08 21:00 | 35.6263 | 46.5891
2022-05-08 22:00 | 32.8401 | 43.7678
2022-05-08 23:00 | 29.534 | 39.9646
2022-05-09 | 27.5165 | 36.3228
2022-05-09 01:00 | 27.8162 | 34.4613
2022-05-09 02:00 | 27.4906 | 33.9369
2022-05-09 03:00 | 27.7571 | 34.0399
2022-05-09 04:00 | 28.2197 | 34.0603
2022-05-09 05:00 | 29.9586 | 36.08
2022-05-09 06:00 | 34.8764 | 41.0021
2022-05-09 07:00 | 39.7632 | 45.1026
2022-05-09 08:00 | 43.0766 | 44.1418
2022-05-09 09:00 | 44.8528 | 39.6207
2022-05-09 10:00 | 46.7668 | 34.8008
2022-05-09 11:00 | 47.3461 | 33.9602
2022-05-09 12:00 | 46.6655 | 31.9986
2022-05-09 13:00 | 48.2434 | 30.8796
2022-05-09 14:00 | 48.8672 | 27.409
2022-05-09 15:00 | 50.5038 | 27.6538
2022-05-09 16:00 | 52.0119 | 32.6543
2022-05-09 17:00 | 53.5218 | 40.5907
2022-05-09 18:00 | 54.2735 | 45.3785
2022-05-09 19:00 | 53.2905 | 47.7112
2022-05-09 20:00 | 50.3849 | 49.0321
2022-05-09 21:00 | 48.2171 | 47.6297
2022-05-09 22:00 | 43.9383 | 44.0635
2022-05-09 23:00 | 38.8171 | 39.6257
2022-05-10 | 33.9119 | 37.9885
2022-05-10 01:00 | 30.9231 | 34.9172
2022-05-10 02:00 | 30.2052 | 34.145
2022-05-10 03:00 | 29.9646 | 34.0994
2022-05-10 04:00 | 29.9828 | 34.6544
2022-05-10 05:00 | 31.5719 | 36.5678
2022-05-10 06:00 | 36.1391 | 39.6331
2022-05-10 07:00 | 40.1744 | 44.141
2022-05-10 08:00 | 42.4611 | 44.4927
2022-05-10 09:00 | 42.9362 | 41.9998
2022-05-10 10:00 | 43.7725 | 39.8353
2022-05-10 11:00 | 43.5746 | 39.2822
2022-05-10 12:00 | 43.4902 | 45.8546
2022-05-10 13:00 | 43.5006 | 44.7117
2022-05-10 14:00 | 43.1471 | 41.7872
2022-05-10 15:00 | 43.2827 | 41.268
2022-05-10 16:00 | 43.6827 | 44.3512
2022-05-10 17:00 | 44.3153 | 47.8556
2022-05-10 18:00 | 44.2128 | 49.7828
2022-05-10 19:00 | 42.9667 | 51.8794
2022-05-10 20:00 | 41.1666 | 51.7438
2022-05-10 21:00 | 39.6346 | 50.2144
2022-05-10 22:00 | 36.1813 | 46.2999
2022-05-10 23:00 | 32.1658 | 41.3101
2022-05-11 | 29.2526 | 38.9446
2022-05-11 01:00 | 27.9816 | 37.3638
2022-05-11 02:00 | 27.6989 | 36.2104
2022-05-11 03:00 | 27.9269 | 35.6929
2022-05-11 04:00 | 28.4151 | 36.1505
2022-05-11 05:00 | 30.1467 | 37.7139
2022-05-11 06:00 | 34.8344 | 41.2871
2022-05-11 07:00 | 39.1033 | 45.5532
2022-05-11 08:00 | 40.407 | 45.0919
2022-05-11 09:00 | 39.4518 | 42.4247
2022-05-11 10:00 | 38.9269 | 39.7203
2022-05-11 11:00 | 38.5715 | 39.8347
2022-05-11 12:00 | 37.1642 | 44.6845
2022-05-11 13:00 | 37.071 | 44.3521
2022-05-11 14:00 | 36.3598 | 42.9272
2022-05-11 15:00 | 36.3951 | 43.2783
2022-05-11 16:00 | 37.0993 | 46.1668
2022-05-11 17:00 | 38.882 | 49.8508
2022-05-11 18:00 | 38.5586 | 51.7715
2022-05-11 19:00 | 38.7685 | 54.059
2022-05-11 20:00 | 38.3652 | 54.8745
2022-05-11 21:00 | 37.4968 | 53.5582
2022-05-11 22:00 | 34.4931 | 49.1004
2022-05-11 23:00 | 30.7209 | 44.0702
2022-05-12 | 29.0676 | 41.0696
2022-05-12 01:00 | 28.1725 | 38.8337
2022-05-12 02:00 | 27.9727 | 37.6488
2022-05-12 03:00 | 28.2214 | 37.2741
2022-05-12 04:00 | 28.6672 | 37.0169
2022-05-12 05:00 | 30.5277 | 38.896
2022-05-12 06:00 | 35.0175 | 43.0171
2022-05-12 07:00 | 40.1879 | 46.5596
2022-05-12 08:00 | 42.8063 | 45.3039
2022-05-12 09:00 | 42.8466 | 42.2318
2022-05-12 10:00 | 42.6906 | 38.5202
2022-05-12 11:00 | 41.4209 | 39.6617
2022-05-12 12:00 | 39.8572 | 41.0261
2022-05-12 13:00 | 40.0405 | 40.1754
2022-05-12 14:00 | 39.3415 | 38.9969
2022-05-12 15:00 | 39.269 | 39.9319
2022-05-12 16:00 | 39.6449 | 43.2548
2022-05-12 17:00 | 40.7195 | 47.1555
2022-05-12 18:00 | 40.7988 | 48.8523
2022-05-12 19:00 | 39.6393 | 51.3518
2022-05-12 20:00 | 38.2245 | 52.4944
2022-05-12 21:00 | 37.0323 | 51.047
2022-05-12 22:00 | 33.9421 | 46.8461
2022-05-12 23:00 | 30.4515 | 41.7673
2022-05-13 | 28.3455 | 40.04
2022-05-13 01:00 | 27.3342 | 37.2464
2022-05-13 02:00 | 27.0582 | 36.2421
2022-05-13 03:00 | 27.2899 | 36.2656
2022-05-13 04:00 | 27.8002 | 36.114
2022-05-13 05:00 | 29.5521 | 37.7501
2022-05-13 06:00 | 34.0631 | 41.1158
2022-05-13 07:00 | 38.1927 | 46.7959
2022-05-13 08:00 | 39.6118 | 50.1863
2022-05-13 09:00 | 38.9028 | 51.7593
2022-05-13 10:00 | 38.8678 | 51.8388
2022-05-13 11:00 | 37.9915 | 50.6858
2022-05-13 12:00 | 38.6366 | 50.5808
2022-05-13 13:00 | 38.6827 | 49.4454
2022-05-13 14:00 | 37.8724 | 47.0454
2022-05-13 15:00 | 37.3858 | 46.6031
2022-05-13 16:00 | 37.4714 | 48.0387
2022-05-13 17:00 | 38.4889 | 50.1813
2022-05-13 18:00 | 38.5379 | 52.9359
2022-05-13 19:00 | 38.1643 | 52.0261
2022-05-13 20:00 | 36.9085 | 50.8791
2022-05-13 21:00 | 36.2757 | 48.2335
2022-05-13 22:00 | 33.3061 | 44.6363
2022-05-13 23:00 | 29.6728 | 40.1715
2022-05-14 | 27.2559 | 38.2107
2022-05-14 01:00 | 26.3769 | 35.8094
2022-05-14 02:00 | 25.9084 | 35.2644
2022-05-14 03:00 | 25.943 | 34.9592
2022-05-14 04:00 | 26.2516 | 34.5297
2022-05-14 05:00 | 27.0322 | 35.5566
2022-05-14 06:00 | 27.7414 | 38.0304
2022-05-14 07:00 | 31.2563 | 40.0049
2022-05-14 08:00 | 34.1971 | 42.2237
2022-05-14 09:00 | 36.4983 | 44.1361
2022-05-14 10:00 | 38.1323 | 43.5565
2022-05-14 11:00 | 38.4195 | 42.7828
2022-05-14 12:00 | 36.5268 | 33.1242
2022-05-14 13:00 | 37.3489 | 31.5145
2022-05-14 14:00 | 37.9811 | 29.4934
2022-05-14 15:00 | 39.1739 | 30.3847
2022-05-14 16:00 | 41.6445 | 33.4748
2022-05-14 17:00 | 44.3234 | 39.1447
2022-05-14 18:00 | 44.7021 | 42.1401
2022-05-14 19:00 | 43.0404 | 43.2722
2022-05-14 20:00 | 40.0341 | 44.1675
2022-05-14 21:00 | 38.3356 | 44.0314
2022-05-14 22:00 | 35.4751 | 41.8651
2022-05-14 23:00 | 32.1077 | 38.8429
2022-05-15 | 28.1491 | 38.0029
2022-05-15 01:00 | 27.4822 | 37.0083
2022-05-15 02:00 | 26.7738 | 36.3197
2022-05-15 03:00 | 26.6072 | 35.5614
2022-05-15 04:00 | 26.7669 | 35.1508
2022-05-15 05:00 | 27.3579 | 36.0467
2022-05-15 06:00 | 28.2998 | 34.9711
2022-05-15 07:00 | 31.4369 | 35.3989
2022-05-15 08:00 | 34.9302 | 35.7774
2022-05-15 09:00 | 38.0518 | 35.135
2022-05-15 10:00 | 40.3479 | 34.6085
2022-05-15 11:00 | 41.4679 | 34.8188
2022-05-15 12:00 | 40.5253 | 37.0976
2022-05-15 13:00 | 42.0483 | 35.4709
2022-05-15 14:00 | 43.4739 | 33.9632
2022-05-15 15:00 | 45.174 | 34.7842
2022-05-15 16:00 | 48.1118 | 37.4077
2022-05-15 17:00 | 51.0302 | 42.0891
2022-05-15 18:00 | 52.6253 | 44.3921
2022-05-15 19:00 | 50.9235 | 45.9967
2022-05-15 20:00 | 47.3624 | 46.0193
2022-05-15 21:00 | 45.1355 | 45.4726
2022-05-15 22:00 | 41.2904 | 42.8234
2022-05-15 23:00 | 37.0074 | 39.137
2022-05-16 | 32.5861 | 36.9227
2022-05-16 01:00 | 30.627 | 37.0159
2022-05-16 02:00 | 29.8561 | 36.0648
2022-05-16 03:00 | 29.7377 | 35.7716
2022-05-16 04:00 | 29.8997 | 36.0485
2022-05-16 05:00 | 31.4274 | 37.7425
2022-05-16 06:00 | 35.9515 | 40.8987
2022-05-16 07:00 | 41.3935 | 45.6145
2022-05-16 08:00 | 44.6629 | 45.6998
2022-05-16 09:00 | 46.1443 | 44.3111
2022-05-16 10:00 | 47.6088 | 42.4462
2022-05-16 11:00 | 48.0763 | 42.6656
2022-05-16 12:00 | 47.8974 | 42.1779
2022-05-16 13:00 | 49.0594 | 43.158
2022-05-16 14:00 | 49.4843 | 42.2903
2022-05-16 15:00 | 50.5838 | 43.5422
2022-05-16 16:00 | 51.9925 | 47.591
2022-05-16 17:00 | 53.6076 | 52.6288
2022-05-16 18:00 | 54.3621 | 53.8778
2022-05-16 19:00 | 53.068 | 53.8969
2022-05-16 20:00 | 49.6875 | 54.525
2022-05-16 21:00 | 47.1788 | 52.7418
2022-05-16 22:00 | 42.6841 | 48.4505
2022-05-16 23:00 | 37.5064 | 44.0283
2022-05-17 | 33.5779 | 42.6478
2022-05-17 01:00 | 32.1472 | 38.9951
2022-05-17 02:00 | 31.2761 | 37.5111
2022-05-17 03:00 | 31.1412 | 36.7711
2022-05-17 04:00 | 31.3382 | 36.3019
2022-05-17 05:00 | 32.9017 | 38.1266
2022-05-17 06:00 | 36.5951 | 43.9775
2022-05-17 07:00 | 41.4553 | 49.4087
2022-05-17 08:00 | 44.9425 | 52.7813
2022-05-17 09:00 | 46.6602 | 54.1191
2022-05-17 10:00 | 48.832 | 53.6907
2022-05-17 11:00 | 50.2067 | 52.959
2022-05-17 12:00 | 51.0739 | 46.365
2022-05-17 13:00 | 52.4658 | 44.8661
2022-05-17 14:00 | 52.9939 | 43.6306
2022-05-17 15:00 | 54.358 | 44.3153
2022-05-17 16:00 | 55.5283 | 47.3598
2022-05-17 17:00 | 56.9935 | 50.6707
2022-05-17 18:00 | 57.161 | 52.5509
2022-05-17 19:00 | 55.8568 | 53.6835
2022-05-17 20:00 | 52.6306 | 54.0645
2022-05-17 21:00 | 50.6035 | 52.2223
2022-05-17 22:00 | 46.2083 | 48.076
2022-05-17 23:00 | 40.8871 | 43.2935
2022-05-18 | 35.9256 | 41.2432
2022-05-18 01:00 | 34.3165 | 37.0208
2022-05-18 02:00 | 33.3232 | 35.6832
2022-05-18 03:00 | 32.9554 | 35.5859
2022-05-18 04:00 | 32.9492 | 35.3651
2022-05-18 05:00 | 34.3391 | 36.8467
2022-05-18 06:00 | 38.1748 | 41.0141
2022-05-18 07:00 | 43.5236 | 46.7134
2022-05-18 08:00 | 47.3699 | 49.4892
2022-05-18 09:00 | 49.3175 | 50.7927
2022-05-18 10:00 | 51.1295 | 49.9561
2022-05-18 11:00 | 51.9649 | 49.2232
2022-05-18 12:00 | 51.5496 | 46.1413
2022-05-18 13:00 | 52.8646 | 45.429
2022-05-18 14:00 | 53.2882 | 43.4557
2022-05-18 15:00 | 54.3697 | 43.3304
2022-05-18 16:00 | 55.3377 | 45.9005
2022-05-18 17:00 | 56.7038 | 49.7952
2022-05-18 18:00 | 57.238 | 52.9443
2022-05-18 19:00 | 55.7315 | 53.0186
2022-05-18 20:00 | 52.4534 | 52.5234
2022-05-18 21:00 | 50.5103 | 50.4635
2022-05-18 22:00 | 46.1448 | 46.7506
2022-05-18 23:00 | 40.8323 | 41.9124
2022-05-19 | 35.495 | 38.9641
2022-05-19 01:00 | 32.452 | 37.6497
2022-05-19 02:00 | 31.3884 | 36.4238
2022-05-19 03:00 | 30.9402 | 35.8944
2022-05-19 04:00 | 30.8258 | 36.1853
2022-05-19 05:00 | 32.0844 | 37.6112
2022-05-19 06:00 | 36.5806 | 42.3622
2022-05-19 07:00 | 40.7831 | 46.7861
2022-05-19 08:00 | 42.8417 | 46.6081
2022-05-19 09:00 | 43.1099 | 45.8654
2022-05-19 10:00 | 43.5876 | 43.9536
2022-05-19 11:00 | 43.8681 | 42.4548
2022-05-19 12:00 | 44.1854 | 43.2245
2022-05-19 13:00 | 44.1032 | 42.9376
2022-05-19 14:00 | 43.4965 | 39.8626
2022-05-19 15:00 | 43.5745 | 40.5056
2022-05-19 16:00 | 43.8966 | 44.387
2022-05-19 17:00 | 44.6919 | 48.9592
2022-05-19 18:00 | 44.17 | 52.95
2022-05-19 19:00 | 43.331 | 54.9871
2022-05-19 20:00 | 41.3557 | 55.6363
2022-05-19 21:00 | 40.2273 | 53.9576
2022-05-19 22:00 | 36.8709 | 49.7498
2022-05-19 23:00 | 32.6832 | 45.2913
2022-05-20 | 29.7836 | 42.1946
2022-05-20 01:00 | 29.7061 | 35.9611
2022-05-20 02:00 | 29.1469 | 35.401
2022-05-20 03:00 | 29.3216 | 35.426
2022-05-20 04:00 | 29.7527 | 35.1953
2022-05-20 05:00 | 31.3083 | 36.581
2022-05-20 06:00 | 36.7172 | 41.2637
2022-05-20 07:00 | 41.6956 | 44.9389
2022-05-20 08:00 | 45.0639 | 44.6801
2022-05-20 09:00 | 46.5936 | 40.1884
2022-05-20 10:00 | 48.4672 | 38.3772
2022-05-20 11:00 | 49.6268 | 39.6653
2022-05-20 12:00 | 50.429 | 39.0957
2022-05-20 13:00 | 51.8512 | 37.4862
2022-05-20 14:00 | 52.0181 | 36.1189
2022-05-20 15:00 | 52.5993 | 36.6477
2022-05-20 16:00 | 53.0434 | 39.8291
2022-05-20 17:00 | 54.0851 | 43.3408
2022-05-20 18:00 | 55.8542 | 47.0046
2022-05-20 19:00 | 54.4226 | 47.8662
2022-05-20 20:00 | 50.7814 | 47.7179
2022-05-20 21:00 | 48.3108 | 46.0625
2022-05-20 22:00 | 43.7706 | 42.8024
2022-05-20 23:00 | 38.4145 | 38.3944
2022-05-21 | 35.1751 | 36.6128
2022-05-21 01:00 | 32.6224 | 36.8638
2022-05-21 02:00 | 31.3142 | 35.8017
2022-05-21 03:00 | 30.6905 | 35.9222
2022-05-21 04:00 | 30.3725 | 35.2436
2022-05-21 05:00 | 30.5918 | 36.4413
2022-05-21 06:00 | 32.4209 | 37.7069
2022-05-21 07:00 | 36.3618 | 39.9258
2022-05-21 08:00 | 41.0007 | 42.8404
2022-05-21 09:00 | 43.6519 | 46.6202
2022-05-21 10:00 | 45.5018 | 45.5651
2022-05-21 11:00 | 46.5135 | 45.4838
2022-05-21 12:00 | 44.7255 | 43.2964
2022-05-21 13:00 | 45.454 | 43.0652
2022-05-21 14:00 | 46.411 | 41.4705
2022-05-21 15:00 | 47.8073 | 41.2025
2022-05-21 16:00 | 50.1901 | 42.8037
2022-05-21 17:00 | 52.8153 | 45.4727
2022-05-21 18:00 | 53.2937 | 46.1784
2022-05-21 19:00 | 51.7469 | 47.288
2022-05-21 20:00 | 47.5852 | 46.7843
2022-05-21 21:00 | 45.2673 | 46.2295
2022-05-21 22:00 | 41.5344 | 43.8897
2022-05-21 23:00 | 37.2466 | 40.3078
2022-05-22 | 32.544 | 37.2417
2022-05-22 01:00 | 31.3346 | 37.1543
2022-05-22 02:00 | 30.2179 | 35.9205
2022-05-22 03:00 | 29.7307 | 35.1156
2022-05-22 04:00 | 29.5524 | 34.8181
2022-05-22 05:00 | 29.832 | 34.7219
2022-05-22 06:00 | 30.8889 | 34.9602
2022-05-22 07:00 | 34.3534 | 35.1775
2022-05-22 08:00 | 38.8912 | 35.3057
2022-05-22 09:00 | 42.3597 | 35.4193
2022-05-22 10:00 | 44.8702 | 35.3337
2022-05-22 11:00 | 46.2429 | 36.5478
2022-05-22 12:00 | 47.9756 | 37.2922
2022-05-22 13:00 | 48.4649 | 36.4571
2022-05-22 14:00 | 48.1132 | 35.9297
2022-05-22 15:00 | 48.1901 | 38.453
2022-05-22 16:00 | 49.5852 | 41.5212
2022-05-22 17:00 | 51.5854 | 45.4648
2022-05-22 18:00 | 53.9167 | 45.6097
2022-05-22 19:00 | 51.9579 | 47.1755
2022-05-22 20:00 | 48.309 | 47.0438
2022-05-22 21:00 | 46.2192 | 46.5908
2022-05-22 22:00 | 42.62 | 43.676
2022-05-22 23:00 | 38.4561 | 39.7537
2022-05-23 | 35.0333 | 37.2633
2022-05-23 01:00 | 32.5882 | 35.9344
2022-05-23 02:00 | 31.3562 | 34.5302
2022-05-23 03:00 | 30.8481 | 33.9729
2022-05-23 04:00 | 30.4607 | 33.3852
2022-05-23 05:00 | 30.6265 | 33.4742
2022-05-23 06:00 | 31.7684 | 34.0781
2022-05-23 07:00 | 34.7485 | 34.1995
2022-05-23 08:00 | 38.8261 | 33.4032
2022-05-23 09:00 | 41.9573 | 32.3778
2022-05-23 10:00 | 44.8601 | 30.6359
2022-05-23 11:00 | 47.1503 | 32.651
2022-05-23 12:00 | 48.9085 | 35.1072
2022-05-23 13:00 | 49.4658 | 34.2998
2022-05-23 14:00 | 50.4316 | 34.7288
2022-05-23 15:00 | 51.5372 | 37.4541
2022-05-23 16:00 | 52.9791 | 41.2519
2022-05-23 17:00 | 55.0185 | 45.2531
2022-05-23 18:00 | 55.7808 | 47.709
2022-05-23 19:00 | 54.0726 | 49.3838
2022-05-23 20:00 | 50.2778 | 49.1278
2022-05-23 21:00 | 48.4888 | 49.5981
2022-05-23 22:00 | 44.4515 | 47.1742
2022-05-23 23:00 | 39.9597 | 42.9052
2022-05-24 | 36.3388 | 37.6603
2022-05-24 01:00 | 35.1939 | 36.8696
2022-05-24 02:00 | 33.9606 | 35.7616
2022-05-24 03:00 | 33.5538 | 35.5096
2022-05-24 04:00 | 33.5565 | 35.32
2022-05-24 05:00 | 34.9225 | 37.1355
2022-05-24 06:00 | 40.206 | 40.3266
2022-05-24 07:00 | 45.8107 | 45.1159
2022-05-24 08:00 | 49.7585 | 45.044
2022-05-24 09:00 | 51.2934 | 42.827
2022-05-24 10:00 | 53.0779 | 40.5415
2022-05-24 11:00 | 54.4222 | 41.7234
2022-05-24 12:00 | 54.785 | 47.9559
2022-05-24 13:00 | 55.8414 | 47.2816
2022-05-24 14:00 | 55.7962 | 45.4358
2022-05-24 15:00 | 56.4545 | 45.7937
2022-05-24 16:00 | 57.1218 | 48.7849
2022-05-24 17:00 | 58.4037 | 51.4307
2022-05-24 18:00 | 59.2528 | 52.8068
2022-05-24 19:00 | 57.2939 | 53.9061
2022-05-24 20:00 | 53.3917 | 53.5053
2022-05-24 21:00 | 50.9704 | 52.1227
2022-05-24 22:00 | 46.2632 | 48.3241
2022-05-24 23:00 | 40.7258 | 43.9278
2022-05-25 | 36.9873 | 40.3958
2022-05-25 01:00 | 34.138 | 39.1953
2022-05-25 02:00 | 32.9915 | 38.086
2022-05-25 03:00 | 32.4487 | 37.8057
2022-05-25 04:00 | 32.3608 | 38.0069
2022-05-25 05:00 | 33.4953 | 39.0462
2022-05-25 06:00 | 36.4392 | 39.1691
2022-05-25 07:00 | 41.4809 | 43.6814
2022-05-25 08:00 | 44.7762 | 43.2884
2022-05-25 09:00 | 45.8151 | 41.3097
2022-05-25 10:00 | 46.6488 | 40.1404
2022-05-25 11:00 | 47.2117 | 41.7616
2022-05-25 12:00 | 46.4837 | 42.1765
2022-05-25 13:00 | 47.3865 | 43.1671
2022-05-25 14:00 | 47.7922 | 43.0134
2022-05-25 15:00 | 48.8234 | 45.0954
2022-05-25 16:00 | 50.2365 | 49.7795
2022-05-25 17:00 | 52.3471 | 55.3221
2022-05-25 18:00 | 53.0261 | 58.1585
2022-05-25 19:00 | 51.4277 | 60.3912
2022-05-25 20:00 | 47.5037 | 59.2814
2022-05-25 21:00 | 45.1422 | 56.8744
2022-05-25 22:00 | 40.84 | 52.0418
2022-05-25 23:00 | 35.7278 | 46.1859
2022-05-26 | 31.2326 | 41.999
2022-05-26 01:00 | 29.82 | 40.1311
2022-05-26 02:00 | 29.0894 | 38.7122
2022-05-26 03:00 | 28.98 | 38.2771
2022-05-26 04:00 | 29.2126 | 38.0265
2022-05-26 05:00 | 30.5254 | 39.2503
2022-05-26 06:00 | 33.85 | 40.8529
2022-05-26 07:00 | 38.3403 | 45.629
2022-05-26 08:00 | 41.1144 | 45.8289
2022-05-26 09:00 | 41.8133 | 44.6094
2022-05-26 10:00 | 42.6249 | 44.0103
2022-05-26 11:00 | 43.2962 | 45.9485
2022-05-26 12:00 | 43.4554 | 45.903
2022-05-26 13:00 | 44.4186 | 46.488
2022-05-26 14:00 | 44.9649 | 47.1032
2022-05-26 15:00 | 46.0883 | 49.5786
2022-05-26 16:00 | 47.4882 | 54.9162
2022-05-26 17:00 | 49.3515 | 60.5848
2022-05-26 18:00 | 49.0652 | 62.1518
2022-05-26 19:00 | 47.6908 | 63.8166
2022-05-26 20:00 | 44.6563 | 62.728
2022-05-26 21:00 | 42.5883 | 60.1547
2022-05-26 22:00 | 38.7523 | 55.0707
2022-05-26 23:00 | 34.1369 | 49.4116
2022-05-27 | 30.9887 | 45.1895
2022-05-27 01:00 | 28.6863 | 44.7246
2022-05-27 02:00 | 28.01 | 43.0695
2022-05-27 03:00 | 27.9251 | 42.4704
2022-05-27 04:00 | 28.1581 | 42.079
2022-05-27 05:00 | 29.4578 | 42.7645
2022-05-27 06:00 | 34.1337 | 48.9103
2022-05-27 07:00 | 38.7229 | 54.5679
2022-05-27 08:00 | 40.6712 | 57.1998
2022-05-27 09:00 | 40.6691 | 59.5281
2022-05-27 10:00 | 40.92 | 60.2276
2022-05-27 11:00 | 40.7272 | 59.6416
2022-05-27 12:00 | 41.6261 | 55.1571
2022-05-27 13:00 | 41.7661 | 56.0537
2022-05-27 14:00 | 41.4547 | 56.0359
2022-05-27 15:00 | 41.28 | 57.715
2022-05-27 16:00 | 41.4842 | 61.7139
2022-05-27 17:00 | 42.3611 | 65.5974
2022-05-27 18:00 | 42.5273 | 66.9517
2022-05-27 19:00 | 41.4268 | 67.3352
2022-05-27 20:00 | 39.1393 | 65.2553
2022-05-27 21:00 | 37.8175 | 61.6592
2022-05-27 22:00 | 34.542 | 56.629
2022-05-27 23:00 | 30.4819 | 50.6981
2022-05-28 | 27.9971 | 47.8728
2022-05-28 01:00 | 25.3393 | 44.981
2022-05-28 02:00 | 24.8117 | 42.3579
2022-05-28 03:00 | 24.7801 | 41.062
2022-05-28 04:00 | 24.9464 | 40.2859
2022-05-28 05:00 | 25.3968 | 40.3501
2022-05-28 06:00 | 27.3988 | 43.1912
2022-05-28 07:00 | 30.8367 | 46.3157
2022-05-28 08:00 | 33.1937 | 50.7684
2022-05-28 09:00 | 33.8652 | 54.3294
2022-05-28 10:00 | 34.1563 | 57.3479
2022-05-28 11:00 | 34.175 | 57.0092
2022-05-28 12:00 | 35.0791 | 56.8126
2022-05-28 13:00 | 34.5098 | 56.8781
2022-05-28 14:00 | 33.7181 | 55.5863
2022-05-28 15:00 | 33.5711 | 56.2498
2022-05-28 16:00 | 34.5234 | 57.9063
2022-05-28 17:00 | 36.2632 | 60.4059
2022-05-28 18:00 | 36.7031 | 63.1082
2022-05-28 19:00 | 35.3032 | 60.7631
2022-05-28 20:00 | 32.8885 | 58.8205
2022-05-28 21:00 | 32.146 | 56.8156
2022-05-28 22:00 | 30.1419 | 53.2365
2022-05-28 23:00 | 27.5408 | 48.9827
2022-05-29 | 25.9052 | 45.7527
2022-05-29 01:00 | 24.213 | 42.1555
2022-05-29 02:00 | 23.6775 | 40.0165
2022-05-29 03:00 | 23.6424 | 38.6459
2022-05-29 04:00 | 23.7251 | 37.7022
2022-05-29 05:00 | 24.0068 | 37.4823
2022-05-29 06:00 | 25.7899 | 39.2219
2022-05-29 07:00 | 28.9995 | 41.9648
2022-05-29 08:00 | 31.3946 | 44.9863
2022-05-29 09:00 | 31.9311 | 48.0847
2022-05-29 10:00 | 31.8692 | 51.0571
2022-05-29 11:00 | 32.0625 | 51.9265
2022-05-29 12:00 | 33.5302 | 50.9969
2022-05-29 13:00 | 33.3913 | 51.797
2022-05-29 14:00 | 32.7595 | 51.6459
2022-05-29 15:00 | 33.0607 | 54.3461
2022-05-29 16:00 | 34.518 | 57.4578
2022-05-29 17:00 | 36.9638 | 61.2877
2022-05-29 18:00 | 37.5898 | 63.619
2022-05-29 19:00 | 36.7861 | 61.7256
2022-05-29 20:00 | 34.643 | 59.9921
2022-05-29 21:00 | 34.0973 | 57.8397
2022-05-29 22:00 | 31.6885 | 54.1103
2022-05-29 23:00 | 28.6087 | 49.4926
2022-05-30 | 26.563 | 46.5553
2022-05-30 01:00 | 25.2557 | 46.0141
2022-05-30 02:00 | 25.0075 | 44.2183
2022-05-30 03:00 | 25.2805 | 43.329
2022-05-30 04:00 | 25.801 | 42.8952
2022-05-30 05:00 | 27.2812 | 43.9053
2022-05-30 06:00 | 32.2337 | 47.6738
2022-05-30 07:00 | 37.4267 | 52.9243
2022-05-30 08:00 | 39.179 | 54.93
2022-05-30 09:00 | 38.8003 | 55.9735
2022-05-30 10:00 | 38.8702 | 57.1742
2022-05-30 11:00 | 38.5698 | 60.4079
2022-05-30 12:00 | 39.15 | 62.7606
2022-05-30 13:00 | 39.3982 | 65.2135
2022-05-30 14:00 | 38.8832 | 66.2739
2022-05-30 15:00 | 39.2463 | 68.4006
2022-05-30 16:00 | 40.1483 | 73.9652
2022-05-30 17:00 | 41.5459 | 79.1372
2022-05-30 18:00 | 41.3881 | 81.8562
2022-05-30 19:00 | 40.4873 | 82.7346
2022-05-30 20:00 | 38.6674 | 79.478
2022-05-30 21:00 | 37.6454 | 75.58
2022-05-30 22:00 | 34.461 | 68.3495
2022-05-30 23:00 | 30.5261 | 61.1618
2022-05-31 | 28.278 | 55.0361
2022-05-31 01:00 | 26.4095 | 49.5371
2022-05-31 02:00 | 25.9964 | 46.461
2022-05-31 03:00 | 26.1384 | 45.033
2022-05-31 04:00 | 26.5835 | 44.4437
2022-05-31 05:00 | 28.0396 | 45.1606
2022-05-31 06:00 | 31.121 | 47.3953
2022-05-31 07:00 | 36.5492 | 52.5891
2022-05-31 08:00 | 39.1662 | 54.226
2022-05-31 09:00 | 39.9258 | 54.576
2022-05-31 10:00 | 40.5478 | 55.1395
2022-05-31 11:00 | 40.6241 | 58.2825
2022-05-31 12:00 | 39.9323 | 60.128
2022-05-31 13:00 | 40.6055 | 61.0192
2022-05-31 14:00 | 40.917 | 61.0504
2022-05-31 15:00 | 41.7598 | 63.3919
2022-05-31 16:00 | 43.0805 | 68.5087
2022-05-31 17:00 | 45.0672 | 73.3255
2022-05-31 18:00 | 44.1943 | 76.3565
2022-05-31 19:00 | 42.7118 | 76.7596
2022-05-31 20:00 | 40.3134 | 73.7018
2022-05-31 21:00 | 38.8045 | 70.2882
2022-05-31 22:00 | 35.3915 | 63.8006
2022-05-31 23:00 | 31.255 | 57.3066
2022-06-01 | 29.4864 | 51.1372
2022-06-01 01:00 | 29.7008 | 50.5868
2022-06-01 02:00 | 29.0388 | 48.3174
2022-06-01 03:00 | 28.9216 | 46.8916
2022-06-01 04:00 | 29.1211 | 46.3409
2022-06-01 05:00 | 30.4135 | 46.9765
2022-06-01 06:00 | 34.913 | 48.4444
2022-06-01 07:00 | 40.8892 | 53.5982
2022-06-01 08:00 | 44.1114 | 55.8882
2022-06-01 09:00 | 45.6108 | 56.5815
2022-06-01 10:00 | 46.5976 | 57.6256
2022-06-01 11:00 | 47.0497 | 61.2993
2022-06-01 12:00 | 45.973 | 63.5619
2022-06-01 13:00 | 47.0568 | 65.5667
2022-06-01 14:00 | 47.7259 | 66.4544
2022-06-01 15:00 | 49.009 | 68.6918
2022-06-01 16:00 | 50.4413 | 73.5547
2022-06-01 17:00 | 52.089 | 78.4678
2022-06-01 18:00 | 52.3896 | 78.8303
2022-06-01 19:00 | 50.8131 | 78.1422
2022-06-01 20:00 | 47.7864 | 75.4407
2022-06-01 21:00 | 45.5701 | 72.3893
2022-06-01 22:00 | 41.7466 | 66.9206
2022-06-01 23:00 | 36.8626 | 60.5616
2022-06-02 | 34.0556 | 55.2395
2022-06-02 01:00 | 31.5283 | 53.7871
2022-06-02 02:00 | 30.5789 | 51.439
2022-06-02 03:00 | 30.136 | 49.9784
2022-06-02 04:00 | 30.1117 | 49.3198
2022-06-02 05:00 | 31.2501 | 50.0684
2022-06-02 06:00 | 35.4942 | 52.9317
2022-06-02 07:00 | 41.4232 | 57.44
2022-06-02 08:00 | 44.5933 | 59.445
2022-06-02 09:00 | 45.9353 | 60.7004
2022-06-02 10:00 | 46.5135 | 62.1703
2022-06-02 11:00 | 46.2253 | 65.9192
2022-06-02 12:00 | 44.7957 | 69.6258
2022-06-02 13:00 | 45.4766 | 71.9367
2022-06-02 14:00 | 45.9952 | 73.0809
2022-06-02 15:00 | 47.1277 | 75.6348
2022-06-02 16:00 | 48.3959 | 80.626
2022-06-02 17:00 | 49.8199 | 84.5927
2022-06-02 18:00 | 50.8819 | 85.6563
2022-06-02 19:00 | 49.7054 | 85.3734
2022-06-02 20:00 | 46.8665 | 82.3548
2022-06-02 21:00 | 45.0473 | 78.6788
2022-06-02 22:00 | 41.576 | 72.2425
2022-06-02 23:00 | 36.9197 | 65.7843
2022-06-03 | 32.3594 | 59.156
2022-06-03 01:00 | 32.1018 | 53.6102
2022-06-03 02:00 | 31.251 | 50.7053
2022-06-03 03:00 | 31.0632 | 48.9272
2022-06-03 04:00 | 31.2564 | 48.1208
2022-06-03 05:00 | 32.5054 | 48.4499
2022-06-03 06:00 | 37.3077 | 49.7537
2022-06-03 07:00 | 43.1642 | 54.4106
2022-06-03 08:00 | 46.7819 | 56.4665
2022-06-03 09:00 | 48.5332 | 56.791
2022-06-03 10:00 | 50.2711 | 57.8663
2022-06-03 11:00 | 51.475 | 61.7031
2022-06-03 12:00 | 52.7005 | 64.3359
2022-06-03 13:00 | 53.8457 | 65.9375
2022-06-03 14:00 | 54.0724 | 66.6902
2022-06-03 15:00 | 54.6914 | 68.8544
2022-06-03 16:00 | 55.2881 | 72.8952
2022-06-03 17:00 | 56.2546 | 76.6275
2022-06-03 18:00 | 53.8479 | 75.4166
2022-06-03 19:00 | 52.0262 | 76.1806
2022-06-03 20:00 | 49.0835 | 72.5026
2022-06-03 21:00 | 47.3402 | 68.4637
2022-06-03 22:00 | 43.6719 | 63.0641
2022-06-03 23:00 | 38.7995 | 56.4879
2022-06-04 | 36.0361 | 53.4671
2022-06-04 01:00 | 33.2231 | 47.7438
2022-06-04 02:00 | 31.6936 | 45.3697
2022-06-04 03:00 | 30.8711 | 43.4647
2022-06-04 04:00 | 30.4166 | 41.7217
2022-06-04 05:00 | 30.3609 | 40.974
2022-06-04 06:00 | 31.5956 | 42.3048
2022-06-04 07:00 | 35.542 | 43.862
2022-06-04 08:00 | 39.6125 | 44.6415
2022-06-04 09:00 | 41.5825 | 44.6812
2022-06-04 10:00 | 42.5298 | 44.3839
2022-06-04 11:00 | 43.0121 | 46.4321
2022-06-04 12:00 | 43.4342 | 50.6295
2022-06-04 13:00 | 43.3011 | 50.9588
2022-06-04 14:00 | 43.3497 | 49.0617
2022-06-04 15:00 | 44.1042 | 50.0181
2022-06-04 16:00 | 45.4368 | 52.3323
2022-06-04 17:00 | 47.0482 | 54.7087
2022-06-04 18:00 | 48.6035 | 54.3126
2022-06-04 19:00 | 46.9268 | 55.0092
2022-06-04 20:00 | 43.275 | 52.5468
2022-06-04 21:00 | 41.4485 | 51.806
2022-06-04 22:00 | 38.6926 | 48.8193
2022-06-04 23:00 | 35.0271 | 44.2211
2022-06-05 | 31.0053 | 41.7685
2022-06-05 01:00 | 28.2543 | 38.053
2022-06-05 02:00 | 27.1415 | 36.8816
2022-06-05 03:00 | 26.5985 | 36.1555
2022-06-05 04:00 | 26.271 | 35.3365
2022-06-05 05:00 | 26.2095 | 35.5851
2022-06-05 06:00 | 27.6734 | 36.3226
2022-06-05 07:00 | 31.2287 | 37.0284
2022-06-05 08:00 | 34.1563 | 37.591
2022-06-05 09:00 | 35.69 | 38.8588
2022-06-05 10:00 | 36.2526 | 39.4852
2022-06-05 11:00 | 36.5656 | 41.8695
2022-06-05 12:00 | 35.7989 | 42.1456
2022-06-05 13:00 | 35.485 | 44.4536
2022-06-05 14:00 | 34.7615 | 44.9534
2022-06-05 15:00 | 35.1991 | 48.05
2022-06-05 16:00 | 36.8168 | 51.7934
2022-06-05 17:00 | 38.8439 | 56.3682
2022-06-05 18:00 | 39.4789 | 60.0533
2022-06-05 19:00 | 37.6559 | 59.7674
2022-06-05 20:00 | 35.0798 | 57.6149
2022-06-05 21:00 | 33.7797 | 56.1692
2022-06-05 22:00 | 31.8488 | 53.0146
2022-06-05 23:00 | 29.0748 | 48.4806
2022-06-06 | 27.989 | 43.0754
2022-06-06 01:00 | 27.2916 | 40.6236
2022-06-06 02:00 | 26.8435 | 39.8361
2022-06-06 03:00 | 26.9097 | 39.2672
2022-06-06 04:00 | 27.2641 | 38.6795
2022-06-06 05:00 | 28.5519 | 39.8596
2022-06-06 06:00 | 32.8913 | 43.9314
2022-06-06 07:00 | 38.5952 | 47.0618
2022-06-06 08:00 | 41.107 | 46.903
2022-06-06 09:00 | 41.1599 | 45.1962
2022-06-06 10:00 | 41.0967 | 43.4663
2022-06-06 11:00 | 40.7969 | 45.2362
2022-06-06 12:00 | 40.9959 | 45.1682
2022-06-06 13:00 | 41.2673 | 45.9261
2022-06-06 14:00 | 40.8578 | 44.7876
2022-06-06 15:00 | 41.2432 | 45.9952
2022-06-06 16:00 | 42.1424 | 50.071
2022-06-06 17:00 | 43.5572 | 54.3321
2022-06-06 18:00 | 43.8345 | 56.3224
2022-06-06 19:00 | 42.385 | 57.9919
2022-06-06 20:00 | 40.3071 | 57.0049
2022-06-06 21:00 | 38.8074 | 55.5627
2022-06-06 22:00 | 35.7925 | 51.8488
2022-06-06 23:00 | 31.9031 | 47.2424
2022-06-07 | 29.7105 | 43.9249
2022-06-07 01:00 | 27.8576 | 39.4055
2022-06-07 02:00 | 27.354 | 38.5547
2022-06-07 03:00 | 27.3018 | 38.4632
2022-06-07 04:00 | 27.6149 | 37.9009
2022-06-07 05:00 | 28.9523 | 39.1215
2022-06-07 06:00 | 33.9825 | 43.1542
2022-06-07 07:00 | 39.6816 | 47.9479
2022-06-07 08:00 | 42.2284 | 50.3266
2022-06-07 09:00 | 42.7669 | 50.9557
2022-06-07 10:00 | 42.6462 | 50.198
2022-06-07 11:00 | 42.0734 | 50.9291
2022-06-07 12:00 | 41.8319 | 49.4212
2022-06-07 13:00 | 42.0963 | 48.8942
2022-06-07 14:00 | 41.8348 | 47.1587
2022-06-07 15:00 | 42.1961 | 47.54
2022-06-07 16:00 | 42.9321 | 50.7549
2022-06-07 17:00 | 44.32 | 53.3439
2022-06-07 18:00 | 44.4927 | 54.1062
2022-06-07 19:00 | 42.7158 | 54.4106
2022-06-07 20:00 | 40.5939 | 53.5249
2022-06-07 21:00 | 39.0134 | 52.0967
2022-06-07 22:00 | 35.9998 | 49.4362
2022-06-07 23:00 | 32.065 | 45.4743
2022-06-08 | 30.7366 | 41.7485
2022-06-08 01:00 | 30.6812 | 40.6774
2022-06-08 02:00 | 30.1084 | 39.9318
2022-06-08 03:00 | 30.201 | 39.6848
2022-06-08 04:00 | 30.5568 | 39.6124
2022-06-08 05:00 | 31.9872 | 40.6512
2022-06-08 06:00 | 37.207 | 42.4692
2022-06-08 07:00 | 43.4985 | 46.9003
2022-06-08 08:00 | 47.3365 | 47.8597
2022-06-08 09:00 | 49.297 | 46.9869
2022-06-08 10:00 | 51.2304 | 45.9159
2022-06-08 11:00 | 52.7498 | 47.0997
2022-06-08 12:00 | 53.6124 | 50.7709
2022-06-08 13:00 | 55.07 | 50.7748
2022-06-08 14:00 | 55.5747 | 49.1817
2022-06-08 15:00 | 56.6917 | 48.9597
2022-06-08 16:00 | 57.8502 | 51.574
2022-06-08 17:00 | 59.1495 | 54.3062
2022-06-08 18:00 | 61.1048 | 53.3584
2022-06-08 19:00 | 59.8588 | 55.3353
2022-06-08 20:00 | 56.6157 | 54.5205
2022-06-08 21:00 | 54.5248 | 53.8988
2022-06-08 22:00 | 50.2185 | 50.806
2022-06-08 23:00 | 44.6502 | 46.1914
2022-06-09 | 39.4022 | 42.3359
2022-06-09 01:00 | 36.6776 | 41.4877
2022-06-09 02:00 | 35.2968 | 40.6702
2022-06-09 03:00 | 34.5175 | 40.3843
2022-06-09 04:00 | 34.2217 | 40.5166
2022-06-09 05:00 | 35.2879 | 41.652
2022-06-09 06:00 | 39.1809 | 42.0873
2022-06-09 07:00 | 45.2042 | 46.1336
2022-06-09 08:00 | 48.7027 | 46.1692
2022-06-09 09:00 | 50.014 | 44.0142
2022-06-09 10:00 | 50.9704 | 43.3713
2022-06-09 11:00 | 51.8267 | 44.6827
2022-06-09 12:00 | 52.4058 | 43.7527
2022-06-09 13:00 | 53.0779 | 44.7777
2022-06-09 14:00 | 53.4406 | 44.8661
2022-06-09 15:00 | 54.1084 | 47.1659
2022-06-09 16:00 | 54.7913 | 52.2645
2022-06-09 17:00 | 55.638 | 57.5017
2022-06-09 18:00 | 56.7212 | 58.7171
2022-06-09 19:00 | 55.0162 | 59.7832
2022-06-09 20:00 | 51.4999 | 58.978
2022-06-09 21:00 | 49.2881 | 57.4421
2022-06-09 22:00 | 45.2033 | 53.6794
2022-06-09 23:00 | 39.9731 | 49.0262
2022-06-10 | 35.8131 | 44.5545
2022-06-10 01:00 | 33.7988 | 41.1204
2022-06-10 02:00 | 32.4503 | 39.97
2022-06-10 03:00 | 31.8676 | 39.4261
2022-06-10 04:00 | 31.788 | 38.7851
2022-06-10 05:00 | 32.7608 | 39.4859
2022-06-10 06:00 | 37.5484 | 43.3024
2022-06-10 07:00 | 43.4483 | 47.6106
2022-06-10 08:00 | 47.1323 | 48.9992
2022-06-10 09:00 | 48.807 | 47.6573
2022-06-10 10:00 | 50.0565 | 47.2416
2022-06-10 11:00 | 50.5794 | 47.5902
2022-06-10 12:00 | 49.8325 | 45.442
2022-06-10 13:00 | 50.6235 | 44.8202
2022-06-10 14:00 | 50.5345 | 44.1872
2022-06-10 15:00 | 51.2463 | 45.4641
2022-06-10 16:00 | 51.9844 | 48.4919
2022-06-10 17:00 | 53.4272 | 52.6226
2022-06-10 18:00 | 54.499 | 55.3451
2022-06-10 19:00 | 53.0465 | 55.4671
2022-06-10 20:00 | 49.1596 | 54.3138
2022-06-10 21:00 | 46.8524 | 52.5468
2022-06-10 22:00 | 42.8911 | 49.3709
2022-06-10 23:00 | 37.7705 | 44.9333
2022-06-11 | 33.9272 | 41.5703
2022-06-11 01:00 | 31.3113 | 38.022
2022-06-11 02:00 | 30.0335 | 36.6618
2022-06-11 03:00 | 29.4278 | 36.5964
2022-06-11 04:00 | 29.0881 | 36.1482
2022-06-11 05:00 | 29.1489 | 36.5425
2022-06-11 06:00 | 30.9426 | 35.3003
2022-06-11 07:00 | 34.958 | 36.9614
2022-06-11 08:00 | 39.127 | 38.0503
2022-06-11 09:00 | 41.8686 | 38.4163
2022-06-11 10:00 | 43.6838 | 38.5701
2022-06-11 11:00 | 44.8778 | 40.9434
2022-06-11 12:00 | 45.1131 | 39.9904
2022-06-11 13:00 | 45.6306 | 42.0802
2022-06-11 14:00 | 46.1277 | 42.7564
2022-06-11 15:00 | 47.2509 | 45.2631
2022-06-11 16:00 | 49.3571 | 50.3493
2022-06-11 17:00 | 51.5658 | 55.8079
2022-06-11 18:00 | 52.964 | 57.3278
2022-06-11 19:00 | 51.2024 | 56.9784
2022-06-11 20:00 | 46.9643 | 54.1461
2022-06-11 21:00 | 44.8217 | 52.8169
2022-06-11 22:00 | 41.6855 | 50.3378
2022-06-11 23:00 | 37.5972 | 46.3966
2022-06-12 | 33.5864 | 41.0239
2022-06-12 01:00 | 31.5373 | 38.2259
2022-06-12 02:00 | 30.2288 | 36.9269
2022-06-12 03:00 | 29.6026 | 35.5798
2022-06-12 04:00 | 29.2504 | 34.7498
2022-06-12 05:00 | 29.245 | 34.7882
2022-06-12 06:00 | 31.6001 | 35.6858
2022-06-12 07:00 | 35.6271 | 36.0783
2022-06-12 08:00 | 40.3394 | 36.2298
2022-06-12 09:00 | 43.7896 | 36.3514
2022-06-12 10:00 | 45.8235 | 35.2248
2022-06-12 11:00 | 47.2651 | 36.8573
2022-06-12 12:00 | 48.6791 | 38.4187
2022-06-12 13:00 | 49.4841 | 38.9015
2022-06-12 14:00 | 49.8997 | 39.6
2022-06-12 15:00 | 50.8064 | 42.2802
2022-06-12 16:00 | 52.8266 | 45.6548
2022-06-12 17:00 | 55.1376 | 49.7998
2022-06-12 18:00 | 57.2841 | 52.3984
2022-06-12 19:00 | 55.2409 | 53.0988
2022-06-12 20:00 | 51.2146 | 51.5832
2022-06-12 21:00 | 48.9153 | 50.9759
2022-06-12 22:00 | 45.292 | 48.9446
2022-06-12 23:00 | 40.7939 | 45.1078
2022-06-13 | 37.6275 | 41.3581
2022-06-13 01:00 | 34.5861 | 37.8354
2022-06-13 02:00 | 33.2683 | 37.1003
2022-06-13 03:00 | 32.625 | 36.7904
2022-06-13 04:00 | 32.4278 | 36.4634
2022-06-13 05:00 | 33.4448 | 37.4822
2022-06-13 06:00 | 37.7147 | 41.5692
2022-06-13 07:00 | 44.2162 | 45.3778
2022-06-13 08:00 | 48.8234 | 44.377
2022-06-13 09:00 | 51.2921 | 41.7085
2022-06-13 10:00 | 53.2702 | 39.1266
2022-06-13 11:00 | 54.2474 | 39.4464
2022-06-13 12:00 | 54.8855 | 45.097
2022-06-13 13:00 | 55.7844 | 44.8889
2022-06-13 14:00 | 55.728 | 42.2526
2022-06-13 15:00 | 56.4895 | 42.7824
2022-06-13 16:00 | 57.4403 | 46.698
2022-06-13 17:00 | 58.6602 | 51.848
2022-06-13 18:00 | 57.8745 | 55.3317
2022-06-13 19:00 | 55.5128 | 57.1051
2022-06-13 20:00 | 51.7927 | 55.6941
2022-06-13 21:00 | 49.2378 | 54.3684
2022-06-13 22:00 | 44.9739 | 51.0965
2022-06-13 23:00 | 39.722 | 46.3364
2022-06-14 | 37.2404 | 43.5841
2022-06-14 01:00 | 34.2157 | 40.0491
2022-06-14 02:00 | 32.8933 | 39.03
2022-06-14 03:00 | 32.2686 | 38.3649
2022-06-14 04:00 | 32.145 | 38.1277
2022-06-14 05:00 | 33.1639 | 38.9802
2022-06-14 06:00 | 37.3128 | 42.243
2022-06-14 07:00 | 43.1506 | 47.0689
2022-06-14 08:00 | 46.9431 | 48.5233
2022-06-14 09:00 | 48.5864 | 48.5039
2022-06-14 10:00 | 49.6942 | 48.6242
2022-06-14 11:00 | 50.1921 | 49.8982
2022-06-14 12:00 | 50.0319 | 51.7153
2022-06-14 13:00 | 50.7406 | 52.5614
2022-06-14 14:00 | 50.8406 | 51.74
2022-06-14 15:00 | 51.8131 | 53.4285
2022-06-14 16:00 | 52.8188 | 57.9892
2022-06-14 17:00 | 54.3598 | 61.707
2022-06-14 18:00 | 55.4874 | 65.7298
2022-06-14 19:00 | 53.5789 | 66.0814
2022-06-14 20:00 | 49.8182 | 64.3888
2022-06-14 21:00 | 47.4614 | 62.1826
2022-06-14 22:00 | 43.4315 | 58.1009
2022-06-14 23:00 | 38.2878 | 53.3248
2022-06-15 | 34.8072 | 48.7158
2022-06-15 01:00 | 32.0767 | 46.2669
2022-06-15 02:00 | 31.039 | 44.9402
2022-06-15 03:00 | 30.594 | 44.0957
2022-06-15 04:00 | 30.4984 | 43.7561
2022-06-15 05:00 | 31.4927 | 44.4668
2022-06-15 06:00 | 35.4323 | 48.8056
2022-06-15 07:00 | 40.2028 | 53.8882
2022-06-15 08:00 | 42.3296 | 57.2864
2022-06-15 09:00 | 42.5202 | 59.0339
2022-06-15 10:00 | 42.5765 | 60.4446
2022-06-15 11:00 | 43.1603 | 60.6371
2022-06-15 12:00 | 43.858 | 62.1933
2022-06-15 13:00 | 43.8964 | 62.0219
2022-06-15 14:00 | 43.5752 | 60.4615
2022-06-15 15:00 | 43.9403 | 60.756
2022-06-15 16:00 | 44.5167 | 62.6582
2022-06-15 17:00 | 45.6518 | 64.734
2022-06-15 18:00 | 45.4662 | 65.2504
2022-06-15 19:00 | 44.4288 | 64.7044
2022-06-15 20:00 | 42.273 | 62.9208
2022-06-15 21:00 | 41.1229 | 59.5004
2022-06-15 22:00 | 38.0036 | 56.0891
2022-06-15 23:00 | 33.7265 | 50.7689
2022-06-16 | 30.784 | 51.2085
2022-06-16 01:00 | 28.5377 | 46.5629
2022-06-16 02:00 | 27.8915 | 44.4235
2022-06-16 03:00 | 27.8114 | 43.3712
2022-06-16 04:00 | 28.0541 | 42.5777
2022-06-16 05:00 | 29.2769 | 42.9789
2022-06-16 06:00 | 33.9315 | 48.41
2022-06-16 07:00 | 38.6376 | 52.6045
2022-06-16 08:00 | 40.1725 | 52.9847
2022-06-16 09:00 | 39.7368 | 52.8861
2022-06-16 10:00 | 39.4505 | 52.5109
2022-06-16 11:00 | 39.5644 | 52.6816
2022-06-16 12:00 | 40.5525 | 52.3728
2022-06-16 13:00 | 40.9635 | 52.148
2022-06-16 14:00 | 40.8148 | 50.4509
2022-06-16 15:00 | 41.3982 | 52.3458
2022-06-16 16:00 | 42.3378 | 55.2738
2022-06-16 17:00 | 43.6921 | 58.7767
2022-06-16 18:00 | 44.0727 | 62.0884
2022-06-16 19:00 | 43.35 | 62.6318
2022-06-16 20:00 | 41.5926 | 60.1844
2022-06-16 21:00 | 40.4911 | 56.9357
2022-06-16 22:00 | 37.5214 | 53.3003
2022-06-16 23:00 | 33.3429 | 47.9573
2022-06-17 | 30.8092 | 44.4707
2022-06-17 01:00 | 28.6542 | 42.0732
2022-06-17 02:00 | 28.0193 | 40.7409
2022-06-17 03:00 | 27.8649 | 39.9625
2022-06-17 04:00 | 28.0818 | 39.4562
2022-06-17 05:00 | 29.2731 | 39.9561
2022-06-17 06:00 | 32.8931 | 41.2997
2022-06-17 07:00 | 38.2962 | 45.9215
2022-06-17 08:00 | 41.1507 | 46.6726
2022-06-17 09:00 | 42.244 | 45.8088
2022-06-17 10:00 | 42.9586 | 45.7905
2022-06-17 11:00 | 43.0005 | 47.995
2022-06-17 12:00 | 42.1336 | 48.9737
2022-06-17 13:00 | 42.9944 | 49.9584
2022-06-17 14:00 | 43.8132 | 49.7772
2022-06-17 15:00 | 44.8817 | 52.0119
2022-06-17 16:00 | 46.1534 | 56.4623
2022-06-17 17:00 | 47.7385 | 61.1345
2022-06-17 18:00 | 48.8242 | 62.8777
2022-06-17 19:00 | 47.5457 | 63.2113
2022-06-17 20:00 | 44.2972 | 61.2422
2022-06-17 21:00 | 42.1718 | 59.0898
2022-06-17 22:00 | 38.662 | 55.1563
2022-06-17 23:00 | 34.0934 | 50.1777
2022-06-18 | 30.2171 | 45.2044
2022-06-18 01:00 | 28.134 | 41.6035
2022-06-18 02:00 | 27.2071 | 39.787
2022-06-18 03:00 | 26.8066 | 39.1033
2022-06-18 04:00 | 26.8096 | 38.6083
2022-06-18 05:00 | 27.0628 | 39.1673
2022-06-18 06:00 | 29.2706 | 39.3326
2022-06-18 07:00 | 33.661 | 41.5167
2022-06-18 08:00 | 37.7001 | 44.2848
2022-06-18 09:00 | 40.6954 | 46.5746
2022-06-18 10:00 | 42.1705 | 48.3769
2022-06-18 11:00 | 42.5865 | 51.146
2022-06-18 12:00 | 42.2047 | 52.2932
2022-06-18 13:00 | 42.5764 | 54.0129
2022-06-18 14:00 | 42.9398 | 55.6554
2022-06-18 15:00 | 43.5753 | 58.4047
2022-06-18 16:00 | 45.3734 | 62.5985
2022-06-18 17:00 | 47.5623 | 68.0313
2022-06-18 18:00 | 48.9102 | 70.2156
2022-06-18 19:00 | 46.8701 | 69.3202
2022-06-18 20:00 | 43.2099 | 66.2854
2022-06-18 21:00 | 41.2386 | 64.4176
2022-06-18 22:00 | 38.4068 | 60.7613
2022-06-18 23:00 | 34.7584 | 55.9441
2022-06-19 | 31.8047 | 50.1095
2022-06-19 01:00 | 30.02 | 46.0051
2022-06-19 02:00 | 28.7862 | 43.6919
2022-06-19 03:00 | 28.1953 | 42.2283
2022-06-19 04:00 | 27.962 | 41.4055
2022-06-19 05:00 | 28.0073 | 41.2807
2022-06-19 06:00 | 30.1585 | 43.0446
2022-06-19 07:00 | 34.2666 | 45.5047
2022-06-19 08:00 | 39.0792 | 49.2723
2022-06-19 09:00 | 42.729 | 52.6522
2022-06-19 10:00 | 44.8011 | 56.508
2022-06-19 11:00 | 46.2671 | 59.5077
2022-06-19 12:00 | 46.5287 | 63.8133
2022-06-19 13:00 | 47.7094 | 64.9303
2022-06-19 14:00 | 48.9855 | 66.6094
2022-06-19 15:00 | 50.5892 | 69.5398
2022-06-19 16:00 | 53.1425 | 72.4196
2022-06-19 17:00 | 55.9303 | 76.1576
2022-06-19 18:00 | 57.9683 | 79.6575
2022-06-19 19:00 | 55.986 | 78.6398
2022-06-19 20:00 | 51.493 | 75.6174
2022-06-19 21:00 | 48.9337 | 72.8303
2022-06-19 22:00 | 45.0813 | 68.5985
2022-06-19 23:00 | 40.3238 | 63.2088
2022-06-20 | 36.7989 | 58.2116
2022-06-20 01:00 | 34.7202 | 56.5713
2022-06-20 02:00 | 33.5116 | 54.0977
2022-06-20 03:00 | 33.0062 | 52.508
2022-06-20 04:00 | 32.9078 | 51.6206
2022-06-20 05:00 | 34.0368 | 52.1443
2022-06-20 06:00 | 39.7015 | 56.0356
2022-06-20 07:00 | 46.7082 | 61.0552
2022-06-20 08:00 | 51.6292 | 63.2774
2022-06-20 09:00 | 54.3595 | 65.3823
2022-06-20 10:00 | 56.8619 | 66.8197
2022-06-20 11:00 | 58.4482 | 70.6053
2022-06-20 12:00 | 59.3548 | 74.7761
2022-06-20 13:00 | 60.5565 | 76.7864
2022-06-20 14:00 | 60.4926 | 77.9889
2022-06-20 15:00 | 61.2681 | 80.1524
2022-06-20 16:00 | 61.9558 | 84.9226
2022-06-20 17:00 | 62.7596 | 89.0565
2022-06-20 18:00 | 65.2831 | 86.897
2022-06-20 19:00 | 63.2819 | 85.773
2022-06-20 20:00 | 58.7205 | 82.2655
2022-06-20 21:00 | 55.7038 | 78.0223
2022-06-20 22:00 | 50.6934 | 72.0687
2022-06-20 23:00 | 44.5546 | 65.3925
2022-06-21 | 40.3033 | 60.9089
2022-06-21 01:00 | 38.2291 | 53.7637
2022-06-21 02:00 | 36.6027 | 50.1058
2022-06-21 03:00 | 35.8473 | 48.1888
2022-06-21 04:00 | 35.5819 | 47.1352
2022-06-21 05:00 | 36.6586 | 47.4516
2022-06-21 06:00 | 41.7405 | 52.1001
2022-06-21 07:00 | 48.3875 | 57.3889
2022-06-21 08:00 | 53.5575 | 60.9648
2022-06-21 09:00 | 56.4358 | 62.4675
2022-06-21 10:00 | 59.1755 | 63.6028
2022-06-21 11:00 | 61.2226 | 64.1412
2022-06-21 12:00 | 62.7737 | 62.4399
2022-06-21 13:00 | 64.1134 | 62.2781
2022-06-21 14:00 | 64.2572 | 60.2528
2022-06-21 15:00 | 65.1242 | 61.3067
2022-06-21 16:00 | 65.9417 | 63.7464
2022-06-21 17:00 | 67.1472 | 66.4388
2022-06-21 18:00 | 66.9284 | 70.4563
2022-06-21 19:00 | 64.5953 | 69.4142
2022-06-21 20:00 | 60.1601 | 66.4401
2022-06-21 21:00 | 57.3359 | 63.8569
2022-06-21 22:00 | 52.355 | 59.1669
2022-06-21 23:00 | 46.2068 | 53.7043
2022-06-22 | 42.4933 | 47.1107
2022-06-22 01:00 | 38.7717 | 45.1384
2022-06-22 02:00 | 37.0164 | 43.4546
2022-06-22 03:00 | 35.96 | 42.5691
2022-06-22 04:00 | 35.4847 | 42.1373
2022-06-22 05:00 | 36.2812 | 42.9461
2022-06-22 06:00 | 39.3676 | 46.7639
2022-06-22 07:00 | 44.9462 | 52.1123
2022-06-22 08:00 | 48.9526 | 55.8252
2022-06-22 09:00 | 50.6395 | 57.2066
2022-06-22 10:00 | 51.7421 | 58.7084
2022-06-22 11:00 | 52.5974 | 59.1461
2022-06-22 12:00 | 52.9784 | 53.9
2022-06-22 13:00 | 53.8289 | 55.7089
2022-06-22 14:00 | 54.194 | 55.3349
2022-06-22 15:00 | 55.3458 | 57.4981
2022-06-22 16:00 | 56.3238 | 61.9209
2022-06-22 17:00 | 57.7919 | 67.1068
2022-06-22 18:00 | 58.7527 | 70.5171
2022-06-22 19:00 | 56.7622 | 72.0856
2022-06-22 20:00 | 52.4808 | 69.0797
2022-06-22 21:00 | 49.9886 | 66.4018
2022-06-22 22:00 | 45.6881 | 61.0333
2022-06-22 23:00 | 40.219 | 54.4233
2022-06-23 | 35.4374 | 47.98
2022-06-23 01:00 | 33.027 | 44.7747
2022-06-23 02:00 | 31.8554 | 42.8357
2022-06-23 03:00 | 31.3011 | 41.9532
2022-06-23 04:00 | 31.237 | 41.4202
2022-06-23 05:00 | 32.1789 | 41.9975
2022-06-23 06:00 | 36.0188 | 46.8975
2022-06-23 07:00 | 40.8171 | 50.9291
2022-06-23 08:00 | 43.6427 | 53.0265
2022-06-23 09:00 | 44.1871 | 54.1613
2022-06-23 10:00 | 44.2397 | 54.1038
2022-06-23 11:00 | 44.4115 | 53.5296
2022-06-23 12:00 | 44.4657 | 52.452
2022-06-23 13:00 | 44.9535 | 53.0203
2022-06-23 14:00 | 45.1353 | 51.5032
2022-06-23 15:00 | 46.0913 | 52.5885
2022-06-23 16:00 | 47.2545 | 55.9795
2022-06-23 17:00 | 48.923 | 59.2064
2022-06-23 18:00 | 51.0747 | 61.0817
2022-06-23 19:00 | 49.5913 | 61.8106
2022-06-23 20:00 | 45.9505 | 60.2883
2022-06-23 21:00 | 43.6848 | 58.2747
2022-06-23 22:00 | 40.0251 | 54.1482
2022-06-23 23:00 | 35.2022 | 49.4769
2022-06-24 | 31.2482 | 46.1238
2022-06-24 01:00 | 29.3923 | 39.9209
2022-06-24 02:00 | 28.5897 | 38.7728
2022-06-24 03:00 | 28.3807 | 38.0866
2022-06-24 04:00 | 28.5076 | 37.6953
2022-06-24 05:00 | 29.5855 | 38.3567
2022-06-24 06:00 | 34.1285 | 42.8863
2022-06-24 07:00 | 39.0832 | 46.9761
2022-06-24 08:00 | 41.5912 | 46.9277
2022-06-24 09:00 | 42.3781 | 45.4944
2022-06-24 10:00 | 42.6565 | 43.9131
2022-06-24 11:00 | 42.661 | 44.4703
2022-06-24 12:00 | 42.1139 | 47.5293
2022-06-24 13:00 | 42.4076 | 47.4999
2022-06-24 14:00 | 42.2583 | 45.8453
2022-06-24 15:00 | 42.3587 | 46.8508
2022-06-24 16:00 | 42.8486 | 49.9006
2022-06-24 17:00 | 43.9571 | 52.8095
2022-06-24 18:00 | 44.4657 | 55.1567
2022-06-24 19:00 | 43.4258 | 56.9003
2022-06-24 20:00 | 41.153 | 55.8343
2022-06-24 21:00 | 39.7489 | 54.544
2022-06-24 22:00 | 36.6812 | 51.29
2022-06-24 23:00 | 32.5013 | 46.9162
2022-06-25 | 29.906 | 43.2818
2022-06-25 01:00 | 27.0944 | 39.4339
2022-06-25 02:00 | 26.4174 | 38.07
2022-06-25 03:00 | 26.2132 | 37.5113
2022-06-25 04:00 | 26.2899 | 37.1143
2022-06-25 05:00 | 26.6076 | 37.4557
2022-06-25 06:00 | 29.0592 | 35.0577
2022-06-25 07:00 | 32.7209 | 36.1232
2022-06-25 08:00 | 35.6929 | 37.2293
2022-06-25 09:00 | 37.233 | 37.6849
2022-06-25 10:00 | 37.7984 | 38.0909
2022-06-25 11:00 | 38.2339 | 40.2693
2022-06-25 12:00 | 38.4729 | 40.926
2022-06-25 13:00 | 38.6529 | 42.4761
2022-06-25 14:00 | 38.7734 | 43.4548
2022-06-25 15:00 | 39.4341 | 45.9959
2022-06-25 16:00 | 41.095 | 50.3642
2022-06-25 17:00 | 43.185 | 55.7503
2022-06-25 18:00 | 44.5515 | 57.7194
2022-06-25 19:00 | 42.7796 | 57.4744
2022-06-25 20:00 | 39.4985 | 54.9587
2022-06-25 21:00 | 37.9959 | 53.9054
2022-06-25 22:00 | 35.6168 | 51.1994
2022-06-25 23:00 | 32.3592 | 47.1359
2022-06-26 | 29.2963 | 40.8122
2022-06-26 01:00 | 27.6793 | 39.2375
2022-06-26 02:00 | 26.7275 | 37.8762
2022-06-26 03:00 | 26.3268 | 37.054
2022-06-26 04:00 | 26.228 | 36.648
2022-06-26 05:00 | 26.3321 | 36.7221
2022-06-26 06:00 | 26.9839 | 32.9459
2022-06-26 07:00 | 30.6479 | 33.6241
2022-06-26 08:00 | 34.5957 | 34.3539
2022-06-26 09:00 | 37.2436 | 34.3547
2022-06-26 10:00 | 38.5214 | 35.2253
2022-06-26 11:00 | 39.4179 | 38.1546
2022-06-26 12:00 | 39.8449 | 38.6307
2022-06-26 13:00 | 40.5226 | 40.4274
2022-06-26 14:00 | 41.3643 | 42.5132
2022-06-26 15:00 | 42.7267 | 46.445
2022-06-26 16:00 | 44.9038 | 51.4839
2022-06-26 17:00 | 47.4108 | 57.5205
2022-06-26 18:00 | 46.6789 | 58.3075
2022-06-26 19:00 | 44.9614 | 59.1832
2022-06-26 20:00 | 42.1268 | 56.4214
2022-06-26 21:00 | 40.9704 | 54.4988
2022-06-26 22:00 | 38.4764 | 51.7631
2022-06-26 23:00 | 35.0086 | 47.0473
2022-06-27 | 31.7685 | 42.6029
2022-06-27 01:00 | 31.1862 | 40.8894
2022-06-27 02:00 | 30.5146 | 39.7204
2022-06-27 03:00 | 30.3929 | 39.1829
2022-06-27 04:00 | 30.6231 | 38.6079
2022-06-27 05:00 | 31.9295 | 39.3002
2022-06-27 06:00 | 36.221 | 42.9356
2022-06-27 07:00 | 42.2772 | 46.5573
2022-06-27 08:00 | 45.7479 | 45.3962
2022-06-27 09:00 | 47.264 | 42.7496
2022-06-27 10:00 | 48.6756 | 39.8704
2022-06-27 11:00 | 49.5235 | 40.3621
2022-06-27 12:00 | 50.8418 | 48.0773
2022-06-27 13:00 | 51.6297 | 47.5436
2022-06-27 14:00 | 51.3639 | 45.0261
2022-06-27 15:00 | 52.0256 | 45.4674
2022-06-27 16:00 | 52.6327 | 49.0071
2022-06-27 17:00 | 53.435 | 53.8328
2022-06-27 18:00 | 54.8183 | 56.4521
2022-06-27 19:00 | 53.1164 | 58.0026
2022-06-27 20:00 | 50.1499 | 56.4718
2022-06-27 21:00 | 48.122 | 54.9673
2022-06-27 22:00 | 44.2805 | 51.6072
2022-06-27 23:00 | 39.3494 | 46.7844
2022-06-28 | 35.5519 | 43.9939
2022-06-28 01:00 | 33.6273 | 39.464
2022-06-28 02:00 | 32.5114 | 38.2069
2022-06-28 03:00 | 32.0652 | 37.5697
2022-06-28 04:00 | 32.0641 | 37.1774
2022-06-28 05:00 | 33.2697 | 37.957
2022-06-28 06:00 | 37.4987 | 42.3943
2022-06-28 07:00 | 43.2806 | 46.828
2022-06-28 08:00 | 46.6679 | 47.2015
2022-06-28 09:00 | 48.011 | 45.8058
2022-06-28 10:00 | 49.0432 | 44.5133
2022-06-28 11:00 | 49.5301 | 45.5468
2022-06-28 12:00 | 50.315 | 49.5093
2022-06-28 13:00 | 50.8177 | 49.4126
2022-06-28 14:00 | 50.5511 | 47.6987
2022-06-28 15:00 | 51.0855 | 49.1378
2022-06-28 16:00 | 51.5352 | 53.0019
2022-06-28 17:00 | 52.4626 | 55.9862
2022-06-28 18:00 | 53.4584 | 58.7859
2022-06-28 19:00 | 51.5312 | 59.1568
2022-06-28 20:00 | 48.6405 | 57.9857
2022-06-28 21:00 | 46.6832 | 56.1729
2022-06-28 22:00 | 43.0082 | 52.9836
2022-06-28 23:00 | 38.2852 | 48.8276
2022-06-29 | 35.1755 | 45.3046
2022-06-29 01:00 | 33.9929 | 42.4512
2022-06-29 02:00 | 32.8673 | 41.5402
2022-06-29 03:00 | 32.5118 | 40.9383
2022-06-29 04:00 | 32.5271 | 40.8466
2022-06-29 05:00 | 33.6961 | 41.7771
2022-06-29 06:00 | 38.0711 | 44.9988
2022-06-29 07:00 | 44.447 | 49.7315
2022-06-29 08:00 | 48.9623 | 52.1447
2022-06-29 09:00 | 51.568 | 52.9448
2022-06-29 10:00 | 53.7182 | 53.894
2022-06-29 11:00 | 55.1537 | 54.3222
2022-06-29 12:00 | 55.1711 | 52.0608
2022-06-29 13:00 | 56.6654 | 53.3985
2022-06-29 14:00 | 57.1267 | 53.5548
2022-06-29 15:00 | 58.415 | 55.1654
2022-06-29 16:00 | 59.5468 | 59.9018
2022-06-29 17:00 | 61.0564 | 64.769
2022-06-29 18:00 | 61.3754 | 68.7967
2022-06-29 19:00 | 59.6895 | 69.5246
2022-06-29 20:00 | 56.1413 | 67.7701
2022-06-29 21:00 | 53.9372 | 65.6011
2022-06-29 22:00 | 49.5915 | 60.9506
2022-06-29 23:00 | 43.9879 | 55.5953
2022-06-30 | 39.5662 | 49.2593
2022-06-30 01:00 | 37.8687 | 48.3672
2022-06-30 02:00 | 36.4966 | 46.9662
2022-06-30 03:00 | 35.7476 | 46.1295
2022-06-30 04:00 | 35.4877 | 45.7202
2022-06-30 05:00 | 36.5432 | 46.634
2022-06-30 06:00 | 40.6392 | 49.4438
2022-06-30 07:00 | 46.5829 | 54.2391
2022-06-30 08:00 | 50.8441 | 56.1022
2022-06-30 09:00 | 52.8204 | 57.3044
2022-06-30 10:00 | 54.6234 | 58.4038
2022-06-30 11:00 | 56.0792 | 60.6662
2022-06-30 12:00 | 56.9357 | 62.7689
2022-06-30 13:00 | 58.106 | 63.671
2022-06-30 14:00 | 58.5625 | 64.1364
2022-06-30 15:00 | 59.5726 | 66.3791
2022-06-30 16:00 | 60.4947 | 71.5452
2022-06-30 17:00 | 61.6013 | 76.154
2022-06-30 18:00 | 63.0079 | 78.2269
2022-06-30 19:00 | 61.2627 | 79.1224
2022-06-30 20:00 | 57.3163 | 76.1804
2022-06-30 21:00 | 54.7575 | 72.2985
2022-06-30 22:00 | 50.2287 | 66.9176
2022-06-30 23:00 | 44.5057 | 60.5826
2022-07-01 | 38.8938 | 56.07
2022-07-01 01:00 | 35.2492 | 52.1326
2022-07-01 02:00 | 33.5796 | 48.9722
2022-07-01 03:00 | 32.6576 | 46.7231
2022-07-01 04:00 | 32.156 | 45.9143
2022-07-01 05:00 | 32.0809 | 45.4497
2022-07-01 06:00 | 33.0397 | 44.3214
2022-07-01 07:00 | 36.8474 | 46.4884
2022-07-01 08:00 | 40.1093 | 48.2707
2022-07-01 09:00 | 42.3729 | 53.4038
2022-07-01 10:00 | 43.5905 | 53.9943
2022-07-01 11:00 | 44.9193 | 56.6273
2022-07-01 12:00 | 45.497 | 60.8054
2022-07-01 13:00 | 46.1214 | 61.5183
2022-07-01 14:00 | 46.3372 | 63.1427
2022-07-01 15:00 | 46.3845 | 63.6573
2022-07-01 16:00 | 47.188 | 69.1621
2022-07-01 17:00 | 47.9051 | 75.1489
2022-07-01 18:00 | 47.7541 | 76.4796
2022-07-01 19:00 | 45.8817 | 77.2679
2022-07-01 20:00 | 41.9093 | 72.5397
2022-07-01 21:00 | 39.3024 | 68.3884
2022-07-01 22:00 | 36.9279 | 65.4392
2022-07-01 23:00 | 33.8466 | 61.1834
2022-07-02 | 30.8149 | 55.8319
2022-07-02 01:00 | 30.5439 | 56.9443
2022-07-02 02:00 | 29.2005 | 53.8701
2022-07-02 03:00 | 28.5268 | 52.1208
2022-07-02 04:00 | 28.1131 | 50.4957
2022-07-02 05:00 | 28.094 | 50.2615
2022-07-02 06:00 | 29.5308 | 52.2946
2022-07-02 07:00 | 33.28 | 55.3986
2022-07-02 08:00 | 36.7562 | 60.1837
2022-07-02 09:00 | 39.4009 | 64.3278
2022-07-02 10:00 | 40.609 | 69.752
2022-07-02 11:00 | 40.6465 | 73.7939
2022-07-02 12:00 | 39.7036 | 82.0171
2022-07-02 13:00 | 39.8159 | 83.0647
2022-07-02 14:00 | 39.7955 | 82.6617
2022-07-02 15:00 | 40.4229 | 84.4072
2022-07-02 16:00 | 42.3312 | 86.3719
2022-07-02 17:00 | 44.2372 | 88.5498
2022-07-02 18:00 | 44.6271 | 89.6075
2022-07-02 19:00 | 42.8022 | 85.7154
2022-07-02 20:00 | 39.3323 | 82.3781
2022-07-02 21:00 | 37.3136 | 79.9084
2022-07-02 22:00 | 34.8796 | 76.1497
2022-07-02 23:00 | 31.6463 | 71.7791
2022-07-03 | 29.2715 | 68.2469
2022-07-03 01:00 | 27.2162 | 60.8853
2022-07-03 02:00 | 26.2463 | 56.9256
2022-07-03 03:00 | 25.8987 | 54.2567
2022-07-03 04:00 | 25.7244 | 52.2199
2022-07-03 05:00 | 25.8308 | 51.4914
2022-07-03 06:00 | 27.2925 | 53.2816
2022-07-03 07:00 | 30.4213 | 56.0184
2022-07-03 08:00 | 33.7273 | 60.4096
2022-07-03 09:00 | 36.6827 | 64.7374
2022-07-03 10:00 | 38.0195 | 70.3881
2022-07-03 11:00 | 38.8016 | 75.0621
2022-07-03 12:00 | 40.5477 | 78.1876
2022-07-03 13:00 | 41.0867 | 80.4068
2022-07-03 14:00 | 41.0503 | 82.0341
2022-07-03 15:00 | 41.4032 | 86.2701
2022-07-03 16:00 | 43.2501 | 90.5076
2022-07-03 17:00 | 45.2604 | 95.4731
2022-07-03 18:00 | 46.2878 | 97.59
2022-07-03 19:00 | 44.5363 | 96.8777
2022-07-03 20:00 | 41.9802 | 91.546
2022-07-03 21:00 | 40.282 | 87.2098
2022-07-03 22:00 | 37.7095 | 81.3622
2022-07-03 23:00 | 34.4458 | 74.6284
2022-07-04 | 32.3755 | 69.7487
2022-07-04 01:00 | 29.8378 | 63.9563
2022-07-04 02:00 | 28.9355 | 60.0207
2022-07-04 03:00 | 28.6517 | 57.6477
2022-07-04 04:00 | 28.726 | 56.2653
2022-07-04 05:00 | 29.913 | 56.762
2022-07-04 06:00 | 34.4252 | 64.243
2022-07-04 07:00 | 39.9547 | 70.0383
2022-07-04 08:00 | 43.1323 | 75.5963
2022-07-04 09:00 | 45.0783 | 81.6627
2022-07-04 10:00 | 46.1429 | 84.8028
2022-07-04 11:00 | 46.3821 | 87.5869
2022-07-04 12:00 | 45.8911 | 91.0125
2022-07-04 13:00 | 47.0412 | 92.93
2022-07-04 14:00 | 47.9 | 92.5634
2022-07-04 15:00 | 49.1392 | 93.4463
2022-07-04 16:00 | 50.8754 | 96.39
2022-07-04 17:00 | 52.4255 | 99.1411
2022-07-04 18:00 | 52.4271 | 99.4954
2022-07-04 19:00 | 50.6825 | 96.2893
2022-07-04 20:00 | 47.5929 | 91.5979
2022-07-04 21:00 | 44.8865 | 87.6465
2022-07-04 22:00 | 41.0014 | 81.2393
2022-07-04 23:00 | 36.2653 | 74.5981
2022-07-05 | 33.3538 | 70.778
2022-07-05 01:00 | 30.5239 | 62.3541
2022-07-05 02:00 | 29.5603 | 57.9421
2022-07-05 03:00 | 29.3205 | 55.4828
2022-07-05 04:00 | 29.474 | 54.1299
2022-07-05 05:00 | 30.7406 | 54.559
2022-07-05 06:00 | 34.9798 | 61.0578
2022-07-05 07:00 | 40.2433 | 66.8198
2022-07-05 08:00 | 43.2026 | 73.0093
2022-07-05 09:00 | 45.0466 | 78.5749
2022-07-05 10:00 | 46.1595 | 81.5408
2022-07-05 11:00 | 46.6076 | 83.0258
2022-07-05 12:00 | 47.0478 | 81.9686
2022-07-05 13:00 | 47.8131 | 82.9945
2022-07-05 14:00 | 47.8777 | 81.6366
2022-07-05 15:00 | 48.4278 | 83.0713
2022-07-05 16:00 | 49.3411 | 86.2185
2022-07-05 17:00 | 50.4746 | 89.2971
2022-07-05 18:00 | 47.9389 | 91.6122
2022-07-05 19:00 | 46.165 | 89.3516
2022-07-05 20:00 | 44.722 | 84.4709
2022-07-05 21:00 | 43.2994 | 80.7263
2022-07-05 22:00 | 40.3543 | 74.7927
2022-07-05 23:00 | 36.4437 | 68.4438
2022-07-06 | 34.3851 | 64.2599
2022-07-06 01:00 | 32.0758 | 58.4204
2022-07-06 02:00 | 31.1262 | 55.0939
2022-07-06 03:00 | 30.7881 | 53.1022
2022-07-06 04:00 | 30.8526 | 52.0956
2022-07-06 05:00 | 32.047 | 52.579
2022-07-06 06:00 | 34.9455 | 58.3728
2022-07-06 07:00 | 39.6117 | 63.8654
2022-07-06 08:00 | 42.1075 | 69.0277
2022-07-06 09:00 | 43.4683 | 73.984
2022-07-06 10:00 | 44.1575 | 76.755
2022-07-06 11:00 | 44.732 | 79.1448
2022-07-06 12:00 | 45.5502 | 78.1062
2022-07-06 13:00 | 46.5127 | 80.3853
2022-07-06 14:00 | 47.0948 | 80.6826
2022-07-06 15:00 | 48.0315 | 82.7059
2022-07-06 16:00 | 49.1777 | 87.4448
2022-07-06 17:00 | 50.4228 | 92.7576
2022-07-06 18:00 | 50.1277 | 94.2804
2022-07-06 19:00 | 48.3795 | 93.5854
2022-07-06 20:00 | 45.9029 | 88.8195
2022-07-06 21:00 | 43.8926 | 85.1751
2022-07-06 22:00 | 40.457 | 78.5743
2022-07-06 23:00 | 36.0194 | 71.392
2022-07-07 | 33.0538 | 66.2244
2022-07-07 01:00 | 30.9315 | 61.1007
2022-07-07 02:00 | 30.0063 | 57.6876
2022-07-07 03:00 | 29.6565 | 55.6756
2022-07-07 04:00 | 29.7246 | 54.6213
2022-07-07 05:00 | 30.8744 | 55.2561
2022-07-07 06:00 | 35.161 | 60.433
2022-07-07 07:00 | 40.1351 | 65.4116
2022-07-07 08:00 | 42.737 | 70.2105
2022-07-07 09:00 | 44.0836 | 75.1663
2022-07-07 10:00 | 44.6711 | 78.1692
2022-07-07 11:00 | 44.971 | 80.9054
2022-07-07 12:00 | 45.318 | 82.6969
2022-07-07 13:00 | 46.1335 | 85.0148
2022-07-07 14:00 | 46.6537 | 85.449
2022-07-07 15:00 | 47.3844 | 87.3184
2022-07-07 16:00 | 48.7645 | 91.5563
2022-07-07 17:00 | 50.1252 | 95.0431
2022-07-07 18:00 | 50.3684 | 98.9829
2022-07-07 19:00 | 48.9087 | 98.4814
2022-07-07 20:00 | 46.0874 | 93.9883
2022-07-07 21:00 | 43.6715 | 90.377
2022-07-07 22:00 | 40.0674 | 83.1383
2022-07-07 23:00 | 35.4833 | 76.3669
2022-07-08 | 32.4967 | 68.6812
2022-07-08 01:00 | 30.6401 | 57.946
2022-07-08 02:00 | 29.6593 | 54.0077
2022-07-08 03:00 | 29.3655 | 52.012
2022-07-08 04:00 | 29.4643 | 50.7516
2022-07-08 05:00 | 30.6273 | 50.7162
2022-07-08 06:00 | 34.4303 | 53.9003
2022-07-08 07:00 | 39.6039 | 57.2505
2022-07-08 08:00 | 42.7294 | 58.4023
2022-07-08 09:00 | 44.8869 | 58.6618
2022-07-08 10:00 | 46.2333 | 59.0123
2022-07-08 11:00 | 46.6289 | 60.7452
2022-07-08 12:00 | 46.3403 | 61.75
2022-07-08 13:00 | 47.6054 | 62.2491
2022-07-08 14:00 | 48.4898 | 60.6187
2022-07-08 15:00 | 49.3959 | 62.1107
2022-07-08 16:00 | 50.7828 | 64.1582
2022-07-08 17:00 | 52.3355 | 67.2817
2022-07-08 18:00 | 52.4338 | 68.4708
2022-07-08 19:00 | 50.9603 | 67.8339
2022-07-08 20:00 | 47.7111 | 63.8874
2022-07-08 21:00 | 45.1008 | 60.911
2022-07-08 22:00 | 41.2509 | 57.2166
2022-07-08 23:00 | 36.4474 | 52.0548
2022-07-09 | 33.2348 | 48.4505
2022-07-09 01:00 | 30.5425 | 43.1104
2022-07-09 02:00 | 29.2351 | 41.8018
2022-07-09 03:00 | 28.6802 | 41.0618
2022-07-09 04:00 | 28.4933 | 39.6993
2022-07-09 05:00 | 28.6897 | 39.9289
2022-07-09 06:00 | 30.6763 | 41.3728
2022-07-09 07:00 | 34.5402 | 43.2913
2022-07-09 08:00 | 39.0965 | 45.1564
2022-07-09 09:00 | 43.2182 | 48.0452
2022-07-09 10:00 | 45.6125 | 49.9993
2022-07-09 11:00 | 47.022 | 52.1353
2022-07-09 12:00 | 47.6537 | 50.987
2022-07-09 13:00 | 48.5561 | 53.4281
2022-07-09 14:00 | 49.583 | 52.9327
2022-07-09 15:00 | 50.4642 | 56.0548
2022-07-09 16:00 | 52.6769 | 60.4154
2022-07-09 17:00 | 54.842 | 64.9995
2022-07-09 18:00 | 55.1274 | 67.929
2022-07-09 19:00 | 53.1539 | 67.8162
2022-07-09 20:00 | 49.2879 | 64.1914
2022-07-09 21:00 | 46.7997 | 62.7491
2022-07-09 22:00 | 43.5141 | 59.6413
2022-07-09 23:00 | 39.4296 | 54.997
2022-07-10 | 36.0795 | 50.612
2022-07-10 01:00 | 32.9631 | 43.9223
2022-07-10 02:00 | 31.3023 | 41.3447
2022-07-10 03:00 | 30.4543 | 40.272
2022-07-10 04:00 | 29.9721 | 39.5127
2022-07-10 05:00 | 29.884 | 39.8902
2022-07-10 06:00 | 31.7555 | 39.9894
2022-07-10 07:00 | 35.2776 | 40.8962
2022-07-10 08:00 | 40.2473 | 42.5446
2022-07-10 09:00 | 44.5338 | 45.5019
2022-07-10 10:00 | 47.1594 | 46.818
2022-07-10 11:00 | 49.3267 | 50.7815
2022-07-10 12:00 | 51.5616 | 53.788
2022-07-10 13:00 | 52.73 | 55.3527
2022-07-10 14:00 | 53.8918 | 57.2311
2022-07-10 15:00 | 54.9672 | 61.3039
2022-07-10 16:00 | 57.2967 | 65.9833
2022-07-10 17:00 | 59.5099 | 73.6259
2022-07-10 18:00 | 59.7193 | 76.3987
2022-07-10 19:00 | 57.8263 | 76.5162
2022-07-10 20:00 | 54.0669 | 71.7599
2022-07-10 21:00 | 51.5503 | 68.5001
2022-07-10 22:00 | 47.8221 | 64.801
2022-07-10 23:00 | 43.2589 | 59.0617
2022-07-11 | 39.2958 | 55.8345
2022-07-11 01:00 | 36.2229 | 51.6922
2022-07-11 02:00 | 34.6622 | 49.7157
2022-07-11 03:00 | 34.0183 | 48.4512
2022-07-11 04:00 | 33.8041 | 47.5617
2022-07-11 05:00 | 34.8918 | 48.2001
2022-07-11 06:00 | 39.6698 | 52.5805
2022-07-11 07:00 | 45.8214 | 57.3203
2022-07-11 08:00 | 50.7122 | 60.1466
2022-07-11 09:00 | 54.2233 | 63.3832
2022-07-11 10:00 | 57.1517 | 64.8304
2022-07-11 11:00 | 58.9979 | 66.9259
2022-07-11 12:00 | 60.0795 | 69.159
2022-07-11 13:00 | 61.8762 | 70.4585
2022-07-11 14:00 | 62.52 | 70.3476
2022-07-11 15:00 | 63.8692 | 72.2393
2022-07-11 16:00 | 65.124 | 77.2072
2022-07-11 17:00 | 66.2257 | 82.4436
2022-07-11 18:00 | 66.6701 | 84.1032
2022-07-11 19:00 | 64.8453 | 84.0425
2022-07-11 20:00 | 60.8772 | 80.2738
2022-07-11 21:00 | 57.7904 | 76.8774
2022-07-11 22:00 | 52.8556 | 71.7891
2022-07-11 23:00 | 46.9121 | 65.9633
2022-07-12 | 42.0732 | 61.3855
2022-07-12 01:00 | 38.9872 | 56.322
2022-07-12 02:00 | 37.0841 | 53.2972
2022-07-12 03:00 | 36.2582 | 51.7015
2022-07-12 04:00 | 35.9121 | 50.6389
2022-07-12 05:00 | 36.9796 | 50.9955
2022-07-12 06:00 | 41.8764 | 55.5601
2022-07-12 07:00 | 48.0872 | 60.6169
2022-07-12 08:00 | 53.5021 | 64.5056
2022-07-12 09:00 | 57.4434 | 67.9779
2022-07-12 10:00 | 60.7091 | 69.6774
2022-07-12 11:00 | 62.8706 | 70.765
2022-07-12 12:00 | 64.5849 | 73.3174
2022-07-12 13:00 | 66.3246 | 73.1346
2022-07-12 14:00 | 66.7738 | 71.0505
2022-07-12 15:00 | 67.6748 | 71.909
2022-07-12 16:00 | 68.5952 | 74.6373
2022-07-12 17:00 | 69.6673 | 77.1312
2022-07-12 18:00 | 70.2095 | 79.7478
2022-07-12 19:00 | 67.9678 | 79.3097
2022-07-12 20:00 | 63.6176 | 75.507
2022-07-12 21:00 | 60.2735 | 72.1936
2022-07-12 22:00 | 55.0071 | 67.8189
2022-07-12 23:00 | 48.7268 | 62.2017
2022-07-13 | 44.79 | 58.3542
2022-07-13 01:00 | 41.1892 | 53.6344
2022-07-13 02:00 | 39.114 | 50.7896
2022-07-13 03:00 | 38.0682 | 49.2744
2022-07-13 04:00 | 37.5358 | 48.3445
2022-07-13 05:00 | 38.4387 | 48.6116
2022-07-13 06:00 | 42.64 | 50.7442
2022-07-13 07:00 | 48.816 | 55.2816
2022-07-13 08:00 | 54.3966 | 57.9296
2022-07-13 09:00 | 58.4658 | 59.5706
2022-07-13 10:00 | 61.5707 | 60.6659
2022-07-13 11:00 | 63.655 | 62.839
2022-07-13 12:00 | 64.9387 | 62.4464
2022-07-13 13:00 | 66.7462 | 64.1459
2022-07-13 14:00 | 67.2572 | 64.0504
2022-07-13 15:00 | 68.1934 | 65.8559
2022-07-13 16:00 | 69.1191 | 70.221
2022-07-13 17:00 | 70.266 | 75.4141
2022-07-13 18:00 | 67.6353 | 77.7075
2022-07-13 19:00 | 65.1917 | 78.0619
2022-07-13 20:00 | 61.5956 | 74.1671
2022-07-13 21:00 | 58.8755 | 71.354
2022-07-13 22:00 | 54.1018 | 66.5706
2022-07-13 23:00 | 48.2913 | 60.4504
2022-07-14 | 44.5098 | 54.5157
2022-07-14 01:00 | 40.6834 | 51.8459
2022-07-14 02:00 | 38.5935 | 49.5881
2022-07-14 03:00 | 37.5299 | 48.395
2022-07-14 04:00 | 37.0091 | 47.5732
2022-07-14 05:00 | 37.8959 | 48.2935
2022-07-14 06:00 | 41.7637 | 53.6281
2022-07-14 07:00 | 47.0045 | 58.6798
2022-07-14 08:00 | 51.7606 | 62.982
2022-07-14 09:00 | 54.8942 | 67.1914
2022-07-14 10:00 | 57.3298 | 69.3919
2022-07-14 11:00 | 59.1609 | 69.5227
2022-07-14 12:00 | 61.3313 | 70.2406
2022-07-14 13:00 | 62.7262 | 71.1579
2022-07-14 14:00 | 63.1102 | 69.5063
2022-07-14 15:00 | 63.9328 | 70.0915
2022-07-14 16:00 | 64.6417 | 73.0128
2022-07-14 17:00 | 65.4603 | 75.7671
2022-07-14 18:00 | 66.671 | 79.7323
2022-07-14 19:00 | 64.6143 | 77.9445
2022-07-14 20:00 | 60.3881 | 75.3008
2022-07-14 21:00 | 57.3245 | 72.9094
2022-07-14 22:00 | 52.4592 | 68.401
2022-07-14 23:00 | 46.4998 | 63.6063
2022-07-15 | 42.011 | 58.4593
2022-07-15 01:00 | 38.9191 | 55.4459
2022-07-15 02:00 | 37.0314 | 53.0549
2022-07-15 03:00 | 36.1161 | 51.6852
2022-07-15 04:00 | 35.7343 | 50.9388
2022-07-15 05:00 | 36.6084 | 51.5236
2022-07-15 06:00 | 39.3239 | 53.8946
2022-07-15 07:00 | 44.5307 | 58.5298
2022-07-15 08:00 | 49.4159 | 62.2476
2022-07-15 09:00 | 52.8884 | 65.5698
2022-07-15 10:00 | 55.6928 | 67.6625
2022-07-15 11:00 | 57.6604 | 69.7197
2022-07-15 12:00 | 58.7929 | 71.286
2022-07-15 13:00 | 60.4896 | 72.9742
2022-07-15 14:00 | 61.3496 | 73.1086
2022-07-15 15:00 | 62.3792 | 74.4412
2022-07-15 16:00 | 63.1392 | 78.3185
2022-07-15 17:00 | 64.1307 | 81.7315
2022-07-15 18:00 | 64.0259 | 82.9657
2022-07-15 19:00 | 62.1321 | 81.5849
2022-07-15 20:00 | 58.0166 | 78.3059
2022-07-15 21:00 | 55.189 | 75.4328
2022-07-15 22:00 | 50.5852 | 70.5344
2022-07-15 23:00 | 44.8854 | 65.3816
2022-07-16 | 39.8412 | 60.6553
2022-07-16 01:00 | 35.5464 | 54.1851
2022-07-16 02:00 | 33.6891 | 51.1428
2022-07-16 03:00 | 32.7004 | 49.3857
2022-07-16 04:00 | 31.9959 | 47.8952
2022-07-16 05:00 | 31.8454 | 47.6776
2022-07-16 06:00 | 33.2142 | 48.9284
2022-07-16 07:00 | 36.8189 | 51.49
2022-07-16 08:00 | 41.3152 | 56.1249
2022-07-16 09:00 | 44.8038 | 60.1393
2022-07-16 10:00 | 47.2037 | 64.2138
2022-07-16 11:00 | 48.9252 | 66.4255
2022-07-16 12:00 | 51.4393 | 69.3993
2022-07-16 13:00 | 51.8071 | 70.4987
2022-07-16 14:00 | 51.8954 | 70.0048
2022-07-16 15:00 | 52.2283 | 71.3878
2022-07-16 16:00 | 54.1008 | 74.1919
2022-07-16 17:00 | 55.7609 | 77.7795
2022-07-16 18:00 | 56.2905 | 78.8331
2022-07-16 19:00 | 54.057 | 75.71
2022-07-16 20:00 | 49.5473 | 72.257
2022-07-16 21:00 | 46.5142 | 70.1848
2022-07-16 22:00 | 42.8826 | 66.9507
2022-07-16 23:00 | 38.5272 | 62.8707
2022-07-17 | 36.2053 | 58.9905
2022-07-17 01:00 | 32.341 | 53.0284
2022-07-17 02:00 | 30.7162 | 50.183
2022-07-17 03:00 | 29.8608 | 48.2696
2022-07-17 04:00 | 29.2283 | 46.6866
2022-07-17 05:00 | 29.0097 | 46.3387
2022-07-17 06:00 | 29.744 | 49.5784
2022-07-17 07:00 | 33.0931 | 52.1312
2022-07-17 08:00 | 37.1661 | 56.7414
2022-07-17 09:00 | 40.326 | 61.8337
2022-07-17 10:00 | 42.1168 | 66.7585
2022-07-17 11:00 | 43.3439 | 68.9481
2022-07-17 12:00 | 44.8297 | 69.0003
2022-07-17 13:00 | 45.4048 | 70.7846
2022-07-17 14:00 | 45.6958 | 71.5819
2022-07-17 15:00 | 46.5132 | 74.8683
2022-07-17 16:00 | 48.8168 | 78.5113
2022-07-17 17:00 | 51.0383 | 82.8339
2022-07-17 18:00 | 51.0959 | 86.3647
2022-07-17 19:00 | 49.2947 | 84.7444
2022-07-17 20:00 | 45.7154 | 80.8741
2022-07-17 21:00 | 43.4738 | 78.2141
2022-07-17 22:00 | 40.3399 | 73.8137
2022-07-17 23:00 | 36.3994 | 68.5643
2022-07-18 | 33.6639 | 63.3885
2022-07-18 01:00 | 31.7043 | 57.8689
2022-07-18 02:00 | 30.5824 | 54.7767
2022-07-18 03:00 | 30.1981 | 52.9405
2022-07-18 04:00 | 30.2012 | 51.859
2022-07-18 05:00 | 31.2902 | 52.5826
2022-07-18 06:00 | 35.4038 | 55.7045
2022-07-18 07:00 | 40.7862 | 60.4376
2022-07-18 08:00 | 44.5682 | 64.1471
2022-07-18 09:00 | 47.0036 | 67.238
2022-07-18 10:00 | 48.6348 | 69.3325
2022-07-18 11:00 | 49.5501 | 72.9142
2022-07-18 12:00 | 50.6242 | 77.427
2022-07-18 13:00 | 51.7641 | 79.5932
2022-07-18 14:00 | 52.1618 | 79.555
2022-07-18 15:00 | 53.0085 | 80.8144
2022-07-18 16:00 | 54.1889 | 84.7438
2022-07-18 17:00 | 55.3399 | 88.6398
2022-07-18 18:00 | 54.4315 | 89.7411
2022-07-18 19:00 | 52.2565 | 86.8405
2022-07-18 20:00 | 49.154 | 83.2091
2022-07-18 21:00 | 46.434 | 80.2125
2022-07-18 22:00 | 42.4495 | 74.7071
2022-07-18 23:00 | 37.6255 | 69.2663
2022-07-19 | 35.7675 | 64.1743
2022-07-19 01:00 | 31.5656 | 56.7667
2022-07-19 02:00 | 30.3842 | 53.3021
2022-07-19 03:00 | 29.8918 | 51.5134
2022-07-19 04:00 | 29.8433 | 50.4277
2022-07-19 05:00 | 30.9336 | 50.9886
2022-07-19 06:00 | 35.2007 | 55.7076
2022-07-19 07:00 | 40.4721 | 60.5038
2022-07-19 08:00 | 43.0944 | 64.5078
2022-07-19 09:00 | 44.479 | 67.518
2022-07-19 10:00 | 44.6584 | 69.2357
2022-07-19 11:00 | 44.2568 | 70.4036
2022-07-19 12:00 | 43.9139 | 69.9574
2022-07-19 13:00 | 44.206 | 70.9588
2022-07-19 14:00 | 44.1681 | 69.5454
2022-07-19 15:00 | 44.5189 | 71.1091
2022-07-19 16:00 | 45.4094 | 74.2455
2022-07-19 17:00 | 46.4671 | 77.1509
2022-07-19 18:00 | 45.4244 | 77.8381
2022-07-19 19:00 | 43.7551 | 76.6814
2022-07-19 20:00 | 42.0618 | 72.9022
2022-07-19 21:00 | 40.2208 | 69.7582
2022-07-19 22:00 | 37.2229 | 65.4286
2022-07-19 23:00 | 33.3663 | 59.9988
2022-07-20 | 31.6285 | 57.0229
2022-07-20 01:00 | 28.6749 | 51.0649
2022-07-20 02:00 | 27.9028 | 48.4099
2022-07-20 03:00 | 27.7305 | 46.9766
2022-07-20 04:00 | 27.9174 | 46.1152
2022-07-20 05:00 | 29.0924 | 46.5073
2022-07-20 06:00 | 33.0776 | 50.2573
2022-07-20 07:00 | 37.8801 | 54.8169
2022-07-20 08:00 | 40.2915 | 58.3113
2022-07-20 09:00 | 41.6574 | 60.6906
2022-07-20 10:00 | 42.0305 | 62.0402
2022-07-20 11:00 | 42.0881 | 62.5668
2022-07-20 12:00 | 41.2934 | 59.0967
2022-07-20 13:00 | 42.1801 | 60.896
2022-07-20 14:00 | 42.7441 | 60.183
2022-07-20 15:00 | 43.726 | 61.8545
2022-07-20 16:00 | 45.0896 | 65.7768
2022-07-20 17:00 | 46.6139 | 70.6974
2022-07-20 18:00 | 46.2836 | 73.0484
2022-07-20 19:00 | 44.8977 | 73.1654
2022-07-20 20:00 | 42.8757 | 69.8296
2022-07-20 21:00 | 41.0289 | 67.3526
2022-07-20 22:00 | 37.9455 | 62.9325
2022-07-20 23:00 | 33.8839 | 57.3576
2022-07-21 | 31.1039 | 51.9232
2022-07-21 01:00 | 28.7906 | 48.1877
2022-07-21 02:00 | 28.0705 | 46.2607
2022-07-21 03:00 | 27.905 | 45.2052
2022-07-21 04:00 | 28.074 | 44.4833
2022-07-21 05:00 | 29.3521 | 45.2638
2022-07-21 06:00 | 32.7334 | 47.617
2022-07-21 07:00 | 37.3102 | 51.5434
2022-07-21 08:00 | 39.711 | 53.3807
2022-07-21 09:00 | 41.1526 | 54.6937
2022-07-21 10:00 | 41.8319 | 55.5922
2022-07-21 11:00 | 42.0219 | 57.5118
2022-07-21 12:00 | 42.3208 | 57.4291
2022-07-21 13:00 | 43.1326 | 59.2936
2022-07-21 14:00 | 43.8047 | 59.2722
2022-07-21 15:00 | 44.6016 | 62.0048
2022-07-21 16:00 | 45.8939 | 67.5854
2022-07-21 17:00 | 47.0584 | 73.4055
2022-07-21 18:00 | 47.4156 | 75.256
2022-07-21 19:00 | 46.0071 | 75.7737
2022-07-21 20:00 | 43.9275 | 72.7271
2022-07-21 21:00 | 41.8119 | 69.9822
2022-07-21 22:00 | 38.5843 | 65.3273
2022-07-21 23:00 | 34.4314 | 60.0835
2022-07-22 | 31.8205 | 54.6628
2022-07-22 01:00 | 30.2339 | 51.5868
2022-07-22 02:00 | 29.5078 | 49.6908
2022-07-22 03:00 | 29.387 | 48.4034
2022-07-22 04:00 | 29.632 | 47.6507
2022-07-22 05:00 | 30.983 | 48.0465
2022-07-22 06:00 | 34.7035 | 51.3474
2022-07-22 07:00 | 39.2234 | 55.5603
2022-07-22 08:00 | 41.4663 | 57.8762
2022-07-22 09:00 | 42.7128 | 60.3431
2022-07-22 10:00 | 43.7852 | 61.6731
2022-07-22 11:00 | 44.6721 | 64.2542
2022-07-22 12:00 | 45.5768 | 67.0694
2022-07-22 13:00 | 46.5272 | 69.1971
2022-07-22 14:00 | 47.0033 | 69.9813
2022-07-22 15:00 | 47.5157 | 72.0379
2022-07-22 16:00 | 48.1652 | 76.698
2022-07-22 17:00 | 48.837 | 80.6006
2022-07-22 18:00 | 48.3601 | 82.5114
2022-07-22 19:00 | 47.124 | 82.5659
2022-07-22 20:00 | 45.1073 | 79.2835
2022-07-22 21:00 | 43.4986 | 76.2421
2022-07-22 22:00 | 40.387 | 71.1033
2022-07-22 23:00 | 36.2014 | 65.6378
2022-07-23 | 32.2401 | 60.0784
2022-07-23 01:00 | 30.4444 | 54.8474
2022-07-23 02:00 | 29.3109 | 51.7256
2022-07-23 03:00 | 28.7918 | 49.8302
2022-07-23 04:00 | 28.6649 | 48.4289
2022-07-23 05:00 | 28.9303 | 48.0458
2022-07-23 06:00 | 29.0757 | 47.5211
2022-07-23 07:00 | 32.0282 | 48.9514
2022-07-23 08:00 | 35.7491 | 52.0006
2022-07-23 09:00 | 38.9852 | 54.4772
2022-07-23 10:00 | 40.9038 | 57.2453
2022-07-23 11:00 | 42.1525 | 59.5795
2022-07-23 12:00 | 43.5813 | 62.5902
2022-07-23 13:00 | 44.0948 | 63.9896
2022-07-23 14:00 | 44.7478 | 64.0087
2022-07-23 15:00 | 45.4647 | 66.1581
2022-07-23 16:00 | 47.2254 | 69.2827
2022-07-23 17:00 | 48.9876 | 73.2101
2022-07-23 18:00 | 48.6647 | 72.0975
2022-07-23 19:00 | 46.5569 | 69.4366
2022-07-23 20:00 | 43.3147 | 66.2924
2022-07-23 21:00 | 41.0948 | 64.1874
2022-07-23 22:00 | 38.329 | 61.5188
2022-07-23 23:00 | 34.8537 | 57.757
2022-07-24 | 32.5246 | 53.864
2022-07-24 01:00 | 30.4308 | 50.7937
2022-07-24 02:00 | 29.1466 | 48.5276
2022-07-24 03:00 | 28.4746 | 46.6419
2022-07-24 04:00 | 28.1402 | 45.1031
2022-07-24 05:00 | 28.1703 | 44.5497
2022-07-24 06:00 | 29.4555 | 43.515
2022-07-24 07:00 | 32.7465 | 43.6788
2022-07-24 08:00 | 36.9507 | 44.6169
2022-07-24 09:00 | 40.6173 | 45.2427
2022-07-24 10:00 | 42.5781 | 47.6068
2022-07-24 11:00 | 43.8055 | 50.562
2022-07-24 12:00 | 44.7058 | 52.6845
2022-07-24 13:00 | 45.4751 | 55.246
2022-07-24 14:00 | 46.0784 | 55.8337
2022-07-24 15:00 | 46.8516 | 59.2334
2022-07-24 16:00 | 49.0421 | 63.2355
2022-07-24 17:00 | 51.2963 | 67.1322
2022-07-24 18:00 | 51.0118 | 68.87
2022-07-24 19:00 | 49.0806 | 67.922
2022-07-24 20:00 | 46.0108 | 65.106
2022-07-24 21:00 | 43.9184 | 63.4461
2022-07-24 22:00 | 40.9019 | 60.3705
2022-07-24 23:00 | 37.1129 | 56.2031
2022-07-25 | 34.3641 | 50.4298
2022-07-25 01:00 | 33.012 | 51.4969
2022-07-25 02:00 | 31.9785 | 49.9047
2022-07-25 03:00 | 31.6402 | 48.8618
2022-07-25 04:00 | 31.6742 | 48.2122
2022-07-25 05:00 | 32.9592 | 49.3643
2022-07-25 06:00 | 37.1774 | 51.4965
2022-07-25 07:00 | 42.795 | 55.7608
2022-07-25 08:00 | 46.7619 | 58.5246
2022-07-25 09:00 | 49.561 | 61.0027
2022-07-25 10:00 | 51.7771 | 62.5058
2022-07-25 11:00 | 53.0114 | 65.3639
2022-07-25 12:00 | 54.2593 | 67.9354
2022-07-25 13:00 | 55.5783 | 70.7148
2022-07-25 14:00 | 55.9098 | 71.3823
2022-07-25 15:00 | 56.7258 | 73.6619
2022-07-25 16:00 | 57.9389 | 79.4178
2022-07-25 17:00 | 58.9491 | 85.0687
2022-07-25 18:00 | 58.5285 | 85.3825
2022-07-25 19:00 | 56.5976 | 84.1465
2022-07-25 20:00 | 53.3445 | 81.0502
2022-07-25 21:00 | 50.3647 | 78.0055
2022-07-25 22:00 | 45.9857 | 72.6289
2022-07-25 23:00 | 40.753 | 67.1715
2022-07-26 | 37.7139 | 61.2526
2022-07-26 01:00 | 34.7562 | 58.1221
2022-07-26 02:00 | 33.4378 | 55.2354
2022-07-26 03:00 | 32.8038 | 53.4504
2022-07-26 04:00 | 32.6515 | 52.6074
2022-07-26 05:00 | 33.8369 | 53.3335
2022-07-26 06:00 | 37.3839 | 55.2976
2022-07-26 07:00 | 42.1425 | 59.4738
2022-07-26 08:00 | 45.3536 | 62.6192
2022-07-26 09:00 | 47.3709 | 65.2912
2022-07-26 10:00 | 48.8049 | 66.9231
2022-07-26 11:00 | 49.6063 | 70.2449
2022-07-26 12:00 | 51.0999 | 73.8456
2022-07-26 13:00 | 51.8258 | 75.802
2022-07-26 14:00 | 51.8715 | 76.3808
2022-07-26 15:00 | 52.3134 | 78.6882
2022-07-26 16:00 | 52.9949 | 83.9461
2022-07-26 17:00 | 53.7688 | 88.1194
2022-07-26 18:00 | 51.6351 | 89.0659
2022-07-26 19:00 | 49.696 | 87.2047
2022-07-26 20:00 | 47.7856 | 84.0575
2022-07-26 21:00 | 46.0223 | 80.9052
2022-07-26 22:00 | 42.7137 | 75.3877
2022-07-26 23:00 | 38.4529 | 70.1801
2022-07-27 | 35.3081 | 63.4133
2022-07-27 01:00 | 32.8837 | 58.5218
2022-07-27 02:00 | 31.8313 | 55.374
2022-07-27 03:00 | 31.4233 | 53.4834
2022-07-27 04:00 | 31.4373 | 52.6948
2022-07-27 05:00 | 32.6581 | 53.3028
2022-07-27 06:00 | 36.3379 | 55.7031
2022-07-27 07:00 | 40.6111 | 60.3432
2022-07-27 08:00 | 42.9392 | 63.7355
2022-07-27 09:00 | 44.1915 | 66.4116
2022-07-27 10:00 | 44.5293 | 68.0671
2022-07-27 11:00 | 44.4437 | 70.8809
2022-07-27 12:00 | 45.2913 | 77.1304
2022-07-27 13:00 | 45.768 | 77.694
2022-07-27 14:00 | 45.4659 | 76.5062
2022-07-27 15:00 | 45.7069 | 76.7896
2022-07-27 16:00 | 46.2213 | 79.5108
2022-07-27 17:00 | 47.0311 | 82.7377
2022-07-27 18:00 | 47.1538 | 83.7033
2022-07-27 19:00 | 45.6364 | 81.7772
2022-07-27 20:00 | 44.0675 | 78.5398
2022-07-27 21:00 | 42.5275 | 75.1253
2022-07-27 22:00 | 39.6 | 70.4534
2022-07-27 23:00 | 35.6916 | 64.6318
2022-07-28 | 32.2214 | 61.5188
2022-07-28 01:00 | 30.8464 | 55.8629
2022-07-28 02:00 | 30.0709 | 52.6837
2022-07-28 03:00 | 29.867 | 50.7757
2022-07-28 04:00 | 30.0145 | 49.8379
2022-07-28 05:00 | 31.3585 | 50.591
2022-07-28 06:00 | 35.2194 | 55.2398
2022-07-28 07:00 | 39.6158 | 59.9335
2022-07-28 08:00 | 42.2495 | 63.7425
2022-07-28 09:00 | 43.8712 | 67.1771
2022-07-28 10:00 | 44.7528 | 69.0349
2022-07-28 11:00 | 45.0731 | 70.6436
2022-07-28 12:00 | 46.238 | 72.3551
2022-07-28 13:00 | 47.0025 | 73.7164
2022-07-28 14:00 | 47.297 | 72.9134
2022-07-28 15:00 | 47.7358 | 74.429
2022-07-28 16:00 | 48.5332 | 77.6687
2022-07-28 17:00 | 49.1544 | 80.6806
2022-07-28 18:00 | 49.8591 | 84.3054
2022-07-28 19:00 | 48.1987 | 83.9352
2022-07-28 20:00 | 45.8188 | 80.5386
2022-07-28 21:00 | 43.4537 | 77.3138
2022-07-28 22:00 | 39.9408 | 71.7757
2022-07-28 23:00 | 35.4829 | 65.8513
2022-07-29 | 33.1777 | 60.1666
2022-07-29 01:00 | 30.368 | 53.6855
2022-07-29 02:00 | 29.4514 | 50.8361
2022-07-29 03:00 | 29.139 | 49.0685
2022-07-29 04:00 | 29.1735 | 48.1518
2022-07-29 05:00 | 30.4446 | 48.5585
2022-07-29 06:00 | 34.7272 | 51.5539
2022-07-29 07:00 | 38.7948 | 55.2281
2022-07-29 08:00 | 40.3328 | 57.4144
2022-07-29 09:00 | 41.134 | 58.6469
2022-07-29 10:00 | 41.6092 | 59.588
2022-07-29 11:00 | 41.5804 | 61.864
2022-07-29 12:00 | 42.5524 | 64.4951
2022-07-29 13:00 | 42.9124 | 66.2777
2022-07-29 14:00 | 42.7453 | 65.7679
2022-07-29 15:00 | 42.6333 | 67.5202
2022-07-29 16:00 | 43.1003 | 70.5181
2022-07-29 17:00 | 43.654 | 73.42
2022-07-29 18:00 | 42.9012 | 74.6939
2022-07-29 19:00 | 41.5045 | 73.9741
2022-07-29 20:00 | 40.0835 | 71.0467
2022-07-29 21:00 | 38.2265 | 68.1827
2022-07-29 22:00 | 35.3913 | 63.7258
2022-07-29 23:00 | 31.7559 | 58.6796
2022-07-30 | 30.0974 | 54.0665
2022-07-30 01:00 | 27.2249 | 47.8422
2022-07-30 02:00 | 26.4204 | 45.4725
2022-07-30 03:00 | 26.1031 | 43.9539
2022-07-30 04:00 | 26.0908 | 42.7395
2022-07-30 05:00 | 26.4926 | 42.8973
2022-07-30 06:00 | 28.5832 | 44.7236
2022-07-30 07:00 | 31.8819 | 46.0901
2022-07-30 08:00 | 35.138 | 49.049
2022-07-30 09:00 | 38.1451 | 52.5743
2022-07-30 10:00 | 39.4402 | 54.2251
2022-07-30 11:00 | 39.4228 | 54.681
2022-07-30 12:00 | 38.6948 | 56.5885
2022-07-30 13:00 | 39.0151 | 57.5408
2022-07-30 14:00 | 39.1607 | 55.3988
2022-07-30 15:00 | 39.6136 | 56.577
2022-07-30 16:00 | 41.3868 | 58.146
2022-07-30 17:00 | 43.2861 | 60.5759
2022-07-30 18:00 | 42.7003 | 62.4984
2022-07-30 19:00 | 40.8995 | 60.2263
2022-07-30 20:00 | 38.4955 | 57.4429
2022-07-30 21:00 | 36.6439 | 55.3859
2022-07-30 22:00 | 34.4982 | 53.2876
2022-07-30 23:00 | 31.7154 | 49.6841
2022-07-31 | 29.5107 | 48.1023
2022-07-31 01:00 | 28.2901 | 43.378
2022-07-31 02:00 | 27.4064 | 41.5204
2022-07-31 03:00 | 27.0262 | 40.2579
2022-07-31 04:00 | 26.9164 | 39.4034
2022-07-31 05:00 | 27.1954 | 39.6327
2022-07-31 06:00 | 27.451 | 38.9208
2022-07-31 07:00 | 30.0677 | 39.4048
2022-07-31 08:00 | 33.5613 | 40.6615
2022-07-31 09:00 | 36.8168 | 42.7147
2022-07-31 10:00 | 38.5032 | 44.1043
2022-07-31 11:00 | 39.5123 | 47.2861
2022-07-31 12:00 | 40.1388 | 49.7408
2022-07-31 13:00 | 41.0837 | 52.0134
2022-07-31 14:00 | 42.0287 | 53.5147
2022-07-31 15:00 | 43.2433 | 57.4522
2022-07-31 16:00 | 45.6642 | 61.8516
2022-07-31 17:00 | 48.0319 | 67.3501
2022-07-31 18:00 | 47.6811 | 70.1268
2022-07-31 19:00 | 46.0729 | 69.7711
2022-07-31 20:00 | 43.6365 | 66.5481
2022-07-31 21:00 | 41.6851 | 64.1162
2022-07-31 22:00 | 38.9434 | 61.0118
2022-07-31 23:00 | 35.5333 | 56.3194
2022-08-01 | 32.359 | 52.1369
2022-08-01 01:00 | 28.763 | 45.8321
2022-08-01 02:00 | 27.9 | 43.7246
2022-08-01 03:00 | 27.4772 | 42.4681
2022-08-01 04:00 | 27.5033 | 41.4153
2022-08-01 05:00 | 27.9629 | 41.8552
2022-08-01 06:00 | 29.0329 | 41.2834
2022-08-01 07:00 | 31.2419 | 42.9834
2022-08-01 08:00 | 34.3016 | 44.6688
2022-08-01 09:00 | 37.6937 | 47.8352
2022-08-01 10:00 | 40.0279 | 50.4863
2022-08-01 11:00 | 41.3786 | 53.4074
2022-08-01 12:00 | 42.5463 | 55.5961
2022-08-01 13:00 | 43.322 | 59.6735
2022-08-01 14:00 | 42.9186 | 60.9232
2022-08-01 15:00 | 41.7187 | 64.0912
2022-08-01 16:00 | 43.1138 | 68.5483
2022-08-01 17:00 | 45.7194 | 73.2423
2022-08-01 18:00 | 44.6104 | 74.1829
2022-08-01 19:00 | 43.1786 | 73.5759
2022-08-01 20:00 | 41.4469 | 70.3451
2022-08-01 21:00 | 40.6696 | 68.178
2022-08-01 22:00 | 38.0651 | 64.0167
2022-08-01 23:00 | 34.9294 | 59.4416
2022-08-02 | 31.6855 | 54.5602
2022-08-02 01:00 | 31.3764 | 50.3546
2022-08-02 02:00 | 30.5818 | 48.0058
2022-08-02 03:00 | 30.3374 | 46.7637
2022-08-02 04:00 | 30.5669 | 46.1271
2022-08-02 05:00 | 32.0146 | 47.387
2022-08-02 06:00 | 36.8483 | 49.4101
2022-08-02 07:00 | 41.0835 | 53.7025
2022-08-02 08:00 | 43.7714 | 56.5988
2022-08-02 09:00 | 45.2623 | 58.8248
2022-08-02 10:00 | 46.1948 | 60.3216
2022-08-02 11:00 | 46.8494 | 62.4886
2022-08-02 12:00 | 48.1781 | 64.0357
2022-08-02 13:00 | 48.9721 | 65.7044
2022-08-02 14:00 | 48.8318 | 65.7425
2022-08-02 15:00 | 48.8389 | 67.762
2022-08-02 16:00 | 49.2305 | 73.2392
2022-08-02 17:00 | 49.9762 | 78.174
2022-08-02 18:00 | 49.6437 | 79.6187
2022-08-02 19:00 | 47.1401 | 78.3772
2022-08-02 20:00 | 45.2891 | 75.5022
2022-08-02 21:00 | 43.363 | 72.3857
2022-08-02 22:00 | 39.7864 | 67.2295
2022-08-02 23:00 | 35.7054 | 62.0531
2022-08-03 | 33.5794 | 56.4212
2022-08-03 01:00 | 31.1885 | 53.2232
2022-08-03 02:00 | 30.3114 | 50.6696
2022-08-03 03:00 | 29.9352 | 49.2368
2022-08-03 04:00 | 30.0177 | 48.6478
2022-08-03 05:00 | 31.3166 | 49.6928
2022-08-03 06:00 | 36.8111 | 53.9911
2022-08-03 07:00 | 41.4288 | 58.6689
2022-08-03 08:00 | 44.2544 | 62.8724
2022-08-03 09:00 | 45.8538 | 67.0173
2022-08-03 10:00 | 46.3058 | 69.2974
2022-08-03 11:00 | 46.3418 | 69.9821
2022-08-03 12:00 | 47.0133 | 72.9971
2022-08-03 13:00 | 47.4916 | 73.8859
2022-08-03 14:00 | 47.0554 | 72.1906
2022-08-03 15:00 | 46.4963 | 72.3286
2022-08-03 16:00 | 46.6449 | 74.5256
2022-08-03 17:00 | 47.2266 | 77.0783
2022-08-03 18:00 | 46.4083 | 80.3157
2022-08-03 19:00 | 43.7007 | 77.696
2022-08-03 20:00 | 41.984 | 75.5178
2022-08-03 21:00 | 40.3505 | 72.69
2022-08-03 22:00 | 37.0645 | 67.704
2022-08-03 23:00 | 33.204 | 62.6708
2022-08-04 | 31.9398 | 57.8624
2022-08-04 01:00 | 30.7563 | 54.6249
2022-08-04 02:00 | 30.0514 | 51.8287
2022-08-04 03:00 | 29.8286 | 50.3641
2022-08-04 04:00 | 30.0265 | 49.6546
2022-08-04 05:00 | 31.4203 | 50.9138
2022-08-04 06:00 | 38.065 | 54.3354
2022-08-04 07:00 | 42.8113 | 58.5831
2022-08-04 08:00 | 45.9455 | 61.9166
2022-08-04 09:00 | 47.8036 | 65.0685
2022-08-04 10:00 | 48.8892 | 67.1971
2022-08-04 11:00 | 49.593 | 69.0348
2022-08-04 12:00 | 50.519 | 70.0009
2022-08-04 13:00 | 51.5053 | 71.8868
2022-08-04 14:00 | 51.4881 | 72.0278
2022-08-04 15:00 | 51.2985 | 73.7255
2022-08-04 16:00 | 51.9019 | 78.384
2022-08-04 17:00 | 52.6723 | 82.7837
2022-08-04 18:00 | 52.4854 | 82.8431
2022-08-04 19:00 | 50.0945 | 80.795
2022-08-04 20:00 | 47.8157 | 78.217
2022-08-04 21:00 | 45.4172 | 74.9692
2022-08-04 22:00 | 41.4561 | 69.4645
2022-08-04 23:00 | 36.9469 | 64.2254
2022-08-05 | 34.9536 | 58.8974
2022-08-05 01:00 | 33.4092 | 55.0061
2022-08-05 02:00 | 32.4017 | 52.1564
2022-08-05 03:00 | 31.9638 | 50.5686
2022-08-05 04:00 | 31.9947 | 49.8591
2022-08-05 05:00 | 33.3502 | 50.9239
2022-08-05 06:00 | 38.3013 | 52.2674
2022-08-05 07:00 | 43.1538 | 56.4554
2022-08-05 08:00 | 46.8049 | 59.5722
2022-08-05 09:00 | 49.3733 | 61.9129
2022-08-05 10:00 | 51.107 | 63.8583
2022-08-05 11:00 | 51.8016 | 67.0863
2022-08-05 12:00 | 52.0276 | 70.0377
2022-08-05 13:00 | 53.0867 | 72.1697
2022-08-05 14:00 | 53.104 | 72.6894
2022-08-05 15:00 | 52.8071 | 74.2925
2022-08-05 16:00 | 52.9277 | 78.6617
2022-08-05 17:00 | 53.4413 | 82.8139
2022-08-05 18:00 | 53.1558 | 84.0673
2022-08-05 19:00 | 50.5399 | 82.9271
2022-08-05 20:00 | 48.0874 | 79.3151
2022-08-05 21:00 | 45.7038 | 75.5866
2022-08-05 22:00 | 41.7199 | 69.58
2022-08-05 23:00 | 37.2588 | 63.6671
2022-08-06 | 34.9532 | 58.4079
2022-08-06 01:00 | 32.5073 | 51.0998
2022-08-06 02:00 | 31.1477 | 48.057
2022-08-06 03:00 | 30.3659 | 46.3141
2022-08-06 04:00 | 30.0428 | 44.9517
2022-08-06 05:00 | 30.2671 | 45.452
2022-08-06 06:00 | 32.6087 | 48.29
2022-08-06 07:00 | 35.7439 | 50.7938
2022-08-06 08:00 | 40.3808 | 55.1831
2022-08-06 09:00 | 44.3518 | 59.9513
2022-08-06 10:00 | 46.6798 | 64.0765
2022-08-06 11:00 | 47.9061 | 66.6638
2022-08-06 12:00 | 47.923 | 67.8763
2022-08-06 13:00 | 48.5834 | 70.1275
2022-08-06 14:00 | 49.1045 | 70.7511
2022-08-06 15:00 | 49.4474 | 73.2483
2022-08-06 16:00 | 51.135 | 77.4177
2022-08-06 17:00 | 52.9728 | 82.3982
2022-08-06 18:00 | 50.8445 | 83.231
2022-08-06 19:00 | 48.0609 | 80.5887
2022-08-06 20:00 | 45.2219 | 76.588
2022-08-06 21:00 | 43.194 | 72.9782
2022-08-06 22:00 | 40.2398 | 68.2491
2022-08-06 23:00 | 36.8866 | 63.1033
2022-08-07 | 34.1518 | 59.8918
2022-08-07 01:00 | 32.1259 | 53.0753
2022-08-07 02:00 | 30.8308 | 49.918
2022-08-07 03:00 | 30.1549 | 47.9047
2022-08-07 04:00 | 29.8073 | 46.4358
2022-08-07 05:00 | 29.9986 | 46.5506
2022-08-07 06:00 | 30.4304 | 49.1739
2022-08-07 07:00 | 32.537 | 50.9054
2022-08-07 08:00 | 36.7776 | 54.5297
2022-08-07 09:00 | 40.486 | 58.5551
2022-08-07 10:00 | 42.901 | 63.3267
2022-08-07 11:00 | 45.0003 | 67.3079
2022-08-07 12:00 | 47.7576 | 72.4043
2022-08-07 13:00 | 48.6547 | 74.8434
2022-08-07 14:00 | 49.0798 | 76.2472
2022-08-07 15:00 | 49.5018 | 79.3629
2022-08-07 16:00 | 51.3099 | 82.9368
2022-08-07 17:00 | 53.2561 | 87.1522
2022-08-07 18:00 | 52.527 | 87.8292
2022-08-07 19:00 | 49.8981 | 84.8867
2022-08-07 20:00 | 47.1812 | 81.4707
2022-08-07 21:00 | 45.0729 | 77.5512
2022-08-07 22:00 | 41.7712 | 72.6211
2022-08-07 23:00 | 38.1105 | 67.3597
2022-08-08 | 35.4826 | 63.8068
2022-08-08 01:00 | 33.438 | 59.6489
2022-08-08 02:00 | 32.3356 | 56.2952
2022-08-08 03:00 | 31.885 | 54.3019
2022-08-08 04:00 | 31.8673 | 53.2438
2022-08-08 05:00 | 33.2087 | 54.2418
2022-08-08 06:00 | 36.7797 | 58.7432
2022-08-08 07:00 | 41.2701 | 63.1856
2022-08-08 08:00 | 45.3537 | 67.0727
2022-08-08 09:00 | 48.2634 | 71.0825
2022-08-08 10:00 | 50.6505 | 73.4146
2022-08-08 11:00 | 52.334 | 76.4477
2022-08-08 12:00 | 54.6276 | 80.0689
2022-08-08 13:00 | 56.0425 | 82.4743
2022-08-08 14:00 | 56.4902 | 82.7065
2022-08-08 15:00 | 57.1231 | 84.0312
2022-08-08 16:00 | 58.1401 | 88.1453
2022-08-08 17:00 | 59.1399 | 92.1749
2022-08-08 18:00 | 57.4247 | 94.6641
2022-08-08 19:00 | 54.5106 | 92.3425
2022-08-08 20:00 | 51.4227 | 88.4389
2022-08-08 21:00 | 48.6309 | 84.3559
2022-08-08 22:00 | 44.1462 | 77.2194
2022-08-08 23:00 | 39.1239 | 70.9338
2022-08-09 | 37.0697 | 63.0363
2022-08-09 01:00 | 34.5265 | 58.6088
2022-08-09 02:00 | 33.3348 | 54.985
2022-08-09 03:00 | 32.8191 | 53.0263
2022-08-09 04:00 | 32.7794 | 52.0805
2022-08-09 05:00 | 34.1552 | 53.2003
2022-08-09 06:00 | 37.5947 | 55.8426
2022-08-09 07:00 | 41.9198 | 60.5679
2022-08-09 08:00 | 45.888 | 64.6871
2022-08-09 09:00 | 48.7386 | 67.9095
2022-08-09 10:00 | 50.9853 | 69.9886
2022-08-09 11:00 | 52.5199 | 73.1644
2022-08-09 12:00 | 53.5269 | 77.8707
2022-08-09 13:00 | 55.0148 | 79.166
2022-08-09 14:00 | 55.7579 | 78.1985
2022-08-09 15:00 | 56.6976 | 79.3043
2022-08-09 16:00 | 57.752 | 83.0457
2022-08-09 17:00 | 58.9611 | 86.3733
2022-08-09 18:00 | 57.6454 | 86.8588
2022-08-09 19:00 | 55.1416 | 83.412
2022-08-09 20:00 | 52.5405 | 80.261
2022-08-09 21:00 | 49.9404 | 76.5703
2022-08-09 22:00 | 45.6329 | 70.7816
2022-08-09 23:00 | 40.7826 | 65.4031
2022-08-10 | 37.3423 | 60.5593
2022-08-10 01:00 | 35.0572 | 56.4029
2022-08-10 02:00 | 33.8551 | 53.251
2022-08-10 03:00 | 33.3189 | 51.4917
2022-08-10 04:00 | 33.2225 | 50.8493
2022-08-10 05:00 | 34.5518 | 52.0387
2022-08-10 06:00 | 40.0539 | 53.7975
2022-08-10 07:00 | 44.4019 | 57.9102
2022-08-10 08:00 | 48.0347 | 61.2656
2022-08-10 09:00 | 50.3487 | 63.7099
2022-08-10 10:00 | 52.0616 | 65.5391
2022-08-10 11:00 | 53.6159 | 68.697
2022-08-10 12:00 | 55.4912 | 70.4439
2022-08-10 13:00 | 56.8187 | 73.0557
2022-08-10 14:00 | 57.122 | 73.5168
2022-08-10 15:00 | 57.4375 | 75.172
2022-08-10 16:00 | 57.9554 | 79.8909
2022-08-10 17:00 | 58.6738 | 85.0695
2022-08-10 18:00 | 57.5293 | 84.3998
2022-08-10 19:00 | 54.9522 | 81.8438
2022-08-10 20:00 | 52.509 | 78.9792
2022-08-10 21:00 | 50.2903 | 75.48
2022-08-10 22:00 | 46.1145 | 69.537
2022-08-10 23:00 | 41.2415 | 63.9212
2022-08-11 | 37.8162 | 58.7986
2022-08-11 01:00 | 35.19 | 55.3836
2022-08-11 02:00 | 33.9686 | 52.6029
2022-08-11 03:00 | 33.355 | 51.0674
2022-08-11 04:00 | 33.2192 | 50.3891
2022-08-11 05:00 | 34.5499 | 51.7113
2022-08-11 06:00 | 38.9946 | 54.6751
2022-08-11 07:00 | 43.3971 | 58.8349
2022-08-11 08:00 | 47.121 | 61.7309
2022-08-11 09:00 | 49.5971 | 65.0749
2022-08-11 10:00 | 51.1521 | 66.7814
2022-08-11 11:00 | 51.9668 | 69.1623
2022-08-11 12:00 | 51.8726 | 72.8109
2022-08-11 13:00 | 52.9484 | 74.6666
2022-08-11 14:00 | 53.2976 | 74.3248
2022-08-11 15:00 | 53.7494 | 76.0351
2022-08-11 16:00 | 54.4204 | 80.171
2022-08-11 17:00 | 55.1885 | 84.0021
2022-08-11 18:00 | 53.3908 | 85.2528
2022-08-11 19:00 | 50.7746 | 82.982
2022-08-11 20:00 | 48.6703 | 80.4284
2022-08-11 21:00 | 46.1391 | 76.7429
2022-08-11 22:00 | 42.2032 | 70.7394
2022-08-11 23:00 | 37.817 | 65.4503
2022-08-12 | 35.7386 | 59.8232
2022-08-12 01:00 | 33.7474 | 52.9892
2022-08-12 02:00 | 32.6701 | 49.9398
2022-08-12 03:00 | 32.1678 | 48.1975
2022-08-12 04:00 | 32.1495 | 47.3939
2022-08-12 05:00 | 33.4606 | 48.1995
2022-08-12 06:00 | 38.4179 | 51.5519
2022-08-12 07:00 | 42.296 | 54.9785
2022-08-12 08:00 | 45.3472 | 56.876
2022-08-12 09:00 | 47.1865 | 58.1805
2022-08-12 10:00 | 48.4739 | 59.0449
2022-08-12 11:00 | 49.3619 | 61.1602
2022-08-12 12:00 | 50.0064 | 62.0115
2022-08-12 13:00 | 51.094 | 63.7477
2022-08-12 14:00 | 51.4453 | 63.6847
2022-08-12 15:00 | 51.6559 | 65.5406
2022-08-12 16:00 | 52.124 | 69.517
2022-08-12 17:00 | 52.9235 | 73.7627
2022-08-12 18:00 | 51.3206 | 76.0861
2022-08-12 19:00 | 48.9908 | 75.1877
2022-08-12 20:00 | 46.7033 | 71.7714
2022-08-12 21:00 | 44.5773 | 67.8377
2022-08-12 22:00 | 40.8746 | 62.4026
2022-08-12 23:00 | 36.5446 | 56.991
2022-08-13 | 33.2666 | 51.9156
2022-08-13 01:00 | 30.5029 | 45.546
2022-08-13 02:00 | 29.4708 | 43.475
2022-08-13 03:00 | 28.9308 | 42.2259
2022-08-13 04:00 | 28.6876 | 41.1401
2022-08-13 05:00 | 29.061 | 41.8146
2022-08-13 06:00 | 30.3786 | 42.8176
2022-08-13 07:00 | 32.5756 | 44.5423
2022-08-13 08:00 | 35.7437 | 47.0715
2022-08-13 09:00 | 38.0996 | 50.6133
2022-08-13 10:00 | 39.3554 | 52.7738
2022-08-13 11:00 | 40.0774 | 54.9113
2022-08-13 12:00 | 39.8514 | 55.0474
2022-08-13 13:00 | 40.2005 | 57.142
2022-08-13 14:00 | 40.4769 | 57.2945
2022-08-13 15:00 | 41.0983 | 60.206
2022-08-13 16:00 | 42.6403 | 64.8309
2022-08-13 17:00 | 44.2065 | 70.1785
2022-08-13 18:00 | 42.9223 | 71.0702
2022-08-13 19:00 | 40.7452 | 68.9526
2022-08-13 20:00 | 38.6749 | 66.1658
2022-08-13 21:00 | 37.1532 | 63.6562
2022-08-13 22:00 | 34.8767 | 59.853
2022-08-13 23:00 | 32.1829 | 55.7273
2022-08-14 | 28.7412 | 51.6063
2022-08-14 01:00 | 27.7373 | 46.8959
2022-08-14 02:00 | 27.0407 | 44.4934
2022-08-14 03:00 | 26.7389 | 43.1874
2022-08-14 04:00 | 26.6725 | 42.4262
2022-08-14 05:00 | 27.1095 | 43.1412
2022-08-14 06:00 | 28.0879 | 43.9689
2022-08-14 07:00 | 29.5391 | 45.2121
2022-08-14 08:00 | 32.2851 | 48.2443
2022-08-14 09:00 | 34.661 | 52.7566
2022-08-14 10:00 | 35.941 | 55.3772
2022-08-14 11:00 | 37.2238 | 57.403
2022-08-14 12:00 | 38.5946 | 59.5665
2022-08-14 13:00 | 39.5546 | 60.8362
2022-08-14 14:00 | 40.3164 | 61.5512
2022-08-14 15:00 | 41.3541 | 64.4692
2022-08-14 16:00 | 43.5001 | 68.1622
2022-08-14 17:00 | 45.7182 | 73.7054
2022-08-14 18:00 | 45.9924 | 77.6884
2022-08-14 19:00 | 43.7603 | 75.522
2022-08-14 20:00 | 41.2427 | 72.0637
2022-08-14 21:00 | 39.0552 | 68.2265
2022-08-14 22:00 | 36.0961 | 63.9712
2022-08-14 23:00 | 32.8519 | 59.0209
2022-08-15 | 30.195 | 54.8635
2022-08-15 01:00 | 29.7538 | 51.6915
2022-08-15 02:00 | 29.1599 | 49.5013
2022-08-15 03:00 | 29.0804 | 48.1317
2022-08-15 04:00 | 29.3015 | 47.4877
2022-08-15 05:00 | 30.9003 | 48.8184
2022-08-15 06:00 | 36.2068 | 51.4898
2022-08-15 07:00 | 40.5322 | 55.4973
2022-08-15 08:00 | 43.8193 | 57.8674
2022-08-15 09:00 | 46.0889 | 60.2443
2022-08-15 10:00 | 47.9654 | 61.3038
2022-08-15 11:00 | 49.2397 | 63.9031
2022-08-15 12:00 | 50.8633 | 66.4009
2022-08-15 13:00 | 52.0874 | 68.4234
2022-08-15 14:00 | 52.4072 | 68.8804
2022-08-15 15:00 | 52.8838 | 70.7144
2022-08-15 16:00 | 53.6574 | 76.244
2022-08-15 17:00 | 54.2507 | 81.9905
2022-08-15 18:00 | 54.1869 | 82.6903
2022-08-15 19:00 | 51.8029 | 80.604
2022-08-15 20:00 | 49.6204 | 77.9591
2022-08-15 21:00 | 46.7871 | 74.095
2022-08-15 22:00 | 42.607 | 68.3975
2022-08-15 23:00 | 38.0128 | 63.3074
2022-08-16 | 35.5609 | 57.5064
2022-08-16 01:00 | 32.091 | 55.1989
2022-08-16 02:00 | 31.1131 | 52.5829
2022-08-16 03:00 | 30.6478 | 51.104
2022-08-16 04:00 | 30.6253 | 50.443
2022-08-16 05:00 | 32.1033 | 51.6579
2022-08-16 06:00 | 36.7297 | 55.3407
2022-08-16 07:00 | 40.4616 | 59.4527
2022-08-16 08:00 | 42.9874 | 62.0343
2022-08-16 09:00 | 44.4735 | 64.4976
2022-08-16 10:00 | 45.4326 | 65.6771
2022-08-16 11:00 | 45.9552 | 68.4166
2022-08-16 12:00 | 45.6045 | 71.8486
2022-08-16 13:00 | 46.5896 | 73.2282
2022-08-16 14:00 | 47.3302 | 73.2512
2022-08-16 15:00 | 48.3576 | 75.279
2022-08-16 16:00 | 49.6221 | 80.5119
2022-08-16 17:00 | 50.9539 | 84.9894
2022-08-16 18:00 | 48.958 | 84.5334
2022-08-16 19:00 | 46.6213 | 82.5068
2022-08-16 20:00 | 44.8721 | 79.3327
2022-08-16 21:00 | 42.3754 | 74.6753
2022-08-16 22:00 | 38.729 | 69.1284
2022-08-16 23:00 | 34.7135 | 63.5458
2022-08-17 | 32.433 | 59.7132
2022-08-17 01:00 | 30.1378 | 56.6899
2022-08-17 02:00 | 29.4189 | 53.7344
2022-08-17 03:00 | 29.2509 | 51.8109
2022-08-17 04:00 | 29.4083 | 51.1502
2022-08-17 05:00 | 30.912 | 52.1091
2022-08-17 06:00 | 35.4758 | 57.1704
2022-08-17 07:00 | 38.8584 | 61.3243
2022-08-17 08:00 | 40.9701 | 64.2129
2022-08-17 09:00 | 42.5033 | 67.3124
2022-08-17 10:00 | 43.2648 | 68.8934
2022-08-17 11:00 | 43.8447 | 72.3007
2022-08-17 12:00 | 43.2731 | 75.9747
2022-08-17 13:00 | 43.8548 | 78.5216
2022-08-17 14:00 | 43.6537 | 79.6007
2022-08-17 15:00 | 43.8782 | 81.4315
2022-08-17 16:00 | 44.6396 | 86.0841
2022-08-17 17:00 | 45.7446 | 90.3182
2022-08-17 18:00 | 45.1892 | 90.7409
2022-08-17 19:00 | 43.4519 | 89.0538
2022-08-17 20:00 | 42.3831 | 85.9157
2022-08-17 21:00 | 40.4002 | 81.4305
2022-08-17 22:00 | 37.1208 | 74.8422
2022-08-17 23:00 | 33.3264 | 68.6122
2022-08-18 | 31.3346 | 63.8391
2022-08-18 01:00 | 29.5046 | 58.2453
2022-08-18 02:00 | 28.8867 | 54.8794
2022-08-18 03:00 | 28.8205 | 52.8765
2022-08-18 04:00 | 29.0393 | 52.0836
2022-08-18 05:00 | 30.6913 | 53.2556
2022-08-18 06:00 | 35.3194 | 56.6558
2022-08-18 07:00 | 39.1757 | 61.19
2022-08-18 08:00 | 42.0763 | 64.2101
2022-08-18 09:00 | 44.1633 | 67.7747
2022-08-18 10:00 | 45.4468 | 69.3241
2022-08-18 11:00 | 45.954 | 72.614
2022-08-18 12:00 | 46.0185 | 77.3659
2022-08-18 13:00 | 47.132 | 78.8599
2022-08-18 14:00 | 47.7593 | 79.0237
2022-08-18 15:00 | 48.4087 | 80.6425
2022-08-18 16:00 | 49.5513 | 85.0076
2022-08-18 17:00 | 50.6501 | 88.9433
2022-08-18 18:00 | 50.3298 | 91.1385
2022-08-18 19:00 | 48.34 | 89.0444
2022-08-18 20:00 | 46.6723 | 85.9828
2022-08-18 21:00 | 43.9767 | 81.6343
2022-08-18 22:00 | 40.1985 | 74.9121
2022-08-18 23:00 | 35.9884 | 69.0604
2022-08-19 | 33.7887 | 62.9815
2022-08-19 01:00 | 32.4593 | 58.5537
2022-08-19 02:00 | 31.6083 | 55.4129
2022-08-19 03:00 | 31.4789 | 53.5872
2022-08-19 04:00 | 31.6333 | 52.8784
2022-08-19 05:00 | 33.346 | 53.9317
2022-08-19 06:00 | 39.4549 | 55.9639
2022-08-19 07:00 | 44.1421 | 59.962
2022-08-19 08:00 | 48.0806 | 62.6346
2022-08-19 09:00 | 51.2346 | 64.8148
2022-08-19 10:00 | 53.9077 | 66.1846
2022-08-19 11:00 | 55.3057 | 69.8303
2022-08-19 12:00 | 56.1786 | 73.08
2022-08-19 13:00 | 57.7905 | 75.2288
2022-08-19 14:00 | 58.273 | 76.022
2022-08-19 15:00 | 58.5515 | 78.0153
2022-08-19 16:00 | 59.0161 | 82.2685
2022-08-19 17:00 | 59.5224 | 86.0556
2022-08-19 18:00 | 59.5565 | 85.4509
2022-08-19 19:00 | 57.2115 | 83.376
2022-08-19 20:00 | 54.4859 | 80.4191
2022-08-19 21:00 | 51.2019 | 76.2564
2022-08-19 22:00 | 46.4981 | 70.1105
2022-08-19 23:00 | 41.3388 | 64.5504
2022-08-20 | 38.9804 | 59.2219
2022-08-20 01:00 | 36.2437 | 53.7087
2022-08-20 02:00 | 34.5036 | 50.7569
2022-08-20 03:00 | 33.5344 | 48.9039
2022-08-20 04:00 | 33.0083 | 47.5614
2022-08-20 05:00 | 33.3639 | 48.0782
2022-08-20 06:00 | 35.9215 | 48.7503
2022-08-20 07:00 | 38.8337 | 50.3645
2022-08-20 08:00 | 44.4129 | 52.8765
2022-08-20 09:00 | 49.3581 | 56.5428
2022-08-20 10:00 | 52.5997 | 58.63
2022-08-20 11:00 | 54.5748 | 60.6846
2022-08-20 12:00 | 56.2024 | 62.1153
2022-08-20 13:00 | 56.7771 | 64.1265
2022-08-20 14:00 | 57.0939 | 63.7419
2022-08-20 15:00 | 57.0915 | 65.8558
2022-08-20 16:00 | 58.285 | 69.634
2022-08-20 17:00 | 59.5335 | 73.9719
2022-08-20 18:00 | 57.8791 | 75.3913
2022-08-20 19:00 | 54.7974 | 72.4478
2022-08-20 20:00 | 51.9799 | 69.6108
2022-08-20 21:00 | 48.9302 | 66.391
2022-08-20 22:00 | 45.2102 | 61.8161
2022-08-20 23:00 | 41.3108 | 57.6265
2022-08-21 | 39.4524 | 52.1059
2022-08-21 01:00 | 36.4984 | 48.4594
2022-08-21 02:00 | 34.7281 | 46.3185
2022-08-21 03:00 | 33.7066 | 44.8605
2022-08-21 04:00 | 33.0274 | 43.87
2022-08-21 05:00 | 33.2183 | 44.4966
2022-08-21 06:00 | 35.3981 | 44.8825
2022-08-21 07:00 | 38.0325 | 45.6801
2022-08-21 08:00 | 43.6189 | 47.5525
2022-08-21 09:00 | 48.7835 | 50.8
2022-08-21 10:00 | 52.3235 | 52.9293
2022-08-21 11:00 | 54.6571 | 55.2519
2022-08-21 12:00 | 56.5823 | 55.424
2022-08-21 13:00 | 57.6177 | 57.8279
2022-08-21 14:00 | 58.1889 | 58.8599
2022-08-21 15:00 | 58.7195 | 62.4531
2022-08-21 16:00 | 60.6247 | 66.9326
2022-08-21 17:00 | 62.4496 | 72.0604
2022-08-21 18:00 | 62.5631 | 73.547
2022-08-21 19:00 | 59.8492 | 70.8289
2022-08-21 20:00 | 56.3786 | 68.6358
2022-08-21 21:00 | 52.9213 | 65.5007
2022-08-21 22:00 | 48.6402 | 61.3919
2022-08-21 23:00 | 44.075 | 57.2886
2022-08-22 | 40.9199 | 52.26
2022-08-22 01:00 | 38.3758 | 51.0761
2022-08-22 02:00 | 36.8275 | 49.2743
2022-08-22 03:00 | 36.0602 | 48.1237
2022-08-22 04:00 | 35.7159 | 47.7327
2022-08-22 05:00 | 37.0927 | 49.439
2022-08-22 06:00 | 41.4105 | 52.1244
2022-08-22 07:00 | 45.999 | 55.5795
2022-08-22 08:00 | 51.2155 | 57.5844
2022-08-22 09:00 | 55.2406 | 59.4423
2022-08-22 10:00 | 58.7099 | 60.2227
2022-08-22 11:00 | 60.945 | 62.6757
2022-08-22 12:00 | 61.83 | 65.6425
2022-08-22 13:00 | 63.8132 | 67.935
2022-08-22 14:00 | 64.6469 | 68.1461
2022-08-22 15:00 | 66.0523 | 70.1036
2022-08-22 16:00 | 67.2999 | 75.2695
2022-08-22 17:00 | 68.4071 | 80.4008
2022-08-22 18:00 | 66.648 | 81.1883
2022-08-22 19:00 | 63.9395 | 78.8823
2022-08-22 20:00 | 60.6832 | 76.6382
2022-08-22 21:00 | 56.9848 | 72.4065
2022-08-22 22:00 | 51.7544 | 66.7306
2022-08-22 23:00 | 46.1023 | 61.9382
2022-08-23 | 42.1472 | 56.9652
2022-08-23 01:00 | 39.7472 | 54.1739
2022-08-23 02:00 | 38.1032 | 51.7527
2022-08-23 03:00 | 37.321 | 50.3372
2022-08-23 04:00 | 36.9805 | 49.8403
2022-08-23 05:00 | 38.4357 | 51.1993
2022-08-23 06:00 | 44.1749 | 55.1215
2022-08-23 07:00 | 48.7725 | 58.9769
2022-08-23 08:00 | 53.9158 | 61.6753
2022-08-23 09:00 | 57.7489 | 64.0541
2022-08-23 10:00 | 61.0583 | 64.9971
2022-08-23 11:00 | 63.3318 | 66.8816
2022-08-23 12:00 | 65.0096 | 68.3723
2022-08-23 13:00 | 66.6396 | 69.9089
2022-08-23 14:00 | 66.7772 | 70.0276
2022-08-23 15:00 | 67.2701 | 72.0538
2022-08-23 16:00 | 67.776 | 77.1136
2022-08-23 17:00 | 68.5079 | 81.1372
2022-08-23 18:00 | 67.2274 | 82.3262
2022-08-23 19:00 | 64.3462 | 80.2561
2022-08-23 20:00 | 61.4922 | 77.8569
2022-08-23 21:00 | 58.1217 | 73.5201
2022-08-23 22:00 | 53.0309 | 67.957
2022-08-23 23:00 | 47.4409 | 63.0518
2022-08-24 | 43.9539 | 57.5757
2022-08-24 01:00 | 38.9309 | 52.4763
2022-08-24 02:00 | 37.222 | 49.7901
2022-08-24 03:00 | 36.1378 | 48.3329
2022-08-24 04:00 | 35.5432 | 47.9099
2022-08-24 05:00 | 36.6898 | 49.0497
2022-08-24 06:00 | 40.1439 | 51.5316
2022-08-24 07:00 | 44.1477 | 54.5931
2022-08-24 08:00 | 47.1159 | 55.8227
2022-08-24 09:00 | 48.8225 | 56.0261
2022-08-24 10:00 | 49.3242 | 55.9548
2022-08-24 11:00 | 49.6834 | 57.2652
2022-08-24 12:00 | 48.501 | 58.1232
2022-08-24 13:00 | 48.9684 | 59.1076
2022-08-24 14:00 | 48.6077 | 58.0382
2022-08-24 15:00 | 48.7455 | 59.7037
2022-08-24 16:00 | 49.3807 | 62.6818
2022-08-24 17:00 | 50.336 | 66.3634
2022-08-24 18:00 | 49.1948 | 67.3232
2022-08-24 19:00 | 46.4432 | 65.0883
2022-08-24 20:00 | 44.7467 | 63.6517
2022-08-24 21:00 | 41.934 | 60.0894
2022-08-24 22:00 | 38.3497 | 56.1
2022-08-24 23:00 | 34.4671 | 51.911
2022-08-25 | 32.7236 | 48.1827
2022-08-25 01:00 | 30.4878 | 46.7121
2022-08-25 02:00 | 29.8066 | 45.1569
2022-08-25 03:00 | 29.772 | 44.2505
2022-08-25 04:00 | 30.0163 | 43.9222
2022-08-25 05:00 | 31.6547 | 45.4449
2022-08-25 06:00 | 35.9508 | 49.7808
2022-08-25 07:00 | 39.2774 | 53.171
2022-08-25 08:00 | 41.8949 | 53.6913
2022-08-25 09:00 | 43.0288 | 54.5747
2022-08-25 10:00 | 43.622 | 54.397
2022-08-25 11:00 | 43.8165 | 56.1513
2022-08-25 12:00 | 43.9555 | 60.1275
2022-08-25 13:00 | 44.5263 | 61.162
2022-08-25 14:00 | 44.3179 | 60.1829
2022-08-25 15:00 | 44.5587 | 62.4179
2022-08-25 16:00 | 45.2221 | 66.6224
2022-08-25 17:00 | 46.2279 | 70.6552
2022-08-25 18:00 | 46.3706 | 72.4513
2022-08-25 19:00 | 44.6074 | 70.8224
2022-08-25 20:00 | 43.4054 | 68.9724
2022-08-25 21:00 | 40.936 | 64.5083
2022-08-25 22:00 | 37.5435 | 59.9733
2022-08-25 23:00 | 33.8204 | 55.2794
2022-08-26 | 31.6513 | 53.044
2022-08-26 01:00 | 30.1378 | 49.1399
2022-08-26 02:00 | 29.5962 | 47.2051
2022-08-26 03:00 | 29.5104 | 45.822
2022-08-26 04:00 | 29.6877 | 45.4912
2022-08-26 05:00 | 31.444 | 46.7125
2022-08-26 06:00 | 35.9505 | 51.7937
2022-08-26 07:00 | 38.9841 | 55.3889
2022-08-26 08:00 | 41.0933 | 57.5433
2022-08-26 09:00 | 42.2055 | 60.3103
2022-08-26 10:00 | 42.7722 | 60.8168
2022-08-26 11:00 | 42.8236 | 61.5274
2022-08-26 12:00 | 43.1602 | 63.2027
2022-08-26 13:00 | 43.9249 | 64.2627
2022-08-26 14:00 | 44.0541 | 63.7505
2022-08-26 15:00 | 43.9191 | 65.0538
2022-08-26 16:00 | 44.2901 | 68.8093
2022-08-26 17:00 | 45.0803 | 72.2567
2022-08-26 18:00 | 45.0608 | 74.942
2022-08-26 19:00 | 43.1317 | 72.9352
2022-08-26 20:00 | 42.0291 | 71.4051
2022-08-26 21:00 | 39.5247 | 67.4489
2022-08-26 22:00 | 36.1214 | 62.3909
2022-08-26 23:00 | 32.469 | 58.3704
2022-08-27 | 30.6525 | 54.2219
2022-08-27 01:00 | 28.9161 | 49.0716
2022-08-27 02:00 | 28.271 | 46.9031
2022-08-27 03:00 | 28.1099 | 45.5279
2022-08-27 04:00 | 28.221 | 44.797
2022-08-27 05:00 | 29.0807 | 45.4855
2022-08-27 06:00 | 31.1041 | 46.1077
2022-08-27 07:00 | 33.2963 | 47.0612
2022-08-27 08:00 | 37.1651 | 49.1451
2022-08-27 09:00 | 41.1851 | 51.695
2022-08-27 10:00 | 43.9949 | 53.3815
2022-08-27 11:00 | 45.4873 | 55.5638
2022-08-27 12:00 | 45.8935 | 57.6285
2022-08-27 13:00 | 46.5924 | 59.1499
2022-08-27 14:00 | 47.4226 | 59.952
2022-08-27 15:00 | 47.9436 | 62.8256
2022-08-27 16:00 | 49.9045 | 67.0866
2022-08-27 17:00 | 51.6968 | 71.7851
2022-08-27 18:00 | 49.4122 | 72.1019
2022-08-27 19:00 | 46.7144 | 68.9689
2022-08-27 20:00 | 44.7113 | 67.0101
2022-08-27 21:00 | 42.3919 | 63.9831
2022-08-27 22:00 | 39.6885 | 60.4328
2022-08-27 23:00 | 36.6575 | 57.0665
2022-08-28 | 34.5109 | 52.3149
2022-08-28 01:00 | 31.8926 | 49.9197
2022-08-28 02:00 | 30.7071 | 47.7104
2022-08-28 03:00 | 30.0216 | 46.1774
2022-08-28 04:00 | 29.6696 | 45.4395
2022-08-28 05:00 | 30.1405 | 46.0795
2022-08-28 06:00 | 32.9214 | 47.7524
2022-08-28 07:00 | 34.6078 | 48.6012
2022-08-28 08:00 | 37.3717 | 50.766
2022-08-28 09:00 | 39.3716 | 54.1942
2022-08-28 10:00 | 40.0507 | 56.8242
2022-08-28 11:00 | 40.4562 | 59.5991
2022-08-28 12:00 | 40.1405 | 62.6016
2022-08-28 13:00 | 40.6635 | 64.4078
2022-08-28 14:00 | 40.9644 | 66.1556
2022-08-28 15:00 | 41.7283 | 70.0133
2022-08-28 16:00 | 43.4869 | 74.0807
2022-08-28 17:00 | 45.2458 | 78.624
2022-08-28 18:00 | 44.023 | 80.7655
2022-08-28 19:00 | 41.3884 | 78.2435
2022-08-28 20:00 | 39.8424 | 75.6847
2022-08-28 21:00 | 37.212 | 71.3166
2022-08-28 22:00 | 34.1584 | 66.8952
2022-08-28 23:00 | 31.1422 | 62.345
2022-08-29 | 29.9082 | 58.2501
2022-08-29 01:00 | 29.0194 | 57.0698
2022-08-29 02:00 | 28.4558 | 54.7168
2022-08-29 03:00 | 28.4288 | 53.1803
2022-08-29 04:00 | 28.6659 | 52.7632
2022-08-29 05:00 | 30.4071 | 54.4708
2022-08-29 06:00 | 35.4107 | 57.995
2022-08-29 07:00 | 39.0002 | 62.0383
2022-08-29 08:00 | 41.4433 | 65.1552
2022-08-29 09:00 | 43.1676 | 68.496
2022-08-29 10:00 | 44.1615 | 69.7019
2022-08-29 11:00 | 44.2439 | 72.0501
2022-08-29 12:00 | 44.1993 | 73.8151
2022-08-29 13:00 | 44.8311 | 75.8219
2022-08-29 14:00 | 44.628 | 76.6756
2022-08-29 15:00 | 45.1628 | 78.5195
2022-08-29 16:00 | 45.9658 | 83.8614
2022-08-29 17:00 | 46.7865 | 88.8504
2022-08-29 18:00 | 45.6485 | 87.8952
2022-08-29 19:00 | 43.7352 | 84.9441
2022-08-29 20:00 | 42.8479 | 82.395
2022-08-29 21:00 | 40.3439 | 77.1619
2022-08-29 22:00 | 37.0068 | 71.0313
2022-08-29 23:00 | 33.3321 | 65.7815
2022-08-30 | 31.5915 | 61.5259
2022-08-30 01:00 | 30.5763 | 60.6669
2022-08-30 02:00 | 30.0647 | 57.7844
2022-08-30 03:00 | 30.0497 | 55.9734
2022-08-30 04:00 | 30.2822 | 55.372
2022-08-30 05:00 | 32.1666 | 56.6826
2022-08-30 06:00 | 36.9851 | 62.2183
2022-08-30 07:00 | 40.4195 | 66.1914
2022-08-30 08:00 | 43.1282 | 68.7196
2022-08-30 09:00 | 45.1207 | 71.6931
2022-08-30 10:00 | 46.5779 | 72.7425
2022-08-30 11:00 | 47.1679 | 76.2897
2022-08-30 12:00 | 47.3114 | 82.9628
2022-08-30 13:00 | 48.4483 | 84.2421
2022-08-30 14:00 | 49.1119 | 84.3445
2022-08-30 15:00 | 50.0368 | 86.329
2022-08-30 16:00 | 51.1459 | 90.7024
2022-08-30 17:00 | 52.156 | 93.5301
2022-08-30 18:00 | 51.2938 | 95.4886
2022-08-30 19:00 | 49.1106 | 92.4919
2022-08-30 20:00 | 47.7221 | 89.4271
2022-08-30 21:00 | 44.6234 | 83.9501
2022-08-30 22:00 | 40.7102 | 77.1348
2022-08-30 23:00 | 36.5008 | 71.2874
2022-08-31 | 34.325 | 65.5179
2022-08-31 01:00 | 32.5786 | 62.4795
2022-08-31 02:00 | 31.8891 | 58.9456
2022-08-31 03:00 | 31.7253 | 56.7499
2022-08-31 04:00 | 31.8178 | 56.142
2022-08-31 05:00 | 33.6507 | 57.1792
2022-08-31 06:00 | 37.5155 | 61.7057
2022-08-31 07:00 | 41.0172 | 65.6906
2022-08-31 08:00 | 43.8731 | 68.6207
2022-08-31 09:00 | 46.12 | 71.8922
2022-08-31 10:00 | 47.9164 | 72.9731
2022-08-31 11:00 | 49.0224 | 75.7474
2022-08-31 12:00 | 50.0026 | 80.4097
2022-08-31 13:00 | 51.0745 | 81.6595
2022-08-31 14:00 | 51.3581 | 81.357
2022-08-31 15:00 | 51.9407 | 82.5798
2022-08-31 16:00 | 52.6442 | 85.6461
2022-08-31 17:00 | 53.2729 | 88.6213
2022-08-31 18:00 | 51.8452 | 88.7575
2022-08-31 19:00 | 49.8366 | 85.6337
2022-08-31 20:00 | 48.8074 | 83.3592
2022-08-31 21:00 | 46.3245 | 78.6362
2022-08-31 22:00 | 42.6242 | 72.3019
2022-08-31 23:00 | 38.4488 | 66.9113
2022-09-01 | 35.3908 | 61.6142
2022-09-01 01:00 | 33.6052 | 53.0125
2022-09-01 02:00 | 32.8748 | 49.3962
2022-09-01 03:00 | 32.5883 | 47.8608
2022-09-01 04:00 | 32.6942 | 46.9352
2022-09-01 05:00 | 34.5127 | 48.0247
2022-09-01 06:00 | 38.4117 | 53.9334
2022-09-01 07:00 | 42.7243 | 57.7001
2022-09-01 08:00 | 45.8868 | 59.0388
2022-09-01 09:00 | 48.041 | 59.2126
2022-09-01 10:00 | 50.0507 | 58.3152
2022-09-01 11:00 | 50.9906 | 59.4782
2022-09-01 12:00 | 50.7818 | 62.4592
2022-09-01 13:00 | 52.1689 | 62.89
2022-09-01 14:00 | 52.9431 | 61.5
2022-09-01 15:00 | 54.3052 | 63.1512
2022-09-01 16:00 | 55.6165 | 66.119
2022-09-01 17:00 | 56.8005 | 68.2304
2022-09-01 18:00 | 54.7181 | 69.2648
2022-09-01 19:00 | 52.8699 | 68.188
2022-09-01 20:00 | 51.4552 | 66.325
2022-09-01 21:00 | 48.3928 | 61.6755
2022-09-01 22:00 | 44.219 | 56.2909
2022-09-01 23:00 | 39.6015 | 51.3132
2022-09-02 | 36.4755 | 47.6977
2022-09-02 01:00 | 34.4822 | 44.78
2022-09-02 02:00 | 33.4884 | 43.3243
2022-09-02 03:00 | 32.9838 | 42.6942
2022-09-02 04:00 | 32.938 | 42.4126
2022-09-02 05:00 | 34.5761 | 43.9323
2022-09-02 06:00 | 40.0913 | 48.2214
2022-09-02 07:00 | 44.1595 | 52.1915
2022-09-02 08:00 | 47.0808 | 53.5341
2022-09-02 09:00 | 48.8526 | 53.6475
2022-09-02 10:00 | 50.6801 | 53.9995
2022-09-02 11:00 | 51.599 | 54.8473
2022-09-02 12:00 | 52.9549 | 53.1429
2022-09-02 13:00 | 53.7328 | 55.6221
2022-09-02 14:00 | 53.3451 | 55.5594
2022-09-02 15:00 | 53.2713 | 58.6652
2022-09-02 16:00 | 53.1007 | 64.1557
2022-09-02 17:00 | 53.2799 | 68.8981
2022-09-02 18:00 | 52.357 | 70.7126
2022-09-02 19:00 | 50.2187 | 70.6821
2022-09-02 20:00 | 48.8796 | 68.444
2022-09-02 21:00 | 46.0769 | 63.384
2022-09-02 22:00 | 42.1733 | 57.5336
2022-09-02 23:00 | 37.8807 | 52.16
2022-09-03 | 35.4712 | 48.2451
2022-09-03 01:00 | 33.3363 | 43.5652
2022-09-03 02:00 | 32.2403 | 41.2318
2022-09-03 03:00 | 31.5192 | 40.643
2022-09-03 04:00 | 31.1963 | 40.3495
2022-09-03 05:00 | 31.7809 | 41.7449
2022-09-03 06:00 | 34.2571 | 44.6208
2022-09-03 07:00 | 36.6446 | 46.3815
2022-09-03 08:00 | 40.3608 | 48.9592
2022-09-03 09:00 | 43.4191 | 51.7593
2022-09-03 10:00 | 45.8401 | 53.4111
2022-09-03 11:00 | 47.3708 | 55.9042
2022-09-03 12:00 | 49.6521 | 58.661
2022-09-03 13:00 | 49.8977 | 60.2342
2022-09-03 14:00 | 49.6977 | 61.8846
2022-09-03 15:00 | 49.7633 | 65.1521
2022-09-03 16:00 | 50.8083 | 69.9302
2022-09-03 17:00 | 51.87 | 75.7949
2022-09-03 18:00 | 50.5417 | 76.6954
2022-09-03 19:00 | 47.7289 | 74.1138
2022-09-03 20:00 | 45.3912 | 71.5271
2022-09-03 21:00 | 42.4165 | 67.0547
2022-09-03 22:00 | 39.1754 | 62.2701
2022-09-03 23:00 | 35.7285 | 57.8324
2022-09-04 | 34.6347 | 53.847
2022-09-04 01:00 | 31.4714 | 50.2702
2022-09-04 02:00 | 30.3168 | 47.6775
2022-09-04 03:00 | 29.5888 | 46.3234
2022-09-04 04:00 | 29.0607 | 45.5215
2022-09-04 05:00 | 29.4226 | 46.0407
2022-09-04 06:00 | 31.0654 | 48.06
2022-09-04 07:00 | 33.4798 | 49.8479
2022-09-04 08:00 | 36.6807 | 52.6538
2022-09-04 09:00 | 38.3908 | 55.289
2022-09-04 10:00 | 39.0042 | 58.7797
2022-09-04 11:00 | 38.8552 | 61.6241
2022-09-04 12:00 | 38.6058 | 63.9205
2022-09-04 13:00 | 38.0684 | 66.0646
2022-09-04 14:00 | 37.4447 | 68.7387
2022-09-04 15:00 | 37.7633 | 73.2805
2022-09-04 16:00 | 39.1684 | 78.4436
2022-09-04 17:00 | 40.8484 | 83.33
2022-09-04 18:00 | 40.9712 | 84.4274
2022-09-04 19:00 | 39.4167 | 82.7042
2022-09-04 20:00 | 37.9281 | 79.535
2022-09-04 21:00 | 35.5071 | 73.8584
2022-09-04 22:00 | 32.7997 | 68.4719
2022-09-04 23:00 | 29.9721 | 63.1799
2022-09-05 | 28.5218 | 59.0929
2022-09-05 01:00 | 26.5513 | 55.3551
2022-09-05 02:00 | 26.1787 | 51.559
2022-09-05 03:00 | 26.206 | 49.9743
2022-09-05 04:00 | 26.4959 | 48.8975
2022-09-05 05:00 | 27.1936 | 49.1608
2022-09-05 06:00 | 28.6847 | 54.4232
2022-09-05 07:00 | 29.9069 | 55.3442
2022-09-05 08:00 | 32.1788 | 58.2199
2022-09-05 09:00 | 34.3861 | 63.4518
2022-09-05 10:00 | 35.3476 | 66.3957
2022-09-05 11:00 | 36.4566 | 69.1797
2022-09-05 12:00 | 36.795 | 69.75
2022-09-05 13:00 | 37.5186 | 72.4682
2022-09-05 14:00 | 36.159 | 75.986
2022-09-05 15:00 | 34.3922 | 79.5551
2022-09-05 16:00 | 37.165 | 82.0774
2022-09-05 17:00 | 39.5085 | 84.6327
2022-09-05 18:00 | 40.5155 | 85.0164
2022-09-05 19:00 | 39.4892 | 83.441
2022-09-05 20:00 | 38.6032 | 79.793
2022-09-05 21:00 | 35.716 | 74.7368
2022-09-05 22:00 | 32.6147 | 68.6516
2022-09-05 23:00 | 29.7237 | 62.8704
2022-09-06 | 27.8679 | 58.825
2022-09-06 01:00 | 28.6031 | 57.1069
2022-09-06 02:00 | 28.2675 | 53.4514
2022-09-06 03:00 | 28.2425 | 51.4858
2022-09-06 04:00 | 28.565 | 50.5259
2022-09-06 05:00 | 30.4874 | 51.6177
2022-09-06 06:00 | 35.8072 | 58.6313
2022-09-06 07:00 | 39.6253 | 64.2221
2022-09-06 08:00 | 41.6238 | 68.1272
2022-09-06 09:00 | 42.5332 | 71.117
2022-09-06 10:00 | 43.2158 | 72.7187
2022-09-06 11:00 | 43.1604 | 74.7152
2022-09-06 12:00 | 42.5915 | 75.1203
2022-09-06 13:00 | 43.0558 | 76.597
2022-09-06 14:00 | 43.264 | 76.6168
2022-09-06 15:00 | 43.9763 | 79.2176
2022-09-06 16:00 | 44.8831 | 84.4358
2022-09-06 17:00 | 45.8262 | 88.0089
2022-09-06 18:00 | 45.0856 | 88.9321
2022-09-06 19:00 | 43.5696 | 87.0658
2022-09-06 20:00 | 42.8485 | 83.4158
2022-09-06 21:00 | 40.0766 | 77.3381
2022-09-06 22:00 | 36.6079 | 70.1428
2022-09-06 23:00 | 32.9869 | 63.8775
2022-09-07 | 31.0061 | 59.5121
2022-09-07 01:00 | 29.3295 | 57.5835
2022-09-07 02:00 | 29.0427 | 54.7113
2022-09-07 03:00 | 29.0983 | 52.9909
2022-09-07 04:00 | 29.4862 | 52.283
2022-09-07 05:00 | 31.4216 | 53.3647
2022-09-07 06:00 | 35.2961 | 59.564
2022-09-07 07:00 | 39.3212 | 65.5351
2022-09-07 08:00 | 41.1728 | 69.6064
2022-09-07 09:00 | 42.1231 | 73.7966
2022-09-07 10:00 | 42.888 | 75.9516
2022-09-07 11:00 | 43.2138 | 79.2528
2022-09-07 12:00 | 43.2542 | 82.3556
2022-09-07 13:00 | 44.1902 | 84.9856
2022-09-07 14:00 | 44.6151 | 86.0075
2022-09-07 15:00 | 45.5204 | 88.9974
2022-09-07 16:00 | 46.6389 | 94.3958
2022-09-07 17:00 | 47.7994 | 98.3417
2022-09-07 18:00 | 45.7032 | 96.754
2022-09-07 19:00 | 44.4091 | 95.0937
2022-09-07 20:00 | 43.9376 | 91.4185
2022-09-07 21:00 | 41.6354 | 84.7451
2022-09-07 22:00 | 38.3 | 76.7629
2022-09-07 23:00 | 34.566 | 69.5668
2022-09-08 | 31.9684 | 66.6667
2022-09-08 01:00 | 32.4883 | 60.4145
2022-09-08 02:00 | 32.0492 | 56.5009
2022-09-08 03:00 | 32.0316 | 54.6239
2022-09-08 04:00 | 32.3425 | 53.7328
2022-09-08 05:00 | 34.3434 | 54.8094
2022-09-08 06:00 | 38.8461 | 58.7455
2022-09-08 07:00 | 43.2046 | 62.8575
2022-09-08 08:00 | 46.07 | 64.9138
2022-09-08 09:00 | 48.0192 | 66.0906
2022-09-08 10:00 | 50.3078 | 67.0443
2022-09-08 11:00 | 51.9769 | 68.7916
2022-09-08 12:00 | 54.39 | 69.1121
2022-09-08 13:00 | 55.9055 | 70.8125
2022-09-08 14:00 | 56.4181 | 70.8074
2022-09-08 15:00 | 57.2658 | 73.3027
2022-09-08 16:00 | 58.1818 | 77.9876
2022-09-08 17:00 | 58.8107 | 81.7064
2022-09-08 18:00 | 57.2614 | 79.3598
2022-09-08 19:00 | 56.1426 | 77.1437
2022-09-08 20:00 | 55.0722 | 74.4752
2022-09-08 21:00 | 52.1568 | 68.7817
2022-09-08 22:00 | 47.9152 | 62.4524
2022-09-08 23:00 | 43.1939 | 57.3295
2022-09-09 | 38.738 | 52.6983
2022-09-09 01:00 | 37.6861 | 49.451
2022-09-09 02:00 | 36.5269 | 47.1003
2022-09-09 03:00 | 35.9272 | 46.2026
2022-09-09 04:00 | 35.8149 | 45.6152
2022-09-09 05:00 | 37.5778 | 46.8067
2022-09-09 06:00 | 42.6598 | 50.1163
2022-09-09 07:00 | 47.7537 | 54.8064
2022-09-09 08:00 | 51.5119 | 56.2314
2022-09-09 09:00 | 54.1241 | 55.9513
2022-09-09 10:00 | 56.8416 | 56.111
2022-09-09 11:00 | 58.2954 | 57.364
2022-09-09 12:00 | 60.2669 | 56.565
2022-09-09 13:00 | 61.3633 | 58.1639
2022-09-09 14:00 | 61.0378 | 57.6823
2022-09-09 15:00 | 60.8514 | 60.3567
2022-09-09 16:00 | 60.8264 | 64.8803
2022-09-09 17:00 | 60.9399 | 68.6921
2022-09-09 18:00 | 59.0365 | 66.5561
2022-09-09 19:00 | 57.0368 | 65.3769
2022-09-09 20:00 | 54.8167 | 63.2883
2022-09-09 21:00 | 51.4146 | 58.7492
2022-09-09 22:00 | 46.7814 | 53.7528
2022-09-09 23:00 | 41.7717 | 49.0442
2022-09-10 | 38.8837 | 45.6251
2022-09-10 01:00 | 34.9975 | 41.3028
2022-09-10 02:00 | 33.3354 | 39.7275
2022-09-10 03:00 | 32.2807 | 38.6269
2022-09-10 04:00 | 31.5986 | 37.4434
2022-09-10 05:00 | 31.9241 | 38.7843
2022-09-10 06:00 | 33.8866 | 41.925
2022-09-10 07:00 | 37.1282 | 43.7659
2022-09-10 08:00 | 40.5613 | 45.5702
2022-09-10 09:00 | 42.5701 | 46.8237
2022-09-10 10:00 | 43.7269 | 45.6489
2022-09-10 11:00 | 43.4725 | 46.4933
2022-09-10 12:00 | 42.0877 | 48.5511
2022-09-10 13:00 | 41.21 | 48.1538
2022-09-10 14:00 | 40.0319 | 47.9681
2022-09-10 15:00 | 39.9527 | 48.8757
2022-09-10 16:00 | 40.8201 | 52.2599
2022-09-10 17:00 | 41.6766 | 56.427
2022-09-10 18:00 | 41.1605 | 57.8198
2022-09-10 19:00 | 39.5921 | 56.3537
2022-09-10 20:00 | 37.4877 | 54.0777
2022-09-10 21:00 | 34.5174 | 50.6655
2022-09-10 22:00 | 31.9107 | 47.0506
2022-09-10 23:00 | 29.1789 | 43.5355
2022-09-11 | 27.7871 | 40.7883
2022-09-11 01:00 | 26.5506 | 39.0705
2022-09-11 02:00 | 26.1206 | 38.003
2022-09-11 03:00 | 25.9731 | 37.3643
2022-09-11 04:00 | 25.9718 | 36.3041
2022-09-11 05:00 | 26.7496 | 37.2155
2022-09-11 06:00 | 28.819 | 39.3064
2022-09-11 07:00 | 30.7539 | 40.0824
2022-09-11 08:00 | 32.6375 | 41.1959
2022-09-11 09:00 | 34.2798 | 43.2938
2022-09-11 10:00 | 35.4865 | 41.6322
2022-09-11 11:00 | 36.1294 | 42.612
2022-09-11 12:00 | 36.8489 | 40.4088
2022-09-11 13:00 | 37.3623 | 40.7453
2022-09-11 14:00 | 37.1015 | 41.2341
2022-09-11 15:00 | 37.8623 | 43.6005
2022-09-11 16:00 | 39.7336 | 47.4859
2022-09-11 17:00 | 41.5087 | 52.2471
2022-09-11 18:00 | 39.8747 | 54.9695
2022-09-11 19:00 | 38.1664 | 54.42
2022-09-11 20:00 | 36.5362 | 53.4576
2022-09-11 21:00 | 34.2542 | 50.2459
2022-09-11 22:00 | 31.8403 | 47.169
2022-09-11 23:00 | 29.201 | 44.0519
2022-09-12 | 28.3293 | 40.8997
2022-09-12 01:00 | 27.876 | 39.611
2022-09-12 02:00 | 27.6364 | 39.154
2022-09-12 03:00 | 27.661 | 39.1485
2022-09-12 04:00 | 28.0241 | 39.0815
2022-09-12 05:00 | 29.9192 | 41.0151
2022-09-12 06:00 | 34.686 | 46.7459
2022-09-12 07:00 | 39.273 | 50.6271
2022-09-12 08:00 | 41.9938 | 50.7832
2022-09-12 09:00 | 43.2972 | 49.9085
2022-09-12 10:00 | 44.4401 | 48.1161
2022-09-12 11:00 | 44.5043 | 48.5723
2022-09-12 12:00 | 44.4198 | 48.7736
2022-09-12 13:00 | 44.9787 | 49.2529
2022-09-12 14:00 | 44.9682 | 48.1438
2022-09-12 15:00 | 45.3771 | 49.4218
2022-09-12 16:00 | 46.384 | 54.2226
2022-09-12 17:00 | 47.1736 | 58.0581
2022-09-12 18:00 | 46.1087 | 60.0129
2022-09-12 19:00 | 44.2411 | 59.7917
2022-09-12 20:00 | 42.6808 | 58.5622
2022-09-12 21:00 | 39.2299 | 54.5381
2022-09-12 22:00 | 35.5205 | 50.0072
2022-09-12 23:00 | 31.9308 | 46.3587
2022-09-13 | 29.8927 | 42.6899
2022-09-13 01:00 | 27.8402 | 41.3875
2022-09-13 02:00 | 27.6895 | 40.2835
2022-09-13 03:00 | 27.8612 | 40.212
2022-09-13 04:00 | 28.4284 | 40.1619
2022-09-13 05:00 | 30.5711 | 41.9411
2022-09-13 06:00 | 35.6044 | 47.2103
2022-09-13 07:00 | 40.2115 | 51.4225
2022-09-13 08:00 | 42.2025 | 51.0248
2022-09-13 09:00 | 42.4724 | 48.9761
2022-09-13 10:00 | 42.5838 | 47.0801
2022-09-13 11:00 | 41.9635 | 47.0013
2022-09-13 12:00 | 41.649 | 44.8461
2022-09-13 13:00 | 42.1539 | 45.715
2022-09-13 14:00 | 41.8499 | 45.2911
2022-09-13 15:00 | 42.3516 | 48.1755
2022-09-13 16:00 | 43.1378 | 54.539
2022-09-13 17:00 | 44.2533 | 59.9836
2022-09-13 18:00 | 43.194 | 61.2279
2022-09-13 19:00 | 41.99 | 61.2067
2022-09-13 20:00 | 41.0924 | 59.9062
2022-09-13 21:00 | 38.383 | 56.0341
2022-09-13 22:00 | 35.018 | 51.3696
2022-09-13 23:00 | 31.6261 | 47.4522
2022-09-14 | 29.7247 | 43.6341
2022-09-14 01:00 | 28.4355 | 40.8739
2022-09-14 02:00 | 28.3089 | 39.6508
2022-09-14 03:00 | 28.4873 | 39.2414
2022-09-14 04:00 | 29.0429 | 38.9211
2022-09-14 05:00 | 31.1581 | 40.4807
2022-09-14 06:00 | 35.7883 | 46.1861
2022-09-14 07:00 | 40.0554 | 51.2956
2022-09-14 08:00 | 41.5501 | 52.3654
2022-09-14 09:00 | 41.2368 | 52.1228
2022-09-14 10:00 | 41.0282 | 51.1456
2022-09-14 11:00 | 40.4649 | 51.5015
2022-09-14 12:00 | 40.3551 | 49.2123
2022-09-14 13:00 | 40.637 | 49.9079
2022-09-14 14:00 | 40.1821 | 50.1856
2022-09-14 15:00 | 40.5325 | 52.8394
2022-09-14 16:00 | 41.3675 | 58.8263
2022-09-14 17:00 | 42.5052 | 64.8565
2022-09-14 18:00 | 41.3506 | 66.3198
2022-09-14 19:00 | 40.3734 | 66.512
2022-09-14 20:00 | 39.6805 | 64.4246
2022-09-14 21:00 | 37.1424 | 59.6496
2022-09-14 22:00 | 33.9552 | 54.4832
2022-09-14 23:00 | 30.8262 | 49.5512
2022-09-15 | 29.2981 | 47.4282
2022-09-15 01:00 | 27.9306 | 45.1413
2022-09-15 02:00 | 27.7267 | 43.5918
2022-09-15 03:00 | 27.9135 | 43.1353
2022-09-15 04:00 | 28.4281 | 42.6815
2022-09-15 05:00 | 30.5525 | 44.1879
2022-09-15 06:00 | 35.1376 | 50.0314
2022-09-15 07:00 | 39.3752 | 54.9897
2022-09-15 08:00 | 40.5611 | 55.6173
2022-09-15 09:00 | 40.0775 | 55.9051
2022-09-15 10:00 | 39.5461 | 55.255
2022-09-15 11:00 | 38.7062 | 56.0636
2022-09-15 12:00 | 38.2898 | 56.3167
2022-09-15 13:00 | 38.5403 | 57.0255
2022-09-15 14:00 | 38.4887 | 56.5614
2022-09-15 15:00 | 38.9364 | 59.6439
2022-09-15 16:00 | 39.7111 | 65.848
2022-09-15 17:00 | 40.5543 | 71.225
2022-09-15 18:00 | 40.2463 | 72.5211
2022-09-15 19:00 | 39.9127 | 71.7876
2022-09-15 20:00 | 39.4674 | 69.6644
2022-09-15 21:00 | 36.9834 | 64.5959
2022-09-15 22:00 | 33.87 | 59.1392
2022-09-15 23:00 | 30.7431 | 54.6612
2022-09-16 | 28.8161 | 50.8228
2022-09-16 01:00 | 28.1317 | 48.2461
2022-09-16 02:00 | 27.8858 | 46.372
2022-09-16 03:00 | 28.0218 | 45.3983
2022-09-16 04:00 | 28.4824 | 44.9192
2022-09-16 05:00 | 30.5117 | 45.862
2022-09-16 06:00 | 34.5764 | 51.7193
2022-09-16 07:00 | 39.1019 | 57.3335
2022-09-16 08:00 | 40.3977 | 59.0876
2022-09-16 09:00 | 40.4451 | 60.8507
2022-09-16 10:00 | 40.3634 | 61.2589
2022-09-16 11:00 | 40.1329 | 62.7919
2022-09-16 12:00 | 37.9391 | 64.1721
2022-09-16 13:00 | 38.2577 | 65.2285
2022-09-16 14:00 | 38.1786 | 65.761
2022-09-16 15:00 | 38.4063 | 68.5293
2022-09-16 16:00 | 38.9566 | 74.6968
2022-09-16 17:00 | 39.613 | 79.3199
2022-09-16 18:00 | 38.9524 | 80.0594
2022-09-16 19:00 | 38.4633 | 79.4784
2022-09-16 20:00 | 37.751 | 75.8941
2022-09-16 21:00 | 35.0701 | 69.9678
2022-09-16 22:00 | 31.9831 | 63.6207
2022-09-16 23:00 | 28.9461 | 58.1996
2022-09-17 | 27.5597 | 54.2823
2022-09-17 01:00 | 26.4799 | 49.3935
2022-09-17 02:00 | 26.1168 | 46.701
2022-09-17 03:00 | 26.1158 | 45.3323
2022-09-17 04:00 | 26.436 | 44.2753
2022-09-17 05:00 | 27.655 | 44.6737
2022-09-17 06:00 | 30.1696 | 48.4067
2022-09-17 07:00 | 33.0012 | 51.889
2022-09-17 08:00 | 35.2354 | 55.2265
2022-09-17 09:00 | 36.7446 | 58.34
2022-09-17 10:00 | 37.1812 | 61.1695
2022-09-17 11:00 | 36.4926 | 63.0531
2022-09-17 12:00 | 35.9901 | 64.8177
2022-09-17 13:00 | 35.6634 | 66.2018
2022-09-17 14:00 | 35.0971 | 66.8697
2022-09-17 15:00 | 35.2333 | 70.2525
2022-09-17 16:00 | 36.6378 | 75.4455
2022-09-17 17:00 | 38.2354 | 80.0002
2022-09-17 18:00 | 37.8775 | 80.4694
2022-09-17 19:00 | 36.5604 | 78.4186
2022-09-17 20:00 | 35.2859 | 74.1565
2022-09-17 21:00 | 32.707 | 68.76
2022-09-17 22:00 | 30.257 | 63.3495
2022-09-17 23:00 | 27.9473 | 58.6361
2022-09-18 | 26.5627 | 54.8579
2022-09-18 01:00 | 25.8662 | 49.6437
2022-09-18 02:00 | 25.558 | 46.8843
2022-09-18 03:00 | 25.5519 | 45.0752
2022-09-18 04:00 | 25.6806 | 43.7314
2022-09-18 05:00 | 26.6945 | 43.7047
2022-09-18 06:00 | 28.382 | 47.3553
2022-09-18 07:00 | 30.58 | 50.3476
2022-09-18 08:00 | 32.7055 | 52.6449
2022-09-18 09:00 | 33.5928 | 55.5215
2022-09-18 10:00 | 33.4888 | 58.3762
2022-09-18 11:00 | 33.372 | 60.8517
2022-09-18 12:00 | 33.2495 | 61.7833
2022-09-18 13:00 | 33.0602 | 63.5685
2022-09-18 14:00 | 32.6096 | 64.8576
2022-09-18 15:00 | 33.3015 | 69.7621
2022-09-18 16:00 | 35.0913 | 75.7711
2022-09-18 17:00 | 37.2638 | 81.2517
2022-09-18 18:00 | 37.271 | 81.1203
2022-09-18 19:00 | 36.7726 | 79.3367
2022-09-18 20:00 | 35.7495 | 75.3103
2022-09-18 21:00 | 33.3392 | 69.6926
2022-09-18 22:00 | 30.7119 | 63.9678
2022-09-18 23:00 | 28.2601 | 58.9828
2022-09-19 | 26.668 | 55.1848
2022-09-19 01:00 | 26.3387 | 52.1522
2022-09-19 02:00 | 26.3262 | 49.6228
2022-09-19 03:00 | 26.65 | 48.3761
2022-09-19 04:00 | 27.3365 | 47.7308
2022-09-19 05:00 | 29.544 | 49.1858
2022-09-19 06:00 | 33.9987 | 54.829
2022-09-19 07:00 | 38.4864 | 60.5808
2022-09-19 08:00 | 39.88 | 63.1286
2022-09-19 09:00 | 39.8723 | 65.1689
2022-09-19 10:00 | 40.0839 | 65.8889
2022-09-19 11:00 | 39.9977 | 68.0472
2022-09-19 12:00 | 38.5133 | 71.0042
2022-09-19 13:00 | 38.765 | 72.8532
2022-09-19 14:00 | 38.5394 | 72.6579
2022-09-19 15:00 | 39.1514 | 75.1399
2022-09-19 16:00 | 40.3166 | 80.6035
2022-09-19 17:00 | 41.5303 | 84.8903
2022-09-19 18:00 | 41.2846 | 84.8685
2022-09-19 19:00 | 40.772 | 83.0839
2022-09-19 20:00 | 39.9117 | 78.9494
2022-09-19 21:00 | 37.1416 | 72.7702
2022-09-19 22:00 | 33.8665 | 65.7599
2022-09-19 23:00 | 30.6659 | 60.0547
2022-09-20 | 28.4292 | 56.3166
2022-09-20 01:00 | 28.0198 | 50.918
2022-09-20 02:00 | 27.895 | 47.9878
2022-09-20 03:00 | 28.1332 | 46.5937
2022-09-20 04:00 | 28.8071 | 45.9004
2022-09-20 05:00 | 31.0078 | 47.1162
2022-09-20 06:00 | 35.5245 | 54.9316
2022-09-20 07:00 | 40.0415 | 60.5417
2022-09-20 08:00 | 41.5213 | 63.026
2022-09-20 09:00 | 41.068 | 64.8401
2022-09-20 10:00 | 40.5536 | 65.1546
2022-09-20 11:00 | 39.66 | 66.0398
2022-09-20 12:00 | 39.1757 | 69.034
2022-09-20 13:00 | 39.3671 | 69.4585
2022-09-20 14:00 | 39.1293 | 67.568
2022-09-20 15:00 | 39.5901 | 69.6559
2022-09-20 16:00 | 40.6411 | 74.0105
2022-09-20 17:00 | 41.9628 | 76.866
2022-09-20 18:00 | 42.0011 | 75.844
2022-09-20 19:00 | 41.4362 | 74.1205
2022-09-20 20:00 | 40.616 | 70.4862
2022-09-20 21:00 | 37.8382 | 64.4763
2022-09-20 22:00 | 34.5706 | 58.695
2022-09-20 23:00 | 31.4154 | 53.7268
2022-09-21 | 29.6542 | 52.8189
2022-09-21 01:00 | 28.8326 | 47.0646
2022-09-21 02:00 | 28.6804 | 44.4721
2022-09-21 03:00 | 28.8937 | 43.342
2022-09-21 04:00 | 29.5245 | 42.7936
2022-09-21 05:00 | 31.6769 | 43.9668
2022-09-21 06:00 | 35.8686 | 50.0996
2022-09-21 07:00 | 40.5585 | 55.1964
2022-09-21 08:00 | 42.3025 | 56.7599
2022-09-21 09:00 | 42.782 | 57.5281
2022-09-21 10:00 | 42.7047 | 56.1958
2022-09-21 11:00 | 42.1375 | 55.9176
2022-09-21 12:00 | 41.6688 | 55.8625
2022-09-21 13:00 | 42.1437 | 55.9027
2022-09-21 14:00 | 41.7119 | 53.5145
2022-09-21 15:00 | 42.0177 | 54.9698
2022-09-21 16:00 | 42.8331 | 59.1213
2022-09-21 17:00 | 43.7465 | 63.5943
2022-09-21 18:00 | 40.9093 | 66.3542
2022-09-21 19:00 | 40.7624 | 65.849
2022-09-21 20:00 | 40.0427 | 63.0056
2022-09-21 21:00 | 37.4027 | 58.285
2022-09-21 22:00 | 34.2156 | 52.8629
2022-09-21 23:00 | 31.0928 | 48.2377
2022-09-22 | 29.3037 | 45.2276
2022-09-22 01:00 | 28.6628 | 41.3252
2022-09-22 02:00 | 28.4738 | 39.899
2022-09-22 03:00 | 28.6492 | 39.3123
2022-09-22 04:00 | 29.2893 | 38.9859
2022-09-22 05:00 | 31.4398 | 40.7533
2022-09-22 06:00 | 35.8163 | 47.5559
2022-09-22 07:00 | 40.4668 | 52.5533
2022-09-22 08:00 | 42.3965 | 53.4453
2022-09-22 09:00 | 43.2314 | 54.1696
2022-09-22 10:00 | 43.483 | 53.2805
2022-09-22 11:00 | 42.912 | 53.5527
2022-09-22 12:00 | 39.853 | 51.8475
2022-09-22 13:00 | 39.9505 | 52.7051
2022-09-22 14:00 | 39.625 | 51.2361
2022-09-22 15:00 | 39.8146 | 53.8841
2022-09-22 16:00 | 40.7007 | 59.0415
2022-09-22 17:00 | 41.7173 | 62.573
2022-09-22 18:00 | 41.2612 | 64.0254
2022-09-22 19:00 | 41.2506 | 64.1602
2022-09-22 20:00 | 40.4845 | 62.2516
2022-09-22 21:00 | 37.8163 | 57.6633
2022-09-22 22:00 | 34.7276 | 52.4504
2022-09-22 23:00 | 31.6323 | 48.5575
2022-09-23 | 29.5919 | 45.2485
2022-09-23 01:00 | 28.7372 | 45.8524
2022-09-23 02:00 | 28.4946 | 45.0048
2022-09-23 03:00 | 28.632 | 44.5722
2022-09-23 04:00 | 29.2573 | 44.3597
2022-09-23 05:00 | 31.394 | 45.5517
2022-09-23 06:00 | 35.5511 | 52.42
2022-09-23 07:00 | 40.0477 | 57.335
2022-09-23 08:00 | 41.6207 | 57.9984
2022-09-23 09:00 | 41.9577 | 59.4289
2022-09-23 10:00 | 41.9763 | 59.2174
2022-09-23 11:00 | 41.14 | 60.266
2022-09-23 12:00 | 38.1143 | 65.1476
2022-09-23 13:00 | 38.1186 | 66.7834
2022-09-23 14:00 | 37.7552 | 66.6425
2022-09-23 15:00 | 37.6194 | 69.6988
2022-09-23 16:00 | 38.1192 | 74.2584
2022-09-23 17:00 | 39.0727 | 76.3566
2022-09-23 18:00 | 39.2607 | 73.5509
2022-09-23 19:00 | 38.8801 | 73.1249
2022-09-23 20:00 | 37.7823 | 70.3125
2022-09-23 21:00 | 34.9687 | 64.2895
2022-09-23 22:00 | 31.8584 | 58.7777
2022-09-23 23:00 | 28.8583 | 54.1513
2022-09-24 | 27.4273 | 53.7246
2022-09-24 01:00 | 27.0998 | 48.4665
2022-09-24 02:00 | 26.7412 | 45.5718
2022-09-24 03:00 | 26.7003 | 43.2794
2022-09-24 04:00 | 27.0636 | 41.6734
2022-09-24 05:00 | 28.3037 | 41.5245
2022-09-24 06:00 | 30.6835 | 43.0791
2022-09-24 07:00 | 33.4818 | 45.4123
2022-09-24 08:00 | 35.1251 | 47.931
2022-09-24 09:00 | 36.6162 | 47.9358
2022-09-24 10:00 | 37.322 | 46.4387
2022-09-24 11:00 | 37.2701 | 46.2656
2022-09-24 12:00 | 35.8724 | 48.2086
2022-09-24 13:00 | 35.8075 | 46.3146
2022-09-24 14:00 | 35.1455 | 45.5464
2022-09-24 15:00 | 35.4945 | 45.9649
2022-09-24 16:00 | 36.8732 | 49.1062
2022-09-24 17:00 | 38.2916 | 52.9151
2022-09-24 18:00 | 38.0082 | 53.3917
2022-09-24 19:00 | 37.4118 | 52.9237
2022-09-24 20:00 | 35.9294 | 49.5516
2022-09-24 21:00 | 33.1263 | 46.1641
2022-09-24 22:00 | 30.7072 | 42.6053
2022-09-24 23:00 | 28.4532 | 39.526
2022-09-25 | 26.8317 | 36.541
2022-09-25 01:00 | 26.9196 | 36.578
2022-09-25 02:00 | 26.5441 | 36.3714
2022-09-25 03:00 | 26.4876 | 35.9824
2022-09-25 04:00 | 26.9316 | 34.7516
2022-09-25 05:00 | 28.0618 | 35.521
2022-09-25 06:00 | 30.5556 | 38.3186
2022-09-25 07:00 | 33.0115 | 39.8154
2022-09-25 08:00 | 34.2012 | 39.285
2022-09-25 09:00 | 35.5475 | 39.6897
2022-09-25 10:00 | 36.5787 | 37.6411
2022-09-25 11:00 | 37.2729 | 38.0074
2022-09-25 12:00 | 39.3121 | 41.7332
2022-09-25 13:00 | 39.6919 | 42.4941
2022-09-25 14:00 | 39.0574 | 41.1387
2022-09-25 15:00 | 38.7885 | 43.6245
2022-09-25 16:00 | 40.284 | 47.6863
2022-09-25 17:00 | 41.5698 | 51.4673
2022-09-25 18:00 | 40.8409 | 53.5405
2022-09-25 19:00 | 39.6781 | 53.8533
2022-09-25 20:00 | 38.3255 | 52.4012
2022-09-25 21:00 | 35.7365 | 49.7425
2022-09-25 22:00 | 33.1738 | 46.5114
2022-09-25 23:00 | 30.5667 | 43.4627
2022-09-26 | 29.3144 | 41.1469
2022-09-26 01:00 | 27.9619 | 40.3075
2022-09-26 02:00 | 27.5275 | 39.6112
2022-09-26 03:00 | 27.4549 | 39.308
2022-09-26 04:00 | 27.8442 | 39.2361
2022-09-26 05:00 | 29.797 | 41.2296
2022-09-26 06:00 | 34.8013 | 47.5636
2022-09-26 07:00 | 39.3741 | 51.8589
2022-09-26 08:00 | 40.7706 | 52.9699
2022-09-26 09:00 | 41.4907 | 53.2101
2022-09-26 10:00 | 41.8663 | 51.9511
2022-09-26 11:00 | 41.5414 | 52.3496
2022-09-26 12:00 | 39.8586 | 49.3673
2022-09-26 13:00 | 40.3627 | 50.5683
2022-09-26 14:00 | 40.2787 | 50.0168
2022-09-26 15:00 | 40.9003 | 52.0526
2022-09-26 16:00 | 42.0787 | 57.0649
2022-09-26 17:00 | 42.8278 | 60.6505
2022-09-26 18:00 | 42.1563 | 61.8361
2022-09-26 19:00 | 41.8955 | 61.7602
2022-09-26 20:00 | 40.6816 | 59.857
2022-09-26 21:00 | 37.279 | 55.47
2022-09-26 22:00 | 33.8675 | 50.0884
2022-09-26 23:00 | 30.4434 | 46.5651
2022-09-27 | 28.9611 | 43.0014
2022-09-27 01:00 | 27.7381 | 42.5631
2022-09-27 02:00 | 27.4437 | 41.451
2022-09-27 03:00 | 27.5425 | 41.3187
2022-09-27 04:00 | 28.1394 | 41.0285
2022-09-27 05:00 | 30.2692 | 42.6687
2022-09-27 06:00 | 34.9396 | 48.1333
2022-09-27 07:00 | 39.1705 | 53.2671
2022-09-27 08:00 | 40.3305 | 53.2596
2022-09-27 09:00 | 40.5169 | 52.041
2022-09-27 10:00 | 40.8855 | 49.65
2022-09-27 11:00 | 40.8268 | 50.1239
2022-09-27 12:00 | 40.2031 | 50.8985
2022-09-27 13:00 | 40.6258 | 51.894
2022-09-27 14:00 | 40.527 | 51.482
2022-09-27 15:00 | 41.0952 | 54.4378
2022-09-27 16:00 | 41.8967 | 60.4491
2022-09-27 17:00 | 42.4848 | 65.1344
2022-09-27 18:00 | 42.2352 | 64.9
2022-09-27 19:00 | 42.0874 | 64.6292
2022-09-27 20:00 | 40.7089 | 62.9698
2022-09-27 21:00 | 37.4664 | 59.3332
2022-09-27 22:00 | 34.1294 | 54.2348
2022-09-27 23:00 | 30.732 | 50.6221
2022-09-28 | 28.556 | 45.504
2022-09-28 01:00 | 28.2649 | 43.711
2022-09-28 02:00 | 28.0309 | 41.7272
2022-09-28 03:00 | 28.0783 | 40.8668
2022-09-28 04:00 | 28.6175 | 40.3014
2022-09-28 05:00 | 30.7328 | 41.7319
2022-09-28 06:00 | 35.5278 | 48.4871
2022-09-28 07:00 | 39.831 | 53.5514
2022-09-28 08:00 | 40.7053 | 54.3409
2022-09-28 09:00 | 40.7663 | 54.8175
2022-09-28 10:00 | 40.8192 | 52.106
2022-09-28 11:00 | 40.6896 | 52.1253
2022-09-28 12:00 | 39.8691 | 46.1829
2022-09-28 13:00 | 40.7681 | 46.1667
2022-09-28 14:00 | 40.8751 | 44.8703
2022-09-28 15:00 | 41.7921 | 47.2436
2022-09-28 16:00 | 42.8138 | 52.075
2022-09-28 17:00 | 43.4474 | 56.8385
2022-09-28 18:00 | 42.8815 | 60.1212
2022-09-28 19:00 | 42.7708 | 60.6745
2022-09-28 20:00 | 41.3987 | 58.5337
2022-09-28 21:00 | 38.2212 | 54.2901
2022-09-28 22:00 | 34.8445 | 49.3384
2022-09-28 23:00 | 31.2881 | 45.1006
2022-09-29 | 29.3073 | 43.3265
2022-09-29 01:00 | 28.1632 | 38.4075
2022-09-29 02:00 | 27.9315 | 37.3881
2022-09-29 03:00 | 28.0449 | 37.3239
2022-09-29 04:00 | 28.724 | 36.8531
2022-09-29 05:00 | 30.9175 | 39.0899
2022-09-29 06:00 | 35.3779 | 44.7286
2022-09-29 07:00 | 39.5203 | 50.9878
2022-09-29 08:00 | 40.5194 | 53.3135
2022-09-29 09:00 | 40.3694 | 54.7005
2022-09-29 10:00 | 40.6393 | 53.8575
2022-09-29 11:00 | 40.4126 | 53.1029
2022-09-29 12:00 | 39.6202 | 51.0043
2022-09-29 13:00 | 39.8444 | 50.4014
2022-09-29 14:00 | 39.6075 | 48.5462
2022-09-29 15:00 | 40.0064 | 50.1434
2022-09-29 16:00 | 41.1489 | 54.3644
2022-09-29 17:00 | 41.9281 | 57.7738
2022-09-29 18:00 | 42.4212 | 59.6866
2022-09-29 19:00 | 42.4145 | 59.8421
2022-09-29 20:00 | 41.1887 | 57.3226
2022-09-29 21:00 | 38.1328 | 53.0171
2022-09-29 22:00 | 34.9611 | 48.569
2022-09-29 23:00 | 31.7109 | 44.8838
2022-09-30 | 29.1913 | 41.1171
2022-09-30 01:00 | 28.9815 | 38.2743
2022-09-30 02:00 | 28.7462 | 37.2202
2022-09-30 03:00 | 28.8653 | 36.8822
2022-09-30 04:00 | 29.5788 | 36.9185
2022-09-30 05:00 | 31.7714 | 38.6169
2022-09-30 06:00 | 36.2248 | 45.0758
2022-09-30 07:00 | 40.4829 | 50.1307
2022-09-30 08:00 | 41.2476 | 50.3503
2022-09-30 09:00 | 40.5986 | 50.3603
2022-09-30 10:00 | 40.0154 | 48.0124
2022-09-30 11:00 | 39.1389 | 47.4028
2022-09-30 12:00 | 39.1917 | 45.3097
2022-09-30 13:00 | 39.6198 | 45.9265
2022-09-30 14:00 | 39.2017 | 43.695
2022-09-30 15:00 | 39.19 | 45.6183
2022-09-30 16:00 | 39.7025 | 50.3347
2022-09-30 17:00 | 40.4422 | 54.1605
2022-09-30 18:00 | 41.2036 | 57.7912
2022-09-30 19:00 | 41.0951 | 58.4608
2022-09-30 20:00 | 39.5005 | 56.3232
2022-09-30 21:00 | 36.4977 | 52.1437
2022-09-30 22:00 | 33.282 | 47.4357
2022-09-30 23:00 | 30.0654 | 44.1924
2022-10-01 | 28.0308 | 40.8517
2022-10-01 01:00 | 27.1967 | 37.6855
2022-10-01 02:00 | 26.8306 | 36.7726
2022-10-01 03:00 | 26.7721 | 35.6688
2022-10-01 04:00 | 27.213 | 35.0902
2022-10-01 05:00 | 28.3148 | 36.6045
2022-10-01 06:00 | 30.0773 | 39.8272
2022-10-01 07:00 | 33.4984 | 42.5344
2022-10-01 08:00 | 36.484 | 45.2914
2022-10-01 09:00 | 38.2695 | 46.229
2022-10-01 10:00 | 39.2815 | 45.4191
2022-10-01 11:00 | 38.9771 | 43.2571
2022-10-01 12:00 | 36.6763 | 39.5327
2022-10-01 13:00 | 35.6299 | 37.852
2022-10-01 14:00 | 34.4503 | 37.275
2022-10-01 15:00 | 33.9355 | 39.0442
2022-10-01 16:00 | 34.9829 | 42.3078
2022-10-01 17:00 | 36.6409 | 47.2848
2022-10-01 18:00 | 36.9164 | 48.5366
2022-10-01 19:00 | 37.3186 | 49.206
2022-10-01 20:00 | 34.8961 | 46.8313
2022-10-01 21:00 | 32.5248 | 44.7915
2022-10-01 22:00 | 30.4095 | 42.139
2022-10-01 23:00 | 28.3331 | 40.2806
2022-10-02 | 26.5781 | 37.691
2022-10-02 01:00 | 25.9612 | 35.6394
2022-10-02 02:00 | 25.6617 | 34.9413
2022-10-02 03:00 | 25.6675 | 34.4859
2022-10-02 04:00 | 26.1236 | 33.8128
2022-10-02 05:00 | 27.1886 | 35.365
2022-10-02 06:00 | 28.5431 | 38.443
2022-10-02 07:00 | 31.7406 | 40.4044
2022-10-02 08:00 | 33.3698 | 41.2543
2022-10-02 09:00 | 34.241 | 42.0578
2022-10-02 10:00 | 34.6354 | 41.2487
2022-10-02 11:00 | 34.9834 | 42.0726
2022-10-02 12:00 | 33.5122 | 37.9364
2022-10-02 13:00 | 33.862 | 37.653
2022-10-02 14:00 | 33.2486 | 37.3212
2022-10-02 15:00 | 33.8711 | 40.5844
2022-10-02 16:00 | 35.7645 | 44.2481
2022-10-02 17:00 | 37.8167 | 49.5219
2022-10-02 18:00 | 38.4863 | 53.6562
2022-10-02 19:00 | 38.598 | 53.7957
2022-10-02 20:00 | 36.4497 | 50.5668
2022-10-02 21:00 | 33.6802 | 47.4759
2022-10-02 22:00 | 31.1075 | 44.6769
2022-10-02 23:00 | 28.6717 | 42.4449
2022-10-03 | 27.2345 | 39.7381
2022-10-03 01:00 | 26.3897 | 37.0659
2022-10-03 02:00 | 26.2813 | 36.7035
2022-10-03 03:00 | 26.4925 | 36.7257
2022-10-03 04:00 | 27.3051 | 36.8712
2022-10-03 05:00 | 29.3419 | 39.4881
2022-10-03 06:00 | 33.5615 | 45.6376
2022-10-03 07:00 | 38.5313 | 51.6425
2022-10-03 08:00 | 39.9983 | 53.9327
2022-10-03 09:00 | 39.9444 | 55.1534
2022-10-03 10:00 | 40.319 | 55.7831
2022-10-03 11:00 | 40.3686 | 55.5138
2022-10-03 12:00 | 37.492 | 54.8502
2022-10-03 13:00 | 37.2692 | 54.8741
2022-10-03 14:00 | 36.8449 | 53.197
2022-10-03 15:00 | 36.96 | 54.2998
2022-10-03 16:00 | 37.9869 | 56.9863
2022-10-03 17:00 | 39.2487 | 59.6894
2022-10-03 18:00 | 40.6199 | 59.2649
2022-10-03 19:00 | 41.1504 | 59.1513
2022-10-03 20:00 | 39.472 | 55.49
2022-10-03 21:00 | 36.6084 | 51.5302
2022-10-03 22:00 | 33.4402 | 47.2075
2022-10-03 23:00 | 30.3414 | 43.8399
2022-10-04 | 28.6056 | 41.295
2022-10-04 01:00 | 27.5295 | 40.0029
2022-10-04 02:00 | 27.3562 | 39.0185
2022-10-04 03:00 | 27.5645 | 38.7927
2022-10-04 04:00 | 28.3962 | 38.7018
2022-10-04 05:00 | 30.5291 | 41.5171
2022-10-04 06:00 | 34.8546 | 46.8372
2022-10-04 07:00 | 39.681 | 53.2927
2022-10-04 08:00 | 40.7909 | 55.8618
2022-10-04 09:00 | 40.3185 | 56.2977
2022-10-04 10:00 | 40.0828 | 54.9653
2022-10-04 11:00 | 40.0031 | 54.5317
2022-10-04 12:00 | 39.0531 | 50.4936
2022-10-04 13:00 | 39.3073 | 49.7824
2022-10-04 14:00 | 38.96 | 48.4372
2022-10-04 15:00 | 39.084 | 49.7806
2022-10-04 16:00 | 39.7883 | 53.1446
2022-10-04 17:00 | 40.8745 | 56.4562
2022-10-04 18:00 | 41.7574 | 55.5233
2022-10-04 19:00 | 41.7631 | 56.697
2022-10-04 20:00 | 39.8205 | 54.5495
2022-10-04 21:00 | 36.9444 | 51.2748
2022-10-04 22:00 | 33.6754 | 47.0911
2022-10-04 23:00 | 30.4625 | 43.9239
2022-10-05 | 29.1549 | 41.2865
2022-10-05 01:00 | 28.2409 | 40.5585
2022-10-05 02:00 | 28.1026 | 39.4378
2022-10-05 03:00 | 28.3049 | 38.8582
2022-10-05 04:00 | 29.1312 | 38.8447
2022-10-05 05:00 | 31.2238 | 41.4292
2022-10-05 06:00 | 35.3667 | 46.5539
2022-10-05 07:00 | 40.6054 | 52.9012
2022-10-05 08:00 | 42.5762 | 54.7286
2022-10-05 09:00 | 42.8718 | 54.9015
2022-10-05 10:00 | 43.0768 | 53.2646
2022-10-05 11:00 | 42.5941 | 52.4577
2022-10-05 12:00 | 41.4527 | 49.1629
2022-10-05 13:00 | 41.7403 | 48.9966
2022-10-05 14:00 | 41.0885 | 48.0774
2022-10-05 15:00 | 41.1139 | 49.6556
2022-10-05 16:00 | 41.7115 | 52.9881
2022-10-05 17:00 | 42.4978 | 57.0934
2022-10-05 18:00 | 42.7188 | 57.0243
2022-10-05 19:00 | 42.3531 | 58.3661
2022-10-05 20:00 | 40.1382 | 56.2871
2022-10-05 21:00 | 37.2802 | 52.9777
2022-10-05 22:00 | 34.0659 | 48.3989
2022-10-05 23:00 | 30.878 | 44.8066
2022-10-06 | 29.0079 | 42.3439
2022-10-06 01:00 | 28.6009 | 41.5989
2022-10-06 02:00 | 28.4603 | 40.1698
2022-10-06 03:00 | 28.6699 | 39.7611
2022-10-06 04:00 | 29.5349 | 39.5375
2022-10-06 05:00 | 31.5974 | 41.7077
2022-10-06 06:00 | 35.7034 | 49.2595
2022-10-06 07:00 | 41.0091 | 54.685
2022-10-06 08:00 | 43.1225 | 55.2572
2022-10-06 09:00 | 43.2527 | 55.19
2022-10-06 10:00 | 43.0756 | 52.4018
2022-10-06 11:00 | 42.133 | 51.9301
2022-10-06 12:00 | 42.3547 | 41.9586
2022-10-06 13:00 | 42.5312 | 41.2363
2022-10-06 14:00 | 42.0456 | 39.2678
2022-10-06 15:00 | 42.0474 | 41.3957
2022-10-06 16:00 | 42.712 | 45.9719
2022-10-06 17:00 | 43.3569 | 51.9376
2022-10-06 18:00 | 41.4993 | 55.8238
2022-10-06 19:00 | 42.1461 | 57.5339
2022-10-06 20:00 | 40.5832 | 55.7159
2022-10-06 21:00 | 38.0297 | 52.1367
2022-10-06 22:00 | 35.0513 | 47.5996
2022-10-06 23:00 | 31.9837 | 43.8788
2022-10-07 | 30.3701 | 42.6403
2022-10-07 01:00 | 29.2395 | 38.3958
2022-10-07 02:00 | 29.0241 | 37.3934
2022-10-07 03:00 | 29.2332 | 37.2153
2022-10-07 04:00 | 30.0743 | 36.9967
2022-10-07 05:00 | 32.1442 | 39.4647
2022-10-07 06:00 | 36.0223 | 45.3558
2022-10-07 07:00 | 40.9249 | 51.6976
2022-10-07 08:00 | 42.3532 | 54.1151
2022-10-07 09:00 | 41.9072 | 54.9724
2022-10-07 10:00 | 41.455 | 54.7836
2022-10-07 11:00 | 40.6308 | 54.1208
2022-10-07 12:00 | 40.6678 | 53.8267
2022-10-07 13:00 | 40.6632 | 53.0726
2022-10-07 14:00 | 40.0203 | 51.5488
2022-10-07 15:00 | 39.7393 | 52.6932
2022-10-07 16:00 | 40.0445 | 54.9658
2022-10-07 17:00 | 40.7594 | 57.1372
2022-10-07 18:00 | 41.5595 | 58.0284
2022-10-07 19:00 | 41.417 | 57.7382
2022-10-07 20:00 | 39.1503 | 54.0612
2022-10-07 21:00 | 36.3386 | 49.9534
2022-10-07 22:00 | 33.24 | 45.9509
2022-10-07 23:00 | 30.1578 | 42.5693
2022-10-08 | 27.8179 | 39.2972
2022-10-08 01:00 | 27.5186 | 39.6544
2022-10-08 02:00 | 27.1752 | 38.5964
2022-10-08 03:00 | 27.1516 | 38.1978
2022-10-08 04:00 | 27.7853 | 37.6236
2022-10-08 05:00 | 29.009 | 39.5421
2022-10-08 06:00 | 31.1708 | 42.4992
2022-10-08 07:00 | 34.2653 | 45.2117
2022-10-08 08:00 | 35.7859 | 46.5534
2022-10-08 09:00 | 36.3361 | 49.0076
2022-10-08 10:00 | 36.4674 | 47.1468
2022-10-08 11:00 | 35.9375 | 47.1461
2022-10-08 12:00 | 36.1349 | 47.2239
2022-10-08 13:00 | 35.6758 | 47.0585
2022-10-08 14:00 | 34.7175 | 45.6173
2022-10-08 15:00 | 34.6627 | 47.471
2022-10-08 16:00 | 35.9327 | 50.4125
2022-10-08 17:00 | 37.6082 | 53.951
2022-10-08 18:00 | 38.7591 | 53.902
2022-10-08 19:00 | 38.3526 | 53.8255
2022-10-08 20:00 | 35.8946 | 50.9159
2022-10-08 21:00 | 33.2347 | 47.7395
2022-10-08 22:00 | 30.8973 | 44.8341
2022-10-08 23:00 | 28.6916 | 42.669
2022-10-09 | 27.3387 | 40.1198
2022-10-09 01:00 | 26.7745 | 39.2037
2022-10-09 02:00 | 26.471 | 38.1516
2022-10-09 03:00 | 26.5057 | 37.0033
2022-10-09 04:00 | 27.084 | 36.571
2022-10-09 05:00 | 28.2173 | 37.6935
2022-10-09 06:00 | 30.2931 | 39.8106
2022-10-09 07:00 | 33.0033 | 41.7403
2022-10-09 08:00 | 34.1324 | 43.2351
2022-10-09 09:00 | 34.0649 | 44.3902
2022-10-09 10:00 | 33.6471 | 44.876
2022-10-09 11:00 | 33.1786 | 45.1618
2022-10-09 12:00 | 32.4163 | 41.7351
2022-10-09 13:00 | 31.9903 | 41.1729
2022-10-09 14:00 | 31.4162 | 41.7451
2022-10-09 15:00 | 31.64 | 45.2417
2022-10-09 16:00 | 33.543 | 49.2879
2022-10-09 17:00 | 36.2742 | 53.4669
2022-10-09 18:00 | 38.9646 | 53.3342
2022-10-09 19:00 | 39.3955 | 53.4818
2022-10-09 20:00 | 37.4279 | 50.8394
2022-10-09 21:00 | 34.8229 | 47.6704
2022-10-09 22:00 | 32.3404 | 44.4705
2022-10-09 23:00 | 29.8316 | 42.3527
2022-10-10 | 28.2931 | 39.0577
2022-10-10 01:00 | 25.8242 | 37.4427
2022-10-10 02:00 | 25.4529 | 35.2923
2022-10-10 03:00 | 25.5566 | 34.621
2022-10-10 04:00 | 26.234 | 34.1251
2022-10-10 05:00 | 27.1859 | 35.2141
2022-10-10 06:00 | 28.4105 | 36.9305
2022-10-10 07:00 | 30.8583 | 38.8554
2022-10-10 08:00 | 32.7823 | 40.969
2022-10-10 09:00 | 33.3212 | 41.1874
2022-10-10 10:00 | 33.1189 | 41.5193
2022-10-10 11:00 | 32.5745 | 42.5882
2022-10-10 12:00 | 31.6295 | 40.9031
2022-10-10 13:00 | 30.6306 | 41.0106
2022-10-10 14:00 | 30.4239 | 41.4009
2022-10-10 15:00 | 30.5347 | 45.2281
2022-10-10 16:00 | 32.2931 | 47.4232
2022-10-10 17:00 | 34.0105 | 51.1998
2022-10-10 18:00 | 36.1446 | 52.3962
2022-10-10 19:00 | 36.5224 | 53.5012
2022-10-10 20:00 | 34.8882 | 50.7183
2022-10-10 21:00 | 32.7543 | 47.297
2022-10-10 22:00 | 30.3827 | 43.7721
2022-10-10 23:00 | 28.1584 | 41.3921
2022-10-11 | 26.4481 | 39.6295
2022-10-11 01:00 | 27.5002 | 43.6081
2022-10-11 02:00 | 27.3393 | 42.551
2022-10-11 03:00 | 27.5978 | 41.8748
2022-10-11 04:00 | 28.5221 | 42.1384
2022-10-11 05:00 | 30.6299 | 44.4849
2022-10-11 06:00 | 34.5758 | 50.4614
2022-10-11 07:00 | 40.0412 | 56.816
2022-10-11 08:00 | 41.4923 | 57.7499
2022-10-11 09:00 | 40.7181 | 57.872
2022-10-11 10:00 | 40.03 | 56.4263
2022-10-11 11:00 | 39.0866 | 56.642
2022-10-11 12:00 | 38.0573 | 58.0437
2022-10-11 13:00 | 38.1088 | 58.7728
2022-10-11 14:00 | 37.7789 | 58.2951
2022-10-11 15:00 | 37.8503 | 61.5544
2022-10-11 16:00 | 38.652 | 67.6783
2022-10-11 17:00 | 39.7966 | 73.1213
2022-10-11 18:00 | 40.3556 | 73.5205
2022-10-11 19:00 | 40.3568 | 73.9948
2022-10-11 20:00 | 38.6364 | 70.6627
2022-10-11 21:00 | 35.9454 | 65.6747
2022-10-11 22:00 | 32.9767 | 59.8785
2022-10-11 23:00 | 29.9579 | 55.3211
2022-10-12 | 28.3122 | 53.2052
2022-10-12 01:00 | 28.45 | 49.2933
2022-10-12 02:00 | 28.3125 | 46.9216
2022-10-12 03:00 | 28.5124 | 45.2742
2022-10-12 04:00 | 29.4473 | 44.885
2022-10-12 05:00 | 31.4186 | 46.6095
2022-10-12 06:00 | 35.2761 | 53.5341
2022-10-12 07:00 | 40.4111 | 59.5646
2022-10-12 08:00 | 41.9474 | 61.013
2022-10-12 09:00 | 41.8618 | 61.2477
2022-10-12 10:00 | 41.5774 | 60.3769
2022-10-12 11:00 | 41.4806 | 61.1222
2022-10-12 12:00 | 39.7838 | 62.704
2022-10-12 13:00 | 39.805 | 62.9126
2022-10-12 14:00 | 39.3872 | 63.4724
2022-10-12 15:00 | 39.5008 | 65.8038
2022-10-12 16:00 | 40.4652 | 70.2601
2022-10-12 17:00 | 41.7282 | 75.0753
2022-10-12 18:00 | 42.4983 | 74.6958
2022-10-12 19:00 | 42.7159 | 74.024
2022-10-12 20:00 | 41.0581 | 70.954
2022-10-12 21:00 | 38.5482 | 66.2722
2022-10-12 22:00 | 35.5178 | 60.3636
2022-10-12 23:00 | 32.343 | 55.7975
2022-10-13 | 30.4937 | 52.4527
2022-10-13 01:00 | 29.4476 | 48.0932
2022-10-13 02:00 | 29.2825 | 45.3768
2022-10-13 03:00 | 29.5601 | 44.0465
2022-10-13 04:00 | 30.4975 | 43.2012
2022-10-13 05:00 | 32.5707 | 45.1987
2022-10-13 06:00 | 36.8024 | 50.3831
2022-10-13 07:00 | 41.8205 | 56.5338
2022-10-13 08:00 | 43.0809 | 57.328
2022-10-13 09:00 | 41.9414 | 57.2889
2022-10-13 10:00 | 40.701 | 55.0179
2022-10-13 11:00 | 39.6158 | 55.597
2022-10-13 12:00 | 39.0648 | 51.6563
2022-10-13 13:00 | 38.9634 | 51.1817
2022-10-13 14:00 | 38.4277 | 49.5803
2022-10-13 15:00 | 38.5881 | 51.8267
2022-10-13 16:00 | 39.5403 | 55.6716
2022-10-13 17:00 | 40.7273 | 59.7261
2022-10-13 18:00 | 42.5846 | 61.3852
2022-10-13 19:00 | 42.7423 | 61.2897
2022-10-13 20:00 | 40.9692 | 58.7863
2022-10-13 21:00 | 38.3674 | 54.3072
2022-10-13 22:00 | 35.3261 | 49.7285
2022-10-13 23:00 | 32.177 | 46.0031
2022-10-14 | 29.918 | 43.0675
2022-10-14 01:00 | 29.1728 | 41.0375
2022-10-14 02:00 | 28.8943 | 39.9098
2022-10-14 03:00 | 29.0698 | 39.3611
2022-10-14 04:00 | 29.9664 | 39.231
2022-10-14 05:00 | 31.9024 | 41.2869
2022-10-14 06:00 | 35.7996 | 46.5599
2022-10-14 07:00 | 40.828 | 52.4498
2022-10-14 08:00 | 42.1333 | 53.8035
2022-10-14 09:00 | 41.8145 | 53.4079
2022-10-14 10:00 | 41.3929 | 52.9979
2022-10-14 11:00 | 40.778 | 53.2794
2022-10-14 12:00 | 39.5848 | 51.8393
2022-10-14 13:00 | 39.5279 | 51.746
2022-10-14 14:00 | 39.0742 | 49.689
2022-10-14 15:00 | 38.8256 | 51.3225
2022-10-14 16:00 | 39.289 | 55.0915
2022-10-14 17:00 | 40.0778 | 58.6516
2022-10-14 18:00 | 40.9711 | 62.6379
2022-10-14 19:00 | 40.6462 | 62.0408
2022-10-14 20:00 | 38.4041 | 58.2254
2022-10-14 21:00 | 35.6948 | 53.7543
2022-10-14 22:00 | 32.7096 | 49.3169
2022-10-14 23:00 | 29.618 | 45.4857
2022-10-15 | 28.0393 | 41.9171
2022-10-15 01:00 | 27.1313 | 38.9621
2022-10-15 02:00 | 26.7335 | 37.9481
2022-10-15 03:00 | 26.6993 | 37.0771
2022-10-15 04:00 | 27.3899 | 36.535
2022-10-15 05:00 | 28.5149 | 38.3112
2022-10-15 06:00 | 30.9361 | 42.6965
2022-10-15 07:00 | 34.3345 | 45.8599
2022-10-15 08:00 | 36.014 | 47.8765
2022-10-15 09:00 | 36.7202 | 51.4867
2022-10-15 10:00 | 36.7301 | 51.1855
2022-10-15 11:00 | 36.346 | 50.9514
2022-10-15 12:00 | 33.1257 | 53.1204
2022-10-15 13:00 | 32.2418 | 52.198
2022-10-15 14:00 | 31.253 | 51.3061
2022-10-15 15:00 | 31.0602 | 52.4076
2022-10-15 16:00 | 32.5053 | 54.1576
2022-10-15 17:00 | 34.6977 | 57.3592
2022-10-15 18:00 | 37.8714 | 56.3546
2022-10-15 19:00 | 37.3363 | 55.663
2022-10-15 20:00 | 34.8596 | 52.6697
2022-10-15 21:00 | 32.4727 | 49.462
2022-10-15 22:00 | 30.2847 | 46.4167
2022-10-15 23:00 | 28.0887 | 43.7712
2022-10-16 | 26.8843 | 41.372
2022-10-16 01:00 | 25.7531 | 37.7017
2022-10-16 02:00 | 25.3576 | 37.164
2022-10-16 03:00 | 25.384 | 36.2447
2022-10-16 04:00 | 25.9971 | 35.9133
2022-10-16 05:00 | 26.9339 | 37.2993
2022-10-16 06:00 | 28.9885 | 40.6159
2022-10-16 07:00 | 32.2325 | 43.0546
2022-10-16 08:00 | 33.5807 | 44.5033
2022-10-16 09:00 | 33.9178 | 45.8496
2022-10-16 10:00 | 33.7402 | 46.6373
2022-10-16 11:00 | 33.7294 | 45.9715
2022-10-16 12:00 | 33.3522 | 40.534
2022-10-16 13:00 | 33.6781 | 39.0746
2022-10-16 14:00 | 33.0808 | 38.4078
2022-10-16 15:00 | 33.6958 | 40.9586
2022-10-16 16:00 | 35.8691 | 45.1083
2022-10-16 17:00 | 38.336 | 50.5066
2022-10-16 18:00 | 39.3557 | 54.4731
2022-10-16 19:00 | 38.7862 | 53.7243
2022-10-16 20:00 | 36.5063 | 50.7627
2022-10-16 21:00 | 33.7311 | 47.5854
2022-10-16 22:00 | 31.2848 | 44.5857
2022-10-16 23:00 | 28.7814 | 42.3578
2022-10-17 | 27.4523 | 40.0395
2022-10-17 01:00 | 27.2038 | 37.3048
2022-10-17 02:00 | 27.0704 | 36.8597
2022-10-17 03:00 | 27.2969 | 36.8816
2022-10-17 04:00 | 28.2425 | 36.8815
2022-10-17 05:00 | 30.1508 | 39.5536
2022-10-17 06:00 | 34.9506 | 46.348
2022-10-17 07:00 | 39.722 | 52.9855
2022-10-17 08:00 | 40.6339 | 54.8061
2022-10-17 09:00 | 39.8574 | 55.3911
2022-10-17 10:00 | 39.5194 | 54.608
2022-10-17 11:00 | 39.6796 | 54.0398
2022-10-17 12:00 | 41.1498 | 50.7116
2022-10-17 13:00 | 41.5099 | 50.46
2022-10-17 14:00 | 41.35 | 48.7793
2022-10-17 15:00 | 41.8627 | 49.6584
2022-10-17 16:00 | 42.879 | 53.4528
2022-10-17 17:00 | 43.6466 | 57.3544
2022-10-17 18:00 | 42.2212 | 59.2077
2022-10-17 19:00 | 41.8863 | 59.3473
2022-10-17 20:00 | 40.1881 | 57.3774
2022-10-17 21:00 | 37.7033 | 54.0239
2022-10-17 22:00 | 34.6901 | 49.642
2022-10-17 23:00 | 31.3181 | 46.0511
2022-10-18 | 29.608 | 41.1582
2022-10-18 01:00 | 28.6705 | 39.5675
2022-10-18 02:00 | 28.2795 | 38.5332
2022-10-18 03:00 | 28.2999 | 38.2824
2022-10-18 04:00 | 29.0935 | 38.4513
2022-10-18 05:00 | 30.9155 | 41.1045
2022-10-18 06:00 | 35.4965 | 47.5312
2022-10-18 07:00 | 40.1946 | 53.9598
2022-10-18 08:00 | 40.9282 | 55.0298
2022-10-18 09:00 | 40.1633 | 53.611
2022-10-18 10:00 | 39.6187 | 51.4916
2022-10-18 11:00 | 39.5635 | 51.2538
2022-10-18 12:00 | 41.1191 | 49.3165
2022-10-18 13:00 | 41.2177 | 48.2287
2022-10-18 14:00 | 40.8181 | 46.3159
2022-10-18 15:00 | 40.8282 | 47.5518
2022-10-18 16:00 | 41.3762 | 52.025
2022-10-18 17:00 | 41.9145 | 56.429
2022-10-18 18:00 | 41.5918 | 61.0553
2022-10-18 19:00 | 41.2523 | 60.9204
2022-10-18 20:00 | 39.8225 | 58.4212
2022-10-18 21:00 | 37.5195 | 54.7916
2022-10-18 22:00 | 34.7111 | 50.407
2022-10-18 23:00 | 31.465 | 46.7289
2022-10-19 | 29.2177 | 43.135
2022-10-19 01:00 | 28.1936 | 40.7531
2022-10-19 02:00 | 27.7487 | 39.8597
2022-10-19 03:00 | 27.7786 | 39.6261
2022-10-19 04:00 | 28.475 | 39.8262
2022-10-19 05:00 | 30.2303 | 42.3008
2022-10-19 06:00 | 35.2052 | 48.6915
2022-10-19 07:00 | 40.3279 | 55.342
2022-10-19 08:00 | 41.7383 | 57.4178
2022-10-19 09:00 | 42.1321 | 58.0973
2022-10-19 10:00 | 42.0531 | 57.6109
2022-10-19 11:00 | 41.9349 | 57.3165
2022-10-19 12:00 | 41.0698 | 51.8398
2022-10-19 13:00 | 41.3313 | 51.4456
2022-10-19 14:00 | 41.1259 | 50.1517
2022-10-19 15:00 | 41.5405 | 51.3196
2022-10-19 16:00 | 42.5017 | 54.9957
2022-10-19 17:00 | 43.4009 | 58.8144
2022-10-19 18:00 | 43.9796 | 60.8217
2022-10-19 19:00 | 43.7059 | 61.2825
2022-10-19 20:00 | 41.5569 | 59.2183
2022-10-19 21:00 | 38.5748 | 55.9189
2022-10-19 22:00 | 35.3607 | 51.4646
2022-10-19 23:00 | 31.7357 | 47.3276
2022-10-20 | 29.5893 | 43.7159
2022-10-20 01:00 | 27.9161 | 41.5866
2022-10-20 02:00 | 27.5736 | 40.7615
2022-10-20 03:00 | 27.7004 | 40.6982
2022-10-20 04:00 | 28.4838 | 40.77
2022-10-20 05:00 | 30.3701 | 43.3666
2022-10-20 06:00 | 34.9149 | 48.9693
2022-10-20 07:00 | 40.4135 | 56.1741
2022-10-20 08:00 | 42.1764 | 59.1185
2022-10-20 09:00 | 42.2509 | 60.8831
2022-10-20 10:00 | 42.2273 | 60.764
2022-10-20 11:00 | 42.0724 | 59.2284
2022-10-20 12:00 | 40.5254 | 58.3771
2022-10-20 13:00 | 40.7277 | 57.598
2022-10-20 14:00 | 40.5983 | 56.1658
2022-10-20 15:00 | 41.0896 | 57.0713
2022-10-20 16:00 | 41.9809 | 59.8626
2022-10-20 17:00 | 42.424 | 62.3178
2022-10-20 18:00 | 42.8482 | 60.7439
2022-10-20 19:00 | 42.2199 | 61.341
2022-10-20 20:00 | 40.0274 | 59.3187
2022-10-20 21:00 | 36.9433 | 55.7996
2022-10-20 22:00 | 33.8849 | 51.2961
2022-10-20 23:00 | 30.5575 | 47.2923
2022-10-21 | 28.6403 | 44.6849
2022-10-21 01:00 | 28.2293 | 43.9582
2022-10-21 02:00 | 27.9555 | 42.91
2022-10-21 03:00 | 28.0971 | 42.1783
2022-10-21 04:00 | 29.062 | 42.279
2022-10-21 05:00 | 30.9336 | 44.5018
2022-10-21 06:00 | 35.2571 | 49.4977
2022-10-21 07:00 | 40.8335 | 55.9866
2022-10-21 08:00 | 42.9459 | 57.7015
2022-10-21 09:00 | 43.5627 | 57.8295
2022-10-21 10:00 | 43.9248 | 56.9186
2022-10-21 11:00 | 43.7354 | 55.6276
2022-10-21 12:00 | 41.4619 | 57.6189
2022-10-21 13:00 | 41.5711 | 57.3899
2022-10-21 14:00 | 40.8674 | 56.6853
2022-10-21 15:00 | 40.6164 | 57.3949
2022-10-21 16:00 | 41.0564 | 59.3011
2022-10-21 17:00 | 41.8868 | 59.8594
2022-10-21 18:00 | 42.0293 | 59.4476
2022-10-21 19:00 | 41.6606 | 58.8764
2022-10-21 20:00 | 39.389 | 56.1798
2022-10-21 21:00 | 36.8339 | 52.5324
2022-10-21 22:00 | 33.9001 | 48.2571
2022-10-21 23:00 | 30.665 | 44.7557
2022-10-22 | 28.7101 | 41.982
2022-10-22 01:00 | 27.44 | 42.0644
2022-10-22 02:00 | 27.0533 | 41.0318
2022-10-22 03:00 | 27.0728 | 40.3391
2022-10-22 04:00 | 27.711 | 39.9381
2022-10-22 05:00 | 28.6145 | 41.4924
2022-10-22 06:00 | 30.4304 | 44.3307
2022-10-22 07:00 | 34.038 | 47.388
2022-10-22 08:00 | 36.5871 | 47.8279
2022-10-22 09:00 | 37.7354 | 47.5015
2022-10-22 10:00 | 37.9737 | 46.4424
2022-10-22 11:00 | 37.9927 | 45.7164
2022-10-22 12:00 | 35.9967 | 51.4438
2022-10-22 13:00 | 34.8254 | 51.0827
2022-10-22 14:00 | 33.8778 | 49.9204
2022-10-22 15:00 | 33.6934 | 50.6824
2022-10-22 16:00 | 35.1137 | 53.475
2022-10-22 17:00 | 37.2146 | 55.6113
2022-10-22 18:00 | 38.9576 | 56.7941
2022-10-22 19:00 | 38.6942 | 55.4446
2022-10-22 20:00 | 36.1586 | 52.3261
2022-10-22 21:00 | 33.8023 | 48.8664
2022-10-22 22:00 | 31.8494 | 45.7073
2022-10-22 23:00 | 29.6155 | 43.744
2022-10-23 | 27.6001 | 41.5822
2022-10-23 01:00 | 26.4819 | 40.4181
2022-10-23 02:00 | 26.0701 | 39.66
2022-10-23 03:00 | 26.0887 | 39.2686
2022-10-23 04:00 | 26.7764 | 39.2055
2022-10-23 05:00 | 27.7071 | 40.3365
2022-10-23 06:00 | 29.6342 | 43.0951
2022-10-23 07:00 | 33.0553 | 46.2265
2022-10-23 08:00 | 35.0529 | 46.4848
2022-10-23 09:00 | 35.5332 | 47.9687
2022-10-23 10:00 | 35.0312 | 48.8543
2022-10-23 11:00 | 34.2421 | 49.5033
2022-10-23 12:00 | 33.8498 | 50.8269
2022-10-23 13:00 | 33.3963 | 50.9778
2022-10-23 14:00 | 32.5931 | 51.6066
2022-10-23 15:00 | 32.8604 | 54.386
2022-10-23 16:00 | 34.8263 | 57.527
2022-10-23 17:00 | 37.378 | 59.802
2022-10-23 18:00 | 39.0628 | 60.2159
2022-10-23 19:00 | 38.5718 | 59.1092
2022-10-23 20:00 | 36.3645 | 55.7405
2022-10-23 21:00 | 33.9801 | 51.7564
2022-10-23 22:00 | 31.6337 | 48.1269
2022-10-23 23:00 | 29.241 | 45.562
2022-10-24 | 27.678 | 43.8269
2022-10-24 01:00 | 27.3721 | 39.1282
2022-10-24 02:00 | 27.2691 | 38.7752
2022-10-24 03:00 | 27.578 | 38.7818
2022-10-24 04:00 | 28.6871 | 38.8022
2022-10-24 05:00 | 30.5971 | 41.6044
2022-10-24 06:00 | 34.8056 | 48.7759
2022-10-24 07:00 | 40.5822 | 55.7178
2022-10-24 08:00 | 42.4715 | 57.97
2022-10-24 09:00 | 42.5808 | 58.5047
2022-10-24 10:00 | 42.2695 | 57.5357
2022-10-24 11:00 | 41.895 | 56.2075
2022-10-24 12:00 | 39.5327 | 54.8632
2022-10-24 13:00 | 39.5219 | 54.4854
2022-10-24 14:00 | 39.0271 | 53.5038
2022-10-24 15:00 | 39.331 | 54.2646
2022-10-24 16:00 | 40.468 | 57.4248
2022-10-24 17:00 | 41.7191 | 60.8492
2022-10-24 18:00 | 41.8845 | 60.1805
2022-10-24 19:00 | 41.6551 | 59.7707
2022-10-24 20:00 | 39.8451 | 56.8723
2022-10-24 21:00 | 37.3433 | 52.9358
2022-10-24 22:00 | 34.3786 | 48.4431
2022-10-24 23:00 | 31.2243 | 44.4124
2022-10-25 | 29.5409 | 42.7249
2022-10-25 01:00 | 28.3571 | 39.4847
2022-10-25 02:00 | 28.0993 | 38.6757
2022-10-25 03:00 | 28.2963 | 38.5756
2022-10-25 04:00 | 29.3439 | 38.5943
2022-10-25 05:00 | 31.2459 | 41.1479
2022-10-25 06:00 | 35.4025 | 47.9682
2022-10-25 07:00 | 40.9082 | 55.2764
2022-10-25 08:00 | 42.5433 | 58.0856
2022-10-25 09:00 | 42.5452 | 59.5353
2022-10-25 10:00 | 42.1477 | 59.045
2022-10-25 11:00 | 41.8887 | 58.0093
2022-10-25 12:00 | 41.2672 | 57.6985
2022-10-25 13:00 | 41.3812 | 57.0728
2022-10-25 14:00 | 41.0046 | 55.4884
2022-10-25 15:00 | 41.3822 | 56.5148
2022-10-25 16:00 | 42.3261 | 59.8486
2022-10-25 17:00 | 43.4267 | 61.9095
2022-10-25 18:00 | 44.352 | 63.4387
2022-10-25 19:00 | 43.1164 | 62.3346
2022-10-25 20:00 | 40.7106 | 59.5234
2022-10-25 21:00 | 37.9943 | 55.5815
2022-10-25 22:00 | 34.9415 | 50.9722
2022-10-25 23:00 | 31.7194 | 47.3527
2022-10-26 | 29.3639 | 43.3118
2022-10-26 01:00 | 28.7842 | 41.4835
2022-10-26 02:00 | 28.5565 | 40.6099
2022-10-26 03:00 | 28.7376 | 40.3563
2022-10-26 04:00 | 29.8235 | 40.5347
2022-10-26 05:00 | 31.6148 | 42.8119
2022-10-26 06:00 | 35.9047 | 49.3251
2022-10-26 07:00 | 41.5081 | 56.1205
2022-10-26 08:00 | 43.2939 | 57.8452
2022-10-26 09:00 | 43.3129 | 57.4328
2022-10-26 10:00 | 42.7076 | 55.8531
2022-10-26 11:00 | 42.3997 | 54.9265
2022-10-26 12:00 | 41.7766 | 55.3081
2022-10-26 13:00 | 41.8507 | 54.9524
2022-10-26 14:00 | 41.5059 | 54.1077
2022-10-26 15:00 | 41.8047 | 55.1326
2022-10-26 16:00 | 42.9466 | 58.5539
2022-10-26 17:00 | 44.1936 | 61.8582
2022-10-26 18:00 | 45.0565 | 64.0189
2022-10-26 19:00 | 44.2268 | 63.2315
2022-10-26 20:00 | 42.0639 | 60.3908
2022-10-26 21:00 | 39.5108 | 56.363
2022-10-26 22:00 | 36.5238 | 51.5331
2022-10-26 23:00 | 33.2161 | 47.3429
2022-10-27 | 31.1707 | 44.5519
2022-10-27 01:00 | 30.7133 | 40.6579
2022-10-27 02:00 | 30.5325 | 39.9995
2022-10-27 03:00 | 30.7802 | 40.0183
2022-10-27 04:00 | 31.9068 | 40.0439
2022-10-27 05:00 | 33.766 | 42.6381
2022-10-27 06:00 | 37.9163 | 49.4595
2022-10-27 07:00 | 43.4937 | 56.5988
2022-10-27 08:00 | 45.4362 | 58.9683
2022-10-27 09:00 | 44.9769 | 60.3215
2022-10-27 10:00 | 43.755 | 60.3042
2022-10-27 11:00 | 42.6695 | 59.7697
2022-10-27 12:00 | 41.2597 | 54.7026
2022-10-27 13:00 | 40.9757 | 53.957
2022-10-27 14:00 | 40.4184 | 53.0518
2022-10-27 15:00 | 40.7423 | 54.3558
2022-10-27 16:00 | 42.0265 | 57.7481
2022-10-27 17:00 | 43.4795 | 60.9401
2022-10-27 18:00 | 44.8397 | 62.8516
2022-10-27 19:00 | 44.819 | 62.0145
2022-10-27 20:00 | 43.0963 | 58.9912
2022-10-27 21:00 | 40.7169 | 54.7886
2022-10-27 22:00 | 37.8439 | 50.0968
2022-10-27 23:00 | 34.5904 | 46.0997
2022-10-28 | 32.3202 | 44.0715
2022-10-28 01:00 | 31.719 | 40.5508
2022-10-28 02:00 | 31.4601 | 39.9085
2022-10-28 03:00 | 31.7056 | 39.7911
2022-10-28 04:00 | 32.8391 | 39.745
2022-10-28 05:00 | 34.6473 | 41.9215
2022-10-28 06:00 | 38.7006 | 48.7498
2022-10-28 07:00 | 44.1258 | 55.8684
2022-10-28 08:00 | 45.7676 | 58.3833
2022-10-28 09:00 | 44.9072 | 59.9816
2022-10-28 10:00 | 43.3924 | 59.9481
2022-10-28 11:00 | 41.9469 | 59.0751
2022-10-28 12:00 | 41.8741 | 56.9956
2022-10-28 13:00 | 41.6225 | 56.375
2022-10-28 14:00 | 41.0668 | 55.4094
2022-10-28 15:00 | 41.0457 | 56.0194
2022-10-28 16:00 | 41.9742 | 58.3877
2022-10-28 17:00 | 43.1286 | 60.1105
2022-10-28 18:00 | 43.9322 | 61.9314
2022-10-28 19:00 | 43.7925 | 60.8711
2022-10-28 20:00 | 41.7225 | 58.0162
2022-10-28 21:00 | 39.2742 | 54.0568
2022-10-28 22:00 | 36.4421 | 49.5095
2022-10-28 23:00 | 33.2 | 45.815
2022-10-29 | 30.9989 | 41.8798
2022-10-29 01:00 | 30.5121 | 41.2675
2022-10-29 02:00 | 30.0899 | 40.5729
2022-10-29 03:00 | 30.0428 | 40.3274
2022-10-29 04:00 | 30.9725 | 40.1225
2022-10-29 05:00 | 32.2525 | 41.6754
2022-10-29 06:00 | 34.8524 | 46.0711
2022-10-29 07:00 | 38.2948 | 50.1609
2022-10-29 08:00 | 39.1355 | 51.717
2022-10-29 09:00 | 40.2777 | 54.9039
2022-10-29 10:00 | 40.6598 | 56.7204
2022-10-29 11:00 | 40.3112 | 56.7582
2022-10-29 12:00 | 39.0961 | 52.6109
2022-10-29 13:00 | 38.9278 | 52.3186
2022-10-29 14:00 | 38.1685 | 51.5819
2022-10-29 15:00 | 38.26 | 52.7731
2022-10-29 16:00 | 39.4558 | 55.7901
2022-10-29 17:00 | 41.2536 | 58.0585
2022-10-29 18:00 | 43.4891 | 59.8278
2022-10-29 19:00 | 42.3664 | 57.8015
2022-10-29 20:00 | 39.5135 | 53.9768
2022-10-29 21:00 | 36.3126 | 49.9705
2022-10-29 22:00 | 33.7904 | 46.4924
2022-10-29 23:00 | 31.3173 | 44.2849
2022-10-30 | 30.2329 | 42.9064
2022-10-30 01:00 | 29.5441 | 39.9289
2022-10-30 02:00 | 29.0929 | 39.5251
2022-10-30 03:00 | 28.9685 | 39.3014
2022-10-30 04:00 | 29.7818 | 39.2311
2022-10-30 05:00 | 30.8119 | 40.6016
2022-10-30 06:00 | 33.0166 | 44.5461
2022-10-30 07:00 | 36.2117 | 47.937
2022-10-30 08:00 | 37.3668 | 48.2795
2022-10-30 09:00 | 38.8161 | 49.6591
2022-10-30 10:00 | 39.2049 | 50.2559
2022-10-30 11:00 | 39.3946 | 50.0327
2022-10-30 12:00 | 38.6065 | 47.2016
2022-10-30 13:00 | 38.7371 | 47.0446
2022-10-30 14:00 | 38.2019 | 47.1817
2022-10-30 15:00 | 38.6999 | 50.0024
2022-10-30 16:00 | 40.3636 | 54.0761
2022-10-30 17:00 | 42.6383 | 57.761
2022-10-30 18:00 | 44.0555 | 60.4771
2022-10-30 19:00 | 43.0251 | 58.4919
2022-10-30 20:00 | 40.0674 | 54.6782
2022-10-30 21:00 | 37.1281 | 50.4868
2022-10-30 22:00 | 34.454 | 46.9238
2022-10-30 23:00 | 31.714 | 44.3877
2022-10-31 | 30.299 | 43.3345
2022-10-31 01:00 | 29.5421 | 40.1358
2022-10-31 02:00 | 29.4465 | 39.7347
2022-10-31 03:00 | 29.6888 | 39.6608
2022-10-31 04:00 | 30.9298 | 39.6507
2022-10-31 05:00 | 32.664 | 42.2174
2022-10-31 06:00 | 36.7643 | 49.3688
2022-10-31 07:00 | 42.6205 | 56.1943
2022-10-31 08:00 | 44.8995 | 57.9874
2022-10-31 09:00 | 45.4549 | 58.9136
2022-10-31 10:00 | 45.073 | 58.346
2022-10-31 11:00 | 44.6534 | 57.9806
2022-10-31 12:00 | 42.6173 | 51.6925
2022-10-31 13:00 | 42.4268 | 51.5763
2022-10-31 14:00 | 42.1379 | 50.5761
2022-10-31 15:00 | 42.6258 | 51.9323
2022-10-31 16:00 | 44.1034 | 56.146
2022-10-31 17:00 | 45.4622 | 60.0945
2022-10-31 18:00 | 45.8973 | 62.4055
2022-10-31 19:00 | 45.4029 | 61.6689
2022-10-31 20:00 | 43.4059 | 59.1687
2022-10-31 21:00 | 40.766 | 55.2074
2022-10-31 22:00 | 37.7869 | 50.4588
2022-10-31 23:00 | 34.3768 | 46.472
2022-11-01 | 32.7308 | 43.7235
2022-11-01 01:00 | 31.7626 | 42.5201
2022-11-01 02:00 | 31.6677 | 41.0958
2022-11-01 03:00 | 32.021 | 40.9593
2022-11-01 04:00 | 33.2115 | 40.9866
2022-11-01 05:00 | 35.0665 | 43.5252
2022-11-01 06:00 | 39.262 | 50.1929
2022-11-01 07:00 | 44.4079 | 57.2116
2022-11-01 08:00 | 46.1934 | 58.5875
2022-11-01 09:00 | 45.2681 | 57.0205
2022-11-01 10:00 | 44.0905 | 53.552
2022-11-01 11:00 | 42.8074 | 51.7238
2022-11-01 12:00 | 41.1628 | 53.1182
2022-11-01 13:00 | 40.6267 | 52.1407
2022-11-01 14:00 | 40.2591 | 49.768
2022-11-01 15:00 | 40.7138 | 51.4793
2022-11-01 16:00 | 42.2333 | 54.5427
2022-11-01 17:00 | 44.1839 | 59.6504
2022-11-01 18:00 | 45.8068 | 65.2529
2022-11-01 19:00 | 45.3247 | 63.5367
2022-11-01 20:00 | 43.4181 | 60.1702
2022-11-01 21:00 | 40.8896 | 55.6684
2022-11-01 22:00 | 37.7954 | 51.0097
2022-11-01 23:00 | 34.4386 | 47.2892
2022-11-02 | 32.4335 | 45.1877
2022-11-02 01:00 | 31.8699 | 42.4711
2022-11-02 02:00 | 31.7248 | 41.179
2022-11-02 03:00 | 32.0344 | 40.8785
2022-11-02 04:00 | 33.1766 | 40.8607
2022-11-02 05:00 | 34.9236 | 43.063
2022-11-02 06:00 | 39.1164 | 49.1702
2022-11-02 07:00 | 44.3499 | 55.8283
2022-11-02 08:00 | 45.9711 | 56.4919
2022-11-02 09:00 | 44.8965 | 55.4257
2022-11-02 10:00 | 43.4405 | 53.0325
2022-11-02 11:00 | 41.9455 | 53.1151
2022-11-02 12:00 | 39.8611 | 49.9165
2022-11-02 13:00 | 39.2881 | 49.8815
2022-11-02 14:00 | 38.9732 | 48.2267
2022-11-02 15:00 | 39.1363 | 50.3071
2022-11-02 16:00 | 40.6001 | 53.2218
2022-11-02 17:00 | 42.5647 | 58.3511
2022-11-02 18:00 | 45.5944 | 62.7926
2022-11-02 19:00 | 45.0913 | 61.5862
2022-11-02 20:00 | 43.0868 | 58.8809
2022-11-02 21:00 | 40.6337 | 54.8961
2022-11-02 22:00 | 37.6154 | 50.2992
2022-11-02 23:00 | 34.2009 | 46.3624
2022-11-03 | 32.191 | 43.8675
2022-11-03 01:00 | 31.6778 | 40.6103
2022-11-03 02:00 | 31.5207 | 39.4091
2022-11-03 03:00 | 31.7994 | 39.4958
2022-11-03 04:00 | 32.932 | 39.4306
2022-11-03 05:00 | 34.6967 | 41.861
2022-11-03 06:00 | 38.9025 | 48.1727
2022-11-03 07:00 | 44.1291 | 55.0346
2022-11-03 08:00 | 45.9356 | 55.7478
2022-11-03 09:00 | 44.9442 | 55.2422
2022-11-03 10:00 | 43.572 | 53.1795
2022-11-03 11:00 | 41.8566 | 53.4463
2022-11-03 12:00 | 40.7113 | 50.9733
2022-11-03 13:00 | 40.1018 | 50.6821
2022-11-03 14:00 | 39.86 | 48.7117
2022-11-03 15:00 | 40.0858 | 51.2122
2022-11-03 16:00 | 41.4412 | 54.3514
2022-11-03 17:00 | 43.092 | 59.4206
2022-11-03 18:00 | 46.2065 | 63.76
2022-11-03 19:00 | 45.235 | 62.4364
2022-11-03 20:00 | 43.02 | 59.7564
2022-11-03 21:00 | 40.3734 | 55.5141
2022-11-03 22:00 | 37.3332 | 50.8365
2022-11-03 23:00 | 33.9381 | 47.091
2022-11-04 | 31.9828 | 43.9465
2022-11-04 01:00 | 31.1296 | 43.1885
2022-11-04 02:00 | 30.8815 | 41.8413
2022-11-04 03:00 | 31.0729 | 41.5776
2022-11-04 04:00 | 32.179 | 41.5501
2022-11-04 05:00 | 33.823 | 43.6754
2022-11-04 06:00 | 37.9048 | 49.2378
2022-11-04 07:00 | 43.1516 | 56.2079
2022-11-04 08:00 | 45.1651 | 57.8964
2022-11-04 09:00 | 45.1766 | 58.3998
2022-11-04 10:00 | 44.7783 | 57.2041
2022-11-04 11:00 | 43.8392 | 57.0915
2022-11-04 12:00 | 42.6901 | 55.5267
2022-11-04 13:00 | 42.2924 | 55.2355
2022-11-04 14:00 | 41.9258 | 53.6263
2022-11-04 15:00 | 41.8744 | 55.2976
2022-11-04 16:00 | 42.6984 | 57.1356
2022-11-04 17:00 | 43.8898 | 60.5192
2022-11-04 18:00 | 44.6592 | 62.818
2022-11-04 19:00 | 43.5935 | 61.3868
2022-11-04 20:00 | 41.1243 | 58.1568
2022-11-04 21:00 | 38.5746 | 53.8289
2022-11-04 22:00 | 35.6324 | 49.3206
2022-11-04 23:00 | 32.3573 | 45.5006
2022-11-05 | 30.3363 | 43.781
2022-11-05 01:00 | 29.4002 | 41.8098
2022-11-05 02:00 | 29.0588 | 40.7096
2022-11-05 03:00 | 29.1438 | 40.61
2022-11-05 04:00 | 30.0752 | 40.3522
2022-11-05 05:00 | 31.1761 | 42.0028
2022-11-05 06:00 | 33.8242 | 46.5859
2022-11-05 07:00 | 37.398 | 50.4006
2022-11-05 08:00 | 38.9499 | 51.5588
2022-11-05 09:00 | 40.2332 | 53.6451
2022-11-05 10:00 | 40.9372 | 53.6825
2022-11-05 11:00 | 40.6747 | 53.4876
2022-11-05 12:00 | 40.305 | 55.4601
2022-11-05 13:00 | 40.0184 | 55.3159
2022-11-05 14:00 | 39.1491 | 53.6013
2022-11-05 15:00 | 39.1351 | 55.582
2022-11-05 16:00 | 40.3927 | 57.5344
2022-11-05 17:00 | 42.2338 | 60.3581
2022-11-05 18:00 | 43.0414 | 60.6674
2022-11-05 19:00 | 41.338 | 58.5013
2022-11-05 20:00 | 38.1981 | 54.8353
2022-11-05 21:00 | 35.2801 | 50.9
2022-11-05 22:00 | 32.8466 | 47.7297
2022-11-05 23:00 | 30.3737 | 45.6552
2022-11-06 | 29.5388 | 43.6219
2022-11-06 01:00 | 29.0266 | 43.4073
2022-11-06 02:00 | 28.3259 | 41.3314
2022-11-06 03:00 | 28.2136 | 40.5509
2022-11-06 04:00 | 28.53 | 40.0732
2022-11-06 05:00 | 28.4829 | 40.1565
2022-11-06 06:00 | 29.0116 | 41.2289
2022-11-06 07:00 | 31.6234 | 42.9942
2022-11-06 08:00 | 34.9017 | 46.1921
2022-11-06 09:00 | 36.852 | 46.9626
2022-11-06 10:00 | 36.9184 | 46.6486
2022-11-06 11:00 | 37.236 | 44.2513
2022-11-06 12:00 | 36.8045 | 47.4892
2022-11-06 13:00 | 36.3937 | 47.1409
2022-11-06 14:00 | 36.2607 | 46.0912
2022-11-06 15:00 | 36.7333 | 49.0824
2022-11-06 16:00 | 38.5362 | 52.4635
2022-11-06 17:00 | 41.5649 | 58.5459
2022-11-06 18:00 | 45.1099 | 64.4164
2022-11-06 19:00 | 43.2503 | 61.6553
2022-11-06 20:00 | 40.4743 | 58.5877
2022-11-06 21:00 | 38.2056 | 55.8066
2022-11-06 22:00 | 36.1302 | 53.9344
2022-11-06 23:00 | 33.5594 | 51.6167
2022-11-07 | 31.2063 | 47.4063
2022-11-07 01:00 | 29.0906 | 44.1146
2022-11-07 02:00 | 28.6748 | 42.1532
2022-11-07 03:00 | 28.8618 | 41.4227
2022-11-07 04:00 | 29.5144 | 40.968
2022-11-07 05:00 | 30.3024 | 41.9803
2022-11-07 06:00 | 32.8295 | 46.0029
2022-11-07 07:00 | 38.0253 | 51.0848
2022-11-07 08:00 | 41.9492 | 55.0013
2022-11-07 09:00 | 42.9536 | 55.3541
2022-11-07 10:00 | 42.5076 | 54.6441
2022-11-07 11:00 | 42.1513 | 53.5694
2022-11-07 12:00 | 41.414 | 53.7969
2022-11-07 13:00 | 41.0747 | 53.8648
2022-11-07 14:00 | 41.0013 | 52.2131
2022-11-07 15:00 | 41.346 | 54.0067
2022-11-07 16:00 | 42.4229 | 56.9532
2022-11-07 17:00 | 44.1882 | 62.2552
2022-11-07 18:00 | 46.2647 | 64.4057
2022-11-07 19:00 | 44.5514 | 61.9837
2022-11-07 20:00 | 42.3311 | 59.1395
2022-11-07 21:00 | 40.1908 | 56.2072
2022-11-07 22:00 | 37.6663 | 53.0741
2022-11-07 23:00 | 34.5093 | 49.2226
2022-11-08 | 31.8729 | 47.1755
2022-11-08 01:00 | 29.2793 | 43.8497
2022-11-08 02:00 | 28.7119 | 41.4036
2022-11-08 03:00 | 28.8132 | 40.4794
2022-11-08 04:00 | 29.3821 | 40.0618
2022-11-08 05:00 | 30.206 | 40.8706
2022-11-08 06:00 | 32.8357 | 45.2555
2022-11-08 07:00 | 37.7586 | 50.3464
2022-11-08 08:00 | 41.4289 | 54.2112
2022-11-08 09:00 | 42.2321 | 54.1258
2022-11-08 10:00 | 41.759 | 52.9924
2022-11-08 11:00 | 41.5511 | 52.0228
2022-11-08 12:00 | 40.8722 | 54.1297
2022-11-08 13:00 | 40.4725 | 53.6188
2022-11-08 14:00 | 40.563 | 51.2532
2022-11-08 15:00 | 40.8907 | 52.8151
2022-11-08 16:00 | 41.8363 | 56.2996
2022-11-08 17:00 | 43.7419 | 60.9975
2022-11-08 18:00 | 45.7834 | 65.5537
2022-11-08 19:00 | 43.7588 | 63.3492
2022-11-08 20:00 | 41.5456 | 61.5481
2022-11-08 21:00 | 39.4685 | 59.2048
2022-11-08 22:00 | 36.9982 | 56.2828
2022-11-08 23:00 | 33.9209 | 52.697
2022-11-09 | 31.1433 | 47.1217
2022-11-09 01:00 | 29.7798 | 45.7905
2022-11-09 02:00 | 29.28 | 43.2292
2022-11-09 03:00 | 29.4157 | 42.2196
2022-11-09 04:00 | 30.0164 | 42.009
2022-11-09 05:00 | 30.7693 | 42.6453
2022-11-09 06:00 | 33.2907 | 45.1865
2022-11-09 07:00 | 38.3982 | 50.49
2022-11-09 08:00 | 42.2015 | 55.0543
2022-11-09 09:00 | 42.6804 | 55.5783
2022-11-09 10:00 | 41.746 | 54.7511
2022-11-09 11:00 | 41.2198 | 53.5935
2022-11-09 12:00 | 40.2805 | 53.4346
2022-11-09 13:00 | 39.7737 | 53.2758
2022-11-09 14:00 | 39.7602 | 51.4415
2022-11-09 15:00 | 39.8417 | 53.1215
2022-11-09 16:00 | 40.9636 | 56.5241
2022-11-09 17:00 | 43.167 | 62.4516
2022-11-09 18:00 | 45.9794 | 67.8095
2022-11-09 19:00 | 44.9036 | 65.5618
2022-11-09 20:00 | 43.2436 | 63.3051
2022-11-09 21:00 | 41.5622 | 60.7314
2022-11-09 22:00 | 39.2591 | 57.5092
2022-11-09 23:00 | 36.1498 | 53.2948
2022-11-10 | 33.1804 | 49.0352
2022-11-10 01:00 | 31.4228 | 45.0906
2022-11-10 02:00 | 30.9353 | 42.8172
2022-11-10 03:00 | 31.1771 | 42.2571
2022-11-10 04:00 | 31.7906 | 41.8865
2022-11-10 05:00 | 32.663 | 42.9091
2022-11-10 06:00 | 35.3218 | 46.7866
2022-11-10 07:00 | 40.4337 | 52.3698
2022-11-10 08:00 | 44.3031 | 57.7986
2022-11-10 09:00 | 44.152 | 60.1251
2022-11-10 10:00 | 42.4989 | 60.8185
2022-11-10 11:00 | 41.0946 | 59.7551
2022-11-10 12:00 | 40.5728 | 59.0042
2022-11-10 13:00 | 39.9039 | 58.5366
2022-11-10 14:00 | 39.5977 | 56.8193
2022-11-10 15:00 | 39.676 | 58.3782
2022-11-10 16:00 | 40.808 | 60.9815
2022-11-10 17:00 | 43.0044 | 65.5284
2022-11-10 18:00 | 46.2991 | 68.5056
2022-11-10 19:00 | 45.4374 | 65.9793
2022-11-10 20:00 | 43.8829 | 63.0621
2022-11-10 21:00 | 42.1394 | 60.073
2022-11-10 22:00 | 39.811 | 56.904
2022-11-10 23:00 | 36.7384 | 52.715
2022-11-11 | 33.5782 | 49.5196
2022-11-11 01:00 | 31.6661 | 45.3133
2022-11-11 02:00 | 31.0423 | 43.1258
2022-11-11 03:00 | 31.2201 | 42.5925
2022-11-11 04:00 | 31.7428 | 42.1289
2022-11-11 05:00 | 32.5227 | 42.8111
2022-11-11 06:00 | 34.9197 | 46.9173
2022-11-11 07:00 | 39.9295 | 52.2292
2022-11-11 08:00 | 43.7192 | 57.1998
2022-11-11 09:00 | 44.1689 | 58.792
2022-11-11 10:00 | 43.1687 | 58.6174
2022-11-11 11:00 | 42.1336 | 57.3604
2022-11-11 12:00 | 43.2012 | 58.9499
2022-11-11 13:00 | 42.8783 | 58.9038
2022-11-11 14:00 | 42.6315 | 57.4395
2022-11-11 15:00 | 42.363 | 59.3352
2022-11-11 16:00 | 42.8452 | 61.2371
2022-11-11 17:00 | 44.2773 | 64.9142
2022-11-11 18:00 | 45.698 | 66.7397
2022-11-11 19:00 | 43.7977 | 64.3852
2022-11-11 20:00 | 41.3591 | 61.2673
2022-11-11 21:00 | 39.258 | 58.4112
2022-11-11 22:00 | 36.8434 | 55.2671
2022-11-11 23:00 | 33.7653 | 51.1563
2022-11-12 | 30.9989 | 48.017
2022-11-12 01:00 | 29.3864 | 49.5779
2022-11-12 02:00 | 28.5926 | 47.0473
2022-11-12 03:00 | 28.4924 | 45.9424
2022-11-12 04:00 | 28.7031 | 45.4876
2022-11-12 05:00 | 28.7214 | 45.5428
2022-11-12 06:00 | 29.5581 | 46.7434
2022-11-12 07:00 | 32.7633 | 48.4948
2022-11-12 08:00 | 36.3686 | 51.4122
2022-11-12 09:00 | 37.6754 | 53.0045
2022-11-12 10:00 | 37.327 | 53.204
2022-11-12 11:00 | 36.7922 | 51.6816
2022-11-12 12:00 | 36.5863 | 56.9445
2022-11-12 13:00 | 35.6515 | 56.8593
2022-11-12 14:00 | 35.1377 | 55.5265
2022-11-12 15:00 | 35.1275 | 56.9836
2022-11-12 16:00 | 36.3079 | 59.1135
2022-11-12 17:00 | 38.6878 | 63.4357
2022-11-12 18:00 | 41.5349 | 65.3675
2022-11-12 19:00 | 39.8792 | 63.0288
2022-11-12 20:00 | 37.4075 | 59.6504
2022-11-12 21:00 | 35.6946 | 56.9703
2022-11-12 22:00 | 34.1148 | 55.0139
2022-11-12 23:00 | 32.017 | 52.4884
2022-11-13 | 29.2217 | 50.8636
2022-11-13 01:00 | 27.6591 | 46.9593
2022-11-13 02:00 | 26.9126 | 45.0212
2022-11-13 03:00 | 26.8874 | 44.3056
2022-11-13 04:00 | 27.0221 | 43.9246
2022-11-13 05:00 | 26.8803 | 43.7829
2022-11-13 06:00 | 27.3004 | 44.7839
2022-11-13 07:00 | 30.0643 | 46.3215
2022-11-13 08:00 | 33.6457 | 48.4821
2022-11-13 09:00 | 34.9194 | 49.3116
2022-11-13 10:00 | 34.5994 | 49.2626
2022-11-13 11:00 | 34.9664 | 47.986
2022-11-13 12:00 | 34.5524 | 48.6499
2022-11-13 13:00 | 33.7895 | 48.7316
2022-11-13 14:00 | 33.8365 | 48.0569
2022-11-13 15:00 | 34.2089 | 51.5365
2022-11-13 16:00 | 36.0707 | 55.308
2022-11-13 17:00 | 39.0168 | 61.8236
2022-11-13 18:00 | 41.89 | 67.1767
2022-11-13 19:00 | 40.5156 | 64.3016
2022-11-13 20:00 | 38.1812 | 60.8392
2022-11-13 21:00 | 36.6643 | 58.0188
2022-11-13 22:00 | 35.0384 | 55.9262
2022-11-13 23:00 | 32.6344 | 53.1061
2022-11-14 | 29.6097 | 50.8411
2022-11-14 01:00 | 28.1389 | 46.2441
2022-11-14 02:00 | 27.7007 | 44.3052
2022-11-14 03:00 | 27.9484 | 43.8119
2022-11-14 04:00 | 28.5139 | 43.2862
2022-11-14 05:00 | 29.2836 | 44.1713
2022-11-14 06:00 | 32.263 | 47.754
2022-11-14 07:00 | 37.6183 | 53.2036
2022-11-14 08:00 | 41.4951 | 58.6933
2022-11-14 09:00 | 41.8187 | 61.0481
2022-11-14 10:00 | 41.0816 | 61.1557
2022-11-14 11:00 | 40.6729 | 59.7469
2022-11-14 12:00 | 39.9789 | 58.0095
2022-11-14 13:00 | 39.5131 | 58.2659
2022-11-14 14:00 | 39.3698 | 56.9056
2022-11-14 15:00 | 39.4688 | 58.8858
2022-11-14 16:00 | 40.634 | 61.7687
2022-11-14 17:00 | 42.9358 | 67.2187
2022-11-14 18:00 | 46.3037 | 70.1815
2022-11-14 19:00 | 44.7618 | 67.2531
2022-11-14 20:00 | 42.8866 | 63.8165
2022-11-14 21:00 | 40.927 | 60.5664
2022-11-14 22:00 | 38.4407 | 56.9797
2022-11-14 23:00 | 35.2998 | 52.7028
2022-11-15 | 32.5573 | 50.4055
2022-11-15 01:00 | 30.374 | 46.6221
2022-11-15 02:00 | 29.8349 | 44.2399
2022-11-15 03:00 | 30.0808 | 43.7525
2022-11-15 04:00 | 30.6108 | 43.29
2022-11-15 05:00 | 31.4559 | 44.0263
2022-11-15 06:00 | 34.1781 | 48.5672
2022-11-15 07:00 | 39.2884 | 54.1181
2022-11-15 08:00 | 43.1135 | 59.8966
2022-11-15 09:00 | 43.3883 | 61.7625
2022-11-15 10:00 | 42.5808 | 61.5489
2022-11-15 11:00 | 42.1054 | 60.1595
2022-11-15 12:00 | 42.1763 | 60.7038
2022-11-15 13:00 | 41.9462 | 60.2051
2022-11-15 14:00 | 41.7771 | 58.4811
2022-11-15 15:00 | 41.9999 | 60.321
2022-11-15 16:00 | 43.0326 | 63.4966
2022-11-15 17:00 | 45.0873 | 68.4693
2022-11-15 18:00 | 46.916 | 71.6163
2022-11-15 19:00 | 45.3089 | 69.5779
2022-11-15 20:00 | 43.3891 | 67.1476
2022-11-15 21:00 | 41.5185 | 64.3846
2022-11-15 22:00 | 39.0806 | 60.9146
2022-11-15 23:00 | 35.9548 | 56.5514
2022-11-16 | 32.8077 | 52.0024
2022-11-16 01:00 | 31.0608 | 49.0298
2022-11-16 02:00 | 30.5049 | 46.5662
2022-11-16 03:00 | 30.7333 | 45.9765
2022-11-16 04:00 | 31.192 | 45.7623
2022-11-16 05:00 | 31.9469 | 46.554
2022-11-16 06:00 | 34.2779 | 49.779
2022-11-16 07:00 | 39.4948 | 55.095
2022-11-16 08:00 | 43.3582 | 60.6196
2022-11-16 09:00 | 43.6209 | 62.1626
2022-11-16 10:00 | 42.5533 | 61.8418
2022-11-16 11:00 | 41.7467 | 60.8676
2022-11-16 12:00 | 43.3249 | 56.0818
2022-11-16 13:00 | 43.1614 | 55.6325
2022-11-16 14:00 | 43.0593 | 54.3331
2022-11-16 15:00 | 43.0146 | 56.2392
2022-11-16 16:00 | 43.9192 | 59.6323
2022-11-16 17:00 | 45.7855 | 66.671
2022-11-16 18:00 | 48.4563 | 72.4335
2022-11-16 19:00 | 46.3594 | 70.609
2022-11-16 20:00 | 44.0472 | 67.8379
2022-11-16 21:00 | 42.0325 | 65.0272
2022-11-16 22:00 | 39.5486 | 61.3866
2022-11-16 23:00 | 36.2911 | 56.4154
2022-11-17 | 32.7571 | 53.3296
2022-11-17 01:00 | 31.6112 | 49.0949
2022-11-17 02:00 | 31.0626 | 46.8302
2022-11-17 03:00 | 31.2243 | 46.3992
2022-11-17 04:00 | 31.6911 | 45.9416
2022-11-17 05:00 | 32.3677 | 46.8626
2022-11-17 06:00 | 34.738 | 51.1772
2022-11-17 07:00 | 39.8267 | 56.4777
2022-11-17 08:00 | 44.1301 | 62.1885
2022-11-17 09:00 | 45.1967 | 64.5024
2022-11-17 10:00 | 44.7767 | 64.6415
2022-11-17 11:00 | 44.4698 | 62.9059
2022-11-17 12:00 | 44.3735 | 63.8697
2022-11-17 13:00 | 43.9688 | 63.7491
2022-11-17 14:00 | 44.0329 | 62.7552
2022-11-17 15:00 | 44.1455 | 64.7037
2022-11-17 16:00 | 45.2399 | 66.9025
2022-11-17 17:00 | 47.1415 | 70.9487
2022-11-17 18:00 | 49.7735 | 72.55
2022-11-17 19:00 | 47.9771 | 70.4336
2022-11-17 20:00 | 45.8438 | 67.7729
2022-11-17 21:00 | 43.8413 | 64.9352
2022-11-17 22:00 | 41.4187 | 61.4236
2022-11-17 23:00 | 38.1308 | 56.8577
2022-11-18 | 34.7233 | 52.9761
2022-11-18 01:00 | 32.7734 | 48.8996
2022-11-18 02:00 | 32.1774 | 46.577
2022-11-18 03:00 | 32.3208 | 45.9333
2022-11-18 04:00 | 32.7562 | 45.4335
2022-11-18 05:00 | 33.3839 | 45.9165
2022-11-18 06:00 | 35.6619 | 49.1535
2022-11-18 07:00 | 40.5852 | 54.4203
2022-11-18 08:00 | 44.6212 | 60.0284
2022-11-18 09:00 | 44.9023 | 62.2651
2022-11-18 10:00 | 43.9018 | 62.345
2022-11-18 11:00 | 42.9797 | 60.9856
2022-11-18 12:00 | 44.0677 | 61.7527
2022-11-18 13:00 | 43.4881 | 61.9262
2022-11-18 14:00 | 43.3468 | 60.992
2022-11-18 15:00 | 43.1439 | 62.7437
2022-11-18 16:00 | 43.8951 | 64.6193
2022-11-18 17:00 | 45.8562 | 67.8975
2022-11-18 18:00 | 48.2289 | 69.4984
2022-11-18 19:00 | 46.3479 | 67.4416
2022-11-18 20:00 | 43.9909 | 64.7489
2022-11-18 21:00 | 41.9567 | 62.0884
2022-11-18 22:00 | 39.5472 | 58.6705
2022-11-18 23:00 | 36.3523 | 54.351
2022-11-19 | 33.3289 | 50.32
2022-11-19 01:00 | 31.1018 | 47.8822
2022-11-19 02:00 | 30.355 | 45.699
2022-11-19 03:00 | 30.3154 | 45.1356
2022-11-19 04:00 | 30.556 | 44.5194
2022-11-19 05:00 | 30.6698 | 44.5457
2022-11-19 06:00 | 31.5892 | 46.9763
2022-11-19 07:00 | 34.6515 | 48.992
2022-11-19 08:00 | 38.1353 | 52.0671
2022-11-19 09:00 | 40.4782 | 54.7466
2022-11-19 10:00 | 41.3686 | 56.1705
2022-11-19 11:00 | 41.5483 | 56.1861
2022-11-19 12:00 | 40.7984 | 54.7651
2022-11-19 13:00 | 40.3087 | 55.2249
2022-11-19 14:00 | 39.8841 | 53.9755
2022-11-19 15:00 | 39.6657 | 55.6868
2022-11-19 16:00 | 40.7876 | 58.4449
2022-11-19 17:00 | 43.3883 | 63.2573
2022-11-19 18:00 | 46.4305 | 66.5857
2022-11-19 19:00 | 44.2912 | 63.5939
2022-11-19 20:00 | 41.6113 | 60.1611
2022-11-19 21:00 | 39.118 | 57.6387
2022-11-19 22:00 | 37.2092 | 55.4069
2022-11-19 23:00 | 34.8411 | 52.583
2022-11-20 | 32.6562 | 50.2806
2022-11-20 01:00 | 30.636 | 46.4799
2022-11-20 02:00 | 29.8698 | 44.4665
2022-11-20 03:00 | 29.8216 | 43.8699
2022-11-20 04:00 | 29.9355 | 43.4325
2022-11-20 05:00 | 29.8912 | 43.3143
2022-11-20 06:00 | 30.3608 | 44.0642
2022-11-20 07:00 | 32.9148 | 45.8188
2022-11-20 08:00 | 36.0044 | 48.8261
2022-11-20 09:00 | 37.3718 | 51.4595
2022-11-20 10:00 | 37.3496 | 52.9345
2022-11-20 11:00 | 37.491 | 53.0716
2022-11-20 12:00 | 38.3286 | 51.0396
2022-11-20 13:00 | 37.9778 | 51.7375
2022-11-20 14:00 | 37.9761 | 51.7054
2022-11-20 15:00 | 38.1989 | 55.0688
2022-11-20 16:00 | 39.9172 | 58.4837
2022-11-20 17:00 | 43.2477 | 64.3932
2022-11-20 18:00 | 47.4774 | 68.5456
2022-11-20 19:00 | 45.5154 | 65.5309
2022-11-20 20:00 | 42.788 | 61.8831
2022-11-20 21:00 | 40.5134 | 58.9942
2022-11-20 22:00 | 38.3773 | 56.634
2022-11-20 23:00 | 35.6837 | 53.5027
2022-11-21 | 32.267 | 50.9608
2022-11-21 01:00 | 30.8706 | 46.4895
2022-11-21 02:00 | 30.4419 | 44.4842
2022-11-21 03:00 | 30.7102 | 44.1294
2022-11-21 04:00 | 31.1762 | 43.699
2022-11-21 05:00 | 31.8405 | 44.7862
2022-11-21 06:00 | 33.9976 | 48.537
2022-11-21 07:00 | 39.1167 | 53.6823
2022-11-21 08:00 | 43.2439 | 59.1632
2022-11-21 09:00 | 43.7979 | 60.6843
2022-11-21 10:00 | 43.2517 | 59.8458
2022-11-21 11:00 | 42.8665 | 58.5657
2022-11-21 12:00 | 43.2461 | 56.5245
2022-11-21 13:00 | 42.7403 | 56.4911
2022-11-21 14:00 | 42.8669 | 55.1838
2022-11-21 15:00 | 43.0352 | 56.9453
2022-11-21 16:00 | 44.3079 | 60.3414
2022-11-21 17:00 | 46.5441 | 67.2084
2022-11-21 18:00 | 49.1387 | 71.9357
2022-11-21 19:00 | 47.0578 | 69.345
2022-11-21 20:00 | 44.8044 | 66.0522
2022-11-21 21:00 | 42.6228 | 63.009
2022-11-21 22:00 | 40.0876 | 59.3607
2022-11-21 23:00 | 36.772 | 54.7034
2022-11-22 | 33.9391 | 51.5992
2022-11-22 01:00 | 31.5517 | 47.4659
2022-11-22 02:00 | 30.9622 | 45.1363
2022-11-22 03:00 | 31.122 | 44.7438
2022-11-22 04:00 | 31.5368 | 44.2055
2022-11-22 05:00 | 32.1922 | 44.9901
2022-11-22 06:00 | 34.6234 | 49.9446
2022-11-22 07:00 | 39.5102 | 55.2506
2022-11-22 08:00 | 43.4463 | 61.4746
2022-11-22 09:00 | 44.0969 | 64.0443
2022-11-22 10:00 | 43.6165 | 64.2302
2022-11-22 11:00 | 43.5786 | 63.4622
2022-11-22 12:00 | 42.7557 | 61.5573
2022-11-22 13:00 | 42.2097 | 61.1178
2022-11-22 14:00 | 42.3584 | 59.6133
2022-11-22 15:00 | 42.487 | 61.3241
2022-11-22 16:00 | 43.6693 | 64.5643
2022-11-22 17:00 | 46.0674 | 69.8348
2022-11-22 18:00 | 49.5553 | 74.3696
2022-11-22 19:00 | 47.4806 | 71.8234
2022-11-22 20:00 | 45.3712 | 68.8118
2022-11-22 21:00 | 43.3126 | 65.9327
2022-11-22 22:00 | 40.8218 | 62.3442
2022-11-22 23:00 | 37.5404 | 57.7261
2022-11-23 | 34.428 | 53.2419
2022-11-23 01:00 | 31.3238 | 50.941
2022-11-23 02:00 | 30.6716 | 48.4866
2022-11-23 03:00 | 30.7978 | 47.902
2022-11-23 04:00 | 31.0709 | 47.5211
2022-11-23 05:00 | 31.6809 | 48.0905
2022-11-23 06:00 | 34.0067 | 52.0229
2022-11-23 07:00 | 38.9123 | 56.908
2022-11-23 08:00 | 42.6542 | 62.7411
2022-11-23 09:00 | 43.1358 | 65.0431
2022-11-23 10:00 | 42.4751 | 65.0953
2022-11-23 11:00 | 42.3055 | 64.4384
2022-11-23 12:00 | 41.4533 | 58.7624
2022-11-23 13:00 | 40.9314 | 58.3991
2022-11-23 14:00 | 41.0619 | 57.0585
2022-11-23 15:00 | 41.0889 | 58.5888
2022-11-23 16:00 | 42.0884 | 62.0276
2022-11-23 17:00 | 44.5001 | 68.8525
2022-11-23 18:00 | 46.8014 | 73.5663
2022-11-23 19:00 | 44.8906 | 72.5816
2022-11-23 20:00 | 42.8767 | 70.643
2022-11-23 21:00 | 41.0481 | 68.4023
2022-11-23 22:00 | 38.6833 | 64.7191
2022-11-23 23:00 | 35.5047 | 59.4498
2022-11-24 | 32.1125 | 55.4523
2022-11-24 01:00 | 30.4069 | 52.1481
2022-11-24 02:00 | 29.7992 | 49.6652
2022-11-24 03:00 | 29.9603 | 49.3543
2022-11-24 04:00 | 30.3444 | 49.0475
2022-11-24 05:00 | 30.9558 | 50.0913
2022-11-24 06:00 | 33.4094 | 53.2232
2022-11-24 07:00 | 38.5372 | 58.5527
2022-11-24 08:00 | 42.7522 | 64.9786
2022-11-24 09:00 | 43.6184 | 66.8787
2022-11-24 10:00 | 43.3211 | 65.7964
2022-11-24 11:00 | 43.1434 | 62.9595
2022-11-24 12:00 | 43.1693 | 61.9785
2022-11-24 13:00 | 42.7072 | 61.2052
2022-11-24 14:00 | 42.9163 | 59.9347
2022-11-24 15:00 | 42.7389 | 61.9092
2022-11-24 16:00 | 43.7679 | 64.9398
2022-11-24 17:00 | 45.8014 | 71.5357
2022-11-24 18:00 | 48.5152 | 74.8999
2022-11-24 19:00 | 46.7713 | 73.9122
2022-11-24 20:00 | 44.9293 | 71.5589
2022-11-24 21:00 | 43.0972 | 68.9015
2022-11-24 22:00 | 40.8148 | 65.0835
2022-11-24 23:00 | 37.6088 | 59.8589
2022-11-25 | 34.6183 | 56.9785
2022-11-25 01:00 | 32.7508 | 53.375
2022-11-25 02:00 | 32.1381 | 51.0151
2022-11-25 03:00 | 32.3178 | 50.2451
2022-11-25 04:00 | 32.7046 | 49.6297
2022-11-25 05:00 | 33.285 | 50.0619
2022-11-25 06:00 | 35.6186 | 52.9984
2022-11-25 07:00 | 40.5671 | 57.7702
2022-11-25 08:00 | 44.683 | 63.3267
2022-11-25 09:00 | 44.9697 | 64.8411
2022-11-25 10:00 | 44.1059 | 64.2615
2022-11-25 11:00 | 43.5292 | 62.8399
2022-11-25 12:00 | 43.5049 | 57.4855
2022-11-25 13:00 | 42.9437 | 57.0056
2022-11-25 14:00 | 42.6859 | 56.2686
2022-11-25 15:00 | 42.3672 | 57.9707
2022-11-25 16:00 | 43.1467 | 60.4435
2022-11-25 17:00 | 45.3245 | 66.0201
2022-11-25 18:00 | 49.3262 | 71.6523
2022-11-25 19:00 | 47.4239 | 69.8427
2022-11-25 20:00 | 45.1927 | 66.8951
2022-11-25 21:00 | 43.2558 | 64.2756
2022-11-25 22:00 | 40.855 | 60.7701
2022-11-25 23:00 | 37.6558 | 56.0585
2022-11-26 | 34.2937 | 53.6156
2022-11-26 01:00 | 31.9463 | 49.5579
2022-11-26 02:00 | 31.1555 | 47.4979
2022-11-26 03:00 | 31.1191 | 46.8127
2022-11-26 04:00 | 31.2659 | 45.8616
2022-11-26 05:00 | 31.2785 | 46.0696
2022-11-26 06:00 | 31.9455 | 48.457
2022-11-26 07:00 | 35.0554 | 50.0558
2022-11-26 08:00 | 38.6821 | 53.2372
2022-11-26 09:00 | 41.0945 | 55.777
2022-11-26 10:00 | 42.1185 | 57.1146
2022-11-26 11:00 | 42.1882 | 57.0945
2022-11-26 12:00 | 41.5903 | 54.679
2022-11-26 13:00 | 41.1798 | 55.1936
2022-11-26 14:00 | 40.8701 | 53.2106
2022-11-26 15:00 | 40.6492 | 53.8964
2022-11-26 16:00 | 41.7968 | 56.8507
2022-11-26 17:00 | 44.4233 | 62.1635
2022-11-26 18:00 | 47.0101 | 67.4257
2022-11-26 19:00 | 44.8163 | 63.8258
2022-11-26 20:00 | 42.3607 | 60.2169
2022-11-26 21:00 | 39.814 | 57.7714
2022-11-26 22:00 | 37.8544 | 55.6335
2022-11-26 23:00 | 35.5054 | 52.9963
2022-11-27 | 33.5603 | 50.3688
2022-11-27 01:00 | 31.6426 | 46.8764
2022-11-27 02:00 | 30.87 | 44.8974
2022-11-27 03:00 | 30.8609 | 44.2629
2022-11-27 04:00 | 30.9985 | 43.378
2022-11-27 05:00 | 31.0758 | 42.8203
2022-11-27 06:00 | 32.1339 | 44.6304
2022-11-27 07:00 | 34.5221 | 45.8059
2022-11-27 08:00 | 37.3524 | 48.6759
2022-11-27 09:00 | 39.4196 | 50.7583
2022-11-27 10:00 | 40.4137 | 51.9574
2022-11-27 11:00 | 40.9015 | 52.4445
2022-11-27 12:00 | 40.0684 | 52.6769
2022-11-27 13:00 | 40.0219 | 53.6995
2022-11-27 14:00 | 39.9797 | 53.3357
2022-11-27 15:00 | 40.0879 | 55.7498
2022-11-27 16:00 | 41.6703 | 59.0524
2022-11-27 17:00 | 45.1555 | 63.8686
2022-11-27 18:00 | 49.3426 | 67.3733
2022-11-27 19:00 | 47.9108 | 63.8546
2022-11-27 20:00 | 45.5946 | 60.7161
2022-11-27 21:00 | 42.8311 | 58.3612
2022-11-27 22:00 | 40.6132 | 55.846
2022-11-27 23:00 | 37.8839 | 52.5754
2022-11-28 | 35.3392 | 50.3223
2022-11-28 01:00 | 34.1467 | 45.6727
2022-11-28 02:00 | 33.7148 | 43.6237
2022-11-28 03:00 | 34.0193 | 43.0386
2022-11-28 04:00 | 34.4432 | 42.4674
2022-11-28 05:00 | 35.0105 | 43.3
2022-11-28 06:00 | 37.1125 | 47.6946
2022-11-28 07:00 | 42.2507 | 52.2725
2022-11-28 08:00 | 46.87 | 57.4914
2022-11-28 09:00 | 47.5414 | 58.9696
2022-11-28 10:00 | 46.7431 | 58.3522
2022-11-28 11:00 | 45.9466 | 58.0264
2022-11-28 12:00 | 46.7581 | 57.8415
2022-11-28 13:00 | 46.275 | 58.5434
2022-11-28 14:00 | 46.2196 | 57.6971
2022-11-28 15:00 | 46.4257 | 59.3508
2022-11-28 16:00 | 47.8088 | 62.7464
2022-11-28 17:00 | 50.0868 | 68.3735
2022-11-28 18:00 | 52.7286 | 70.6091
2022-11-28 19:00 | 50.7074 | 68.043
2022-11-28 20:00 | 48.3253 | 65.1793
2022-11-28 21:00 | 46.0381 | 62.5289
2022-11-28 22:00 | 43.4065 | 59.0385
2022-11-28 23:00 | 39.8847 | 54.3939
2022-11-29 | 36.4672 | 50.4994
2022-11-29 01:00 | 34.3021 | 48.7054
2022-11-29 02:00 | 33.7008 | 46.1694
2022-11-29 03:00 | 33.867 | 45.3485
2022-11-29 04:00 | 34.244 | 44.7403
2022-11-29 05:00 | 34.7525 | 45.3535
2022-11-29 06:00 | 36.9409 | 48.993
2022-11-29 07:00 | 41.8484 | 53.6182
2022-11-29 08:00 | 46.4319 | 59.1594
2022-11-29 09:00 | 47.6206 | 60.7403
2022-11-29 10:00 | 47.3294 | 60.1949
2022-11-29 11:00 | 47.0601 | 60.3413
2022-11-29 12:00 | 45.0423 | 59.8323
2022-11-29 13:00 | 44.2686 | 59.9445
2022-11-29 14:00 | 44.5116 | 58.6364
2022-11-29 15:00 | 44.4839 | 60.6047
2022-11-29 16:00 | 45.8575 | 64.311
2022-11-29 17:00 | 48.4414 | 69.4642
2022-11-29 18:00 | 52.2478 | 73.6853
2022-11-29 19:00 | 50.2362 | 71.1845
2022-11-29 20:00 | 48.0447 | 68.4658
2022-11-29 21:00 | 45.8734 | 65.9936
2022-11-29 22:00 | 43.3778 | 62.5999
2022-11-29 23:00 | 39.8988 | 57.9268
2022-11-30 | 37.1098 | 53.614
2022-11-30 01:00 | 33.9189 | 50.8057
2022-11-30 02:00 | 33.2646 | 48.3091
2022-11-30 03:00 | 33.3571 | 47.3405
2022-11-30 04:00 | 33.5658 | 46.8193
2022-11-30 05:00 | 34.0431 | 47.3339
2022-11-30 06:00 | 36.0308 | 50.4095
2022-11-30 07:00 | 40.6957 | 54.9156
2022-11-30 08:00 | 44.8105 | 60.5563
2022-11-30 09:00 | 45.6411 | 62.0137
2022-11-30 10:00 | 45.1272 | 61.1956
2022-11-30 11:00 | 45.0047 | 60.5181
2022-11-30 12:00 | 43.6221 | 60.6809
2022-11-30 13:00 | 42.9465 | 60.7979
2022-11-30 14:00 | 43.2098 | 59.7736
2022-11-30 15:00 | 43.2426 | 60.7893
2022-11-30 16:00 | 44.3637 | 63.6484
2022-11-30 17:00 | 46.881 | 69.1306
2022-11-30 18:00 | 49.3282 | 73.2232
2022-11-30 19:00 | 47.2614 | 71.0525
2022-11-30 20:00 | 45.1413 | 68.4431
2022-11-30 21:00 | 43.1466 | 66.2053
2022-11-30 22:00 | 40.7313 | 62.7633
2022-11-30 23:00 | 37.396 | 57.7144
2022-12-01 | 34.1516 | 53.9513
2022-12-01 01:00 | 31.2002 | 50.7581
2022-12-01 02:00 | 30.51 | 48.2484
2022-12-01 03:00 | 30.7334 | 47.3907
2022-12-01 04:00 | 30.9106 | 46.8832
2022-12-01 05:00 | 31.6199 | 47.6366
2022-12-01 06:00 | 34.0132 | 51.7901
2022-12-01 07:00 | 39.0535 | 56.7255
2022-12-01 08:00 | 42.7651 | 61.4648
2022-12-01 09:00 | 44.1772 | 64.0163
2022-12-01 10:00 | 43.9112 | 64.8561
2022-12-01 11:00 | 43.5232 | 64.4208
2022-12-01 12:00 | 43.055 | 63.3052
2022-12-01 13:00 | 42.3232 | 62.8342
2022-12-01 14:00 | 42.7792 | 61.3013
2022-12-01 15:00 | 42.8063 | 63.4818
2022-12-01 16:00 | 43.7799 | 66.188
2022-12-01 17:00 | 45.8653 | 70.5512
2022-12-01 18:00 | 48.7843 | 74.1525
2022-12-01 19:00 | 46.8162 | 71.9475
2022-12-01 20:00 | 45.2122 | 69.2367
2022-12-01 21:00 | 43.0897 | 66.2132
2022-12-01 22:00 | 40.7682 | 63.1378
2022-12-01 23:00 | 37.3539 | 58.1956
2022-12-02 | 33.7171 | 54.8354
2022-12-02 01:00 | 31.6136 | 49.6393
2022-12-02 02:00 | 30.9524 | 47.1639
2022-12-02 03:00 | 31.2024 | 46.3308
2022-12-02 04:00 | 31.423 | 45.8555
2022-12-02 05:00 | 32.1073 | 46.3945
2022-12-02 06:00 | 34.3787 | 50.2639
2022-12-02 07:00 | 39.4188 | 55.5141
2022-12-02 08:00 | 43.1677 | 60.8748
2022-12-02 09:00 | 44.1479 | 63.4384
2022-12-02 10:00 | 43.6574 | 64.1708
2022-12-02 11:00 | 43.1335 | 63.3613
2022-12-02 12:00 | 42.8427 | 64.1877
2022-12-02 13:00 | 42.0839 | 63.7732
2022-12-02 14:00 | 42.151 | 62.6262
2022-12-02 15:00 | 41.8818 | 64.3256
2022-12-02 16:00 | 42.5695 | 66.1298
2022-12-02 17:00 | 44.7459 | 69.5889
2022-12-02 18:00 | 47.3761 | 71.9205
2022-12-02 19:00 | 45.4756 | 69.7979
2022-12-02 20:00 | 43.8931 | 66.8122
2022-12-02 21:00 | 41.8467 | 63.823
2022-12-02 22:00 | 39.5334 | 60.8597
2022-12-02 23:00 | 36.2846 | 55.9772
2022-12-03 | 33.5871 | 52.2961
2022-12-03 01:00 | 30.5151 | 49.5098
2022-12-03 02:00 | 29.6905 | 47.2365
2022-12-03 03:00 | 29.8527 | 46.356
2022-12-03 04:00 | 29.8211 | 45.6797
2022-12-03 05:00 | 29.8287 | 45.6638
2022-12-03 06:00 | 30.672 | 47.4129
2022-12-03 07:00 | 34.0704 | 49.7288
2022-12-03 08:00 | 37.5488 | 53.7226
2022-12-03 09:00 | 39.9324 | 57.9737
2022-12-03 10:00 | 40.4057 | 60.6316
2022-12-03 11:00 | 40.4902 | 60.5757
2022-12-03 12:00 | 39.1061 | 61.733
2022-12-03 13:00 | 38.1464 | 61.7016
2022-12-03 14:00 | 38.0712 | 60.0316
2022-12-03 15:00 | 38.0107 | 61.5061
2022-12-03 16:00 | 39.4718 | 63.7172
2022-12-03 17:00 | 42.5245 | 67.0504
2022-12-03 18:00 | 45.2776 | 69.1082
2022-12-03 19:00 | 43.7055 | 66.2381
2022-12-03 20:00 | 41.9807 | 63.4045
2022-12-03 21:00 | 39.9599 | 61.1734
2022-12-03 22:00 | 38.3484 | 59.6693
2022-12-03 23:00 | 35.8467 | 56.5783
2022-12-04 | 32.2337 | 52.2394
2022-12-04 01:00 | 29.7652 | 49.3397
2022-12-04 02:00 | 28.9246 | 47.1098
2022-12-04 03:00 | 29.0631 | 45.8351
2022-12-04 04:00 | 28.9658 | 45.0577
2022-12-04 05:00 | 28.8869 | 44.6536
2022-12-04 06:00 | 29.1184 | 45.1285
2022-12-04 07:00 | 32.097 | 46.2487
2022-12-04 08:00 | 35.6249 | 49.2762
2022-12-04 09:00 | 37.7029 | 52.259
2022-12-04 10:00 | 37.8302 | 54.5795
2022-12-04 11:00 | 37.6449 | 55.3159
2022-12-04 12:00 | 36.611 | 50.6926
2022-12-04 13:00 | 35.8731 | 50.3693
2022-12-04 14:00 | 35.6788 | 49.044
2022-12-04 15:00 | 35.8702 | 51.67
2022-12-04 16:00 | 37.7805 | 55.5742
2022-12-04 17:00 | 41.4959 | 61.619
2022-12-04 18:00 | 44.8401 | 66.5619
2022-12-04 19:00 | 43.2988 | 63.9948
2022-12-04 20:00 | 41.6969 | 61.4581
2022-12-04 21:00 | 39.7581 | 59.282
2022-12-04 22:00 | 37.9012 | 57.7626
2022-12-04 23:00 | 35.3082 | 54.3274
2022-12-05 | 32.2608 | 52.0252
2022-12-05 01:00 | 30.3546 | 48.164
2022-12-05 02:00 | 29.8342 | 45.8468
2022-12-05 03:00 | 30.3091 | 44.9915
2022-12-05 04:00 | 30.5948 | 44.4932
2022-12-05 05:00 | 31.3963 | 45.2719
2022-12-05 06:00 | 33.8349 | 49.6032
2022-12-05 07:00 | 39.308 | 54.2849
2022-12-05 08:00 | 43.241 | 59.0125
2022-12-05 09:00 | 44.3026 | 61.1815
2022-12-05 10:00 | 43.8642 | 61.3284
2022-12-05 11:00 | 43.2969 | 60.8597
2022-12-05 12:00 | 44.4379 | 62.1251
2022-12-05 13:00 | 44.0557 | 62.2196
2022-12-05 14:00 | 44.1357 | 60.4632
2022-12-05 15:00 | 44.397 | 62.3061
2022-12-05 16:00 | 45.5546 | 65.5069
2022-12-05 17:00 | 47.7142 | 70.6501
2022-12-05 18:00 | 50.1584 | 74.1026
2022-12-05 19:00 | 47.9635 | 71.808
2022-12-05 20:00 | 46.0872 | 69.4165
2022-12-05 21:00 | 43.8483 | 66.606
2022-12-05 22:00 | 41.3334 | 63.4903
2022-12-05 23:00 | 37.8641 | 58.6422
2022-12-06 | 33.6856 | 53.6707
2022-12-06 01:00 | 31.5369 | 50.0417
2022-12-06 02:00 | 30.8799 | 47.4065
2022-12-06 03:00 | 31.2101 | 46.576
2022-12-06 04:00 | 31.4043 | 46.1072
2022-12-06 05:00 | 32.1383 | 46.9695
2022-12-06 06:00 | 34.3722 | 50.8209
2022-12-06 07:00 | 39.5524 | 56.1958
2022-12-06 08:00 | 43.3801 | 62.3318
2022-12-06 09:00 | 44.6229 | 65.2949
2022-12-06 10:00 | 44.3786 | 66.3521
2022-12-06 11:00 | 44.1667 | 66.3715
2022-12-06 12:00 | 43.0916 | 58.9154
2022-12-06 13:00 | 42.5543 | 57.3496
2022-12-06 14:00 | 42.7084 | 55.2679
2022-12-06 15:00 | 42.8733 | 56.8647
2022-12-06 16:00 | 43.9288 | 60.7151
2022-12-06 17:00 | 46.3311 | 67.7314
2022-12-06 18:00 | 48.3747 | 73.8535
2022-12-06 19:00 | 46.3164 | 72.5314
2022-12-06 20:00 | 44.7706 | 70.0853
2022-12-06 21:00 | 42.7056 | 67.3997
2022-12-06 22:00 | 40.305 | 64.4941
2022-12-06 23:00 | 36.9792 | 59.1797
2022-12-07 | 34.1459 | 56.1463
2022-12-07 01:00 | 31.5923 | 51.4812
2022-12-07 02:00 | 30.9304 | 48.924
2022-12-07 03:00 | 31.268 | 48.0777
2022-12-07 04:00 | 31.4867 | 47.7051
2022-12-07 05:00 | 32.1522 | 48.5893
2022-12-07 06:00 | 34.5467 | 51.7384
2022-12-07 07:00 | 39.8119 | 57.0441
2022-12-07 08:00 | 43.6125 | 63.1532
2022-12-07 09:00 | 44.8673 | 65.6506
2022-12-07 10:00 | 44.4339 | 65.5349
2022-12-07 11:00 | 44.2443 | 63.8915
2022-12-07 12:00 | 44.0739 | 66.7
2022-12-07 13:00 | 43.6198 | 66.4586
2022-12-07 14:00 | 43.7677 | 65.1933
2022-12-07 15:00 | 43.8514 | 66.9691
2022-12-07 16:00 | 45.0075 | 68.9597
2022-12-07 17:00 | 47.4018 | 73.3932
2022-12-07 18:00 | 51.2692 | 76.1344
2022-12-07 19:00 | 49.3376 | 74.1874
2022-12-07 20:00 | 47.6314 | 71.5623
2022-12-07 21:00 | 45.6676 | 68.9591
2022-12-07 22:00 | 43.2893 | 65.8701
2022-12-07 23:00 | 39.7845 | 60.5654
2022-12-08 | 35.2595 | 55.9668
2022-12-08 01:00 | 33.7091 | 53.8145
2022-12-08 02:00 | 33.1262 | 51.1601
2022-12-08 03:00 | 33.529 | 50.1228
2022-12-08 04:00 | 33.7764 | 49.5593
2022-12-08 05:00 | 34.4907 | 50.2652
2022-12-08 06:00 | 36.4749 | 53.5099
2022-12-08 07:00 | 41.684 | 58.2289
2022-12-08 08:00 | 45.9228 | 63.3831
2022-12-08 09:00 | 47.1973 | 65.6748
2022-12-08 10:00 | 46.616 | 65.8119
2022-12-08 11:00 | 46.0031 | 64.4825
2022-12-08 12:00 | 45.9924 | 67.7797
2022-12-08 13:00 | 45.4721 | 67.4745
2022-12-08 14:00 | 45.5029 | 66.0964
2022-12-08 15:00 | 45.758 | 68.0318
2022-12-08 16:00 | 47.0073 | 70.1566
2022-12-08 17:00 | 49.2467 | 73.5268
2022-12-08 18:00 | 51.5425 | 74.8198
2022-12-08 19:00 | 49.7961 | 73.4117
2022-12-08 20:00 | 48.2435 | 71.5976
2022-12-08 21:00 | 46.1765 | 69.1646
2022-12-08 22:00 | 43.7749 | 66.1119
2022-12-08 23:00 | 40.3018 | 61.1725
2022-12-09 | 36.7849 | 56.8058
2022-12-09 01:00 | 34.8136 | 52.3604
2022-12-09 02:00 | 34.1507 | 49.759
2022-12-09 03:00 | 34.5704 | 49.0528
2022-12-09 04:00 | 34.8614 | 48.5596
2022-12-09 05:00 | 35.5289 | 49.0795
2022-12-09 06:00 | 37.9008 | 52.4328
2022-12-09 07:00 | 42.9539 | 57.5346
2022-12-09 08:00 | 46.8455 | 63.4642
2022-12-09 09:00 | 47.2003 | 65.6208
2022-12-09 10:00 | 45.8501 | 65.1416
2022-12-09 11:00 | 44.4291 | 63.0273
2022-12-09 12:00 | 45.8265 | 66.066
2022-12-09 13:00 | 45.1358 | 65.4831
2022-12-09 14:00 | 45.057 | 64.0798
2022-12-09 15:00 | 44.8668 | 66.0359
2022-12-09 16:00 | 45.8782 | 67.992
2022-12-09 17:00 | 48.1058 | 72.2308
2022-12-09 18:00 | 50.7478 | 75.9025
2022-12-09 19:00 | 49.3196 | 73.9289
2022-12-09 20:00 | 47.6709 | 70.7979
2022-12-09 21:00 | 45.6417 | 67.7123
2022-12-09 22:00 | 43.3239 | 64.3782
2022-12-09 23:00 | 39.8725 | 59.351
2022-12-10 | 36.3841 | 55.9412
2022-12-10 01:00 | 33.8098 | 51.8439
2022-12-10 02:00 | 32.8947 | 49.8378
2022-12-10 03:00 | 32.9369 | 49.3214
2022-12-10 04:00 | 32.9354 | 48.8909
2022-12-10 05:00 | 33.1093 | 49.0103
2022-12-10 06:00 | 34.2476 | 52.3943
2022-12-10 07:00 | 37.2561 | 54.6404
2022-12-10 08:00 | 40.132 | 57.8531
2022-12-10 09:00 | 42.8135 | 61.5902
2022-12-10 10:00 | 43.7511 | 63.3888
2022-12-10 11:00 | 43.637 | 62.0652
2022-12-10 12:00 | 42.3985 | 62.8867
2022-12-10 13:00 | 41.8463 | 62.4165
2022-12-10 14:00 | 41.6982 | 60.2399
2022-12-10 15:00 | 41.5555 | 61.5909
2022-12-10 16:00 | 42.5599 | 63.8851
2022-12-10 17:00 | 45.3465 | 68.2947
2022-12-10 18:00 | 48.487 | 71.7747
2022-12-10 19:00 | 46.7063 | 69.082
2022-12-10 20:00 | 44.497 | 66.0131
2022-12-10 21:00 | 41.9605 | 63.8354
2022-12-10 22:00 | 39.9865 | 62.1676
2022-12-10 23:00 | 37.3874 | 59.048
2022-12-11 | 34.215 | 55.473
2022-12-11 01:00 | 32.7016 | 52.3377
2022-12-11 02:00 | 31.9538 | 50.0521
2022-12-11 03:00 | 32.1621 | 48.8058
2022-12-11 04:00 | 32.2403 | 48.0367
2022-12-11 05:00 | 32.6066 | 48.1099
2022-12-11 06:00 | 33.7253 | 49.5529
2022-12-11 07:00 | 36.0909 | 50.3884
2022-12-11 08:00 | 38.2646 | 52.5742
2022-12-11 09:00 | 40.3806 | 54.5353
2022-12-11 10:00 | 41.2996 | 55.4568
2022-12-11 11:00 | 41.196 | 54.6537
2022-12-11 12:00 | 41.2068 | 57.0749
2022-12-11 13:00 | 41.0842 | 56.8543
2022-12-11 14:00 | 40.8462 | 55.6205
2022-12-11 15:00 | 40.9959 | 56.9961
2022-12-11 16:00 | 42.4887 | 59.6863
2022-12-11 17:00 | 46.2929 | 65.6906
2022-12-11 18:00 | 50.8582 | 73.4773
2022-12-11 19:00 | 49.9978 | 70.8558
2022-12-11 20:00 | 48.1144 | 67.2757
2022-12-11 21:00 | 45.1666 | 64.1356
2022-12-11 22:00 | 43.0738 | 62.326
2022-12-11 23:00 | 40.1582 | 59.2232
2022-12-12 | 37.0348 | 55.6216
2022-12-12 01:00 | 35.7405 | 51.565
2022-12-12 02:00 | 35.2842 | 49.3118
2022-12-12 03:00 | 35.7702 | 48.4772
2022-12-12 04:00 | 36.0951 | 47.8388
2022-12-12 05:00 | 36.7703 | 48.6734
2022-12-12 06:00 | 38.9478 | 52.0014
2022-12-12 07:00 | 44.0915 | 56.9358
2022-12-12 08:00 | 48.3866 | 62.9265
2022-12-12 09:00 | 48.9621 | 66.2176
2022-12-12 10:00 | 47.5448 | 67.3044
2022-12-12 11:00 | 46.0164 | 66.8919
2022-12-12 12:00 | 46.4443 | 64.2344
2022-12-12 13:00 | 45.4856 | 64.3065
2022-12-12 14:00 | 45.3624 | 63.2608
2022-12-12 15:00 | 45.8343 | 65.2383
2022-12-12 16:00 | 47.4869 | 67.8588
2022-12-12 17:00 | 50.3436 | 72.5938
2022-12-12 18:00 | 52.8619 | 75.9066
2022-12-12 19:00 | 51.6628 | 73.5956
2022-12-12 20:00 | 50.1974 | 70.8372
2022-12-12 21:00 | 48.03 | 67.921
2022-12-12 22:00 | 45.5254 | 64.6795
2022-12-12 23:00 | 41.9001 | 59.8457
2022-12-13 | 37.839 | 55.7577
2022-12-13 01:00 | 35.179 | 51.7401
2022-12-13 02:00 | 34.4918 | 49.1023
2022-12-13 03:00 | 34.8569 | 48.2082
2022-12-13 04:00 | 35.0774 | 47.5234
2022-12-13 05:00 | 35.7193 | 48.1951
2022-12-13 06:00 | 37.733 | 51.8462
2022-12-13 07:00 | 42.6452 | 56.7504
2022-12-13 08:00 | 46.6217 | 62.6864
2022-12-13 09:00 | 47.6904 | 65.5688
2022-12-13 10:00 | 46.9026 | 66.1914
2022-12-13 11:00 | 45.9236 | 66.1053
2022-12-13 12:00 | 46.8245 | 65.267
2022-12-13 13:00 | 46.1473 | 64.9103
2022-12-13 14:00 | 46.5234 | 63.3107
2022-12-13 15:00 | 46.8037 | 65.7345
2022-12-13 16:00 | 48.1291 | 68.6502
2022-12-13 17:00 | 50.4733 | 72.8583
2022-12-13 18:00 | 53.25 | 76.034
2022-12-13 19:00 | 51.1029 | 73.9946
2022-12-13 20:00 | 49.0908 | 71.3763
2022-12-13 21:00 | 46.7608 | 68.6568
2022-12-13 22:00 | 44.2994 | 65.4929
2022-12-13 23:00 | 40.6362 | 60.7036
2022-12-14 | 36.5002 | 56.741
2022-12-14 01:00 | 34.2125 | 52.4339
2022-12-14 02:00 | 33.522 | 49.8052
2022-12-14 03:00 | 33.7539 | 48.7465
2022-12-14 04:00 | 33.8934 | 48.218
2022-12-14 05:00 | 34.408 | 48.8452
2022-12-14 06:00 | 36.4265 | 51.5482
2022-12-14 07:00 | 41.2415 | 56.5084
2022-12-14 08:00 | 45.1616 | 62.7243
2022-12-14 09:00 | 46.2953 | 66.0076
2022-12-14 10:00 | 45.6048 | 67.1489
2022-12-14 11:00 | 44.9479 | 67.128
2022-12-14 12:00 | 45.0532 | 66.5492
2022-12-14 13:00 | 44.2148 | 66.5349
2022-12-14 14:00 | 44.668 | 65.5286
2022-12-14 15:00 | 44.8809 | 67.1924
2022-12-14 16:00 | 46.1668 | 69.2083
2022-12-14 17:00 | 48.7496 | 73.1311
2022-12-14 18:00 | 50.9752 | 75.0668
2022-12-14 19:00 | 49.0685 | 73.5189
2022-12-14 20:00 | 47.4274 | 71.5637
2022-12-14 21:00 | 45.3398 | 69.3429
2022-12-14 22:00 | 43.0066 | 66.2954
2022-12-14 23:00 | 39.4699 | 61.225
2022-12-15 | 35.984 | 55.9421
2022-12-15 01:00 | 33.3495 | 51.5015
2022-12-15 02:00 | 32.6719 | 48.921
2022-12-15 03:00 | 32.967 | 48.0299
2022-12-15 04:00 | 33.1548 | 47.4132
2022-12-15 05:00 | 33.761 | 48.2985
2022-12-15 06:00 | 36.0511 | 51.6297
2022-12-15 07:00 | 40.8799 | 56.3293
2022-12-15 08:00 | 44.6816 | 62.0487
2022-12-15 09:00 | 45.1653 | 65.3378
2022-12-15 10:00 | 44.0672 | 66.3857
2022-12-15 11:00 | 42.9912 | 66.2019
2022-12-15 12:00 | 41.702 | 66.0454
2022-12-15 13:00 | 40.5369 | 65.8678
2022-12-15 14:00 | 40.8367 | 64.4573
2022-12-15 15:00 | 40.9364 | 66.5404
2022-12-15 16:00 | 42.303 | 68.7157
2022-12-15 17:00 | 45.1531 | 72.3125
2022-12-15 18:00 | 49.5769 | 73.7134
2022-12-15 19:00 | 48.2032 | 71.846
2022-12-15 20:00 | 47.0005 | 69.4151
2022-12-15 21:00 | 45.1294 | 66.8284
2022-12-15 22:00 | 42.9387 | 63.7519
2022-12-15 23:00 | 39.5602 | 59.0163
2022-12-16 | 36.0612 | 55.3056
2022-12-16 01:00 | 33.4451 | 50.7145
2022-12-16 02:00 | 32.6843 | 48.1218
2022-12-16 03:00 | 32.9705 | 47.0623
2022-12-16 04:00 | 33.1326 | 46.4391
2022-12-16 05:00 | 33.6804 | 47.0622
2022-12-16 06:00 | 35.5759 | 50.1127
2022-12-16 07:00 | 40.4819 | 54.5762
2022-12-16 08:00 | 44.3926 | 59.7382
2022-12-16 09:00 | 45.7461 | 61.3569
2022-12-16 10:00 | 45.4572 | 61.0736
2022-12-16 11:00 | 45.0559 | 60.6242
2022-12-16 12:00 | 44.006 | 60.0335
2022-12-16 13:00 | 43.3036 | 59.6478
2022-12-16 14:00 | 43.297 | 58.2412
2022-12-16 15:00 | 43.0814 | 59.971
2022-12-16 16:00 | 43.8109 | 62.1983
2022-12-16 17:00 | 45.974 | 66.424
2022-12-16 18:00 | 48.8426 | 70.7592
2022-12-16 19:00 | 47.1878 | 68.7501
2022-12-16 20:00 | 45.5059 | 65.9722
2022-12-16 21:00 | 43.638 | 63.4661
2022-12-16 22:00 | 41.4648 | 60.6131
2022-12-16 23:00 | 38.1733 | 56.0696
2022-12-17 | 34.2838 | 52.3744
2022-12-17 01:00 | 32.1419 | 48.8616
2022-12-17 02:00 | 31.3344 | 46.4075
2022-12-17 03:00 | 31.5936 | 45.5132
2022-12-17 04:00 | 31.6553 | 44.7101
2022-12-17 05:00 | 31.8723 | 44.9885
2022-12-17 06:00 | 32.6917 | 46.5204
2022-12-17 07:00 | 35.6291 | 48.1145
2022-12-17 08:00 | 38.3728 | 52.4142
2022-12-17 09:00 | 40.4021 | 56.3632
2022-12-17 10:00 | 41.0767 | 58.467
2022-12-17 11:00 | 40.898 | 59.1642
2022-12-17 12:00 | 41.382 | 57.2166
2022-12-17 13:00 | 40.901 | 57.2281
2022-12-17 14:00 | 40.6141 | 55.494
2022-12-17 15:00 | 40.524 | 57.3287
2022-12-17 16:00 | 41.7189 | 59.7949
2022-12-17 17:00 | 44.6699 | 64.2599
2022-12-17 18:00 | 48.6897 | 68.2342
2022-12-17 19:00 | 46.5948 | 65.3218
2022-12-17 20:00 | 44.381 | 61.9721
2022-12-17 21:00 | 41.6295 | 59.7478
2022-12-17 22:00 | 39.8404 | 58.1303
2022-12-17 23:00 | 37.2654 | 55.2518
2022-12-18 | 34.5168 | 51.9599
2022-12-18 01:00 | 32.7914 | 48.3931
2022-12-18 02:00 | 31.9176 | 46.1852
2022-12-18 03:00 | 32.0525 | 45.2279
2022-12-18 04:00 | 31.9721 | 44.4539
2022-12-18 05:00 | 31.9398 | 44.2862
2022-12-18 06:00 | 32.7591 | 45.5871
2022-12-18 07:00 | 35.3134 | 46.3654
2022-12-18 08:00 | 37.6926 | 49.5673
2022-12-18 09:00 | 38.9616 | 52.5577
2022-12-18 10:00 | 38.7806 | 54.2693
2022-12-18 11:00 | 38.1841 | 55.246
2022-12-18 12:00 | 37.584 | 51.7169
2022-12-18 13:00 | 37.0863 | 51.6894
2022-12-18 14:00 | 37.2827 | 50.8806
2022-12-18 15:00 | 37.4312 | 54.1206
2022-12-18 16:00 | 39.1493 | 57.5598
2022-12-18 17:00 | 43.0148 | 63.69
2022-12-18 18:00 | 48.8898 | 69.4715
2022-12-18 19:00 | 47.4198 | 66.9651
2022-12-18 20:00 | 45.5815 | 63.7847
2022-12-18 21:00 | 42.9207 | 61.393
2022-12-18 22:00 | 40.8007 | 59.6465
2022-12-18 23:00 | 37.9467 | 56.4047
2022-12-19 | 35.6153 | 53.4867
2022-12-19 01:00 | 33.023 | 49.7384
2022-12-19 02:00 | 32.4072 | 47.52
2022-12-19 03:00 | 32.8313 | 46.7037
2022-12-19 04:00 | 33.0776 | 45.96
2022-12-19 05:00 | 33.6335 | 46.9752
2022-12-19 06:00 | 35.9261 | 51.1569
2022-12-19 07:00 | 41.0758 | 55.2586
2022-12-19 08:00 | 45.1151 | 60.2691
2022-12-19 09:00 | 46.1638 | 61.5352
2022-12-19 10:00 | 45.5423 | 60.4788
2022-12-19 11:00 | 44.712 | 59.6264
2022-12-19 12:00 | 45.4757 | 62.3283
2022-12-19 13:00 | 44.9874 | 62.7363
2022-12-19 14:00 | 45.123 | 61.1308
2022-12-19 15:00 | 45.4889 | 63.4187
2022-12-19 16:00 | 46.8235 | 66.3137
2022-12-19 17:00 | 49.0598 | 70.9656
2022-12-19 18:00 | 51.6328 | 74.5423
2022-12-19 19:00 | 49.5573 | 72.5244
2022-12-19 20:00 | 47.5563 | 70.3598
2022-12-19 21:00 | 45.329 | 68.1031
2022-12-19 22:00 | 42.9065 | 65.1707
2022-12-19 23:00 | 39.3759 | 60.6231
2022-12-20 | 35.6607 | 54.9522
2022-12-20 01:00 | 33.0807 | 51.236
2022-12-20 02:00 | 32.3555 | 48.62
2022-12-20 03:00 | 32.6681 | 47.8281
2022-12-20 04:00 | 32.8923 | 47.0888
2022-12-20 05:00 | 33.4593 | 47.9605
2022-12-20 06:00 | 35.6421 | 51.6874
2022-12-20 07:00 | 40.5571 | 56.2719
2022-12-20 08:00 | 44.5306 | 62.2357
2022-12-20 09:00 | 45.7279 | 64.4998
2022-12-20 10:00 | 45.3022 | 64.2985
2022-12-20 11:00 | 44.7715 | 64.1053
2022-12-20 12:00 | 42.1795 | 59.494
2022-12-20 13:00 | 41.2303 | 58.4321
2022-12-20 14:00 | 41.5269 | 56.0599
2022-12-20 15:00 | 41.6308 | 58.3958
2022-12-20 16:00 | 42.9668 | 62.0395
2022-12-20 17:00 | 45.7623 | 68.5942
2022-12-20 18:00 | 49.3356 | 74.7002
2022-12-20 19:00 | 47.982 | 73.1384
2022-12-20 20:00 | 46.7343 | 70.4689
2022-12-20 21:00 | 44.9183 | 67.9592
2022-12-20 22:00 | 42.7554 | 64.8887
2022-12-20 23:00 | 39.3959 | 60.0569
2022-12-21 | 36.0958 | 57.3129
2022-12-21 01:00 | 33.4791 | 52.4846
2022-12-21 02:00 | 32.7765 | 49.9102
2022-12-21 03:00 | 33.1228 | 48.8343
2022-12-21 04:00 | 33.3311 | 48.1988
2022-12-21 05:00 | 33.9029 | 49.052
2022-12-21 06:00 | 35.847 | 52.3184
2022-12-21 07:00 | 40.7875 | 56.6552
2022-12-21 08:00 | 44.7367 | 62.2878
2022-12-21 09:00 | 45.9975 | 63.9452
2022-12-21 10:00 | 45.4304 | 63.5048
2022-12-21 11:00 | 45.0428 | 62.9163
2022-12-21 12:00 | 43.2669 | 61.4422
2022-12-21 13:00 | 42.5765 | 61.2686
2022-12-21 14:00 | 42.7145 | 59.9498
2022-12-21 15:00 | 42.8952 | 61.9115
2022-12-21 16:00 | 44.1726 | 64.326
2022-12-21 17:00 | 46.8056 | 69.2787
2022-12-21 18:00 | 50.5943 | 72.3299
2022-12-21 19:00 | 48.5617 | 71.1153
2022-12-21 20:00 | 46.9419 | 68.9988
2022-12-21 21:00 | 44.9155 | 67.0055
2022-12-21 22:00 | 42.5788 | 64.1231
2022-12-21 23:00 | 39.1557 | 59.1969
2022-12-22 | 35.8218 | 55.6291
2022-12-22 01:00 | 33.1884 | 50.9723
2022-12-22 02:00 | 32.4216 | 48.3868
2022-12-22 03:00 | 32.7362 | 47.4886
2022-12-22 04:00 | 32.9114 | 46.7865
2022-12-22 05:00 | 33.4643 | 47.7676
2022-12-22 06:00 | 35.6747 | 50.906
2022-12-22 07:00 | 40.4928 | 55.1818
2022-12-22 08:00 | 44.3082 | 60.4375
2022-12-22 09:00 | 45.5136 | 62.7321
2022-12-22 10:00 | 45.0296 | 62.6357
2022-12-22 11:00 | 44.6318 | 62.2556
2022-12-22 12:00 | 43.3366 | 61.3291
2022-12-22 13:00 | 42.7514 | 61.1098
2022-12-22 14:00 | 42.9445 | 59.2284
2022-12-22 15:00 | 43.2109 | 61.723
2022-12-22 16:00 | 44.3855 | 64.3523
2022-12-22 17:00 | 46.6154 | 68.9536
2022-12-22 18:00 | 50.5927 | 73.2927
2022-12-22 19:00 | 48.6738 | 71.0424
2022-12-22 20:00 | 46.9643 | 68.3951
2022-12-22 21:00 | 44.9929 | 65.8529
2022-12-22 22:00 | 42.7509 | 62.7547
2022-12-22 23:00 | 39.3628 | 58.435
2022-12-23 | 35.4227 | 54.6353
2022-12-23 01:00 | 33.6952 | 52.3343
2022-12-23 02:00 | 32.9579 | 49.6149
2022-12-23 03:00 | 33.3228 | 48.3341
2022-12-23 04:00 | 33.583 | 47.5942
2022-12-23 05:00 | 34.1213 | 48.0823
2022-12-23 06:00 | 36.0314 | 50.4724
2022-12-23 07:00 | 41.087 | 54.4435
2022-12-23 08:00 | 45.2021 | 59.4569
2022-12-23 09:00 | 46.0019 | 61.1301
2022-12-23 10:00 | 45.1368 | 61.1356
2022-12-23 11:00 | 43.86 | 61.506
2022-12-23 12:00 | 43.0171 | 58.5272
2022-12-23 13:00 | 42.1301 | 58.1888
2022-12-23 14:00 | 42.0424 | 56.5269
2022-12-23 15:00 | 41.6218 | 58.4285
2022-12-23 16:00 | 42.4895 | 60.9335
2022-12-23 17:00 | 44.8473 | 65.2942
2022-12-23 18:00 | 48.6635 | 71.1985
2022-12-23 19:00 | 47.4488 | 69.6398
2022-12-23 20:00 | 46.0105 | 67.8057
2022-12-23 21:00 | 44.3025 | 65.8677
2022-12-23 22:00 | 42.2678 | 63.1562
2022-12-23 23:00 | 39.0181 | 58.9551
2022-12-24 | 35.55 | 53.4627
2022-12-24 01:00 | 33.0827 | 52.0709
2022-12-24 02:00 | 32.0046 | 49.5114
2022-12-24 03:00 | 32.1585 | 48.2134
2022-12-24 04:00 | 31.9643 | 47.6007
2022-12-24 05:00 | 31.9687 | 47.5817
2022-12-24 06:00 | 32.3293 | 48.2144
2022-12-24 07:00 | 34.4183 | 47.9196
2022-12-24 08:00 | 36.5584 | 49.0785
2022-12-24 09:00 | 39.1716 | 52.7352
2022-12-24 10:00 | 40.4088 | 55.5319
2022-12-24 11:00 | 39.9644 | 56.1384
2022-12-24 12:00 | 39.0354 | 54.1047
2022-12-24 13:00 | 38.5401 | 55.3223
2022-12-24 14:00 | 38.0753 | 55.9373
2022-12-24 15:00 | 37.641 | 58.9392
2022-12-24 16:00 | 38.0074 | 59.4192
2022-12-24 17:00 | 40.9603 | 62.8457
2022-12-24 18:00 | 45.0003 | 66.0031
2022-12-24 19:00 | 42.7866 | 61.9625
2022-12-24 20:00 | 40.2263 | 57.2469
2022-12-24 21:00 | 37.6699 | 54.6308
2022-12-24 22:00 | 36.8834 | 54.8051
2022-12-24 23:00 | 35.5744 | 53.8034
2022-12-25 | 33.5282 | 52.4505
2022-12-25 01:00 | 30.8684 | 47.7018
2022-12-25 02:00 | 29.4537 | 45.806
2022-12-25 03:00 | 29.1485 | 44.5929
2022-12-25 04:00 | 28.9236 | 43.6705
2022-12-25 05:00 | 28.6638 | 42.4931
2022-12-25 06:00 | 28.4887 | 42.7397
2022-12-25 07:00 | 29.1559 | 42.2028
2022-12-25 08:00 | 30.9185 | 42.2588
2022-12-25 09:00 | 34.68 | 47.1062
2022-12-25 10:00 | 36.4704 | 51.2598
2022-12-25 11:00 | 36.7555 | 52.0647
2022-12-25 12:00 | 37.3868 | 49.7397
2022-12-25 13:00 | 37.8003 | 49.8172
2022-12-25 14:00 | 37.1531 | 48.9589
2022-12-25 15:00 | 37.0829 | 52.5719
2022-12-25 16:00 | 38.45 | 54.9635
2022-12-25 17:00 | 41.2192 | 59.0889
2022-12-25 18:00 | 42.6292 | 61.5413
2022-12-25 19:00 | 39.9151 | 57.3497
2022-12-25 20:00 | 37.6689 | 55.0817
2022-12-25 21:00 | 35.7162 | 54.0018
2022-12-25 22:00 | 35.0021 | 54.683
2022-12-25 23:00 | 33.7788 | 54.6305
2022-12-26 | 32.7816 | 54.0134
2022-12-26 01:00 | 31.8349 | 50.7747
2022-12-26 02:00 | 31.2811 | 48.6081
2022-12-26 03:00 | 31.4365 | 47.1864
2022-12-26 04:00 | 31.7329 | 45.4836
2022-12-26 05:00 | 32.1379 | 46.2851
2022-12-26 06:00 | 34.0828 | 51.0119
2022-12-26 07:00 | 38.1101 | 53.6753
2022-12-26 08:00 | 41.0597 | 56.1198
2022-12-26 09:00 | 42.2658 | 58.0906
2022-12-26 10:00 | 43.2656 | 60.0916
2022-12-26 11:00 | 43.507 | 61.8624
2022-12-26 12:00 | 43.3459 | 59.6545
2022-12-26 13:00 | 42.9521 | 59.1847
2022-12-26 14:00 | 42.7547 | 57.4004
2022-12-26 15:00 | 43.3822 | 59.5743
2022-12-26 16:00 | 44.3249 | 61.5027
2022-12-26 17:00 | 46.0614 | 65.019
2022-12-26 18:00 | 48.4377 | 70.1581
2022-12-26 19:00 | 46.685 | 68.7946
2022-12-26 20:00 | 44.4242 | 65.1735
2022-12-26 21:00 | 42.0955 | 62.019
2022-12-26 22:00 | 40.1805 | 60.8397
2022-12-26 23:00 | 37.3986 | 57.9666
2022-12-27 | 34.5493 | 54.2879
2022-12-27 01:00 | 30.4671 | 48.7388
2022-12-27 02:00 | 29.5269 | 46.3417
2022-12-27 03:00 | 29.9203 | 45.858
2022-12-27 04:00 | 30.001 | 46.1596
2022-12-27 05:00 | 30.2797 | 46.7557
2022-12-27 06:00 | 31.6634 | 48.1035
2022-12-27 07:00 | 35.0457 | 50.3715
2022-12-27 08:00 | 37.63 | 54.3171
2022-12-27 09:00 | 39.553 | 58.0877
2022-12-27 10:00 | 40.1506 | 58.3504
2022-12-27 11:00 | 40.9929 | 58.4451
2022-12-27 12:00 | 40.168 | 55.3901
2022-12-27 13:00 | 40.2955 | 56.6294
2022-12-27 14:00 | 40.0374 | 55.2223
2022-12-27 15:00 | 39.7663 | 57.9067
2022-12-27 16:00 | 40.8484 | 60.9078
2022-12-27 17:00 | 43.6072 | 66.3452
2022-12-27 18:00 | 46.9483 | 70.5498
2022-12-27 19:00 | 44.5425 | 68.4244
2022-12-27 20:00 | 42.742 | 65.1141
2022-12-27 21:00 | 40.8973 | 62.8082
2022-12-27 22:00 | 38.9416 | 59.4693
2022-12-27 23:00 | 36.0506 | 56.9961
2022-12-28 | 33.3732 | 54.815
2022-12-28 01:00 | 32.0712 | 52.6155
2022-12-28 02:00 | 31.2902 | 49.9658
2022-12-28 03:00 | 31.5905 | 48.953
2022-12-28 04:00 | 31.7826 | 48.2914
2022-12-28 05:00 | 32.285 | 49.2017
2022-12-28 06:00 | 34.2887 | 51.8257
2022-12-28 07:00 | 39.33 | 55.9036
2022-12-28 08:00 | 43.2545 | 61.4411
2022-12-28 09:00 | 44.5841 | 62.9996
2022-12-28 10:00 | 44.1586 | 62.4162
2022-12-28 11:00 | 43.6949 | 62.3864
2022-12-28 12:00 | 43.2885 | 59.6984
2022-12-28 13:00 | 42.9052 | 59.5889
2022-12-28 14:00 | 42.9389 | 57.8872
2022-12-28 15:00 | 43.0543 | 60.4544
2022-12-28 16:00 | 44.023 | 63.1895
2022-12-28 17:00 | 46.2032 | 68.6547
2022-12-28 18:00 | 49.1911 | 74.2549
2022-12-28 19:00 | 46.9214 | 72.6957
2022-12-28 20:00 | 45.1118 | 70.4728
2022-12-28 21:00 | 43.182 | 68.4208
2022-12-28 22:00 | 40.9556 | 65.3781
2022-12-28 23:00 | 37.6837 | 60.8788
2022-12-29 | 34.4287 | 56.401
2022-12-29 01:00 | 32.2685 | 52.3776
2022-12-29 02:00 | 31.5077 | 49.7107
2022-12-29 03:00 | 31.8226 | 48.9138
2022-12-29 04:00 | 32.0549 | 48.2598
2022-12-29 05:00 | 32.5639 | 49.5209
2022-12-29 06:00 | 34.5203 | 52.5554
2022-12-29 07:00 | 39.445 | 56.429
2022-12-29 08:00 | 43.4424 | 61.4723
2022-12-29 09:00 | 44.805 | 62.5691
2022-12-29 10:00 | 44.4856 | 61.4137
2022-12-29 11:00 | 44.0854 | 60.7834
2022-12-29 12:00 | 41.4927 | 60.28
2022-12-29 13:00 | 40.828 | 59.996
2022-12-29 14:00 | 40.8892 | 57.9587
2022-12-29 15:00 | 41.0889 | 61.034
2022-12-29 16:00 | 42.2606 | 63.9256
2022-12-29 17:00 | 44.6079 | 68.9568
2022-12-29 18:00 | 49.1348 | 74.5311
2022-12-29 19:00 | 47.3527 | 73.09
2022-12-29 20:00 | 45.7954 | 71.154
2022-12-29 21:00 | 43.9985 | 69.0553
2022-12-29 22:00 | 41.8866 | 66.0173
2022-12-29 23:00 | 38.6607 | 61.8719
2022-12-30 | 35.4481 | 56.6078
2022-12-30 01:00 | 32.8249 | 52.8104
2022-12-30 02:00 | 31.9936 | 50.1833
2022-12-30 03:00 | 32.2992 | 48.7295
2022-12-30 04:00 | 32.5397 | 47.8286
2022-12-30 05:00 | 32.9998 | 48.5465
2022-12-30 06:00 | 34.8796 | 51.0667
2022-12-30 07:00 | 39.8874 | 54.5379
2022-12-30 08:00 | 44.0158 | 59.0671
2022-12-30 09:00 | 45.6308 | 59.7985
2022-12-30 10:00 | 45.4771 | 59.1761
2022-12-30 11:00 | 44.9579 | 59.4435
2022-12-30 12:00 | 44.8083 | 58.3714
2022-12-30 13:00 | 44.4678 | 58.3882
2022-12-30 14:00 | 44.2398 | 56.9258
2022-12-30 15:00 | 44.1194 | 59.025
2022-12-30 16:00 | 44.7157 | 60.7791
2022-12-30 17:00 | 46.4419 | 63.7146
2022-12-30 18:00 | 48.965 | 66.94
2022-12-30 19:00 | 46.7636 | 65.4912
2022-12-30 20:00 | 44.6725 | 63.495
2022-12-30 21:00 | 42.7399 | 61.8098
2022-12-30 22:00 | 40.5959 | 59.3783
2022-12-30 23:00 | 37.427 | 55.6616
2022-12-31 | 34.1888 | 51.8527
2022-12-31 01:00 | 31.3396 | 48.136
2022-12-31 02:00 | 30.3828 | 46.6578
2022-12-31 03:00 | 30.4 | 45.1667
2022-12-31 04:00 | 30.3537 | 44.5886
2022-12-31 05:00 | 30.1264 | 44.3611
2022-12-31 06:00 | 30.2665 | 46.7908
2022-12-31 07:00 | 31.6406 | 45.3551
2022-12-31 08:00 | 33.6001 | 46.6925
2022-12-31 09:00 | 36.5517 | 51.3916
2022-12-31 10:00 | 38.3812 | 55.4648
2022-12-31 11:00 | 39.1929 | 58.3027
2022-12-31 12:00 | 38.6821 | 57.9576
2022-12-31 13:00 | 38.916 | 56.8771
2022-12-31 14:00 | 37.8172 | 57.7751
2022-12-31 15:00 | 37.0033 | 57.1903
2022-12-31 16:00 | 37.9554 | 57.384
2022-12-31 17:00 | 41.2173 | 60.7926
2022-12-31 18:00 | 43.161 | 65.2171
2022-12-31 19:00 | 41.6606 | 62.8966
2022-12-31 20:00 | 38.8711 | 57.932
2022-12-31 21:00 | 35.9558 | 56.0665
2022-12-31 22:00 | 34.9363 | 55.4105
2022-12-31 23:00 | 34.0381 | 54.4078
2023-01-01 | 33.0557 | 54.4693
2023-01-01 01:00 | 36.0336 | 51.1418
2023-01-01 02:00 | 35.0616 | 49.7696
2023-01-01 03:00 | 34.7897 | 48.4648
2023-01-01 04:00 | 34.4118 | 47.6385
2023-01-01 05:00 | 34.5092 | 47.7383
2023-01-01 06:00 | 35.0694 | 49.5143
2023-01-01 07:00 | 36.6808 | 49.1375
2023-01-01 08:00 | 37.8508 | 49.1505
2023-01-01 09:00 | 38.8206 | 50.2165
2023-01-01 10:00 | 39.4288 | 49.98
2023-01-01 11:00 | 39.8557 | 49.9956
2023-01-01 12:00 | 41.7594 | 51.9655
2023-01-01 13:00 | 42.6076 | 53.3558
2023-01-01 14:00 | 42.5301 | 52.7613
2023-01-01 15:00 | 42.6727 | 55.2548
2023-01-01 16:00 | 44.6892 | 59.5963
2023-01-01 17:00 | 47.9321 | 65.3279
2023-01-01 18:00 | 51.0092 | 68.5165
2023-01-01 19:00 | 49.8601 | 65.5171
2023-01-01 20:00 | 46.8451 | 62.5145
2023-01-01 21:00 | 43.1702 | 59.3129
2023-01-01 22:00 | 40.9291 | 57.2299
2023-01-01 23:00 | 38.3377 | 55.6617
2023-01-02 | 35.9681 | 53.9004
2023-01-02 01:00 | 34.3539 | 50.4918
2023-01-02 02:00 | 33.7211 | 47.7738
2023-01-02 03:00 | 33.8909 | 47.0542
2023-01-02 04:00 | 34.1498 | 46.4343
2023-01-02 05:00 | 34.2731 | 46.8404
2023-01-02 06:00 | 35.3819 | 47.9391
2023-01-02 07:00 | 38.4563 | 49.314
2023-01-02 08:00 | 41.8599 | 51.513
2023-01-02 09:00 | 44.8304 | 55.9868
2023-01-02 10:00 | 45.8146 | 60.1375
2023-01-02 11:00 | 46.1426 | 63.9645
2023-01-02 12:00 | 45.1262 | 60.347
2023-01-02 13:00 | 45.1062 | 61.0767
2023-01-02 14:00 | 45.6839 | 61.4404
2023-01-02 15:00 | 45.8955 | 62.4274
2023-01-02 16:00 | 47.1288 | 63.3892
2023-01-02 17:00 | 49.9384 | 66.5252
2023-01-02 18:00 | 51.361 | 71.3855
2023-01-02 19:00 | 50.0391 | 67.8853
2023-01-02 20:00 | 48.191 | 64.1545
2023-01-02 21:00 | 46.0343 | 60.8306
2023-01-02 22:00 | 43.9118 | 57.8998
2023-01-02 23:00 | 40.7356 | 54.602
2023-01-03 | 37.9693 | 52.0583
2023-01-03 01:00 | 37.1111 | 51.6935
2023-01-03 02:00 | 36.6372 | 49.0722
2023-01-03 03:00 | 36.9653 | 47.6319
2023-01-03 04:00 | 37.4557 | 46.9673
2023-01-03 05:00 | 38.1166 | 47.3584
2023-01-03 06:00 | 40.998 | 50.4762
2023-01-03 07:00 | 45.9108 | 55.2152
2023-01-03 08:00 | 50.5731 | 60.6374
2023-01-03 09:00 | 51.3081 | 62.7938
2023-01-03 10:00 | 49.9278 | 63.0378
2023-01-03 11:00 | 48.5435 | 63.4085
2023-01-03 12:00 | 47.8862 | 64.31
2023-01-03 13:00 | 46.8517 | 64.3626
2023-01-03 14:00 | 46.9153 | 63.467
2023-01-03 15:00 | 47.1051 | 64.1934
2023-01-03 16:00 | 49.0127 | 67.2691
2023-01-03 17:00 | 51.897 | 69.8507
2023-01-03 18:00 | 54.8613 | 71.4969
2023-01-03 19:00 | 53.9597 | 69.716
2023-01-03 20:00 | 52.2006 | 68.2582
2023-01-03 21:00 | 50.0491 | 66.1902
2023-01-03 22:00 | 47.6634 | 63.4551
2023-01-03 23:00 | 44.1118 | 58.9047
2023-01-04 | 40.4801 | 53.0204
2023-01-04 01:00 | 38.5255 | 49.6989
2023-01-04 02:00 | 38.0781 | 47.145
2023-01-04 03:00 | 38.4024 | 46.2132
2023-01-04 04:00 | 38.868 | 45.7642
2023-01-04 05:00 | 39.4775 | 46.1372
2023-01-04 06:00 | 41.6603 | 48.2796
2023-01-04 07:00 | 46.5945 | 53.5306
2023-01-04 08:00 | 51.4957 | 59.9668
2023-01-04 09:00 | 53.1725 | 63.8058
2023-01-04 10:00 | 52.2298 | 64.46
2023-01-04 11:00 | 51.4399 | 64.5696
2023-01-04 12:00 | 50.9234 | 63.2586
2023-01-04 13:00 | 50.2877 | 63.2578
2023-01-04 14:00 | 50.1956 | 61.7553
2023-01-04 15:00 | 50.4936 | 62.7777
2023-01-04 16:00 | 52.2716 | 65.8118
2023-01-04 17:00 | 54.713 | 71.0028
2023-01-04 18:00 | 57.2699 | 74.172
2023-01-04 19:00 | 55.6567 | 71.7807
2023-01-04 20:00 | 53.3551 | 68.8192
2023-01-04 21:00 | 50.9252 | 65.9043
2023-01-04 22:00 | 48.3419 | 62.4222
2023-01-04 23:00 | 44.6482 | 57.3294
2023-01-05 | 40.806 | 54.1338
2023-01-05 01:00 | 38.9962 | 51.4412
2023-01-05 02:00 | 38.5298 | 49.0058
2023-01-05 03:00 | 38.8432 | 47.9896
2023-01-05 04:00 | 39.2997 | 47.4136
2023-01-05 05:00 | 39.9033 | 48.1532
2023-01-05 06:00 | 41.9651 | 51.3558
2023-01-05 07:00 | 46.7633 | 56.2028
2023-01-05 08:00 | 51.6629 | 62.0071
2023-01-05 09:00 | 53.3726 | 64.6182
2023-01-05 10:00 | 52.5005 | 65.1855
2023-01-05 11:00 | 51.5884 | 65.2688
2023-01-05 12:00 | 50.9948 | 62.3405
2023-01-05 13:00 | 50.3225 | 62.0645
2023-01-05 14:00 | 50.3158 | 61.3848
2023-01-05 15:00 | 50.5941 | 62.5521
2023-01-05 16:00 | 52.3191 | 65.4855
2023-01-05 17:00 | 54.44 | 69.7335
2023-01-05 18:00 | 56.9025 | 72.5938
2023-01-05 19:00 | 55.4169 | 70.3826
2023-01-05 20:00 | 53.1449 | 67.4539
2023-01-05 21:00 | 50.6832 | 64.5467
2023-01-05 22:00 | 48.1773 | 61.5695
2023-01-05 23:00 | 44.5219 | 56.5954
2023-01-06 | 41.0902 | 54.2551
2023-01-06 01:00 | 38.8074 | 49.364
2023-01-06 02:00 | 38.2599 | 47.1319
2023-01-06 03:00 | 38.5015 | 46.3577
2023-01-06 04:00 | 38.9444 | 45.6042
2023-01-06 05:00 | 39.4837 | 45.9867
2023-01-06 06:00 | 41.4282 | 48.4609
2023-01-06 07:00 | 46.1094 | 53.6945
2023-01-06 08:00 | 50.8127 | 60.0024
2023-01-06 09:00 | 52.5262 | 63.4123
2023-01-06 10:00 | 51.7804 | 63.5123
2023-01-06 11:00 | 50.8547 | 62.7654
2023-01-06 12:00 | 48.9288 | 62.0261
2023-01-06 13:00 | 48.042 | 61.9109
2023-01-06 14:00 | 47.951 | 60.5146
2023-01-06 15:00 | 47.7557 | 61.8456
2023-01-06 16:00 | 49.0533 | 63.9672
2023-01-06 17:00 | 51.1617 | 67.8457
2023-01-06 18:00 | 54.4602 | 70.9088
2023-01-06 19:00 | 53.1018 | 68.3713
2023-01-06 20:00 | 50.7351 | 64.9808
2023-01-06 21:00 | 48.3665 | 62.0866
2023-01-06 22:00 | 45.9803 | 58.9911
2023-01-06 23:00 | 42.4525 | 54.4422
2023-01-07 | 39.1061 | 51.6654
2023-01-07 01:00 | 37.207 | 47.7596
2023-01-07 02:00 | 36.6017 | 45.7153
2023-01-07 03:00 | 36.8044 | 45.2202
2023-01-07 04:00 | 37.2162 | 44.4321
2023-01-07 05:00 | 37.9894 | 44.3857
2023-01-07 06:00 | 40.0262 | 47.08
2023-01-07 07:00 | 42.4194 | 49.3076
2023-01-07 08:00 | 43.905 | 54.0412
2023-01-07 09:00 | 45.4596 | 58.5686
2023-01-07 10:00 | 45.9744 | 60.464
2023-01-07 11:00 | 45.3261 | 60.4428
2023-01-07 12:00 | 44.3425 | 57.0795
2023-01-07 13:00 | 44.1732 | 56.7766
2023-01-07 14:00 | 43.6719 | 55.2766
2023-01-07 15:00 | 43.1796 | 56.2218
2023-01-07 16:00 | 44.0319 | 58.9815
2023-01-07 17:00 | 47.0806 | 63.9195
2023-01-07 18:00 | 52.3167 | 68.3986
2023-01-07 19:00 | 51.9749 | 65.5852
2023-01-07 20:00 | 49.4688 | 62.03
2023-01-07 21:00 | 46.0911 | 59.4721
2023-01-07 22:00 | 44.0465 | 57.5856
2023-01-07 23:00 | 41.367 | 54.5846
2023-01-08 | 38.7481 | 51.7414
2023-01-08 01:00 | 37.3379 | 48.1812
2023-01-08 02:00 | 36.6615 | 46.2025
2023-01-08 03:00 | 36.7697 | 45.5249
2023-01-08 04:00 | 37.025 | 44.9032
2023-01-08 05:00 | 37.5157 | 44.8152
2023-01-08 06:00 | 38.7894 | 46.7853
2023-01-08 07:00 | 40.9006 | 48.2155
2023-01-08 08:00 | 42.4403 | 51.9307
2023-01-08 09:00 | 43.9289 | 56.2042
2023-01-08 10:00 | 43.9899 | 58.3631
2023-01-08 11:00 | 43.4763 | 58.9234
2023-01-08 12:00 | 44.3535 | 58.1779
2023-01-08 13:00 | 44.6688 | 58.6038
2023-01-08 14:00 | 44.7108 | 58.6516
2023-01-08 15:00 | 44.7644 | 61.0481
2023-01-08 16:00 | 46.0457 | 63.6955
2023-01-08 17:00 | 49.192 | 68.3977
2023-01-08 18:00 | 53.6749 | 72.9529
2023-01-08 19:00 | 52.7654 | 70.2161
2023-01-08 20:00 | 49.9687 | 66.2045
2023-01-08 21:00 | 46.5339 | 62.8802
2023-01-08 22:00 | 44.0154 | 60.8025
2023-01-08 23:00 | 41.0092 | 57.7158
2023-01-09 | 38.3875 | 53.9684
2023-01-09 01:00 | 36.0815 | 51.7712
2023-01-09 02:00 | 35.6442 | 49.7775
2023-01-09 03:00 | 35.9669 | 49.2163
2023-01-09 04:00 | 36.4273 | 48.5059
2023-01-09 05:00 | 37.0357 | 49.3755
2023-01-09 06:00 | 39.208 | 52.5632
2023-01-09 07:00 | 44.009 | 57.7403
2023-01-09 08:00 | 48.4827 | 64.6374
2023-01-09 09:00 | 50.0551 | 68.6293
2023-01-09 10:00 | 49.435 | 69.3349
2023-01-09 11:00 | 48.7064 | 68.436
2023-01-09 12:00 | 47.7123 | 66.6645
2023-01-09 13:00 | 47.0798 | 66.9143
2023-01-09 14:00 | 47.1678 | 65.8746
2023-01-09 15:00 | 47.5448 | 67.5408
2023-01-09 16:00 | 49.1612 | 70.0127
2023-01-09 17:00 | 51.2516 | 74.2756
2023-01-09 18:00 | 52.3157 | 76.8712
2023-01-09 19:00 | 51.0753 | 74.6964
2023-01-09 20:00 | 48.8893 | 71.9992
2023-01-09 21:00 | 46.5805 | 69.1426
2023-01-09 22:00 | 44.1947 | 65.8112
2023-01-09 23:00 | 40.7471 | 61.1112
2023-01-10 | 37.2921 | 56.5114
2023-01-10 01:00 | 35.3596 | 53.8042
2023-01-10 02:00 | 34.8762 | 51.2983
2023-01-10 03:00 | 35.1722 | 50.4023
2023-01-10 04:00 | 35.7217 | 49.6822
2023-01-10 05:00 | 36.4162 | 50.3444
2023-01-10 06:00 | 38.7163 | 53.1012
2023-01-10 07:00 | 43.5839 | 58.0695
2023-01-10 08:00 | 48.0779 | 64.1125
2023-01-10 09:00 | 49.0412 | 65.656
2023-01-10 10:00 | 47.9173 | 64.1672
2023-01-10 11:00 | 46.6466 | 62.3621
2023-01-10 12:00 | 47.8887 | 64.8726
2023-01-10 13:00 | 47.1297 | 64.5955
2023-01-10 14:00 | 47.2704 | 63.1921
2023-01-10 15:00 | 47.4273 | 65.3844
2023-01-10 16:00 | 49.0068 | 68.2864
2023-01-10 17:00 | 51.2836 | 72.3096
2023-01-10 18:00 | 53.5398 | 76.4163
2023-01-10 19:00 | 52.1712 | 73.8341
2023-01-10 20:00 | 50.2123 | 70.4804
2023-01-10 21:00 | 47.9906 | 67.3313
2023-01-10 22:00 | 45.6604 | 63.9441
2023-01-10 23:00 | 42.2327 | 59.4725
2023-01-11 | 38.6851 | 57.1554
2023-01-11 01:00 | 36.5212 | 51.1546
2023-01-11 02:00 | 36.0245 | 48.8635
2023-01-11 03:00 | 36.2752 | 48.2164
2023-01-11 04:00 | 36.7278 | 47.602
2023-01-11 05:00 | 37.3481 | 48.2024
2023-01-11 06:00 | 39.3775 | 51.9106
2023-01-11 07:00 | 44.2003 | 56.9719
2023-01-11 08:00 | 48.6228 | 63.3148
2023-01-11 09:00 | 49.9296 | 66.3189
2023-01-11 10:00 | 48.8517 | 66.5206
2023-01-11 11:00 | 48.0484 | 65.916
2023-01-11 12:00 | 46.0844 | 64.3657
2023-01-11 13:00 | 45.4197 | 64.4386
2023-01-11 14:00 | 45.1409 | 63.3834
2023-01-11 15:00 | 45.4037 | 64.9899
2023-01-11 16:00 | 46.8902 | 67.4041
2023-01-11 17:00 | 49.3184 | 71.5407
2023-01-11 18:00 | 52.6019 | 75.0035
2023-01-11 19:00 | 50.905 | 72.6317
2023-01-11 20:00 | 48.7589 | 69.4749
2023-01-11 21:00 | 46.4904 | 66.4461
2023-01-11 22:00 | 44.0229 | 62.9354
2023-01-11 23:00 | 40.6672 | 58.2578
2023-01-12 | 37.8052 | 54.8796
2023-01-12 01:00 | 36.3483 | 50.5313
2023-01-12 02:00 | 35.8726 | 48.2565
2023-01-12 03:00 | 36.2084 | 47.7167
2023-01-12 04:00 | 36.8076 | 47.0354
2023-01-12 05:00 | 37.4345 | 47.8448
2023-01-12 06:00 | 39.7349 | 51.1611
2023-01-12 07:00 | 44.7832 | 56.2262
2023-01-12 08:00 | 49.7517 | 62.2011
2023-01-12 09:00 | 51.6571 | 64.8419
2023-01-12 10:00 | 51.0229 | 64.8192
2023-01-12 11:00 | 50.1975 | 64.0951
2023-01-12 12:00 | 49.8813 | 62.7813
2023-01-12 13:00 | 49.4221 | 62.5323
2023-01-12 14:00 | 49.2825 | 61.2496
2023-01-12 15:00 | 49.506 | 63.2304
2023-01-12 16:00 | 51.1387 | 65.9818
2023-01-12 17:00 | 53.0005 | 70.1812
2023-01-12 18:00 | 54.3845 | 74.1913
2023-01-12 19:00 | 53.4715 | 71.878
2023-01-12 20:00 | 51.5541 | 68.9581
2023-01-12 21:00 | 49.4667 | 65.8685
2023-01-12 22:00 | 47.1989 | 62.4786
2023-01-12 23:00 | 43.7786 | 58.1426
2023-01-13 | 40.5934 | 54.5142
2023-01-13 01:00 | 39.597 | 50.895
2023-01-13 02:00 | 39.1456 | 48.5881
2023-01-13 03:00 | 39.5029 | 47.8519
2023-01-13 04:00 | 40.1792 | 47.1238
2023-01-13 05:00 | 40.7636 | 47.6057
2023-01-13 06:00 | 42.9011 | 51.792
2023-01-13 07:00 | 47.7281 | 56.1657
2023-01-13 08:00 | 52.7722 | 61.3121
2023-01-13 09:00 | 54.2593 | 62.9741
2023-01-13 10:00 | 53.0035 | 62.463
2023-01-13 11:00 | 51.6137 | 62.126
2023-01-13 12:00 | 49.0727 | 62.1408
2023-01-13 13:00 | 48.1555 | 62.0761
2023-01-13 14:00 | 47.6146 | 60.7251
2023-01-13 15:00 | 47.6237 | 62.2841
2023-01-13 16:00 | 49.2425 | 64.5985
2023-01-13 17:00 | 51.5881 | 67.6387
2023-01-13 18:00 | 55.9921 | 71.6801
2023-01-13 19:00 | 55.3159 | 69.7337
2023-01-13 20:00 | 53.1799 | 67.0362
2023-01-13 21:00 | 50.9991 | 64.3301
2023-01-13 22:00 | 48.6395 | 61.2183
2023-01-13 23:00 | 45.1391 | 57.0611
2023-01-14 | 41.6312 | 52.8139
2023-01-14 01:00 | 39.1415 | 49.0761
2023-01-14 02:00 | 38.416 | 47.0404
2023-01-14 03:00 | 38.4622 | 46.5596
2023-01-14 04:00 | 38.9066 | 45.777
2023-01-14 05:00 | 39.5969 | 45.993
2023-01-14 06:00 | 41.2956 | 48.4761
2023-01-14 07:00 | 43.6558 | 50.6628
2023-01-14 08:00 | 45.1235 | 55.1511
2023-01-14 09:00 | 47.1281 | 59.9653
2023-01-14 10:00 | 47.6558 | 62.256
2023-01-14 11:00 | 46.4735 | 62.279
2023-01-14 12:00 | 46.0783 | 60.9001
2023-01-14 13:00 | 46.2006 | 61.1829
2023-01-14 14:00 | 45.8611 | 59.7473
2023-01-14 15:00 | 45.6474 | 61.2052
2023-01-14 16:00 | 46.3532 | 63.1415
2023-01-14 17:00 | 48.7704 | 66.6226
2023-01-14 18:00 | 54.0087 | 70.0583
2023-01-14 19:00 | 52.8267 | 67.0951
2023-01-14 20:00 | 49.9233 | 63.2233
2023-01-14 21:00 | 46.1051 | 60.3861
2023-01-14 22:00 | 43.6171 | 58.4556
2023-01-14 23:00 | 40.9669 | 56.0477
2023-01-15 | 38.8496 | 52.7801
2023-01-15 01:00 | 37.4953 | 50.4067
2023-01-15 02:00 | 36.7133 | 48.5737
2023-01-15 03:00 | 36.598 | 47.7588
2023-01-15 04:00 | 36.9242 | 46.9996
2023-01-15 05:00 | 37.3895 | 46.7767
2023-01-15 06:00 | 38.4111 | 47.6274
2023-01-15 07:00 | 40.2346 | 48.81
2023-01-15 08:00 | 42.0141 | 51.9444
2023-01-15 09:00 | 44.5926 | 55.0439
2023-01-15 10:00 | 45.4935 | 56.5259
2023-01-15 11:00 | 45.4653 | 56.6649
2023-01-15 12:00 | 44.5581 | 54.2736
2023-01-15 13:00 | 44.9909 | 54.6759
2023-01-15 14:00 | 44.5225 | 53.7275
2023-01-15 15:00 | 44.6929 | 56.864
2023-01-15 16:00 | 45.7935 | 60.1514
2023-01-15 17:00 | 48.6275 | 65.0133
2023-01-15 18:00 | 51.9078 | 69.2293
2023-01-15 19:00 | 51.2484 | 66.1862
2023-01-15 20:00 | 48.2795 | 62.5032
2023-01-15 21:00 | 45.2931 | 59.7599
2023-01-15 22:00 | 42.9053 | 57.8624
2023-01-15 23:00 | 40.1536 | 55.1775
2023-01-16 | 37.8352 | 53.7689
2023-01-16 01:00 | 37.5189 | 48.9104
2023-01-16 02:00 | 37.2655 | 46.8896
2023-01-16 03:00 | 37.602 | 45.93
2023-01-16 04:00 | 38.3148 | 45.1073
2023-01-16 05:00 | 38.9105 | 45.9475
2023-01-16 06:00 | 40.9643 | 49.4599
2023-01-16 07:00 | 45.9162 | 53.8285
2023-01-16 08:00 | 51.0765 | 58.624
2023-01-16 09:00 | 52.3139 | 59.8029
2023-01-16 10:00 | 51.0201 | 58.5813
2023-01-16 11:00 | 49.2586 | 57.6645
2023-01-16 12:00 | 49.9051 | 55.8377
2023-01-16 13:00 | 48.7811 | 56.1025
2023-01-16 14:00 | 48.8594 | 54.4636
2023-01-16 15:00 | 49.3246 | 55.9957
2023-01-16 16:00 | 51.451 | 59.1663
2023-01-16 17:00 | 54.0463 | 63.9204
2023-01-16 18:00 | 58.3905 | 69.963
2023-01-16 19:00 | 57.2772 | 67.6457
2023-01-16 20:00 | 54.9501 | 65.444
2023-01-16 21:00 | 52.454 | 63.0987
2023-01-16 22:00 | 49.9752 | 60.1611
2023-01-16 23:00 | 46.2409 | 56.4414
2023-01-17 | 42.1364 | 50.9689
2023-01-17 01:00 | 40.781 | 48.8637
2023-01-17 02:00 | 40.4335 | 46.3215
2023-01-17 03:00 | 40.7456 | 45.8473
2023-01-17 04:00 | 41.4009 | 45.2079
2023-01-17 05:00 | 42.072 | 45.8397
2023-01-17 06:00 | 43.9593 | 49.5526
2023-01-17 07:00 | 48.5633 | 54.6114
2023-01-17 08:00 | 53.4265 | 61.0343
2023-01-17 09:00 | 54.1419 | 64.5972
2023-01-17 10:00 | 52.1891 | 65.0652
2023-01-17 11:00 | 50.2596 | 65.3482
2023-01-17 12:00 | 48.8847 | 60.9474
2023-01-17 13:00 | 47.6981 | 60.215
2023-01-17 14:00 | 47.4523 | 57.5744
2023-01-17 15:00 | 48.1148 | 59.6679
2023-01-17 16:00 | 50.2373 | 63.5168
2023-01-17 17:00 | 53.2021 | 69.2922
2023-01-17 18:00 | 57.1007 | 73.991
2023-01-17 19:00 | 56.5715 | 72.9881
2023-01-17 20:00 | 54.7107 | 70.9592
2023-01-17 21:00 | 52.4374 | 68.4178
2023-01-17 22:00 | 49.9672 | 64.9857
2023-01-17 23:00 | 46.3483 | 60.5551
2023-01-18 | 42.6399 | 56.0871
2023-01-18 01:00 | 40.9585 | 52.2221
2023-01-18 02:00 | 40.538 | 49.7628
2023-01-18 03:00 | 40.8441 | 49.3033
2023-01-18 04:00 | 41.4048 | 49.02
2023-01-18 05:00 | 42.0227 | 50.2495
2023-01-18 06:00 | 43.6297 | 53.6817
2023-01-18 07:00 | 48.2791 | 59.0532
2023-01-18 08:00 | 52.8706 | 66.158
2023-01-18 09:00 | 53.5997 | 67.6559
2023-01-18 10:00 | 51.5657 | 66.2396
2023-01-18 11:00 | 49.4934 | 63.701
2023-01-18 12:00 | 49.2053 | 63.9721
2023-01-18 13:00 | 48.3002 | 63.0131
2023-01-18 14:00 | 48.1706 | 61.7611
2023-01-18 15:00 | 48.4587 | 62.8558
2023-01-18 16:00 | 50.29 | 65.244
2023-01-18 17:00 | 52.7487 | 70.8925
2023-01-18 18:00 | 56.6363 | 75.6743
2023-01-18 19:00 | 55.6872 | 75.0731
2023-01-18 20:00 | 53.3776 | 72.7186
2023-01-18 21:00 | 50.9957 | 70.2894
2023-01-18 22:00 | 48.5515 | 67.118
2023-01-18 23:00 | 44.8764 | 61.9238
2023-01-19 | 41.2444 | 57.5472
2023-01-19 01:00 | 39.6236 | 53.6165
2023-01-19 02:00 | 39.1434 | 51.3843
2023-01-19 03:00 | 39.3365 | 51.1988
2023-01-19 04:00 | 39.8515 | 50.5303
2023-01-19 05:00 | 40.4621 | 51.7146
2023-01-19 06:00 | 42.057 | 54.8329
2023-01-19 07:00 | 46.4822 | 60.2161
2023-01-19 08:00 | 51.1384 | 67.5045
2023-01-19 09:00 | 52.8333 | 71.9048
2023-01-19 10:00 | 51.817 | 72.2678
2023-01-19 11:00 | 50.6197 | 70.1856
2023-01-19 12:00 | 48.6461 | 70.3274
2023-01-19 13:00 | 47.6172 | 69.9704
2023-01-19 14:00 | 47.8185 | 68.3771
2023-01-19 15:00 | 48.2025 | 70.8289
2023-01-19 16:00 | 49.9323 | 72.0908
2023-01-19 17:00 | 52.1263 | 75.4973
2023-01-19 18:00 | 55.7444 | 78.0115
2023-01-19 19:00 | 54.8275 | 76.4201
2023-01-19 20:00 | 52.644 | 73.4989
2023-01-19 21:00 | 50.2687 | 70.6729
2023-01-19 22:00 | 47.9327 | 67.1751
2023-01-19 23:00 | 44.3089 | 62.6968
2023-01-20 | 40.3629 | 58.4991
2023-01-20 01:00 | 38.64 | 54.7077
2023-01-20 02:00 | 38.1025 | 52.3762
2023-01-20 03:00 | 38.1984 | 52.1177
2023-01-20 04:00 | 38.6979 | 51.4697
2023-01-20 05:00 | 39.2245 | 52.1037
2023-01-20 06:00 | 41.1979 | 55.1071
2023-01-20 07:00 | 45.5774 | 60.5013
2023-01-20 08:00 | 50.0036 | 67.8017
2023-01-20 09:00 | 50.9825 | 71.661
2023-01-20 10:00 | 49.6359 | 71.9464
2023-01-20 11:00 | 48.0482 | 69.9031
2023-01-20 12:00 | 44.992 | 67.3263
2023-01-20 13:00 | 43.6251 | 66.8045
2023-01-20 14:00 | 43.6345 | 65.558
2023-01-20 15:00 | 43.4697 | 67.7187
2023-01-20 16:00 | 44.8109 | 69.0799
2023-01-20 17:00 | 47.2894 | 72.6488
2023-01-20 18:00 | 52.0113 | 75.1284
2023-01-20 19:00 | 51.1995 | 75.1472
2023-01-20 20:00 | 49.1601 | 73.3843
2023-01-20 21:00 | 46.9032 | 71.1159
2023-01-20 22:00 | 44.6707 | 67.6479
2023-01-20 23:00 | 41.2828 | 63.1058
2023-01-21 | 38.8743 | 57.6578
2023-01-21 01:00 | 36.0331 | 56.559
2023-01-21 02:00 | 35.2996 | 54.3324
2023-01-21 03:00 | 35.2581 | 53.9382
2023-01-21 04:00 | 35.5804 | 53.7274
2023-01-21 05:00 | 36.02 | 54.3426
2023-01-21 06:00 | 37.5011 | 56.6026
2023-01-21 07:00 | 40.0022 | 59.3045
2023-01-21 08:00 | 42.2088 | 61.9114
2023-01-21 09:00 | 44.4637 | 65.7541
2023-01-21 10:00 | 45.0508 | 66.8899
2023-01-21 11:00 | 45.1459 | 64.6022
2023-01-21 12:00 | 43.5894 | 62.3626
2023-01-21 13:00 | 43.332 | 61.7815
2023-01-21 14:00 | 42.871 | 60.0726
2023-01-21 15:00 | 42.532 | 60.514
2023-01-21 16:00 | 43.2961 | 61.5919
2023-01-21 17:00 | 45.7522 | 67.7857
2023-01-21 18:00 | 49.3698 | 75.8728
2023-01-21 19:00 | 48.2978 | 74.4098
2023-01-21 20:00 | 45.26 | 70.0577
2023-01-21 21:00 | 42.4541 | 66.5531
2023-01-21 22:00 | 40.5446 | 64.0868
2023-01-21 23:00 | 37.9911 | 61.4652
2023-01-22 | 35.8948 | 59.6557
2023-01-22 01:00 | 33.8558 | 58.2379
2023-01-22 02:00 | 33.1563 | 56.6626
2023-01-22 03:00 | 33.1214 | 55.9861
2023-01-22 04:00 | 33.3522 | 55.5364
2023-01-22 05:00 | 33.5801 | 55.4377
2023-01-22 06:00 | 34.2882 | 55.7382
2023-01-22 07:00 | 36.4425 | 57.4099
2023-01-22 08:00 | 39.0412 | 59.0785
2023-01-22 09:00 | 41.3233 | 62.3618
2023-01-22 10:00 | 41.8657 | 64.2752
2023-01-22 11:00 | 42.3065 | 63.3033
2023-01-22 12:00 | 41.6969 | 60.6167
2023-01-22 13:00 | 41.7338 | 61.1831
2023-01-22 14:00 | 41.3156 | 59.5333
2023-01-22 15:00 | 41.4902 | 62.437
2023-01-22 16:00 | 42.9265 | 65.0075
2023-01-22 17:00 | 45.9569 | 69.3624
2023-01-22 18:00 | 48.7059 | 74.2056
2023-01-22 19:00 | 47.8568 | 71.8099
2023-01-22 20:00 | 45.1324 | 68.9249
2023-01-22 21:00 | 42.5923 | 66.7083
2023-01-22 22:00 | 40.6357 | 64.7642
2023-01-22 23:00 | 37.986 | 62.2807
2023-01-23 | 35.8983 | 59.3878
2023-01-23 01:00 | 34.4797 | 55.9691
2023-01-23 02:00 | 34.139 | 53.6575
2023-01-23 03:00 | 34.4284 | 53.4573
2023-01-23 04:00 | 35.061 | 52.8484
2023-01-23 05:00 | 35.7675 | 53.54
2023-01-23 06:00 | 38.1955 | 55.9434
2023-01-23 07:00 | 43.215 | 61.1122
2023-01-23 08:00 | 47.8404 | 68.1561
2023-01-23 09:00 | 49.3663 | 72.8771
2023-01-23 10:00 | 48.7609 | 73.3088
2023-01-23 11:00 | 48.1618 | 71.3659
2023-01-23 12:00 | 46.8025 | 67.0511
2023-01-23 13:00 | 46.2547 | 66.7226
2023-01-23 14:00 | 46.1498 | 64.6506
2023-01-23 15:00 | 46.622 | 67.3368
2023-01-23 16:00 | 48.296 | 69.7333
2023-01-23 17:00 | 50.4835 | 75.6899
2023-01-23 18:00 | 54.2835 | 80.2884
2023-01-23 19:00 | 53.1588 | 79.5722
2023-01-23 20:00 | 51.0237 | 77.1364
2023-01-23 21:00 | 48.6827 | 74.1408
2023-01-23 22:00 | 46.2229 | 69.8508
2023-01-23 23:00 | 42.7327 | 65.2901
2023-01-24 | 39.2338 | 61.4581
2023-01-24 01:00 | 38.1436 | 58.3256
2023-01-24 02:00 | 37.7535 | 55.6203
2023-01-24 03:00 | 38.0303 | 55.4275
2023-01-24 04:00 | 38.6843 | 55.1088
2023-01-24 05:00 | 39.4088 | 56.2405
2023-01-24 06:00 | 41.611 | 59.3363
2023-01-24 07:00 | 46.4778 | 65.045
2023-01-24 08:00 | 51.236 | 72.6911
2023-01-24 09:00 | 52.5354 | 74.4776
2023-01-24 10:00 | 51.3965 | 73.2031
2023-01-24 11:00 | 50.3648 | 70.0218
2023-01-24 12:00 | 48.8354 | 66.9153
2023-01-24 13:00 | 48.2284 | 65.0168
2023-01-24 14:00 | 47.9564 | 63.7752
2023-01-24 15:00 | 48.4574 | 65.8162
2023-01-24 16:00 | 50.2364 | 68.4746
2023-01-24 17:00 | 52.6221 | 74.8398
2023-01-24 18:00 | 56.9596 | 80.7663
2023-01-24 19:00 | 55.9258 | 81.3823
2023-01-24 20:00 | 53.7327 | 79.1498
2023-01-24 21:00 | 51.3477 | 76.3361
2023-01-24 22:00 | 48.8278 | 72.5222
2023-01-24 23:00 | 45.2561 | 67.2807
2023-01-25 | 42.0099 | 63.9329
2023-01-25 01:00 | 39.3296 | 60.3362
2023-01-25 02:00 | 38.8182 | 57.946
2023-01-25 03:00 | 38.9915 | 57.6362
2023-01-25 04:00 | 39.4251 | 56.9992
2023-01-25 05:00 | 40.0762 | 57.7105
2023-01-25 06:00 | 41.8306 | 60.7292
2023-01-25 07:00 | 46.2873 | 65.85
2023-01-25 08:00 | 50.333 | 72.9408
2023-01-25 09:00 | 51.4576 | 76.7561
2023-01-25 10:00 | 50.1323 | 77.0719
2023-01-25 11:00 | 49.2161 | 75.167
2023-01-25 12:00 | 46.8869 | 72.7436
2023-01-25 13:00 | 46.3545 | 72.6407
2023-01-25 14:00 | 46.2414 | 71.9417
2023-01-25 15:00 | 46.6695 | 74.7304
2023-01-25 16:00 | 48.14 | 75.5822
2023-01-25 17:00 | 50.2876 | 78.8552
2023-01-25 18:00 | 53.8701 | 82.9553
2023-01-25 19:00 | 52.7541 | 82.7351
2023-01-25 20:00 | 50.4038 | 80.7581
2023-01-25 21:00 | 48.0239 | 78.4317
2023-01-25 22:00 | 45.5511 | 74.5843
2023-01-25 23:00 | 41.9939 | 69.7165
2023-01-26 | 38.7372 | 63.5218
2023-01-26 01:00 | 35.8629 | 62.6481
2023-01-26 02:00 | 35.2524 | 59.8973
2023-01-26 03:00 | 35.2997 | 59.4362
2023-01-26 04:00 | 35.6801 | 58.9139
2023-01-26 05:00 | 36.3408 | 59.5931
2023-01-26 06:00 | 38.4668 | 62.2141
2023-01-26 07:00 | 42.8131 | 67.0998
2023-01-26 08:00 | 46.5948 | 73.5442
2023-01-26 09:00 | 47.7781 | 76.0305
2023-01-26 10:00 | 46.9533 | 74.8507
2023-01-26 11:00 | 46.1673 | 70.8832
2023-01-26 12:00 | 43.99 | 68.8358
2023-01-26 13:00 | 43.1987 | 67.2383
2023-01-26 14:00 | 43.6623 | 65.4396
2023-01-26 15:00 | 43.8101 | 67.4581
2023-01-26 16:00 | 45.0598 | 69.2087
2023-01-26 17:00 | 46.9351 | 74.7373
2023-01-26 18:00 | 51.494 | 80.41
2023-01-26 19:00 | 50.4485 | 80.9875
2023-01-26 20:00 | 48.2832 | 79.0515
2023-01-26 21:00 | 46.0373 | 76.3129
2023-01-26 22:00 | 43.8407 | 72.1321
2023-01-26 23:00 | 40.4088 | 67.2547
2023-01-27 | 36.6102 | 64.8591
2023-01-27 01:00 | 35.684 | 58.9125
2023-01-27 02:00 | 35.1971 | 56.3898
2023-01-27 03:00 | 35.2586 | 55.8593
2023-01-27 04:00 | 35.804 | 55.314
2023-01-27 05:00 | 36.4585 | 55.9139
2023-01-27 06:00 | 38.5472 | 59.6501
2023-01-27 07:00 | 43.2778 | 64.4736
2023-01-27 08:00 | 47.7399 | 70.5362
2023-01-27 09:00 | 48.8663 | 72.985
2023-01-27 10:00 | 47.9099 | 73.1884
2023-01-27 11:00 | 46.6795 | 71.5127
2023-01-27 12:00 | 45.7318 | 66.4861
2023-01-27 13:00 | 44.7649 | 66.0209
2023-01-27 14:00 | 44.778 | 65.7929
2023-01-27 15:00 | 44.5141 | 68.084
2023-01-27 16:00 | 45.5598 | 69.0406
2023-01-27 17:00 | 47.6296 | 71.7513
2023-01-27 18:00 | 51.5432 | 76.9672
2023-01-27 19:00 | 50.935 | 76.6008
2023-01-27 20:00 | 49.1253 | 74.1469
2023-01-27 21:00 | 47.0166 | 71.4518
2023-01-27 22:00 | 44.8459 | 67.8038
2023-01-27 23:00 | 41.5188 | 63.4292
2023-01-28 | 38.6198 | 58.4574
2023-01-28 01:00 | 37.0328 | 56.0149
2023-01-28 02:00 | 36.5246 | 53.8865
2023-01-28 03:00 | 36.685 | 53.3986
2023-01-28 04:00 | 37.0448 | 52.5343
2023-01-28 05:00 | 37.6889 | 52.9708
2023-01-28 06:00 | 38.8779 | 55.6845
2023-01-28 07:00 | 41.5755 | 57.7634
2023-01-28 08:00 | 43.4546 | 59.9281
2023-01-28 09:00 | 44.8999 | 63.7633
2023-01-28 10:00 | 44.9745 | 66.1951
2023-01-28 11:00 | 44.079 | 66.1449
2023-01-28 12:00 | 43.9004 | 65.6197
2023-01-28 13:00 | 43.6524 | 66.3943
2023-01-28 14:00 | 43.7184 | 64.6386
2023-01-28 15:00 | 43.484 | 65.1017
2023-01-28 16:00 | 44.4009 | 65.3619
2023-01-28 17:00 | 47.1517 | 68.3664
2023-01-28 18:00 | 51.4739 | 72.218
2023-01-28 19:00 | 51.442 | 70.4083
2023-01-28 20:00 | 49.3133 | 66.5022
2023-01-28 21:00 | 45.8417 | 63.4962
2023-01-28 22:00 | 43.8539 | 61.1329
2023-01-28 23:00 | 41.1114 | 58.8065
2023-01-29 | 38.4859 | 56.6903
2023-01-29 01:00 | 37.0303 | 54.3507
2023-01-29 02:00 | 36.3471 | 52.3511
2023-01-29 03:00 | 36.2631 | 52.1172
2023-01-29 04:00 | 36.552 | 51.685
2023-01-29 05:00 | 37.0862 | 51.5356
2023-01-29 06:00 | 38.0954 | 54.3141
2023-01-29 07:00 | 40.1649 | 56.4374
2023-01-29 08:00 | 41.8873 | 58.446
2023-01-29 09:00 | 43.3701 | 63.3032
2023-01-29 10:00 | 43.3528 | 66.6382
2023-01-29 11:00 | 42.0733 | 66.8106
2023-01-29 12:00 | 42.1572 | 60.4464
2023-01-29 13:00 | 42.3819 | 60.5013
2023-01-29 14:00 | 42.1819 | 59.8222
2023-01-29 15:00 | 42.2487 | 61.3142
2023-01-29 16:00 | 43.4088 | 62.4285
2023-01-29 17:00 | 46.4144 | 67.4887
2023-01-29 18:00 | 51.0618 | 72.6457
2023-01-29 19:00 | 51.0945 | 72.8075
2023-01-29 20:00 | 49.0917 | 70.3375
2023-01-29 21:00 | 45.7713 | 67.8018
2023-01-29 22:00 | 43.3657 | 65.1635
2023-01-29 23:00 | 40.6617 | 61.9535
2023-01-30 | 38.5762 | 58.991
2023-01-30 01:00 | 38.0447 | 55.9106
2023-01-30 02:00 | 37.7137 | 53.6948
2023-01-30 03:00 | 37.9374 | 53.8001
2023-01-30 04:00 | 38.5311 | 53.4027
2023-01-30 05:00 | 39.2602 | 54.6419
2023-01-30 06:00 | 41.4023 | 57.9818
2023-01-30 07:00 | 46.2341 | 63.5578
2023-01-30 08:00 | 50.8167 | 70.759
2023-01-30 09:00 | 52.0594 | 73.2163
2023-01-30 10:00 | 50.8666 | 71.812
2023-01-30 11:00 | 49.4105 | 68.0357
2023-01-30 12:00 | 47.8268 | 63.1518
2023-01-30 13:00 | 46.9388 | 61.7419
2023-01-30 14:00 | 46.9804 | 60.0452
2023-01-30 15:00 | 47.3896 | 62.1569
2023-01-30 16:00 | 49.1251 | 64.5667
2023-01-30 17:00 | 51.4267 | 72.2286
2023-01-30 18:00 | 54.1642 | 78.8517
2023-01-30 19:00 | 54.0105 | 79.7623
2023-01-30 20:00 | 52.1024 | 77.6078
2023-01-30 21:00 | 49.747 | 75.0012
2023-01-30 22:00 | 47.3524 | 71.0801
2023-01-30 23:00 | 43.7144 | 65.9113
2023-01-31 | 40.324 | 62.1285
2023-01-31 01:00 | 38.6141 | 57.7936
2023-01-31 02:00 | 38.1856 | 55.2714
2023-01-31 03:00 | 38.2906 | 55.0572
2023-01-31 04:00 | 38.8181 | 54.5415
2023-01-31 05:00 | 39.6117 | 55.6688
2023-01-31 06:00 | 41.5481 | 59.4209
2023-01-31 07:00 | 46.137 | 64.7069
2023-01-31 08:00 | 50.5088 | 70.8551
2023-01-31 09:00 | 51.2869 | 71.202
2023-01-31 10:00 | 49.7321 | 68.4421
2023-01-31 11:00 | 47.9615 | 64.6845
2023-01-31 12:00 | 47.9689 | 60.8373
2023-01-31 13:00 | 46.9259 | 58.9622
2023-01-31 14:00 | 47.0498 | 57.3615
2023-01-31 15:00 | 47.3687 | 59.8436
2023-01-31 16:00 | 48.8652 | 62.2931
2023-01-31 17:00 | 51.2795 | 69.0943
2023-01-31 18:00 | 55.367 | 76.8152
2023-01-31 19:00 | 54.4719 | 77.7022
2023-01-31 20:00 | 52.2502 | 75.3608
2023-01-31 21:00 | 49.7659 | 72.9122
2023-01-31 22:00 | 47.3459 | 69.2685
2023-01-31 23:00 | 43.7672 | 64.3625
2023-02-01 | 39.8019 | 61.6137
2023-02-01 01:00 | 37.8972 | 56.1138
2023-02-01 02:00 | 37.3952 | 54.1512
2023-02-01 03:00 | 37.5041 | 53.6661
2023-02-01 04:00 | 38.1462 | 52.9673
2023-02-01 05:00 | 38.7977 | 53.7027
2023-02-01 06:00 | 40.5662 | 56.8845
2023-02-01 07:00 | 45.6161 | 61.7398
2023-02-01 08:00 | 50.2133 | 67.9085
2023-02-01 09:00 | 51.3693 | 69.4693
2023-02-01 10:00 | 49.7465 | 67.3005
2023-02-01 11:00 | 48.32 | 64.3663
2023-02-01 12:00 | 46.8613 | 65.9309
2023-02-01 13:00 | 45.8791 | 65.8846
2023-02-01 14:00 | 45.5294 | 64.5695
2023-02-01 15:00 | 45.7178 | 66.4699
2023-02-01 16:00 | 47.5941 | 68.552
2023-02-01 17:00 | 50.1096 | 73.1638
2023-02-01 18:00 | 53.7018 | 76.2568
2023-02-01 19:00 | 53.4493 | 75.6392
2023-02-01 20:00 | 51.4844 | 72.8389
2023-02-01 21:00 | 49.2421 | 69.6928
2023-02-01 22:00 | 46.8849 | 65.748
2023-02-01 23:00 | 43.4484 | 61.4255
2023-02-02 | 39.5975 | 58.3729
2023-02-02 01:00 | 37.506 | 55.2059
2023-02-02 02:00 | 36.9936 | 53.0903
2023-02-02 03:00 | 37.1545 | 52.5341
2023-02-02 04:00 | 37.7876 | 51.8987
2023-02-02 05:00 | 38.5667 | 52.7745
2023-02-02 06:00 | 40.2306 | 56.5719
2023-02-02 07:00 | 45.0427 | 61.0715
2023-02-02 08:00 | 49.3299 | 66.3302
2023-02-02 09:00 | 50.3735 | 66.8048
2023-02-02 10:00 | 48.8744 | 64.3217
2023-02-02 11:00 | 47.7405 | 61.4769
2023-02-02 12:00 | 44.5598 | 59.7016
2023-02-02 13:00 | 43.5288 | 58.4575
2023-02-02 14:00 | 43.2652 | 56.4153
2023-02-02 15:00 | 43.5485 | 57.457
2023-02-02 16:00 | 45.4177 | 60.758
2023-02-02 17:00 | 47.8092 | 67.0614
2023-02-02 18:00 | 50.1768 | 72.7994
2023-02-02 19:00 | 50.4153 | 73.2986
2023-02-02 20:00 | 48.9858 | 71.6673
2023-02-02 21:00 | 46.8575 | 68.8863
2023-02-02 22:00 | 44.6072 | 65.2385
2023-02-02 23:00 | 41.3537 | 61.0009
2023-02-03 | 38.5576 | 57.4238
2023-02-03 01:00 | 36.6169 | 53.1985
2023-02-03 02:00 | 36.0144 | 51.1675
2023-02-03 03:00 | 36.1561 | 50.7036
2023-02-03 04:00 | 36.8087 | 50.0866
2023-02-03 05:00 | 37.5786 | 50.8276
2023-02-03 06:00 | 39.8324 | 53.9673
2023-02-03 07:00 | 44.7207 | 58.665
2023-02-03 08:00 | 48.7685 | 63.9302
2023-02-03 09:00 | 49.0842 | 63.5067
2023-02-03 10:00 | 47.1333 | 60.0582
2023-02-03 11:00 | 45.3438 | 57.0911
2023-02-03 12:00 | 45.9846 | 58.4258
2023-02-03 13:00 | 45.0617 | 57.5277
2023-02-03 14:00 | 44.5951 | 55.7852
2023-02-03 15:00 | 44.3708 | 57.1128
2023-02-03 16:00 | 45.6851 | 59.8403
2023-02-03 17:00 | 47.7014 | 65.5636
2023-02-03 18:00 | 50.9955 | 69.6529
2023-02-03 19:00 | 50.5253 | 70.3889
2023-02-03 20:00 | 48.3444 | 68.1956
2023-02-03 21:00 | 46.015 | 65.4616
2023-02-03 22:00 | 43.7202 | 62.0245
2023-02-03 23:00 | 40.478 | 57.7088
2023-02-04 | 36.8493 | 55.0052
2023-02-04 01:00 | 35.395 | 51.9876
2023-02-04 02:00 | 34.6921 | 50.431
2023-02-04 03:00 | 34.6939 | 50.1312
2023-02-04 04:00 | 35.1765 | 49.5229
2023-02-04 05:00 | 35.7885 | 49.9958
2023-02-04 06:00 | 36.9822 | 52.4932
2023-02-04 07:00 | 40.0413 | 54.6571
2023-02-04 08:00 | 42.4499 | 57.3698
2023-02-04 09:00 | 44.2627 | 58.9266
2023-02-04 10:00 | 44.2097 | 57.7497
2023-02-04 11:00 | 43.4644 | 55.1665
2023-02-04 12:00 | 44.3367 | 55.1211
2023-02-04 13:00 | 44.1236 | 54.4331
2023-02-04 14:00 | 43.2687 | 51.5909
2023-02-04 15:00 | 42.9181 | 51.917
2023-02-04 16:00 | 43.9323 | 54.6288
2023-02-04 17:00 | 46.3146 | 61.1266
2023-02-04 18:00 | 49.0593 | 66.2996
2023-02-04 19:00 | 48.6695 | 65.7514
2023-02-04 20:00 | 45.8965 | 62.7175
2023-02-04 21:00 | 42.8782 | 60.2907
2023-02-04 22:00 | 40.9461 | 58.3281
2023-02-04 23:00 | 38.528 | 55.8749
2023-02-05 | 35.5956 | 54.4001
2023-02-05 01:00 | 34.8877 | 50.3993
2023-02-05 02:00 | 34.2589 | 48.8937
2023-02-05 03:00 | 34.2854 | 48.3754
2023-02-05 04:00 | 34.7515 | 47.6732
2023-02-05 05:00 | 35.3473 | 48.0145
2023-02-05 06:00 | 36.352 | 49.7841
2023-02-05 07:00 | 38.7333 | 51.0037
2023-02-05 08:00 | 40.4533 | 52.9927
2023-02-05 09:00 | 41.8368 | 54.3023
2023-02-05 10:00 | 41.6894 | 53.7217
2023-02-05 11:00 | 41.1608 | 52.6135
2023-02-05 12:00 | 41.6934 | 55.7781
2023-02-05 13:00 | 41.8294 | 56.3249
2023-02-05 14:00 | 41.3104 | 55.2592
2023-02-05 15:00 | 41.4639 | 57.212
2023-02-05 16:00 | 43.1273 | 59.7566
2023-02-05 17:00 | 46.4174 | 65.0539
2023-02-05 18:00 | 50.9894 | 69.4922
2023-02-05 19:00 | 51.1847 | 68.368
2023-02-05 20:00 | 48.8389 | 64.6827
2023-02-05 21:00 | 45.4064 | 61.4599
2023-02-05 22:00 | 43.139 | 59.3016
2023-02-05 23:00 | 40.3707 | 56.8249
2023-02-06 | 38.0386 | 54.2421
2023-02-06 01:00 | 37.5113 | 49.9358
2023-02-06 02:00 | 37.1623 | 48.4378
2023-02-06 03:00 | 37.3849 | 48.1652
2023-02-06 04:00 | 38.1496 | 47.3508
2023-02-06 05:00 | 38.9127 | 48.3959
2023-02-06 06:00 | 41.0975 | 52.5381
2023-02-06 07:00 | 46.1276 | 57.2938
2023-02-06 08:00 | 50.5774 | 62.6558
2023-02-06 09:00 | 51.7444 | 63.9269
2023-02-06 10:00 | 50.3653 | 62.2264
2023-02-06 11:00 | 49.513 | 60.9238
2023-02-06 12:00 | 48.9254 | 59.7367
2023-02-06 13:00 | 48.3261 | 59.8314
2023-02-06 14:00 | 47.8097 | 58.339
2023-02-06 15:00 | 48.4531 | 60.0705
2023-02-06 16:00 | 50.5051 | 62.9474
2023-02-06 17:00 | 52.6919 | 68.3952
2023-02-06 18:00 | 55.3768 | 70.8204
2023-02-06 19:00 | 55.0025 | 70.6659
2023-02-06 20:00 | 52.7753 | 68.0257
2023-02-06 21:00 | 50.1402 | 65.0808
2023-02-06 22:00 | 47.4883 | 61.6533
2023-02-06 23:00 | 43.9083 | 57.42
2023-02-07 | 40.5895 | 54.4669
2023-02-07 01:00 | 38.9668 | 51.1862
2023-02-07 02:00 | 38.4994 | 49.0884
2023-02-07 03:00 | 38.6332 | 48.4853
2023-02-07 04:00 | 39.3659 | 47.8143
2023-02-07 05:00 | 40.1343 | 48.7987
2023-02-07 06:00 | 42.1802 | 52.182
2023-02-07 07:00 | 46.8816 | 56.8649
2023-02-07 08:00 | 50.9675 | 61.4056
2023-02-07 09:00 | 51.5532 | 59.8917
2023-02-07 10:00 | 49.696 | 55.5747
2023-02-07 11:00 | 48.4477 | 53.0998
2023-02-07 12:00 | 47.7409 | 51.8621
2023-02-07 13:00 | 46.8484 | 50.4213
2023-02-07 14:00 | 46.6557 | 47.801
2023-02-07 15:00 | 47.1192 | 49.3306
2023-02-07 16:00 | 49.2098 | 53.5777
2023-02-07 17:00 | 51.6626 | 61.4236
2023-02-07 18:00 | 54.5232 | 68.737
2023-02-07 19:00 | 54.7786 | 69.5371
2023-02-07 20:00 | 52.9535 | 67.5763
2023-02-07 21:00 | 50.5928 | 65.1268
2023-02-07 22:00 | 48.1711 | 61.8998
2023-02-07 23:00 | 44.64 | 57.6964
2023-02-08 | 41.4076 | 54.9948
2023-02-08 01:00 | 39.6206 | 50.2295
2023-02-08 02:00 | 39.1636 | 48.2264
2023-02-08 03:00 | 39.27 | 47.7221
2023-02-08 04:00 | 39.9535 | 47.2175
2023-02-08 05:00 | 40.7314 | 48.1818
2023-02-08 06:00 | 42.7645 | 51.6676
2023-02-08 07:00 | 47.675 | 56.4952
2023-02-08 08:00 | 51.9933 | 61.4119
2023-02-08 09:00 | 52.3657 | 60.5756
2023-02-08 10:00 | 49.9407 | 56.8311
2023-02-08 11:00 | 47.8623 | 54.276
2023-02-08 12:00 | 47.0571 | 52.408
2023-02-08 13:00 | 46.0222 | 51.2266
2023-02-08 14:00 | 45.7319 | 48.9628
2023-02-08 15:00 | 45.9771 | 49.8543
2023-02-08 16:00 | 47.9409 | 53.3987
2023-02-08 17:00 | 50.4907 | 61.4423
2023-02-08 18:00 | 55.1544 | 70.1729
2023-02-08 19:00 | 55.0236 | 70.3334
2023-02-08 20:00 | 53.0047 | 67.8044
2023-02-08 21:00 | 50.4662 | 65.1192
2023-02-08 22:00 | 47.9317 | 61.7428
2023-02-08 23:00 | 44.3001 | 57.2402
2023-02-09 | 40.7549 | 53.958
2023-02-09 01:00 | 39.166 | 49.7099
2023-02-09 02:00 | 38.6712 | 47.8564
2023-02-09 03:00 | 38.7199 | 47.497
2023-02-09 04:00 | 39.3631 | 46.7812
2023-02-09 05:00 | 40.151 | 47.8186
2023-02-09 06:00 | 41.9975 | 51.5828
2023-02-09 07:00 | 46.7854 | 56.5624
2023-02-09 08:00 | 51.233 | 62.0169
2023-02-09 09:00 | 52.4934 | 64.0101
2023-02-09 10:00 | 50.9299 | 63.1963
2023-02-09 11:00 | 49.5375 | 62.3723
2023-02-09 12:00 | 47.7599 | 55.637
2023-02-09 13:00 | 46.7028 | 54.7242
2023-02-09 14:00 | 46.4399 | 52.6612
2023-02-09 15:00 | 46.6301 | 54.077
2023-02-09 16:00 | 48.3783 | 57.2174
2023-02-09 17:00 | 50.547 | 63.4452
2023-02-09 18:00 | 52.8965 | 70.8387
2023-02-09 19:00 | 53.3624 | 70.2659
2023-02-09 20:00 | 51.6974 | 67.2607
2023-02-09 21:00 | 49.3905 | 64.1813
2023-02-09 22:00 | 47.0935 | 60.8617
2023-02-09 23:00 | 43.6787 | 56.7443
2023-02-10 | 40.2109 | 53.6557
2023-02-10 01:00 | 38.2531 | 48.6371
2023-02-10 02:00 | 37.6992 | 46.8716
2023-02-10 03:00 | 37.7048 | 46.4186
2023-02-10 04:00 | 38.3128 | 45.6011
2023-02-10 05:00 | 39.108 | 46.2193
2023-02-10 06:00 | 40.7738 | 50
2023-02-10 07:00 | 45.5809 | 54.9519
2023-02-10 08:00 | 49.8065 | 60.173
2023-02-10 09:00 | 50.807 | 61.6872
2023-02-10 10:00 | 49.2489 | 60.5278
2023-02-10 11:00 | 47.657 | 59.7095
2023-02-10 12:00 | 47.9457 | 56.8916
2023-02-10 13:00 | 47.0211 | 56.6959
2023-02-10 14:00 | 46.7469 | 55.1888
2023-02-10 15:00 | 46.6212 | 56.773
2023-02-10 16:00 | 47.8103 | 58.924
2023-02-10 17:00 | 49.5964 | 63.1507
2023-02-10 18:00 | 51.3569 | 67.0743
2023-02-10 19:00 | 51.1299 | 66.7403
2023-02-10 20:00 | 48.9695 | 63.6214
2023-02-10 21:00 | 46.4687 | 60.7417
2023-02-10 22:00 | 44.11 | 57.6339
2023-02-10 23:00 | 40.7404 | 53.6659
2023-02-11 | 37.3811 | 50.759
2023-02-11 01:00 | 35.7122 | 47.4827
2023-02-11 02:00 | 35.0147 | 45.8628
2023-02-11 03:00 | 34.842 | 45.4994
2023-02-11 04:00 | 35.3092 | 44.4846
2023-02-11 05:00 | 35.9814 | 44.6144
2023-02-11 06:00 | 37.4948 | 46.7228
2023-02-11 07:00 | 40.3478 | 48.8147
2023-02-11 08:00 | 42.5681 | 52.8237
2023-02-11 09:00 | 44.6363 | 56.0509
2023-02-11 10:00 | 44.9224 | 56.8278
2023-02-11 11:00 | 44.6776 | 56.7878
2023-02-11 12:00 | 42.8505 | 53.9672
2023-02-11 13:00 | 42.402 | 54.0897
2023-02-11 14:00 | 41.5846 | 52.2024
2023-02-11 15:00 | 41.2002 | 53.6779
2023-02-11 16:00 | 42.1497 | 56.0802
2023-02-11 17:00 | 44.8224 | 60.5501
2023-02-11 18:00 | 48.2655 | 64.6958
2023-02-11 19:00 | 48.5377 | 63.6797
2023-02-11 20:00 | 45.8455 | 60.542
2023-02-11 21:00 | 42.9784 | 58.2468
2023-02-11 22:00 | 41.1141 | 56.4765
2023-02-11 23:00 | 38.6365 | 54.1822
2023-02-12 | 35.9854 | 50.5532
2023-02-12 01:00 | 34.8451 | 48.4082
2023-02-12 02:00 | 34.2792 | 46.6881
2023-02-12 03:00 | 34.2467 | 46.0693
2023-02-12 04:00 | 34.6913 | 45.2953
2023-02-12 05:00 | 35.3723 | 45.1534
2023-02-12 06:00 | 36.3954 | 46.3519
2023-02-12 07:00 | 38.7332 | 48.0371
2023-02-12 08:00 | 40.2868 | 51.7487
2023-02-12 09:00 | 41.2511 | 56.1945
2023-02-12 10:00 | 40.7855 | 58.3528
2023-02-12 11:00 | 40.2534 | 58.883
2023-02-12 12:00 | 39.8525 | 55.5981
2023-02-12 13:00 | 39.7434 | 56.1024
2023-02-12 14:00 | 39.3015 | 56.0166
2023-02-12 15:00 | 39.3203 | 58.5635
2023-02-12 16:00 | 40.918 | 60.5262
2023-02-12 17:00 | 44.4023 | 65.1119
2023-02-12 18:00 | 48.9345 | 68.7029
2023-02-12 19:00 | 49.7827 | 68.2079
2023-02-12 20:00 | 47.7344 | 64.5118
2023-02-12 21:00 | 44.486 | 61.2938
2023-02-12 22:00 | 42.3238 | 59.1431
2023-02-12 23:00 | 39.5226 | 56.4057
2023-02-13 | 37.6216 | 53.5024
2023-02-13 01:00 | 35.8542 | 50.7804
2023-02-13 02:00 | 35.4649 | 49.2086
2023-02-13 03:00 | 35.5887 | 48.9885
2023-02-13 04:00 | 36.2224 | 48.2713
2023-02-13 05:00 | 37.1649 | 49.3648
2023-02-13 06:00 | 39.6275 | 53.1068
2023-02-13 07:00 | 44.5392 | 58.4666
2023-02-13 08:00 | 48.0963 | 65.0147
2023-02-13 09:00 | 47.7588 | 68.4172
2023-02-13 10:00 | 45.4444 | 68.4136
2023-02-13 11:00 | 43.7659 | 67.0565
2023-02-13 12:00 | 43.628 | 61.8093
2023-02-13 13:00 | 42.8297 | 61.2415
2023-02-13 14:00 | 42.4491 | 59.2606
2023-02-13 15:00 | 42.9516 | 60.1796
2023-02-13 16:00 | 44.6597 | 62.6034
2023-02-13 17:00 | 47.0039 | 68.2538
2023-02-13 18:00 | 50.5547 | 71.2718
2023-02-13 19:00 | 50.7548 | 72.6316
2023-02-13 20:00 | 48.9404 | 71.1159
2023-02-13 21:00 | 46.542 | 68.9124
2023-02-13 22:00 | 44.0343 | 65.7711
2023-02-13 23:00 | 40.6197 | 61.1855
2023-02-14 | 36.6264 | 56.1522
2023-02-14 01:00 | 35.3301 | 53.5119
2023-02-14 02:00 | 34.847 | 51.3991
2023-02-14 03:00 | 34.8825 | 50.8301
2023-02-14 04:00 | 35.5455 | 50.1582
2023-02-14 05:00 | 36.4739 | 51.1098
2023-02-14 06:00 | 38.6062 | 54.122
2023-02-14 07:00 | 43.3833 | 59.2464
2023-02-14 08:00 | 46.8158 | 64.5855
2023-02-14 09:00 | 46.7995 | 64.8887
2023-02-14 10:00 | 44.9527 | 61.9984
2023-02-14 11:00 | 43.7739 | 59.3576
2023-02-14 12:00 | 41.1488 | 57.5918
2023-02-14 13:00 | 40.0206 | 56.4958
2023-02-14 14:00 | 40.0402 | 54.2558
2023-02-14 15:00 | 40.0729 | 56.1638
2023-02-14 16:00 | 41.8281 | 59.255
2023-02-14 17:00 | 44.49 | 65.3874
2023-02-14 18:00 | 49.0929 | 73.6156
2023-02-14 19:00 | 49.6672 | 73.7623
2023-02-14 20:00 | 48.3781 | 71.1138
2023-02-14 21:00 | 46.1948 | 68.377
2023-02-14 22:00 | 43.909 | 65.0687
2023-02-14 23:00 | 40.5586 | 60.88
2023-02-15 | 38.2127 | 57.0631
2023-02-15 01:00 | 35.4365 | 54.2192
2023-02-15 02:00 | 34.9034 | 52.1157
2023-02-15 03:00 | 34.8597 | 51.2864
2023-02-15 04:00 | 35.4037 | 50.6499
2023-02-15 05:00 | 36.3388 | 51.1611
2023-02-15 06:00 | 39.0165 | 53.397
2023-02-15 07:00 | 43.7746 | 58.362
2023-02-15 08:00 | 47.003 | 63.3962
2023-02-15 09:00 | 46.4486 | 64.864
2023-02-15 10:00 | 43.9118 | 63.7486
2023-02-15 11:00 | 42.2812 | 62.7787
2023-02-15 12:00 | 40.1998 | 59.5545
2023-02-15 13:00 | 39.0898 | 59.3777
2023-02-15 14:00 | 38.781 | 57.9157
2023-02-15 15:00 | 38.8823 | 59.3912
2023-02-15 16:00 | 40.3889 | 61.6784
2023-02-15 17:00 | 43.1366 | 66.4011
2023-02-15 18:00 | 46.0359 | 69.541
2023-02-15 19:00 | 46.9547 | 71.1348
2023-02-15 20:00 | 46.0054 | 69.974
2023-02-15 21:00 | 44.0412 | 68.0547
2023-02-15 22:00 | 41.7856 | 64.8325
2023-02-15 23:00 | 38.609 | 60.3238
2023-02-16 | 35.9518 | 55.7582
2023-02-16 01:00 | 33.7883 | 52.5395
2023-02-16 02:00 | 33.2369 | 50.3992
2023-02-16 03:00 | 33.2422 | 50.1241
2023-02-16 04:00 | 33.8235 | 49.6485
2023-02-16 05:00 | 34.8451 | 50.5629
2023-02-16 06:00 | 37.4679 | 53.7011
2023-02-16 07:00 | 42.4381 | 59.0253
2023-02-16 08:00 | 45.8654 | 64.3937
2023-02-16 09:00 | 45.9076 | 65.3184
2023-02-16 10:00 | 44.0428 | 62.9005
2023-02-16 11:00 | 42.6695 | 59.7355
2023-02-16 12:00 | 39.873 | 57.8746
2023-02-16 13:00 | 38.8667 | 56.4198
2023-02-16 14:00 | 38.7724 | 54.0763
2023-02-16 15:00 | 38.6884 | 55.5443
2023-02-16 16:00 | 40.098 | 58.4288
2023-02-16 17:00 | 42.3921 | 65.4928
2023-02-16 18:00 | 45.6201 | 73.5567
2023-02-16 19:00 | 46.7148 | 74.16
2023-02-16 20:00 | 45.8283 | 71.6199
2023-02-16 21:00 | 43.9285 | 68.5726
2023-02-16 22:00 | 41.822 | 64.8734
2023-02-16 23:00 | 38.6818 | 60.4312
2023-02-17 | 35.7553 | 56.9276
2023-02-17 01:00 | 33.5092 | 54.9804
2023-02-17 02:00 | 32.896 | 52.8876
2023-02-17 03:00 | 32.8498 | 51.8832
2023-02-17 04:00 | 33.3751 | 51.176
2023-02-17 05:00 | 34.4018 | 51.6222
2023-02-17 06:00 | 36.7968 | 54.2739
2023-02-17 07:00 | 41.7853 | 59.0015
2023-02-17 08:00 | 45.2525 | 63.619
2023-02-17 09:00 | 45.6325 | 64.5645
2023-02-17 10:00 | 44.1575 | 63.7672
2023-02-17 11:00 | 42.9927 | 62.9403
2023-02-17 12:00 | 40.6419 | 57.7094
2023-02-17 13:00 | 39.7722 | 57.3286
2023-02-17 14:00 | 39.3588 | 56.5512
2023-02-17 15:00 | 38.9702 | 58.0301
2023-02-17 16:00 | 39.7141 | 59.628
2023-02-17 17:00 | 41.6614 | 63.2109
2023-02-17 18:00 | 44.0986 | 67.5039
2023-02-17 19:00 | 44.4478 | 68.2227
2023-02-17 20:00 | 42.9999 | 65.653
2023-02-17 21:00 | 40.9164 | 63.1006
2023-02-17 22:00 | 38.7278 | 60.1586
2023-02-17 23:00 | 35.7368 | 55.983
2023-02-18 | 32.8224 | 53.5966
2023-02-18 01:00 | 31.0639 | 51.5091
2023-02-18 02:00 | 30.339 | 49.5407
2023-02-18 03:00 | 30.13 | 48.5097
2023-02-18 04:00 | 30.4691 | 47.3286
2023-02-18 05:00 | 30.8128 | 47.5276
2023-02-18 06:00 | 31.7508 | 48.3848
2023-02-18 07:00 | 35.0673 | 49.8441
2023-02-18 08:00 | 38.5037 | 52.778
2023-02-18 09:00 | 40.4043 | 55.217
2023-02-18 10:00 | 40.1398 | 56.189
2023-02-18 11:00 | 39.9981 | 56.7012
2023-02-18 12:00 | 37.9144 | 51.0865
2023-02-18 13:00 | 37.0311 | 50.8928
2023-02-18 14:00 | 36.1817 | 48.431
2023-02-18 15:00 | 36.0152 | 48.9115
2023-02-18 16:00 | 37.4789 | 51.3001
2023-02-18 17:00 | 40.0943 | 56.6156
2023-02-18 18:00 | 42.0265 | 63.3296
2023-02-18 19:00 | 42.1089 | 62.5212
2023-02-18 20:00 | 40.1153 | 58.7769
2023-02-18 21:00 | 38.1416 | 56.0198
2023-02-18 22:00 | 36.6595 | 54.3322
2023-02-18 23:00 | 34.4725 | 52.1191
2023-02-19 | 31.9133 | 50.9721
2023-02-19 01:00 | 30.4057 | 46.4842
2023-02-19 02:00 | 29.7733 | 44.835
2023-02-19 03:00 | 29.6389 | 44.606
2023-02-19 04:00 | 29.9333 | 43.8469
2023-02-19 05:00 | 30.2176 | 43.5333
2023-02-19 06:00 | 30.7918 | 46.3353
2023-02-19 07:00 | 33.4455 | 47.6654
2023-02-19 08:00 | 36.0911 | 48.9704
2023-02-19 09:00 | 37.4912 | 50.1206
2023-02-19 10:00 | 37.0415 | 50.2791
2023-02-19 11:00 | 37.4585 | 51.4292
2023-02-19 12:00 | 37.1722 | 48.3173
2023-02-19 13:00 | 36.7816 | 48.5767
2023-02-19 14:00 | 36.3859 | 48.2043
2023-02-19 15:00 | 36.6665 | 50.9712
2023-02-19 16:00 | 38.664 | 53.7204
2023-02-19 17:00 | 41.876 | 59.4247
2023-02-19 18:00 | 45.0703 | 64.3649
2023-02-19 19:00 | 45.3823 | 65.2217
2023-02-19 20:00 | 43.5503 | 62.6304
2023-02-19 21:00 | 41.0776 | 60.1434
2023-02-19 22:00 | 39.2432 | 57.8606
2023-02-19 23:00 | 36.6454 | 54.7161
2023-02-20 | 34.0215 | 51.9659
2023-02-20 01:00 | 32.2187 | 48.7626
2023-02-20 02:00 | 31.9184 | 47.5825
2023-02-20 03:00 | 31.8749 | 47.6257
2023-02-20 04:00 | 32.4495 | 47.2164
2023-02-20 05:00 | 33.1938 | 46.994
2023-02-20 06:00 | 34.6483 | 49.8851
2023-02-20 07:00 | 37.7248 | 51.511
2023-02-20 08:00 | 39.5746 | 52.494
2023-02-20 09:00 | 40.4233 | 54.5883
2023-02-20 10:00 | 40.254 | 54.8374
2023-02-20 11:00 | 39.9101 | 57.4285
2023-02-20 12:00 | 40.0637 | 56.2668
2023-02-20 13:00 | 40.0777 | 57.0574
2023-02-20 14:00 | 39.1136 | 55.6833
2023-02-20 15:00 | 38.768 | 58.0564
2023-02-20 16:00 | 39.9787 | 58.0166
2023-02-20 17:00 | 42.996 | 64.1729
2023-02-20 18:00 | 47.4266 | 65.5294
2023-02-20 19:00 | 47.2127 | 66.2286
2023-02-20 20:00 | 45.0945 | 63.0193
2023-02-20 21:00 | 42.454 | 60.7165
2023-02-20 22:00 | 40.5096 | 59.1416
2023-02-20 23:00 | 38.0758 | 55.2574
2023-02-21 | 35.7213 | 51.3034
2023-02-21 01:00 | 35.9425 | 52.9346
2023-02-21 02:00 | 35.5053 | 50.8188
2023-02-21 03:00 | 35.5232 | 50.6711
2023-02-21 04:00 | 36.1685 | 50.17
2023-02-21 05:00 | 37.2387 | 51.1502
2023-02-21 06:00 | 39.4685 | 55.2606
2023-02-21 07:00 | 44.6751 | 60.4027
2023-02-21 08:00 | 48.7036 | 64.801
2023-02-21 09:00 | 49.7373 | 63.8471
2023-02-21 10:00 | 48.5155 | 59.9695
2023-02-21 11:00 | 47.7123 | 57.2146
2023-02-21 12:00 | 47.4897 | 59.3495
2023-02-21 13:00 | 47.1367 | 57.7402
2023-02-21 14:00 | 46.7408 | 55.2213
2023-02-21 15:00 | 47.1218 | 57.1277
2023-02-21 16:00 | 48.4814 | 60.0462
2023-02-21 17:00 | 50.3257 | 66.9968
2023-02-21 18:00 | 52.2106 | 73.6765
2023-02-21 19:00 | 52.0931 | 75.4702
2023-02-21 20:00 | 49.9784 | 73.2656
2023-02-21 21:00 | 47.4639 | 70.6676
2023-02-21 22:00 | 44.9097 | 67.2033
2023-02-21 23:00 | 41.5104 | 62.3894
2023-02-22 | 37.8983 | 58.926
2023-02-22 01:00 | 35.9565 | 54.4331
2023-02-22 02:00 | 35.4838 | 52.4755
2023-02-22 03:00 | 35.4063 | 52.173
2023-02-22 04:00 | 35.9962 | 51.6994
2023-02-22 05:00 | 36.9843 | 52.5423
2023-02-22 06:00 | 39.2476 | 57.0834
2023-02-22 07:00 | 44.4299 | 62.054
2023-02-22 08:00 | 48.4294 | 66.2679
2023-02-22 09:00 | 49.6414 | 65.4089
2023-02-22 10:00 | 48.3837 | 62.2776
2023-02-22 11:00 | 47.5075 | 59.724
2023-02-22 12:00 | 46.5768 | 65.2634
2023-02-22 13:00 | 46.0308 | 64.5902
2023-02-22 14:00 | 45.8243 | 63.4902
2023-02-22 15:00 | 45.9655 | 64.683
2023-02-22 16:00 | 47.2845 | 65.7542
2023-02-22 17:00 | 49.2096 | 69.9901
2023-02-22 18:00 | 50.5229 | 72.2928
2023-02-22 19:00 | 50.9871 | 74.4521
2023-02-22 20:00 | 49.2703 | 72.8089
2023-02-22 21:00 | 46.9505 | 70.6343
2023-02-22 22:00 | 44.5422 | 67.3068
2023-02-22 23:00 | 41.1151 | 62.306
2023-02-23 | 37.6511 | 57.5308
2023-02-23 01:00 | 36.5637 | 54.4357
2023-02-23 02:00 | 36.1633 | 52.3445
2023-02-23 03:00 | 36.0844 | 52.0864
2023-02-23 04:00 | 36.7408 | 51.594
2023-02-23 05:00 | 37.777 | 52.4528
2023-02-23 06:00 | 40.3163 | 55.3996
2023-02-23 07:00 | 44.9492 | 60.6668
2023-02-23 08:00 | 48.2305 | 64.905
2023-02-23 09:00 | 47.7053 | 65.1662
2023-02-23 10:00 | 45.2401 | 62.5685
2023-02-23 11:00 | 43.684 | 59.8101
2023-02-23 12:00 | 43.4202 | 64.8168
2023-02-23 13:00 | 42.3556 | 64.182
2023-02-23 14:00 | 42.2349 | 62.6562
2023-02-23 15:00 | 42.3266 | 64.7045
2023-02-23 16:00 | 43.9079 | 66.0382
2023-02-23 17:00 | 46.2174 | 70.0681
2023-02-23 18:00 | 51.1902 | 74.3766
2023-02-23 19:00 | 51.944 | 75.3144
2023-02-23 20:00 | 50.5442 | 73.0173
2023-02-23 21:00 | 48.1414 | 70.1414
2023-02-23 22:00 | 45.7216 | 66.4569
2023-02-23 23:00 | 42.2558 | 62.0838
2023-02-24 | 39.4344 | 57.2537
2023-02-24 01:00 | 38.2124 | 54.2688
2023-02-24 02:00 | 37.7891 | 52.1748
2023-02-24 03:00 | 37.6869 | 51.5743
2023-02-24 04:00 | 38.3539 | 51.0015
2023-02-24 05:00 | 39.3451 | 51.324
2023-02-24 06:00 | 41.5848 | 54.3801
2023-02-24 07:00 | 46.5013 | 59.7806
2023-02-24 08:00 | 50.5785 | 64.6922
2023-02-24 09:00 | 51.2487 | 66.4757
2023-02-24 10:00 | 49.4847 | 66.1942
2023-02-24 11:00 | 47.9988 | 64.9042
2023-02-24 12:00 | 45.9564 | 62.9427
2023-02-24 13:00 | 44.8389 | 62.3077
2023-02-24 14:00 | 44.3518 | 61.4942
2023-02-24 15:00 | 44.1444 | 62.7942
2023-02-24 16:00 | 45.336 | 63.4876
2023-02-24 17:00 | 47.5138 | 66.6051
2023-02-24 18:00 | 50.1071 | 69.05
2023-02-24 19:00 | 51.4621 | 70.1005
2023-02-24 20:00 | 50.06 | 67.0964
2023-02-24 21:00 | 47.8398 | 64.0408
2023-02-24 22:00 | 45.5322 | 60.6083
2023-02-24 23:00 | 42.168 | 56.1934
2023-02-25 | 39.0049 | 54.2485
2023-02-25 01:00 | 37.1738 | 50.3367
2023-02-25 02:00 | 36.5974 | 48.6398
2023-02-25 03:00 | 36.3232 | 48.4138
2023-02-25 04:00 | 36.8286 | 47.6891
2023-02-25 05:00 | 37.8584 | 47.8729
2023-02-25 06:00 | 39.4551 | 50.7673
2023-02-25 07:00 | 42.1229 | 53.2281
2023-02-25 08:00 | 43.4564 | 55.2989
2023-02-25 09:00 | 44.532 | 57.6042
2023-02-25 10:00 | 44.1642 | 58.3948
2023-02-25 11:00 | 42.888 | 58.0332
2023-02-25 12:00 | 41.7074 | 58.3114
2023-02-25 13:00 | 41.2037 | 58.2537
2023-02-25 14:00 | 40.673 | 56.48
2023-02-25 15:00 | 40.3032 | 57.3144
2023-02-25 16:00 | 41.1183 | 58.3116
2023-02-25 17:00 | 43.8756 | 62.2154
2023-02-25 18:00 | 47.3333 | 64.9964
2023-02-25 19:00 | 49.0413 | 65.474
2023-02-25 20:00 | 47.4175 | 62.4153
2023-02-25 21:00 | 44.1596 | 59.9636
2023-02-25 22:00 | 42.0581 | 57.9858
2023-02-25 23:00 | 39.5098 | 55.3149
2023-02-26 | 37.172 | 52.4004
2023-02-26 01:00 | 35.8651 | 49.7216
2023-02-26 02:00 | 35.2227 | 47.8926
2023-02-26 03:00 | 34.8569 | 47.5974
2023-02-26 04:00 | 35.2594 | 47.3155
2023-02-26 05:00 | 36.1225 | 47.4232
2023-02-26 06:00 | 37.6541 | 49.7992
2023-02-26 07:00 | 40.0132 | 52.149
2023-02-26 08:00 | 41.3674 | 54.1003
2023-02-26 09:00 | 42.386 | 56.4113
2023-02-26 10:00 | 41.7393 | 56.9006
2023-02-26 11:00 | 40.7456 | 55.2052
2023-02-26 12:00 | 41.6308 | 52.7669
2023-02-26 13:00 | 41.5544 | 52.1631
2023-02-26 14:00 | 41.1281 | 51.6869
2023-02-26 15:00 | 41.0743 | 53.3295
2023-02-26 16:00 | 42.1924 | 54.8559
2023-02-26 17:00 | 45.2167 | 61.4788
2023-02-26 18:00 | 49.136 | 65.9211
2023-02-26 19:00 | 49.9257 | 68.2045
2023-02-26 20:00 | 47.5669 | 65.5168
2023-02-26 21:00 | 44.2027 | 62.6935
2023-02-26 22:00 | 41.7384 | 60.3882
2023-02-26 23:00 | 38.9413 | 57.0587
2023-02-27 | 36.6499 | 54.5778
2023-02-27 01:00 | 35.4116 | 51.5733
2023-02-27 02:00 | 35.1086 | 49.8789
2023-02-27 03:00 | 35.0228 | 49.9851
2023-02-27 04:00 | 35.6903 | 49.6708
2023-02-27 05:00 | 36.767 | 50.9304
2023-02-27 06:00 | 39.4387 | 55.347
2023-02-27 07:00 | 44.3143 | 61.2031
2023-02-27 08:00 | 47.7393 | 66.61
2023-02-27 09:00 | 47.6907 | 67.8157
2023-02-27 10:00 | 45.6365 | 66.1068
2023-02-27 11:00 | 44.1923 | 63.0241
2023-02-27 12:00 | 42.9317 | 64.9364
2023-02-27 13:00 | 41.7685 | 64.351
2023-02-27 14:00 | 41.7888 | 63.2159
2023-02-27 15:00 | 42.0316 | 64.7753
2023-02-27 16:00 | 43.6488 | 66.1701
2023-02-27 17:00 | 46.0781 | 71.1518
2023-02-27 18:00 | 48.8489 | 72.0752
2023-02-27 19:00 | 50.0137 | 74.1907
2023-02-27 20:00 | 48.8091 | 71.9783
2023-02-27 21:00 | 46.4101 | 69.1922
2023-02-27 22:00 | 43.9852 | 65.7031
2023-02-27 23:00 | 40.5486 | 60.6034
2023-02-28 | 37.7166 | 57.0316
2023-02-28 01:00 | 35.5165 | 53.2336
2023-02-28 02:00 | 35.1068 | 51.2051
2023-02-28 03:00 | 34.9842 | 51.1225
2023-02-28 04:00 | 35.5984 | 50.6643
2023-02-28 05:00 | 36.7587 | 51.6077
2023-02-28 06:00 | 39.4872 | 55.6229
2023-02-28 07:00 | 44.1588 | 61.3407
2023-02-28 08:00 | 47.3726 | 65.9921
2023-02-28 09:00 | 46.8996 | 65.9191
2023-02-28 10:00 | 44.5796 | 63.2872
2023-02-28 11:00 | 43.0599 | 60.5956
2023-02-28 12:00 | 41.0714 | 66.9405
2023-02-28 13:00 | 39.698 | 66.0268
2023-02-28 14:00 | 39.7833 | 64.659
2023-02-28 15:00 | 40.0206 | 66.6667
2023-02-28 16:00 | 41.6081 | 67.8946
2023-02-28 17:00 | 44.4362 | 71.7003
2023-02-28 18:00 | 47.6565 | 73.3103
2023-02-28 19:00 | 49.0903 | 74.6753
2023-02-28 20:00 | 48.3472 | 71.9366
2023-02-28 21:00 | 46.221 | 68.9348
2023-02-28 22:00 | 43.8771 | 65.3697
2023-02-28 23:00 | 40.4678 | 60.7171
2023-03-01 | 37.114 | 57.7263
2023-03-01 01:00 | 35.18 | 52.174
2023-03-01 02:00 | 34.7903 | 49.9604
2023-03-01 03:00 | 34.6564 | 49.568
2023-03-01 04:00 | 35.0944 | 49.3279
2023-03-01 05:00 | 36.2234 | 50.3976
2023-03-01 06:00 | 38.4832 | 54.581
2023-03-01 07:00 | 43.3038 | 59.2962
2023-03-01 08:00 | 46.7989 | 63.8453
2023-03-01 09:00 | 46.8341 | 63.8247
2023-03-01 10:00 | 44.9882 | 60.9488
2023-03-01 11:00 | 43.7018 | 57.8532
2023-03-01 12:00 | 42.6406 | 59.4652
2023-03-01 13:00 | 41.6202 | 57.595
2023-03-01 14:00 | 41.2317 | 56.1731
2023-03-01 15:00 | 41.0924 | 57.1077
2023-03-01 16:00 | 42.2003 | 58.8536
2023-03-01 17:00 | 44.2983 | 63.8147
2023-03-01 18:00 | 46.5723 | 67.516
2023-03-01 19:00 | 47.5945 | 70.8244
2023-03-01 20:00 | 46.6948 | 70.2872
2023-03-01 21:00 | 44.739 | 68.3962
2023-03-01 22:00 | 42.5869 | 64.5604
2023-03-01 23:00 | 39.3967 | 59.7078
2023-03-02 | 36.2992 | 55.6646
2023-03-02 01:00 | 34.5501 | 52.6857
2023-03-02 02:00 | 34.1371 | 50.3764
2023-03-02 03:00 | 34.0374 | 50.0135
2023-03-02 04:00 | 34.4448 | 49.8188
2023-03-02 05:00 | 35.643 | 51.1416
2023-03-02 06:00 | 37.8471 | 54.0412
2023-03-02 07:00 | 42.5402 | 58.5907
2023-03-02 08:00 | 45.8789 | 62.0908
2023-03-02 09:00 | 45.9687 | 60.3265
2023-03-02 10:00 | 44.3417 | 56.2505
2023-03-02 11:00 | 43.2602 | 53.1058
2023-03-02 12:00 | 40.5604 | 57.0265
2023-03-02 13:00 | 39.5565 | 54.8982
2023-03-02 14:00 | 39.3697 | 53.5392
2023-03-02 15:00 | 39.4116 | 55.1965
2023-03-02 16:00 | 40.5624 | 57.5091
2023-03-02 17:00 | 42.4721 | 62.9428
2023-03-02 18:00 | 45.6037 | 69.49
2023-03-02 19:00 | 46.7468 | 71.705
2023-03-02 20:00 | 46.0721 | 70.3377
2023-03-02 21:00 | 44.105 | 67.7207
2023-03-02 22:00 | 41.9282 | 63.8033
2023-03-02 23:00 | 38.6529 | 59.3138
2023-03-03 | 35.4003 | 56.0014
2023-03-03 01:00 | 34.0313 | 52.6754
2023-03-03 02:00 | 33.5651 | 50.483
2023-03-03 03:00 | 33.4239 | 49.7284
2023-03-03 04:00 | 33.8388 | 49.2851
2023-03-03 05:00 | 34.9421 | 50.0399
2023-03-03 06:00 | 37.4808 | 52.8377
2023-03-03 07:00 | 42.1299 | 57.0104
2023-03-03 08:00 | 45.4104 | 60.1786
2023-03-03 09:00 | 45.2475 | 59.3143
2023-03-03 10:00 | 43.6132 | 56.9543
2023-03-03 11:00 | 42.4157 | 55.8306
2023-03-03 12:00 | 39.4466 | 52.4026
2023-03-03 13:00 | 38.2486 | 51.0523
2023-03-03 14:00 | 37.9081 | 50.356
2023-03-03 15:00 | 37.4513 | 52.4123
2023-03-03 16:00 | 38.2836 | 54.4766
2023-03-03 17:00 | 40.2745 | 58.5704
2023-03-03 18:00 | 43.0111 | 62.6913
2023-03-03 19:00 | 44.5945 | 65.5854
2023-03-03 20:00 | 44.0663 | 64.6446
2023-03-03 21:00 | 42.3428 | 62.6639
2023-03-03 22:00 | 40.3395 | 59.2148
2023-03-03 23:00 | 37.2516 | 55.0986
2023-03-04 | 34.6546 | 52.4816
2023-03-04 01:00 | 32.652 | 50.9187
2023-03-04 02:00 | 32.0767 | 48.8407
2023-03-04 03:00 | 31.8542 | 48.0996
2023-03-04 04:00 | 32.0665 | 47.4481
2023-03-04 05:00 | 32.7539 | 47.9083
2023-03-04 06:00 | 33.9252 | 49.5346
2023-03-04 07:00 | 36.7665 | 50.6501
2023-03-04 08:00 | 39.208 | 51.3603
2023-03-04 09:00 | 40.6227 | 52.2729
2023-03-04 10:00 | 40.4588 | 52.4243
2023-03-04 11:00 | 40.3103 | 53.052
2023-03-04 12:00 | 41.6295 | 56.7143
2023-03-04 13:00 | 41.0301 | 56.2007
2023-03-04 14:00 | 40.2399 | 54.8258
2023-03-04 15:00 | 39.8716 | 55.3265
2023-03-04 16:00 | 40.732 | 56.4078
2023-03-04 17:00 | 42.7514 | 59.3239
2023-03-04 18:00 | 43.9226 | 62.5868
2023-03-04 19:00 | 43.9769 | 63.3049
2023-03-04 20:00 | 42.1217 | 60.9112
2023-03-04 21:00 | 39.5167 | 58.3804
2023-03-04 22:00 | 37.7771 | 56.1407
2023-03-04 23:00 | 35.4668 | 53.7921
2023-03-05 | 33.2027 | 51.9059
2023-03-05 01:00 | 31.3682 | 49.8414
2023-03-05 02:00 | 30.7377 | 47.9813
2023-03-05 03:00 | 30.4281 | 47.4624
2023-03-05 04:00 | 30.5131 | 47.2459
2023-03-05 05:00 | 30.9517 | 47.31
2023-03-05 06:00 | 31.6952 | 48.7519
2023-03-05 07:00 | 34.3945 | 50.1642
2023-03-05 08:00 | 37.439 | 51.4791
2023-03-05 09:00 | 39.3224 | 54.0719
2023-03-05 10:00 | 39.2135 | 55.4284
2023-03-05 11:00 | 39.1646 | 55.2095
2023-03-05 12:00 | 36.5199 | 56.2708
2023-03-05 13:00 | 35.9449 | 56.0154
2023-03-05 14:00 | 35.4045 | 56.1692
2023-03-05 15:00 | 35.5025 | 58.5109
2023-03-05 16:00 | 37.1119 | 59.9747
2023-03-05 17:00 | 40.0253 | 63.1805
2023-03-05 18:00 | 41.142 | 66.3092
2023-03-05 19:00 | 42.3036 | 67.4644
2023-03-05 20:00 | 41.3727 | 65.6408
2023-03-05 21:00 | 39.3601 | 63.0724
2023-03-05 22:00 | 37.5185 | 60.5827
2023-03-05 23:00 | 35.0089 | 57.7377
2023-03-06 | 33.0437 | 54.1747
2023-03-06 01:00 | 32.0824 | 50.7458
2023-03-06 02:00 | 31.8691 | 48.8544
2023-03-06 03:00 | 31.969 | 48.6126
2023-03-06 04:00 | 32.4699 | 48.3726
2023-03-06 05:00 | 33.7148 | 49.8334
2023-03-06 06:00 | 36.1787 | 53.6108
2023-03-06 07:00 | 40.7822 | 57.7836
2023-03-06 08:00 | 43.7971 | 60.9243
2023-03-06 09:00 | 43.4411 | 58.4793
2023-03-06 10:00 | 41.9625 | 53.9085
2023-03-06 11:00 | 41.5572 | 50.7068
2023-03-06 12:00 | 40.8126 | 51.8623
2023-03-06 13:00 | 39.8782 | 50.0326
2023-03-06 14:00 | 39.6634 | 48.3608
2023-03-06 15:00 | 39.9126 | 50.0537
2023-03-06 16:00 | 41.4072 | 53.4539
2023-03-06 17:00 | 43.5967 | 60.7432
2023-03-06 18:00 | 45.2886 | 65.3042
2023-03-06 19:00 | 46.7863 | 68.9723
2023-03-06 20:00 | 46.4147 | 68.8894
2023-03-06 21:00 | 44.579 | 67.0704
2023-03-06 22:00 | 42.3177 | 63.5323
2023-03-06 23:00 | 38.9968 | 58.8596
2023-03-07 | 35.5081 | 55.5284
2023-03-07 01:00 | 34.0141 | 52.1189
2023-03-07 02:00 | 33.688 | 49.9116
2023-03-07 03:00 | 33.7454 | 49.4264
2023-03-07 04:00 | 34.2013 | 49.0171
2023-03-07 05:00 | 35.4953 | 50.1049
2023-03-07 06:00 | 37.9832 | 53.5714
2023-03-07 07:00 | 42.5157 | 58.4902
2023-03-07 08:00 | 45.6018 | 63.6523
2023-03-07 09:00 | 45.1223 | 65.2732
2023-03-07 10:00 | 43.2583 | 64.5524
2023-03-07 11:00 | 42.4305 | 62.8945
2023-03-07 12:00 | 42.0771 | 61.1961
2023-03-07 13:00 | 41.2707 | 59.2813
2023-03-07 14:00 | 40.9254 | 57.7278
2023-03-07 15:00 | 41.1732 | 59.1255
2023-03-07 16:00 | 42.4865 | 61.2628
2023-03-07 17:00 | 44.576 | 65.16
2023-03-07 18:00 | 47.0847 | 67.2935
2023-03-07 19:00 | 47.7419 | 69.584
2023-03-07 20:00 | 47.0006 | 68.6658
2023-03-07 21:00 | 44.8889 | 66.3448
2023-03-07 22:00 | 42.4442 | 62.9122
2023-03-07 23:00 | 39.118 | 58.3935
2023-03-08 | 35.9729 | 55.8061
2023-03-08 01:00 | 34.6817 | 51.9355
2023-03-08 02:00 | 34.3343 | 49.6084
2023-03-08 03:00 | 34.3336 | 49.0009
2023-03-08 04:00 | 34.7045 | 48.8923
2023-03-08 05:00 | 35.8582 | 49.9219
2023-03-08 06:00 | 38.1068 | 52.4065
2023-03-08 07:00 | 43.1772 | 56.7587
2023-03-08 08:00 | 47.2943 | 59.8821
2023-03-08 09:00 | 48.3559 | 57.2008
2023-03-08 10:00 | 47.2754 | 52.6544
2023-03-08 11:00 | 46.444 | 49.4158
2023-03-08 12:00 | 44.8379 | 52.1956
2023-03-08 13:00 | 44.209 | 49.865
2023-03-08 14:00 | 43.741 | 48.0025
2023-03-08 15:00 | 43.7255 | 48.7675
2023-03-08 16:00 | 44.8063 | 51.734
2023-03-08 17:00 | 46.5481 | 58.7738
2023-03-08 18:00 | 46.6637 | 66.6029
2023-03-08 19:00 | 47.4103 | 69.054
2023-03-08 20:00 | 46.5398 | 68.6038
2023-03-08 21:00 | 44.5684 | 66.4985
2023-03-08 22:00 | 42.255 | 62.9042
2023-03-08 23:00 | 39.0432 | 58.2694
2023-03-09 | 36.1366 | 54.4075
2023-03-09 01:00 | 34.7932 | 52.2395
2023-03-09 02:00 | 34.4804 | 49.8828
2023-03-09 03:00 | 34.5319 | 49.0491
2023-03-09 04:00 | 34.9279 | 48.802
2023-03-09 05:00 | 36.1662 | 49.8447
2023-03-09 06:00 | 38.6262 | 52.9555
2023-03-09 07:00 | 43.5248 | 57.3182
2023-03-09 08:00 | 47.4706 | 61.5073
2023-03-09 09:00 | 47.4551 | 62.9233
2023-03-09 10:00 | 45.5452 | 62.8696
2023-03-09 11:00 | 43.7752 | 61.5932
2023-03-09 12:00 | 42.3593 | 60.5392
2023-03-09 13:00 | 41.2262 | 59.233
2023-03-09 14:00 | 40.8789 | 58.1831
2023-03-09 15:00 | 40.7951 | 59.2122
2023-03-09 16:00 | 42.0601 | 61.1848
2023-03-09 17:00 | 44.1081 | 63.778
2023-03-09 18:00 | 46.4364 | 65.0374
2023-03-09 19:00 | 47.5677 | 66.6848
2023-03-09 20:00 | 47.0616 | 65.8551
2023-03-09 21:00 | 45.1454 | 63.3643
2023-03-09 22:00 | 42.9062 | 60.0002
2023-03-09 23:00 | 39.6864 | 55.7795
2023-03-10 | 36.5233 | 53.2957
2023-03-10 01:00 | 34.8219 | 48.9833
2023-03-10 02:00 | 34.425 | 46.8181
2023-03-10 03:00 | 34.4331 | 46.1131
2023-03-10 04:00 | 34.7783 | 45.7315
2023-03-10 05:00 | 35.9759 | 46.3616
2023-03-10 06:00 | 38.3293 | 49.462
2023-03-10 07:00 | 42.8607 | 53.6274
2023-03-10 08:00 | 46.2421 | 56.8478
2023-03-10 09:00 | 45.998 | 56.5374
2023-03-10 10:00 | 44.1461 | 55.0271
2023-03-10 11:00 | 42.7281 | 54.16
2023-03-10 12:00 | 41.5862 | 56.055
2023-03-10 13:00 | 40.5001 | 54.7165
2023-03-10 14:00 | 40.0958 | 53.3923
2023-03-10 15:00 | 39.7859 | 54.3204
2023-03-10 16:00 | 40.6225 | 56.2377
2023-03-10 17:00 | 42.4554 | 59.3822
2023-03-10 18:00 | 44.6323 | 62.0384
2023-03-10 19:00 | 45.5341 | 63.9244
2023-03-10 20:00 | 44.8482 | 63.4891
2023-03-10 21:00 | 42.8378 | 61.4302
2023-03-10 22:00 | 40.517 | 58.3181
2023-03-10 23:00 | 37.256 | 54.3798
2023-03-11 | 34.1906 | 49.845
2023-03-11 01:00 | 32.8579 | 48.8687
2023-03-11 02:00 | 32.3346 | 46.5805
2023-03-11 03:00 | 32.1297 | 46.1024
2023-03-11 04:00 | 32.276 | 45.8744
2023-03-11 05:00 | 32.9988 | 46.2753
2023-03-11 06:00 | 33.9697 | 49.1382
2023-03-11 07:00 | 36.8791 | 50.4202
2023-03-11 08:00 | 39.9748 | 51.0835
2023-03-11 09:00 | 42.2695 | 51.1105
2023-03-11 10:00 | 42.7438 | 50.006
2023-03-11 11:00 | 42.6314 | 48.8518
2023-03-11 12:00 | 41.5713 | 52.9089
2023-03-11 13:00 | 40.9045 | 51.2367
2023-03-11 14:00 | 39.9113 | 50.2469
2023-03-11 15:00 | 39.5022 | 50.2788
2023-03-11 16:00 | 40.3413 | 51.8545
2023-03-11 17:00 | 42.4587 | 57.3998
2023-03-11 18:00 | 43.4923 | 62.5945
2023-03-11 19:00 | 43.6129 | 64.895
2023-03-11 20:00 | 41.9133 | 63.1954
2023-03-11 21:00 | 39.4801 | 60.4609
2023-03-11 22:00 | 37.6773 | 58.168
2023-03-11 23:00 | 35.4485 | 55.3802
2023-03-12 | 33.2857 | 53.1316
2023-03-12 01:00 | 30.8908 | 48.4658
2023-03-12 02:00 | 30.731 | 48.0401
2023-03-12 03:00 | 30.7805 | 48.3688
2023-03-12 04:00 | 31.3462 | 48.9578
2023-03-12 05:00 | 32.8823 | 50.713
2023-03-12 06:00 | 35.5318 | 54.8678
2023-03-12 07:00 | 38.4138 | 57.3573
2023-03-12 08:00 | 39.1444 | 53.5874
2023-03-12 09:00 | 39.3232 | 51.0537
2023-03-12 10:00 | 39.1598 | 47.1056
2023-03-12 11:00 | 38.6731 | 45.2325
2023-03-12 12:00 | 38.2866 | 51.1177
2023-03-12 13:00 | 38.0988 | 49.7243
2023-03-12 14:00 | 37.2637 | 48.8167
2023-03-12 15:00 | 37.3752 | 51.3067
2023-03-12 16:00 | 39.1118 | 54.3319
2023-03-12 17:00 | 41.6484 | 59.7148
2023-03-12 18:00 | 42.1272 | 65.4367
2023-03-12 19:00 | 43.0093 | 67.4314
2023-03-12 20:00 | 41.625 | 65.6992
2023-03-12 21:00 | 38.6131 | 61.9351
2023-03-12 22:00 | 35.9087 | 58.4698
2023-03-12 23:00 | 33.0564 | 55.767
2023-03-13 | 32.0982 | 52.7827
2023-03-13 01:00 | 31.466 | 48.5923
2023-03-13 02:00 | 31.5936 | 48.0225
2023-03-13 03:00 | 31.8958 | 48.4904
2023-03-13 04:00 | 32.7504 | 48.2857
2023-03-13 05:00 | 34.8871 | 50.9241
2023-03-13 06:00 | 39.0317 | 57.605
2023-03-13 07:00 | 44.0214 | 63.9031
2023-03-13 08:00 | 45.2714 | 66.3119
2023-03-13 09:00 | 44.102 | 67.6225
2023-03-13 10:00 | 42.9899 | 65.3006
2023-03-13 11:00 | 42.3644 | 62.651
2023-03-13 12:00 | 41.1923 | 63.5765
2023-03-13 13:00 | 40.6797 | 62.5447
2023-03-13 14:00 | 40.0201 | 60.9589
2023-03-13 15:00 | 40.2817 | 62.1727
2023-03-13 16:00 | 41.7472 | 63.6363
2023-03-13 17:00 | 43.2732 | 66.7844
2023-03-13 18:00 | 44.1753 | 68.6679
2023-03-13 19:00 | 44.9555 | 70.0846
2023-03-13 20:00 | 44.0626 | 68.3284
2023-03-13 21:00 | 41.3974 | 63.995
2023-03-13 22:00 | 38.2422 | 58.8895
2023-03-13 23:00 | 34.7382 | 54.6542
2023-03-14 | 32.8324 | 52.0455
2023-03-14 01:00 | 32.888 | 48.5819
2023-03-14 02:00 | 32.9882 | 47.496
2023-03-14 03:00 | 33.2813 | 47.6506
2023-03-14 04:00 | 34.2122 | 47.5296
2023-03-14 05:00 | 36.3468 | 49.8748
2023-03-14 06:00 | 40.5365 | 55.8747
2023-03-14 07:00 | 45.9889 | 62.1438
2023-03-14 08:00 | 48.4982 | 63.7046
2023-03-14 09:00 | 48.3468 | 63.4395
2023-03-14 10:00 | 47.6384 | 61.1529
2023-03-14 11:00 | 46.6081 | 60.5975
2023-03-14 12:00 | 43.426 | 58.5465
2023-03-14 13:00 | 42.8148 | 57.1078
2023-03-14 14:00 | 42.3209 | 55.9564
2023-03-14 15:00 | 42.5627 | 57.7727
2023-03-14 16:00 | 44.26 | 60.3622
2023-03-14 17:00 | 46.0002 | 63.6885
2023-03-14 18:00 | 46.9436 | 64.529
2023-03-14 19:00 | 47.9707 | 67.1942
2023-03-14 20:00 | 47.3279 | 66.4934
2023-03-14 21:00 | 44.7764 | 62.6246
2023-03-14 22:00 | 41.6639 | 57.7477
2023-03-14 23:00 | 38.0368 | 53.5777
2023-03-15 | 36.1977 | 51.1892
2023-03-15 01:00 | 35.3327 | 47.5384
2023-03-15 02:00 | 35.4509 | 46.4267
2023-03-15 03:00 | 35.7855 | 46.5605
2023-03-15 04:00 | 36.5942 | 46.6885
2023-03-15 05:00 | 38.7568 | 48.999
2023-03-15 06:00 | 42.6719 | 54.5609
2023-03-15 07:00 | 47.3121 | 60.1789
2023-03-15 08:00 | 48.3633 | 60.0652
2023-03-15 09:00 | 45.9517 | 57.8456
2023-03-15 10:00 | 43.3922 | 54.3823
2023-03-15 11:00 | 41.7329 | 54.7729
2023-03-15 12:00 | 40.7988 | 53.1204
2023-03-15 13:00 | 39.8898 | 52.1258
2023-03-15 14:00 | 39.0198 | 51.1335
2023-03-15 15:00 | 39.165 | 53.1007
2023-03-15 16:00 | 40.8249 | 56.217
2023-03-15 17:00 | 43.011 | 61.0664
2023-03-15 18:00 | 44.1963 | 63.6593
2023-03-15 19:00 | 45.7965 | 66.4202
2023-03-15 20:00 | 45.5028 | 65.7835
2023-03-15 21:00 | 43.1559 | 62.0155
2023-03-15 22:00 | 40.0716 | 56.9992
2023-03-15 23:00 | 36.5713 | 52.6214
2023-03-16 | 34.7536 | 50.0137
2023-03-16 01:00 | 33.7691 | 47.4397
2023-03-16 02:00 | 33.7743 | 46.3512
2023-03-16 03:00 | 34.049 | 46.7129
2023-03-16 04:00 | 34.8404 | 46.8353
2023-03-16 05:00 | 36.9478 | 49.4517
2023-03-16 06:00 | 41.215 | 55.3997
2023-03-16 07:00 | 45.8628 | 61.227
2023-03-16 08:00 | 47.189 | 61.7127
2023-03-16 09:00 | 46.1446 | 60.2128
2023-03-16 10:00 | 44.8478 | 57.1248
2023-03-16 11:00 | 43.9886 | 56.5286
2023-03-16 12:00 | 44.7512 | 57.4839
2023-03-16 13:00 | 44.2306 | 55.7069
2023-03-16 14:00 | 43.6827 | 54.1509
2023-03-16 15:00 | 43.6979 | 55.3631
2023-03-16 16:00 | 45.0554 | 58.1822
2023-03-16 17:00 | 46.1897 | 62.4978
2023-03-16 18:00 | 46.4132 | 64.8873
2023-03-16 19:00 | 46.9375 | 67.6381
2023-03-16 20:00 | 45.8542 | 67.217
2023-03-16 21:00 | 43.1058 | 63.308
2023-03-16 22:00 | 39.9958 | 58.4571
2023-03-16 23:00 | 36.4802 | 54.1005
2023-03-17 | 34.6292 | 50.9477
2023-03-17 01:00 | 34.1599 | 48.6808
2023-03-17 02:00 | 34.2032 | 47.5543
2023-03-17 03:00 | 34.4821 | 47.6635
2023-03-17 04:00 | 35.2577 | 47.7939
2023-03-17 05:00 | 37.3964 | 50.1937
2023-03-17 06:00 | 41.231 | 55.7357
2023-03-17 07:00 | 46.1326 | 61.2249
2023-03-17 08:00 | 47.9648 | 60.9876
2023-03-17 09:00 | 46.6419 | 57.0842
2023-03-17 10:00 | 45.011 | 51.7278
2023-03-17 11:00 | 43.1054 | 49.5826
2023-03-17 12:00 | 42.4943 | 59.3688
2023-03-17 13:00 | 41.4437 | 57.7952
2023-03-17 14:00 | 40.6974 | 56.5992
2023-03-17 15:00 | 40.2931 | 57.4659
2023-03-17 16:00 | 41.3489 | 59.082
2023-03-17 17:00 | 42.9282 | 61.9336
2023-03-17 18:00 | 44.1616 | 63.7708
2023-03-17 19:00 | 44.9873 | 65.8754
2023-03-17 20:00 | 44.0504 | 64.7817
2023-03-17 21:00 | 41.4795 | 60.748
2023-03-17 22:00 | 38.4722 | 56.1712
2023-03-17 23:00 | 35.0984 | 51.9003
2023-03-18 | 32.762 | 49.2341
2023-03-18 01:00 | 32.2118 | 47.7779
2023-03-18 02:00 | 32.1312 | 46.956
2023-03-18 03:00 | 32.3012 | 47.0195
2023-03-18 04:00 | 32.8874 | 47.0694
2023-03-18 05:00 | 34.6619 | 49.1755
2023-03-18 06:00 | 37.6546 | 53.5996
2023-03-18 07:00 | 40.1042 | 56.9153
2023-03-18 08:00 | 39.7817 | 56.4866
2023-03-18 09:00 | 38.2987 | 57.5649
2023-03-18 10:00 | 37.276 | 56.7945
2023-03-18 11:00 | 36.4408 | 54.6247
2023-03-18 12:00 | 35.5558 | 51.7651
2023-03-18 13:00 | 34.5275 | 50.0141
2023-03-18 14:00 | 33.479 | 47.3721
2023-03-18 15:00 | 33.0334 | 46.9984
2023-03-18 16:00 | 34.4472 | 49.5703
2023-03-18 17:00 | 37.0741 | 54.5182
2023-03-18 18:00 | 38.5404 | 59.176
2023-03-18 19:00 | 40.0884 | 60.5011
2023-03-18 20:00 | 39.3796 | 59.058
2023-03-18 21:00 | 36.7252 | 55.3737
2023-03-18 22:00 | 34.3023 | 52.3013
2023-03-18 23:00 | 31.7888 | 50.0204
2023-03-19 | 31.1107 | 48.1849
2023-03-19 01:00 | 30.4381 | 45.8616
2023-03-19 02:00 | 30.3228 | 45.1456
2023-03-19 03:00 | 30.4622 | 45.1715
2023-03-19 04:00 | 30.9368 | 45.1858
2023-03-19 05:00 | 32.4858 | 46.893
2023-03-19 06:00 | 35.0098 | 51.0764
2023-03-19 07:00 | 37.1103 | 53.668
2023-03-19 08:00 | 37.1202 | 52.3865
2023-03-19 09:00 | 36.4355 | 52.7915
2023-03-19 10:00 | 35.9176 | 52.1453
2023-03-19 11:00 | 36.0626 | 50.79
2023-03-19 12:00 | 37.0306 | 54.5563
2023-03-19 13:00 | 36.6713 | 54.0523
2023-03-19 14:00 | 35.8648 | 53.2531
2023-03-19 15:00 | 36.0377 | 54.441
2023-03-19 16:00 | 37.9296 | 56.6368
2023-03-19 17:00 | 40.6114 | 59.7675
2023-03-19 18:00 | 42.0137 | 61.689
2023-03-19 19:00 | 42.3729 | 62.1901
2023-03-19 20:00 | 40.9428 | 60.2012
2023-03-19 21:00 | 37.993 | 55.7468
2023-03-19 22:00 | 35.1432 | 52.3303
2023-03-19 23:00 | 32.3474 | 49.6723
2023-03-20 | 31.0821 | 48.185
2023-03-20 01:00 | 30.6287 | 44.3658
2023-03-20 02:00 | 30.8388 | 43.7819
2023-03-20 03:00 | 31.2656 | 44.1726
2023-03-20 04:00 | 32.0215 | 44.1254
2023-03-20 05:00 | 34.2436 | 46.6846
2023-03-20 06:00 | 38.4783 | 53.0605
2023-03-20 07:00 | 43.8146 | 59.6145
2023-03-20 08:00 | 45.7772 | 62.3097
2023-03-20 09:00 | 44.4539 | 64.2283
2023-03-20 10:00 | 43.0919 | 63.8203
2023-03-20 11:00 | 41.4383 | 62.7318
2023-03-20 12:00 | 41.9017 | 58.4204
2023-03-20 13:00 | 41.2292 | 57.4368
2023-03-20 14:00 | 40.3733 | 56.0787
2023-03-20 15:00 | 40.3584 | 56.8281
2023-03-20 16:00 | 41.6344 | 59.4486
2023-03-20 17:00 | 43.2114 | 63.1413
2023-03-20 18:00 | 43.1877 | 64.2908
2023-03-20 19:00 | 43.4037 | 65.359
2023-03-20 20:00 | 42.4281 | 64.039
2023-03-20 21:00 | 39.7609 | 59.5855
2023-03-20 22:00 | 36.5748 | 54.9134
2023-03-20 23:00 | 33.3321 | 50.7423
2023-03-21 | 31.4926 | 48.2386
2023-03-21 01:00 | 30.0279 | 45.6473
2023-03-21 02:00 | 30.0892 | 44.5087
2023-03-21 03:00 | 30.49 | 44.68
2023-03-21 04:00 | 31.2209 | 44.778
2023-03-21 05:00 | 33.5406 | 47.3168
2023-03-21 06:00 | 37.9332 | 53.3899
2023-03-21 07:00 | 43.1044 | 59.4025
2023-03-21 08:00 | 44.7545 | 60.3703
2023-03-21 09:00 | 43.4098 | 58.8278
2023-03-21 10:00 | 42.1291 | 55.7376
2023-03-21 11:00 | 40.7641 | 54.7569
2023-03-21 12:00 | 41.0822 | 51.1559
2023-03-21 13:00 | 40.4884 | 49.3545
2023-03-21 14:00 | 39.7537 | 47.4346
2023-03-21 15:00 | 39.5891 | 49.1745
2023-03-21 16:00 | 40.6851 | 53.2799
2023-03-21 17:00 | 42.2134 | 58.8347
2023-03-21 18:00 | 41.8015 | 59.3817
2023-03-21 19:00 | 41.9095 | 62.6907
2023-03-21 20:00 | 41.1803 | 62.6247
2023-03-21 21:00 | 38.6301 | 59.0307
2023-03-21 22:00 | 35.5167 | 54.5223
2023-03-21 23:00 | 32.4032 | 50.3001
2023-03-22 | 30.8088 | 49.3411
2023-03-22 01:00 | 30.1125 | 46.2999
2023-03-22 02:00 | 30.1812 | 45.2553
2023-03-22 03:00 | 30.5489 | 45.3355
2023-03-22 04:00 | 31.2396 | 45.4965
2023-03-22 05:00 | 33.458 | 47.8351
2023-03-22 06:00 | 37.8014 | 53.8168
2023-03-22 07:00 | 42.9583 | 59.3521
2023-03-22 08:00 | 44.7639 | 59.3267
2023-03-22 09:00 | 44.183 | 56.5083
2023-03-22 10:00 | 43.4166 | 52.746
2023-03-22 11:00 | 42.8689 | 51.9909
2023-03-22 12:00 | 39.8648 | 51.169
2023-03-22 13:00 | 39.2412 | 49.483
2023-03-22 14:00 | 38.4213 | 47.7407
2023-03-22 15:00 | 38.2219 | 48.4348
2023-03-22 16:00 | 39.4194 | 52.0805
2023-03-22 17:00 | 41.1694 | 57.7833
2023-03-22 18:00 | 43.7562 | 65.1246
2023-03-22 19:00 | 43.6076 | 66.3482
2023-03-22 20:00 | 42.6733 | 65.5477
2023-03-22 21:00 | 40.0817 | 61.4757
2023-03-22 22:00 | 36.8423 | 56.9355
2023-03-22 23:00 | 33.5403 | 52.6102
2023-03-23 | 31.3797 | 48.8861
2023-03-23 01:00 | 31.2271 | 47.3107
2023-03-23 02:00 | 31.3608 | 46.286
2023-03-23 03:00 | 31.792 | 46.3353
2023-03-23 04:00 | 32.5339 | 46.2964
2023-03-23 05:00 | 34.7676 | 48.5745
2023-03-23 06:00 | 38.9644 | 54.0752
2023-03-23 07:00 | 44.0276 | 60.232
2023-03-23 08:00 | 46.0402 | 62.2461
2023-03-23 09:00 | 45.4636 | 63.9621
2023-03-23 10:00 | 44.6836 | 63.9134
2023-03-23 11:00 | 44.0597 | 63.2837
2023-03-23 12:00 | 42.8805 | 62.1344
2023-03-23 13:00 | 42.4423 | 60.9499
2023-03-23 14:00 | 41.6405 | 59.533
2023-03-23 15:00 | 41.6563 | 60.4014
2023-03-23 16:00 | 42.9714 | 62.5112
2023-03-23 17:00 | 44.2965 | 64.7387
2023-03-23 18:00 | 43.1112 | 64.6404
2023-03-23 19:00 | 43.9251 | 65.2533
2023-03-23 20:00 | 43.5943 | 63.8221
2023-03-23 21:00 | 41.2369 | 59.1908
2023-03-23 22:00 | 38.1427 | 54.6162
2023-03-23 23:00 | 34.9069 | 50.5363
2023-03-24 | 33.4675 | 49.441
2023-03-24 01:00 | 32.1886 | 45.1588
2023-03-24 02:00 | 32.2475 | 44.238
2023-03-24 03:00 | 32.7202 | 44.3573
2023-03-24 04:00 | 33.4297 | 44.3437
2023-03-24 05:00 | 35.6953 | 46.435
2023-03-24 06:00 | 40.059 | 52.5352
2023-03-24 07:00 | 44.7387 | 58.8736
2023-03-24 08:00 | 45.9139 | 61.3011
2023-03-24 09:00 | 43.8586 | 63.0393
2023-03-24 10:00 | 41.9904 | 63.025
2023-03-24 11:00 | 40.5375 | 62.0151
2023-03-24 12:00 | 38.9648 | 55.7435
2023-03-24 13:00 | 38.1062 | 53.9644
2023-03-24 14:00 | 37.1399 | 52.2242
2023-03-24 15:00 | 36.7173 | 52.3145
2023-03-24 16:00 | 37.7871 | 54.6477
2023-03-24 17:00 | 39.4683 | 58.0566
2023-03-24 18:00 | 41.3899 | 58.8497
2023-03-24 19:00 | 42.0128 | 60.9693
2023-03-24 20:00 | 41.4627 | 60.719
2023-03-24 21:00 | 38.9353 | 56.9217
2023-03-24 22:00 | 35.722 | 52.7855
2023-03-24 23:00 | 32.4226 | 48.6749
2023-03-25 | 31.0757 | 46.0646
2023-03-25 01:00 | 30.4573 | 44.4302
2023-03-25 02:00 | 30.352 | 43.5614
2023-03-25 03:00 | 30.5191 | 43.6748
2023-03-25 04:00 | 30.9891 | 43.6524
2023-03-25 05:00 | 32.5793 | 45.4577
2023-03-25 06:00 | 35.3026 | 49.5584
2023-03-25 07:00 | 38.0845 | 52.9023
2023-03-25 08:00 | 39.1635 | 53.3546
2023-03-25 09:00 | 39.5562 | 54.5063
2023-03-25 10:00 | 39.7818 | 54.0503
2023-03-25 11:00 | 39.558 | 51.9329
2023-03-25 12:00 | 36.5424 | 50.6711
2023-03-25 13:00 | 35.7368 | 48.7119
2023-03-25 14:00 | 34.541 | 46.1714
2023-03-25 15:00 | 34.2933 | 45.6664
2023-03-25 16:00 | 35.8125 | 48.5811
2023-03-25 17:00 | 37.982 | 53.3908
2023-03-25 18:00 | 39.0588 | 56.798
2023-03-25 19:00 | 39.2443 | 57.6431
2023-03-25 20:00 | 38.3263 | 56.742
2023-03-25 21:00 | 35.5458 | 53.1325
2023-03-25 22:00 | 32.8496 | 50.2907
2023-03-25 23:00 | 30.4108 | 47.9333
2023-03-26 | 30.2597 | 45.7119
2023-03-26 01:00 | 29.2755 | 44.0974
2023-03-26 02:00 | 29.2084 | 43.3449
2023-03-26 03:00 | 29.4221 | 43.3334
2023-03-26 04:00 | 29.8057 | 43.3537
2023-03-26 05:00 | 31.2889 | 44.7738
2023-03-26 06:00 | 33.8437 | 48.5399
2023-03-26 07:00 | 36.3418 | 51.1752
2023-03-26 08:00 | 37.4216 | 51.1523
2023-03-26 09:00 | 37.7398 | 54.0756
2023-03-26 10:00 | 37.7849 | 56.1657
2023-03-26 11:00 | 37.9017 | 56.4476
2023-03-26 12:00 | 34.7927 | 56.3498
2023-03-26 13:00 | 34.2106 | 55.9769
2023-03-26 14:00 | 33.3472 | 55.7067
2023-03-26 15:00 | 33.4588 | 57.2259
2023-03-26 16:00 | 35.5235 | 59.4865
2023-03-26 17:00 | 38.4411 | 61.8618
2023-03-26 18:00 | 38.6806 | 62.148
2023-03-26 19:00 | 39.6715 | 61.9239
2023-03-26 20:00 | 39.1565 | 59.7874
2023-03-26 21:00 | 36.5878 | 54.9597
2023-03-26 22:00 | 33.798 | 51.7331
2023-03-26 23:00 | 31.0803 | 49.1473
2023-03-27 | 30.6824 | 47.5052
2023-03-27 01:00 | 29.6906 | 44.346
2023-03-27 02:00 | 29.9449 | 43.7948
2023-03-27 03:00 | 30.4933 | 44.0391
2023-03-27 04:00 | 31.2351 | 43.9883
2023-03-27 05:00 | 33.5029 | 46.4596
2023-03-27 06:00 | 38.0254 | 52.5328
2023-03-27 07:00 | 42.6585 | 58.8227
2023-03-27 08:00 | 43.9025 | 61.1684
2023-03-27 09:00 | 42.5268 | 62.7132
2023-03-27 10:00 | 41.5103 | 62.6274
2023-03-27 11:00 | 41.2532 | 61.6602
2023-03-27 12:00 | 41.3045 | 55.6425
2023-03-27 13:00 | 40.7162 | 54.7474
2023-03-27 14:00 | 40.0002 | 53.3851
2023-03-27 15:00 | 40.1904 | 54.3349
2023-03-27 16:00 | 41.7305 | 57.5415
2023-03-27 17:00 | 43.3771 | 61.7479
2023-03-27 18:00 | 43.7025 | 62.857
2023-03-27 19:00 | 43.5594 | 63.6403
2023-03-27 20:00 | 42.8047 | 62.8015
2023-03-27 21:00 | 39.9569 | 58.4661
2023-03-27 22:00 | 36.4832 | 54.1795
2023-03-27 23:00 | 33.0898 | 50.1722
2023-03-28 | 31.947 | 47.6639
2023-03-28 01:00 | 31.1974 | 44.6471
2023-03-28 02:00 | 31.379 | 43.6647
2023-03-28 03:00 | 31.9113 | 43.8468
2023-03-28 04:00 | 32.6205 | 43.7988
2023-03-28 05:00 | 34.9461 | 46.0274
2023-03-28 06:00 | 39.3631 | 52.413
2023-03-28 07:00 | 44.249 | 58.5742
2023-03-28 08:00 | 45.8817 | 60.3727
2023-03-28 09:00 | 44.0448 | 60.8986
2023-03-28 10:00 | 42.3299 | 59.95
2023-03-28 11:00 | 40.8279 | 59.2186
2023-03-28 12:00 | 41.9254 | 51.1623
2023-03-28 13:00 | 41.2128 | 49.0153
2023-03-28 14:00 | 40.4703 | 46.4464
2023-03-28 15:00 | 40.5404 | 47.3387
2023-03-28 16:00 | 42.0068 | 51.731
2023-03-28 17:00 | 43.8274 | 57.567
2023-03-28 18:00 | 43.8144 | 59.6625
2023-03-28 19:00 | 44.0602 | 62.196
2023-03-28 20:00 | 43.5649 | 62.6812
2023-03-28 21:00 | 40.9914 | 59.0845
2023-03-28 22:00 | 37.6647 | 54.8997
2023-03-28 23:00 | 34.349 | 50.8505
2023-03-29 | 32.5394 | 48.5433
2023-03-29 01:00 | 31.616 | 45.7494
2023-03-29 02:00 | 31.7911 | 44.6181
2023-03-29 03:00 | 32.3301 | 44.6618
2023-03-29 04:00 | 32.9568 | 44.9994
2023-03-29 05:00 | 35.2622 | 47.3563
2023-03-29 06:00 | 39.5015 | 52.8143
2023-03-29 07:00 | 44.4465 | 58.1851
2023-03-29 08:00 | 46.184 | 57.5401
2023-03-29 09:00 | 44.5333 | 52.8515
2023-03-29 10:00 | 42.7607 | 47.788
2023-03-29 11:00 | 41.1718 | 45.9739
2023-03-29 12:00 | 41.3029 | 44.3804
2023-03-29 13:00 | 40.5475 | 42.3087
2023-03-29 14:00 | 39.7111 | 40.2827
2023-03-29 15:00 | 39.6169 | 41.2155
2023-03-29 16:00 | 40.9838 | 46.1782
2023-03-29 17:00 | 42.8573 | 54.1942
2023-03-29 18:00 | 43.0026 | 57.3203
2023-03-29 19:00 | 43.1879 | 60.8312
2023-03-29 20:00 | 42.6886 | 61.623
2023-03-29 21:00 | 40.1401 | 58.265
2023-03-29 22:00 | 36.7877 | 53.9658
2023-03-29 23:00 | 33.4328 | 49.4928
2023-03-30 | 31.4781 | 48.3223
2023-03-30 01:00 | 30.7953 | 44.7808
2023-03-30 02:00 | 30.9457 | 43.7998
2023-03-30 03:00 | 31.4713 | 44.0033
2023-03-30 04:00 | 32.0828 | 44.1972
2023-03-30 05:00 | 34.4036 | 46.7873
2023-03-30 06:00 | 38.5631 | 52.9116
2023-03-30 07:00 | 42.6191 | 58.3274
2023-03-30 08:00 | 43.2257 | 57.7932
2023-03-30 09:00 | 41.0622 | 53.9034
2023-03-30 10:00 | 39.4764 | 49.4982
2023-03-30 11:00 | 39.0487 | 47.3084
2023-03-30 12:00 | 36.6043 | 49.9177
2023-03-30 13:00 | 35.491 | 48.0389
2023-03-30 14:00 | 34.9342 | 46.0612
2023-03-30 15:00 | 34.7864 | 47.0029
2023-03-30 16:00 | 36.3073 | 51.1659
2023-03-30 17:00 | 38.3723 | 56.7611
2023-03-30 18:00 | 41.5594 | 61.518
2023-03-30 19:00 | 42.0926 | 62.4629
2023-03-30 20:00 | 41.9918 | 61.9281
2023-03-30 21:00 | 39.5077 | 57.5706
2023-03-30 22:00 | 36.2265 | 53.3968
2023-03-30 23:00 | 32.856 | 49.3398
2023-03-31 | 31.3145 | 47.2095
2023-03-31 01:00 | 30.1819 | 44.3492
2023-03-31 02:00 | 30.2529 | 43.3531
2023-03-31 03:00 | 30.7085 | 43.3252
2023-03-31 04:00 | 31.2719 | 43.4384
2023-03-31 05:00 | 33.5187 | 45.5289
2023-03-31 06:00 | 37.9844 | 51.2202
2023-03-31 07:00 | 42.1716 | 57.2962
2023-03-31 08:00 | 42.9085 | 59.2402
2023-03-31 09:00 | 40.6303 | 60.7025
2023-03-31 10:00 | 39.0193 | 61.0626
2023-03-31 11:00 | 38.1598 | 60.319
2023-03-31 12:00 | 36.9292 | 54.3748
2023-03-31 13:00 | 35.879 | 53.2278
2023-03-31 14:00 | 35.1526 | 51.6598
2023-03-31 15:00 | 34.6698 | 52.2787
2023-03-31 16:00 | 35.6636 | 55.122
2023-03-31 17:00 | 37.4629 | 57.977
2023-03-31 18:00 | 39.152 | 58.1232
2023-03-31 19:00 | 39.8264 | 59.1827
2023-03-31 20:00 | 39.7043 | 58.7933
2023-03-31 21:00 | 37.3737 | 54.7045
2023-03-31 22:00 | 34.176 | 50.7209
2023-03-31 23:00 | 30.9167 | 46.9859
2023-04-01 | 29.2088 | 44.4632
2023-04-01 01:00 | 28.5426 | 42.6157
2023-04-01 02:00 | 28.6852 | 42.1269
2023-04-01 03:00 | 29.1795 | 42.6486
2023-04-01 04:00 | 29.6387 | 42.6186
2023-04-01 05:00 | 31.1471 | 44.0867
2023-04-01 06:00 | 34.138 | 48.6185
2023-04-01 07:00 | 36.6498 | 51.1271
2023-04-01 08:00 | 36.8118 | 49.779
2023-04-01 09:00 | 36.0457 | 47.7408
2023-04-01 10:00 | 36.0745 | 45.6881
2023-04-01 11:00 | 36.7343 | 44.6842
2023-04-01 12:00 | 34.7537 | 36.9605
2023-04-01 13:00 | 33.719 | 34.7881
2023-04-01 14:00 | 32.6884 | 32.6427
2023-04-01 15:00 | 33.1019 | 34.5093
2023-04-01 16:00 | 34.7233 | 39.6538
2023-04-01 17:00 | 37.1597 | 45.2999
2023-04-01 18:00 | 37.1615 | 50.9159
2023-04-01 19:00 | 38.3267 | 51.3578
2023-04-01 20:00 | 37.6928 | 51.0001
2023-04-01 21:00 | 35.038 | 48.3213
2023-04-01 22:00 | 32.7311 | 45.1613
2023-04-01 23:00 | 30.3167 | 42.7351
2023-04-02 | 29.7597 | 42.5945
2023-04-02 01:00 | 28.9638 | 39.6922
2023-04-02 02:00 | 29.0412 | 39.2487
2023-04-02 03:00 | 29.4758 | 39.6849
2023-04-02 04:00 | 29.7663 | 39.7247
2023-04-02 05:00 | 31.0514 | 41.1175
2023-04-02 06:00 | 33.5404 | 44.8191
2023-04-02 07:00 | 35.7471 | 46.3604
2023-04-02 08:00 | 35.6456 | 43.8459
2023-04-02 09:00 | 33.6956 | 40.3001
2023-04-02 10:00 | 32.3509 | 37.525
2023-04-02 11:00 | 32.2025 | 37.6854
2023-04-02 12:00 | 31.7686 | 35.9394
2023-04-02 13:00 | 30.7015 | 34.7124
2023-04-02 14:00 | 30.1503 | 34.3633
2023-04-02 15:00 | 30.8409 | 37.9163
2023-04-02 16:00 | 32.9922 | 43.2006
2023-04-02 17:00 | 36.1564 | 48.2803
2023-04-02 18:00 | 39.3995 | 52.8104
2023-04-02 19:00 | 39.7627 | 53.8718
2023-04-02 20:00 | 38.7154 | 54.1199
2023-04-02 21:00 | 35.955 | 51.2896
2023-04-02 22:00 | 33.1391 | 48.074
2023-04-02 23:00 | 30.4506 | 45.4027
2023-04-03 | 29.2057 | 42.306
2023-04-03 01:00 | 28.6406 | 40.8298
2023-04-03 02:00 | 28.9816 | 40.4967
2023-04-03 03:00 | 29.6606 | 40.8557
2023-04-03 04:00 | 30.3508 | 41.0659
2023-04-03 05:00 | 32.4793 | 43.5903
2023-04-03 06:00 | 37.2542 | 49.5218
2023-04-03 07:00 | 42.4845 | 54.8809
2023-04-03 08:00 | 43.9698 | 54.2839
2023-04-03 09:00 | 43.0303 | 51.8136
2023-04-03 10:00 | 42.5943 | 49.4348
2023-04-03 11:00 | 42.3062 | 49.7892
2023-04-03 12:00 | 40.1227 | 43.4927
2023-04-03 13:00 | 39.6447 | 42.4794
2023-04-03 14:00 | 39.0222 | 41.3581
2023-04-03 15:00 | 39.6254 | 43.4942
2023-04-03 16:00 | 40.8547 | 48.2166
2023-04-03 17:00 | 42.1809 | 52.8068
2023-04-03 18:00 | 42.8743 | 56.4948
2023-04-03 19:00 | 43.0106 | 57.2929
2023-04-03 20:00 | 42.0011 | 57.5434
2023-04-03 21:00 | 39.2163 | 54.3212
2023-04-03 22:00 | 35.911 | 50.0286
2023-04-03 23:00 | 32.4964 | 46.1445
2023-04-04 | 30.9672 | 42.8062
2023-04-04 01:00 | 30.7945 | 42.5202
2023-04-04 02:00 | 31.1057 | 41.7343
2023-04-04 03:00 | 31.6984 | 41.8671
2023-04-04 04:00 | 32.3908 | 41.9734
2023-04-04 05:00 | 34.5242 | 44.1186
2023-04-04 06:00 | 38.9376 | 50.4083
2023-04-04 07:00 | 43.9764 | 55.4586
2023-04-04 08:00 | 45.7866 | 54.5184
2023-04-04 09:00 | 45.0552 | 51.6196
2023-04-04 10:00 | 44.5917 | 48.9109
2023-04-04 11:00 | 44.2668 | 49.6799
2023-04-04 12:00 | 43.4643 | 43.5688
2023-04-04 13:00 | 42.9163 | 41.7686
2023-04-04 14:00 | 42.2273 | 39.7858
2023-04-04 15:00 | 42.8991 | 42.0412
2023-04-04 16:00 | 44.0964 | 47.2403
2023-04-04 17:00 | 45.5349 | 52.0099
2023-04-04 18:00 | 44.8249 | 58.3586
2023-04-04 19:00 | 44.6714 | 58.4891
2023-04-04 20:00 | 43.6683 | 57.8644
2023-04-04 21:00 | 40.8797 | 54.1709
2023-04-04 22:00 | 37.5646 | 49.7051
2023-04-04 23:00 | 34.2168 | 45.8457
2023-04-05 | 33.0934 | 44.8575
2023-04-05 01:00 | 32.092 | 42.6657
2023-04-05 02:00 | 32.38 | 42.0015
2023-04-05 03:00 | 32.974 | 42.3732
2023-04-05 04:00 | 33.5963 | 42.6548
2023-04-05 05:00 | 35.6929 | 44.8294
2023-04-05 06:00 | 40.3118 | 50.9994
2023-04-05 07:00 | 44.9355 | 56.4683
2023-04-05 08:00 | 45.9302 | 56.8778
2023-04-05 09:00 | 43.8307 | 55.8698
2023-04-05 10:00 | 42.1745 | 54.7146
2023-04-05 11:00 | 41.3477 | 55.5031
2023-04-05 12:00 | 39.1094 | 53.6413
2023-04-05 13:00 | 38.1787 | 52.6621
2023-04-05 14:00 | 37.4124 | 51.6018
2023-04-05 15:00 | 37.9563 | 53.2661
2023-04-05 16:00 | 39.3331 | 56.6967
2023-04-05 17:00 | 41.3945 | 59.2798
2023-04-05 18:00 | 43.3308 | 63.2668
2023-04-05 19:00 | 43.8944 | 63.3752
2023-04-05 20:00 | 43.2661 | 63.5756
2023-04-05 21:00 | 40.84 | 60.1961
2023-04-05 22:00 | 37.6691 | 55.72
2023-04-05 23:00 | 34.3653 | 51.3865
2023-04-06 | 32.6557 | 45.7861
2023-04-06 01:00 | 31.6705 | 47.4989
2023-04-06 02:00 | 31.9175 | 46.6719
2023-04-06 03:00 | 32.5335 | 46.6773
2023-04-06 04:00 | 33.1401 | 46.8104
2023-04-06 05:00 | 35.3172 | 49.0096
2023-04-06 06:00 | 40.0552 | 54.2128
2023-04-06 07:00 | 44.0993 | 59.7942
2023-04-06 08:00 | 44.0986 | 61.5334
2023-04-06 09:00 | 40.6694 | 63.3177
2023-04-06 10:00 | 38.2851 | 64.3064
2023-04-06 11:00 | 37.1272 | 64.1323
2023-04-06 12:00 | 36.8256 | 62.6475
2023-04-06 13:00 | 35.7213 | 61.5874
2023-04-06 14:00 | 35.2619 | 60.5195
2023-04-06 15:00 | 35.7542 | 61.7268
2023-04-06 16:00 | 37.1434 | 63.8559
2023-04-06 17:00 | 39.0562 | 63.6717
2023-04-06 18:00 | 42.2882 | 64.5
2023-04-06 19:00 | 42.9006 | 64.3591
2023-04-06 20:00 | 42.4758 | 64.623
2023-04-06 21:00 | 39.9999 | 61.1021
2023-04-06 22:00 | 36.8591 | 56.7323
2023-04-06 23:00 | 33.4671 | 52.6468
2023-04-07 | 31.7734 | 48.225
2023-04-07 01:00 | 29.0452 | 46.0172
2023-04-07 02:00 | 29.0544 | 44.1002
2023-04-07 03:00 | 29.3473 | 42.9762
2023-04-07 04:00 | 29.4802 | 42.5488
2023-04-07 05:00 | 30.4828 | 43.7463
2023-04-07 06:00 | 32.0988 | 47.242
2023-04-07 07:00 | 34.6086 | 48.6254
2023-04-07 08:00 | 35.9426 | 47.3028
2023-04-07 09:00 | 35.4849 | 45.225
2023-04-07 10:00 | 35.7133 | 42.2527
2023-04-07 11:00 | 36.1326 | 41.8148
2023-04-07 12:00 | 35.2884 | 35.3212
2023-04-07 13:00 | 33.8912 | 33.6981
2023-04-07 14:00 | 32.9993 | 32.099
2023-04-07 15:00 | 32.7049 | 34.3892
2023-04-07 16:00 | 33.9557 | 37.6911
2023-04-07 17:00 | 35.9231 | 41.4551
2023-04-07 18:00 | 38.0175 | 48.6754
2023-04-07 19:00 | 37.0215 | 50.6711
2023-04-07 20:00 | 36.4035 | 52.7345
2023-04-07 21:00 | 34.4187 | 51.7513
2023-04-07 22:00 | 31.6951 | 48.8445
2023-04-07 23:00 | 29.3195 | 46.6274
2023-04-08 | 27.183 | 44.247
2023-04-08 01:00 | 28.5366 | 42.5166
2023-04-08 02:00 | 28.6334 | 41.9764
2023-04-08 03:00 | 29.0155 | 42.2885
2023-04-08 04:00 | 29.396 | 42.2632
2023-04-08 05:00 | 30.8165 | 44.0006
2023-04-08 06:00 | 33.9926 | 47.8642
2023-04-08 07:00 | 37.3302 | 49.8471
2023-04-08 08:00 | 39.2826 | 48.3518
2023-04-08 09:00 | 39.8951 | 45.8536
2023-04-08 10:00 | 40.3307 | 43.4629
2023-04-08 11:00 | 39.9628 | 42.5442
2023-04-08 12:00 | 36.3081 | 37.6233
2023-04-08 13:00 | 35.1613 | 35.863
2023-04-08 14:00 | 33.8857 | 33.8852
2023-04-08 15:00 | 34.0842 | 35.8898
2023-04-08 16:00 | 35.511 | 40.7198
2023-04-08 17:00 | 37.8426 | 46.0668
2023-04-08 18:00 | 38.0724 | 51.9147
2023-04-08 19:00 | 38.3688 | 52.4481
2023-04-08 20:00 | 37.3266 | 52.3676
2023-04-08 21:00 | 35.126 | 49.5653
2023-04-08 22:00 | 32.9238 | 46.4233
2023-04-08 23:00 | 30.5964 | 44.0524
2023-04-09 | 29.0892 | 42.9055
2023-04-09 01:00 | 27.8656 | 40.073
2023-04-09 02:00 | 28.0754 | 39.6448
2023-04-09 03:00 | 28.4441 | 40.0196
2023-04-09 04:00 | 28.6263 | 39.6228
2023-04-09 05:00 | 29.6158 | 40.1861
2023-04-09 06:00 | 31.5538 | 42.2872
2023-04-09 07:00 | 34.8159 | 44.1337
2023-04-09 08:00 | 37.8268 | 45.3273
2023-04-09 09:00 | 38.1545 | 42.9635
2023-04-09 10:00 | 37.878 | 39.3199
2023-04-09 11:00 | 36.6994 | 38.2403
2023-04-09 12:00 | 36.7679 | 35.555
2023-04-09 13:00 | 35.3833 | 35.2234
2023-04-09 14:00 | 35.3166 | 34.1178
2023-04-09 15:00 | 35.1503 | 36.959
2023-04-09 16:00 | 37.1537 | 39.7706
2023-04-09 17:00 | 38.9905 | 45.2899
2023-04-09 18:00 | 37.944 | 48.7766
2023-04-09 19:00 | 37.2696 | 50.4091
2023-04-09 20:00 | 36.9605 | 48.3414
2023-04-09 21:00 | 35.2747 | 47.198
2023-04-09 22:00 | 32.6659 | 46.6836
2023-04-09 23:00 | 30.423 | 44.939
2023-04-10 | 29.2582 | 43.2935
2023-04-10 01:00 | 28.4625 | 41.1022
2023-04-10 02:00 | 28.8127 | 41.424
2023-04-10 03:00 | 29.3005 | 41.5613
2023-04-10 04:00 | 29.802 | 41.1466
2023-04-10 05:00 | 31.8784 | 42.0863
2023-04-10 06:00 | 36.1482 | 47.9517
2023-04-10 07:00 | 39.9489 | 54.9181
2023-04-10 08:00 | 41.1713 | 55.5109
2023-04-10 09:00 | 40.1471 | 57.0908
2023-04-10 10:00 | 40.0356 | 58.9263
2023-04-10 11:00 | 39.7189 | 58.0478
2023-04-10 12:00 | 38.9094 | 51.3303
2023-04-10 13:00 | 38.801 | 51.438
2023-04-10 14:00 | 38.6291 | 52.2967
2023-04-10 15:00 | 39.069 | 55.4068
2023-04-10 16:00 | 39.9242 | 58.612
2023-04-10 17:00 | 41.1274 | 59.507
2023-04-10 18:00 | 42.0363 | 57.5729
2023-04-10 19:00 | 41.7454 | 59.4605
2023-04-10 20:00 | 40.7349 | 59.7025
2023-04-10 21:00 | 38.2268 | 56.3162
2023-04-10 22:00 | 35.177 | 51.3649
2023-04-10 23:00 | 32.0284 | 46.9316
2023-04-11 | 30.8169 | 44.6989
2023-04-11 01:00 | 29.8805 | 40.878
2023-04-11 02:00 | 30.0998 | 40.0747
2023-04-11 03:00 | 30.6153 | 40.2494
2023-04-11 04:00 | 31.1625 | 40.5445
2023-04-11 05:00 | 33.3015 | 43.2208
2023-04-11 06:00 | 37.8596 | 49.3825
2023-04-11 07:00 | 42.0128 | 55.2442
2023-04-11 08:00 | 42.3804 | 57.0528
2023-04-11 09:00 | 40.3682 | 55.9048
2023-04-11 10:00 | 39.4055 | 53.6823
2023-04-11 11:00 | 39.3463 | 51.4341
2023-04-11 12:00 | 37.7751 | 43.3954
2023-04-11 13:00 | 37.133 | 41.0506
2023-04-11 14:00 | 36.708 | 38.798
2023-04-11 15:00 | 37.2429 | 40.0341
2023-04-11 16:00 | 38.3247 | 44.8546
2023-04-11 17:00 | 39.9287 | 50.2312
2023-04-11 18:00 | 40.5203 | 54.802
2023-04-11 19:00 | 40.7621 | 56.7832
2023-04-11 20:00 | 40.5737 | 58.071
2023-04-11 21:00 | 38.3438 | 55.2329
2023-04-11 22:00 | 35.1927 | 51.0403
2023-04-11 23:00 | 31.8537 | 46.7798
2023-04-12 | 30.6497 | 43.9462
2023-04-12 01:00 | 29.9393 | 42.285
2023-04-12 02:00 | 30.2393 | 41.4631
2023-04-12 03:00 | 30.7898 | 41.4912
2023-04-12 04:00 | 31.2702 | 41.9006
2023-04-12 05:00 | 33.4195 | 44.4141
2023-04-12 06:00 | 37.4648 | 49.635
2023-04-12 07:00 | 42.4229 | 55.2921
2023-04-12 08:00 | 43.8725 | 56.9955
2023-04-12 09:00 | 42.6637 | 56.0204
2023-04-12 10:00 | 41.8842 | 53.8411
2023-04-12 11:00 | 41.3177 | 51.447
2023-04-12 12:00 | 39.812 | 43.7773
2023-04-12 13:00 | 39.3547 | 41.6902
2023-04-12 14:00 | 38.8035 | 39.639
2023-04-12 15:00 | 39.2258 | 40.4526
2023-04-12 16:00 | 39.9263 | 44.5739
2023-04-12 17:00 | 41.0147 | 50.4954
2023-04-12 18:00 | 41.1415 | 51.9767
2023-04-12 19:00 | 40.5995 | 55.0587
2023-04-12 20:00 | 39.8232 | 56.7215
2023-04-12 21:00 | 37.5585 | 54.2354
2023-04-12 22:00 | 34.4638 | 49.8332
2023-04-12 23:00 | 31.4111 | 45.195
2023-04-13 | 29.7536 | 44.2822
2023-04-13 01:00 | 29.1724 | 41.6919
2023-04-13 02:00 | 29.3777 | 40.9605
2023-04-13 03:00 | 29.8983 | 41.0292
2023-04-13 04:00 | 30.3876 | 41.3079
2023-04-13 05:00 | 32.5654 | 44.0346
2023-04-13 06:00 | 37.5022 | 49.9739
2023-04-13 07:00 | 42.5626 | 55.2265
2023-04-13 08:00 | 44.3295 | 56.0491
2023-04-13 09:00 | 43.4614 | 54.4261
2023-04-13 10:00 | 42.735 | 52.151
2023-04-13 11:00 | 41.5441 | 50.0348
2023-04-13 12:00 | 39.7491 | 43.3905
2023-04-13 13:00 | 39.3893 | 41.2682
2023-04-13 14:00 | 38.8403 | 39.2882
2023-04-13 15:00 | 39.3653 | 40.3033
2023-04-13 16:00 | 40.1166 | 44.4631
2023-04-13 17:00 | 41.0544 | 49.4022
2023-04-13 18:00 | 41.7296 | 55.7492
2023-04-13 19:00 | 41.4659 | 56.6266
2023-04-13 20:00 | 40.7816 | 57.3687
2023-04-13 21:00 | 38.5374 | 54.0705
2023-04-13 22:00 | 35.4313 | 49.8253
2023-04-13 23:00 | 32.252 | 45.5922
2023-04-14 | 30.1535 | 43.15
2023-04-14 01:00 | 29.7542 | 41.5592
2023-04-14 02:00 | 29.9053 | 40.8281
2023-04-14 03:00 | 30.3613 | 41.0593
2023-04-14 04:00 | 30.8755 | 41.2743
2023-04-14 05:00 | 32.9061 | 43.5043
2023-04-14 06:00 | 37.5968 | 49.0871
2023-04-14 07:00 | 42.2837 | 54.5919
2023-04-14 08:00 | 43.6394 | 56.2372
2023-04-14 09:00 | 42.4156 | 55.5712
2023-04-14 10:00 | 41.8747 | 53.5246
2023-04-14 11:00 | 41.1969 | 51.0378
2023-04-14 12:00 | 41.2286 | 49.9343
2023-04-14 13:00 | 40.7545 | 47.739
2023-04-14 14:00 | 39.9497 | 45.38
2023-04-14 15:00 | 39.9252 | 45.7432
2023-04-14 16:00 | 40.4405 | 48.6171
2023-04-14 17:00 | 41.3607 | 52.4578
2023-04-14 18:00 | 40.4985 | 56.3714
2023-04-14 19:00 | 40.4054 | 57.2906
2023-04-14 20:00 | 39.8635 | 57.509
2023-04-14 21:00 | 37.6639 | 53.982
2023-04-14 22:00 | 34.6016 | 49.5523
2023-04-14 23:00 | 31.4355 | 45.076
2023-04-15 | 30.1326 | 43.4293
2023-04-15 01:00 | 29.0651 | 41.8129
2023-04-15 02:00 | 29.17 | 41.3093
2023-04-15 03:00 | 29.5159 | 41.713
2023-04-15 04:00 | 29.7972 | 42.039
2023-04-15 05:00 | 31.0827 | 43.7509
2023-04-15 06:00 | 34.0122 | 48.4528
2023-04-15 07:00 | 36.3387 | 50.8673
2023-04-15 08:00 | 36.9408 | 51.0955
2023-04-15 09:00 | 35.6873 | 50.7657
2023-04-15 10:00 | 34.7821 | 49.3229
2023-04-15 11:00 | 34.3696 | 46.4874
2023-04-15 12:00 | 35.1611 | 40.8493
2023-04-15 13:00 | 34.1702 | 38.4229
2023-04-15 14:00 | 33.3299 | 36.2783
2023-04-15 15:00 | 33.8665 | 37.9515
2023-04-15 16:00 | 35.4465 | 42.192
2023-04-15 17:00 | 37.7633 | 47.6034
2023-04-15 18:00 | 37.3699 | 51.9005
2023-04-15 19:00 | 38.0228 | 52.9654
2023-04-15 20:00 | 37.9375 | 53.2369
2023-04-15 21:00 | 35.9992 | 50.6945
2023-04-15 22:00 | 33.6514 | 47.6273
2023-04-15 23:00 | 31.1593 | 44.6918
2023-04-16 | 29.3659 | 44.1777
2023-04-16 01:00 | 28.6489 | 43.129
2023-04-16 02:00 | 28.6954 | 42.4927
2023-04-16 03:00 | 28.9878 | 42.1238
2023-04-16 04:00 | 29.171 | 42.1829
2023-04-16 05:00 | 30.2801 | 43.9337
2023-04-16 06:00 | 32.5829 | 45.817
2023-04-16 07:00 | 35.1628 | 46.5306
2023-04-16 08:00 | 36.7958 | 44.6989
2023-04-16 09:00 | 36.0863 | 41.5716
2023-04-16 10:00 | 35.3183 | 38.9118
2023-04-16 11:00 | 34.3401 | 37.5226
2023-04-16 12:00 | 34.4863 | 33.583
2023-04-16 13:00 | 33.5323 | 31.7233
2023-04-16 14:00 | 32.5539 | 30.33
2023-04-16 15:00 | 32.971 | 32.9162
2023-04-16 16:00 | 34.852 | 38.1283
2023-04-16 17:00 | 37.4985 | 45.1098
2023-04-16 18:00 | 38.538 | 50.3354
2023-04-16 19:00 | 38.3162 | 52.843
2023-04-16 20:00 | 37.4944 | 54.207
2023-04-16 21:00 | 35.4507 | 51.8672
2023-04-16 22:00 | 32.8217 | 49.0463
2023-04-16 23:00 | 30.2396 | 46.2618
2023-04-17 | 29.0673 | 44.2541
2023-04-17 01:00 | 28.7268 | 43.0219
2023-04-17 02:00 | 29.1006 | 42.3922
2023-04-17 03:00 | 29.7079 | 42.3072
2023-04-17 04:00 | 30.3135 | 42.5412
2023-04-17 05:00 | 32.4469 | 45.1665
2023-04-17 06:00 | 37.2936 | 50.5768
2023-04-17 07:00 | 42.0972 | 54.7693
2023-04-17 08:00 | 43.2905 | 53.3479
2023-04-17 09:00 | 41.409 | 48.3436
2023-04-17 10:00 | 40.3355 | 43.4678
2023-04-17 11:00 | 39.2917 | 41.715
2023-04-17 12:00 | 38.4512 | 37.3238
2023-04-17 13:00 | 37.7818 | 35.5421
2023-04-17 14:00 | 37.1285 | 33.2701
2023-04-17 15:00 | 37.4931 | 34.7464
2023-04-17 16:00 | 38.6053 | 39.9678
2023-04-17 17:00 | 40.2107 | 47.2671
2023-04-17 18:00 | 42.1505 | 51.7113
2023-04-17 19:00 | 41.7961 | 54.5556
2023-04-17 20:00 | 41.0342 | 56.0908
2023-04-17 21:00 | 38.8219 | 53.4679
2023-04-17 22:00 | 35.6337 | 48.9939
2023-04-17 23:00 | 32.3637 | 44.5951
2023-04-18 | 30.2692 | 44.5343
2023-04-18 01:00 | 30.0315 | 42.0325
2023-04-18 02:00 | 30.3353 | 41.0721
2023-04-18 03:00 | 30.8912 | 41.067
2023-04-18 04:00 | 31.5232 | 41.3268
2023-04-18 05:00 | 33.6881 | 43.9172
2023-04-18 06:00 | 38.4339 | 49.556
2023-04-18 07:00 | 43.6278 | 55.2742
2023-04-18 08:00 | 45.6762 | 57.4891
2023-04-18 09:00 | 44.5556 | 56.8627
2023-04-18 10:00 | 43.6737 | 55.0768
2023-04-18 11:00 | 42.204 | 52.459
2023-04-18 12:00 | 39.9703 | 50.5532
2023-04-18 13:00 | 39.2753 | 48.3599
2023-04-18 14:00 | 38.6849 | 45.932
2023-04-18 15:00 | 39.144 | 46.4525
2023-04-18 16:00 | 40.3265 | 50.0541
2023-04-18 17:00 | 42.0915 | 53.9015
2023-04-18 18:00 | 40.6406 | 57.7236
2023-04-18 19:00 | 41.4287 | 58.6233
2023-04-18 20:00 | 41.6767 | 59.0842
2023-04-18 21:00 | 39.9094 | 55.7807
2023-04-18 22:00 | 36.8623 | 51.4201
2023-04-18 23:00 | 33.5399 | 46.9326
2023-04-19 | 31.8739 | 44.9556
2023-04-19 01:00 | 31.3969 | 41.9695
2023-04-19 02:00 | 31.6964 | 41.0861
2023-04-19 03:00 | 32.2627 | 40.8885
2023-04-19 04:00 | 32.8355 | 41.244
2023-04-19 05:00 | 34.9578 | 43.7961
2023-04-19 06:00 | 39.5172 | 48.9505
2023-04-19 07:00 | 43.8575 | 54.429
2023-04-19 08:00 | 44.3511 | 56.0554
2023-04-19 09:00 | 41.4766 | 54.5333
2023-04-19 10:00 | 39.3718 | 52.2279
2023-04-19 11:00 | 38.1448 | 49.4822
2023-04-19 12:00 | 37.633 | 39.193
2023-04-19 13:00 | 36.8871 | 37.2338
2023-04-19 14:00 | 36.1833 | 35.162
2023-04-19 15:00 | 36.5534 | 35.9126
2023-04-19 16:00 | 37.7817 | 40.3548
2023-04-19 17:00 | 39.7525 | 46.6025
2023-04-19 18:00 | 39.9723 | 50.0123
2023-04-19 19:00 | 41.0926 | 53.3102
2023-04-19 20:00 | 41.4391 | 55.3086
2023-04-19 21:00 | 39.8291 | 53.2842
2023-04-19 22:00 | 36.7992 | 49.1102
2023-04-19 23:00 | 33.4346 | 44.4717
2023-04-20 | 31.5033 | 42.9862
2023-04-20 01:00 | 31.1608 | 40.8372
2023-04-20 02:00 | 31.418 | 39.8641
2023-04-20 03:00 | 31.9647 | 39.7884
2023-04-20 04:00 | 32.5338 | 40.0051
2023-04-20 05:00 | 34.6533 | 42.447
2023-04-20 06:00 | 39.3216 | 47.359
2023-04-20 07:00 | 43.4023 | 52.8139
2023-04-20 08:00 | 43.5661 | 54.1001
2023-04-20 09:00 | 40.4151 | 53.9537
2023-04-20 10:00 | 38.2632 | 52.5566
2023-04-20 11:00 | 36.99 | 50.5493
2023-04-20 12:00 | 37.293 | 51.5957
2023-04-20 13:00 | 36.4464 | 50.5379
2023-04-20 14:00 | 35.932 | 49.1825
2023-04-20 15:00 | 36.2113 | 50.0321
2023-04-20 16:00 | 37.4113 | 52.9009
2023-04-20 17:00 | 39.1201 | 55.0671
2023-04-20 18:00 | 40.2051 | 54.8358
2023-04-20 19:00 | 41.2138 | 56.1762
2023-04-20 20:00 | 41.4028 | 56.9519
2023-04-20 21:00 | 39.7404 | 53.8748
2023-04-20 22:00 | 36.7972 | 49.3488
2023-04-20 23:00 | 33.4776 | 44.9507
2023-04-21 | 31.5359 | 42.8981
2023-04-21 01:00 | 30.8148 | 40.4748
2023-04-21 02:00 | 30.9899 | 39.5202
2023-04-21 03:00 | 31.453 | 39.5344
2023-04-21 04:00 | 31.9798 | 39.5758
2023-04-21 05:00 | 34.0376 | 41.6752
2023-04-21 06:00 | 38.6548 | 45.0374
2023-04-21 07:00 | 43.0356 | 49.6969
2023-04-21 08:00 | 43.7665 | 49.4664
2023-04-21 09:00 | 41.4128 | 46.5554
2023-04-21 10:00 | 39.835 | 43.769
2023-04-21 11:00 | 38.3723 | 42.7814
2023-04-21 12:00 | 39.6395 | 49.1746
2023-04-21 13:00 | 38.922 | 47.0635
2023-04-21 14:00 | 38.1983 | 45.1589
2023-04-21 15:00 | 38.0626 | 44.7751
2023-04-21 16:00 | 38.5847 | 46.9721
2023-04-21 17:00 | 39.8107 | 49.7684
2023-04-21 18:00 | 39.3726 | 51.9523
2023-04-21 19:00 | 39.6977 | 53.2727
2023-04-21 20:00 | 39.2709 | 53.2986
2023-04-21 21:00 | 37.4843 | 50.2276
2023-04-21 22:00 | 34.534 | 46.1037
2023-04-21 23:00 | 31.3348 | 41.4534
2023-04-22 | 29.1441 | 39.3423
2023-04-22 01:00 | 29.0898 | 39.649
2023-04-22 02:00 | 29.1903 | 38.1036
2023-04-22 03:00 | 29.4879 | 38.4014
2023-04-22 04:00 | 29.7799 | 38.435
2023-04-22 05:00 | 30.937 | 39.8056
2023-04-22 06:00 | 33.1013 | 42.9019
2023-04-22 07:00 | 36.8886 | 44.1905
2023-04-22 08:00 | 38.2658 | 43.3113
2023-04-22 09:00 | 38.4938 | 44.5324
2023-04-22 10:00 | 38.7401 | 42.7481
2023-04-22 11:00 | 38.8341 | 42.6954
2023-04-22 12:00 | 36.2525 | 46.948
2023-04-22 13:00 | 36.3327 | 46.9738
2023-04-22 14:00 | 35.2555 | 43.9203
2023-04-22 15:00 | 35.8591 | 46.2028
2023-04-22 16:00 | 37.5812 | 49.6895
2023-04-22 17:00 | 39.4518 | 52.6339
2023-04-22 18:00 | 40.5611 | 53.5491
2023-04-22 19:00 | 39.0756 | 54.3027
2023-04-22 20:00 | 37.246 | 53.8913
2023-04-22 21:00 | 34.7766 | 50.5643
2023-04-22 22:00 | 32.3338 | 47.1321
2023-04-22 23:00 | 30.0269 | 43.6139
2023-04-23 | 28.6327 | 41.9269
2023-04-23 01:00 | 27.6166 | 38.1403
2023-04-23 02:00 | 27.5417 | 37.2616
2023-04-23 03:00 | 27.7518 | 36.5323
2023-04-23 04:00 | 27.9262 | 36.4292
2023-04-23 05:00 | 28.9314 | 37.219
2023-04-23 06:00 | 31.6486 | 37.8764
2023-04-23 07:00 | 34.1689 | 39.6439
2023-04-23 08:00 | 35.8199 | 41.5985
2023-04-23 09:00 | 36.4037 | 41.1442
2023-04-23 10:00 | 37.0076 | 42.3952
2023-04-23 11:00 | 36.8041 | 41.4046
2023-04-23 12:00 | 36.3985 | 37.9211
2023-04-23 13:00 | 35.7416 | 36.9576
2023-04-23 14:00 | 35.2996 | 38.4479
2023-04-23 15:00 | 35.5664 | 41.5872
2023-04-23 16:00 | 37.3941 | 46.0535
2023-04-23 17:00 | 39.2199 | 49.1337
2023-04-23 18:00 | 39.7234 | 49.5266
2023-04-23 19:00 | 38.8615 | 49.9806
2023-04-23 20:00 | 37.2044 | 50.3874
2023-04-23 21:00 | 35.5553 | 48.0981
2023-04-23 22:00 | 33.0884 | 45.1691
2023-04-23 23:00 | 30.4942 | 42.1046
2023-04-24 | 28.4673 | 39.0403
2023-04-24 01:00 | 27.7355 | 38.561
2023-04-24 02:00 | 28.0072 | 37.7594
2023-04-24 03:00 | 28.534 | 37.9056
2023-04-24 04:00 | 29.0027 | 38.0069
2023-04-24 05:00 | 31.0477 | 40.6984
2023-04-24 06:00 | 36.207 | 45.843
2023-04-24 07:00 | 40.7107 | 51.8382
2023-04-24 08:00 | 41.7597 | 54.1997
2023-04-24 09:00 | 40.4595 | 55.5429
2023-04-24 10:00 | 40.1227 | 53.9466
2023-04-24 11:00 | 39.7728 | 50.6634
2023-04-24 12:00 | 40.4918 | 42.4353
2023-04-24 13:00 | 40.4386 | 41.3139
2023-04-24 14:00 | 39.7474 | 37.4518
2023-04-24 15:00 | 40.0819 | 38.283
2023-04-24 16:00 | 40.8944 | 43.0074
2023-04-24 17:00 | 41.932 | 49.9784
2023-04-24 18:00 | 42.4423 | 55.0573
2023-04-24 19:00 | 42.1236 | 56.4244
2023-04-24 20:00 | 40.9366 | 56.8459
2023-04-24 21:00 | 38.9407 | 53.702
2023-04-24 22:00 | 35.5589 | 49.5983
2023-04-24 23:00 | 32.0426 | 45.1985
2023-04-25 | 29.5327 | 43.1548
2023-04-25 01:00 | 29.0289 | 40.074
2023-04-25 02:00 | 29.2804 | 39.4679
2023-04-25 03:00 | 29.7644 | 39.3729
2023-04-25 04:00 | 30.2823 | 39.8234
2023-04-25 05:00 | 32.3514 | 42.3704
2023-04-25 06:00 | 37.1195 | 48.0542
2023-04-25 07:00 | 41.4888 | 53.6179
2023-04-25 08:00 | 42.4328 | 57.0437
2023-04-25 09:00 | 41.1593 | 58.0429
2023-04-25 10:00 | 41.1442 | 58.7962
2023-04-25 11:00 | 41.2253 | 56.189
2023-04-25 12:00 | 40.6095 | 58.2901
2023-04-25 13:00 | 40.8336 | 57.2011
2023-04-25 14:00 | 40.24 | 55.3931
2023-04-25 15:00 | 40.9616 | 56.0302
2023-04-25 16:00 | 42.0649 | 58.5547
2023-04-25 17:00 | 43.1783 | 59.1113
2023-04-25 18:00 | 43.5055 | 61.3949
2023-04-25 19:00 | 42.8195 | 60.6241
2023-04-25 20:00 | 41.5383 | 59.7248
2023-04-25 21:00 | 39.4843 | 55.924
2023-04-25 22:00 | 36.1661 | 51.8742
2023-04-25 23:00 | 32.5995 | 47.4814
2023-04-26 | 30.3566 | 44.0433
2023-04-26 01:00 | 29.8161 | 42.2462
2023-04-26 02:00 | 30.0447 | 41.4676
2023-04-26 03:00 | 30.5018 | 41.2389
2023-04-26 04:00 | 31.0703 | 41.326
2023-04-26 05:00 | 33.0218 | 43.4775
2023-04-26 06:00 | 37.8635 | 48.4717
2023-04-26 07:00 | 42.3822 | 53.4948
2023-04-26 08:00 | 43.0409 | 55.0397
2023-04-26 09:00 | 40.8476 | 55.2792
2023-04-26 10:00 | 39.5989 | 55.1153
2023-04-26 11:00 | 39.0263 | 54.4572
2023-04-26 12:00 | 40.51 | 50.8182
2023-04-26 13:00 | 40.1335 | 50.2074
2023-04-26 14:00 | 39.4297 | 48.425
2023-04-26 15:00 | 39.5889 | 49.7442
2023-04-26 16:00 | 40.739 | 52.4927
2023-04-26 17:00 | 42.1903 | 55.1016
2023-04-26 18:00 | 42.6404 | 57.9241
2023-04-26 19:00 | 42.5383 | 58.279
2023-04-26 20:00 | 42.0391 | 58.3179
2023-04-26 21:00 | 40.115 | 55.3753
2023-04-26 22:00 | 36.8879 | 51.0061
2023-04-26 23:00 | 33.3769 | 46.4408
2023-04-27 | 32.067 | 44.3141
2023-04-27 01:00 | 30.7568 | 41.0825
2023-04-27 02:00 | 30.9679 | 40.3012
2023-04-27 03:00 | 31.4046 | 40.4382
2023-04-27 04:00 | 31.8852 | 40.4777
2023-04-27 05:00 | 33.9028 | 42.9321
2023-04-27 06:00 | 38.5849 | 48.3449
2023-04-27 07:00 | 42.7109 | 53.3939
2023-04-27 08:00 | 42.8359 | 54.2647
2023-04-27 09:00 | 40.3343 | 53.3992
2023-04-27 10:00 | 38.7783 | 52.3747
2023-04-27 11:00 | 38.2206 | 51.7603
2023-04-27 12:00 | 37.1327 | 45.6702
2023-04-27 13:00 | 36.6767 | 44.6202
2023-04-27 14:00 | 35.9655 | 42.7131
2023-04-27 15:00 | 36.2468 | 44.826
2023-04-27 16:00 | 37.1599 | 48.6523
2023-04-27 17:00 | 38.6645 | 52.6774
2023-04-27 18:00 | 39.9027 | 52.8508
2023-04-27 19:00 | 40.2909 | 55.6815
2023-04-27 20:00 | 40.0139 | 57.1224
2023-04-27 21:00 | 38.3845 | 54.8624
2023-04-27 22:00 | 35.2589 | 50.4258
2023-04-27 23:00 | 31.8099 | 46.0393
2023-04-28 | 30.1183 | 44.4837
2023-04-28 01:00 | 29.4773 | 41.4434
2023-04-28 02:00 | 29.6782 | 40.6642
2023-04-28 03:00 | 30.1382 | 40.6502
2023-04-28 04:00 | 30.754 | 40.6786
2023-04-28 05:00 | 32.7491 | 42.9205
2023-04-28 06:00 | 37.4712 | 48.418
2023-04-28 07:00 | 41.7733 | 53.7729
2023-04-28 08:00 | 42.2888 | 55.9773
2023-04-28 09:00 | 40.1309 | 56.7826
2023-04-28 10:00 | 39.1503 | 57.0467
2023-04-28 11:00 | 38.4521 | 55.9114
2023-04-28 12:00 | 39.1121 | 50.7116
2023-04-28 13:00 | 38.5781 | 49.8895
2023-04-28 14:00 | 37.9776 | 48.2641
2023-04-28 15:00 | 37.7027 | 49.4532
2023-04-28 16:00 | 38.3636 | 51.7553
2023-04-28 17:00 | 39.4734 | 53.3451
2023-04-28 18:00 | 39.919 | 53.2975
2023-04-28 19:00 | 40.1044 | 55.2389
2023-04-28 20:00 | 39.6089 | 56.0735
2023-04-28 21:00 | 37.9962 | 53.6855
2023-04-28 22:00 | 35.029 | 49.5621
2023-04-28 23:00 | 31.6358 | 45.1494
2023-04-29 | 30.054 | 42.5682
2023-04-29 01:00 | 29.3968 | 40.112
2023-04-29 02:00 | 29.4877 | 39.5465
2023-04-29 03:00 | 29.77 | 39.5039
2023-04-29 04:00 | 30.09 | 39.2147
2023-04-29 05:00 | 31.2482 | 40.8861
2023-04-29 06:00 | 34.0467 | 44.2409
2023-04-29 07:00 | 36.6735 | 45.5395
2023-04-29 08:00 | 37.2154 | 44.7174
2023-04-29 09:00 | 36.5912 | 42.7695
2023-04-29 10:00 | 36.2314 | 41.3897
2023-04-29 11:00 | 36.3042 | 40.9392
2023-04-29 12:00 | 36.4881 | 41.1284
2023-04-29 13:00 | 35.54 | 40.0713
2023-04-29 14:00 | 34.7921 | 37.5128
2023-04-29 15:00 | 34.8497 | 39.3557
2023-04-29 16:00 | 36.3198 | 43.178
2023-04-29 17:00 | 38.4627 | 46.5674
2023-04-29 18:00 | 37.443 | 52.3888
2023-04-29 19:00 | 37.6879 | 51.1667
2023-04-29 20:00 | 37.0483 | 50.4761
2023-04-29 21:00 | 35.4376 | 48.0553
2023-04-29 22:00 | 33.1249 | 45.3389
2023-04-29 23:00 | 30.537 | 42.7235
2023-04-30 | 29.2798 | 40.8371
2023-04-30 01:00 | 28.0033 | 38.8536
2023-04-30 02:00 | 28.0552 | 38.0827
2023-04-30 03:00 | 28.3153 | 37.6665
2023-04-30 04:00 | 28.5895 | 37.1805
2023-04-30 05:00 | 29.6763 | 38.4163
2023-04-30 06:00 | 32.217 | 41.096
2023-04-30 07:00 | 34.2927 | 41.2953
2023-04-30 08:00 | 34.6682 | 39.3985
2023-04-30 09:00 | 33.1254 | 36.416
2023-04-30 10:00 | 31.9895 | 34.8966
2023-04-30 11:00 | 31.4136 | 35.6183
2023-04-30 12:00 | 33.9668 | 35.1275
2023-04-30 13:00 | 33.3905 | 34.6949
2023-04-30 14:00 | 32.5027 | 33.7277
2023-04-30 15:00 | 32.9147 | 36.5954
2023-04-30 16:00 | 34.8801 | 40.939
2023-04-30 17:00 | 37.5156 | 45.2071
2023-04-30 18:00 | 36.4347 | 44.7563
2023-04-30 19:00 | 36.9655 | 48.0355
2023-04-30 20:00 | 36.6703 | 50.0301
2023-04-30 21:00 | 35.3206 | 48.7051
2023-04-30 22:00 | 32.8266 | 45.7708
2023-04-30 23:00 | 30.2282 | 42.7934
2023-05-01 | 28.8814 | 41.1512
2023-05-01 01:00 | 28.6033 | 39.929
2023-05-01 02:00 | 28.8276 | 39.2338
2023-05-01 03:00 | 29.3823 | 39.3815
2023-05-01 04:00 | 29.97 | 39.5924
2023-05-01 05:00 | 31.9482 | 41.9864
2023-05-01 06:00 | 36.7156 | 46.4882
2023-05-01 07:00 | 41.1334 | 51.7865
2023-05-01 08:00 | 41.4617 | 54.3476
2023-05-01 09:00 | 38.8344 | 55.6024
2023-05-01 10:00 | 37.1437 | 55.4476
2023-05-01 11:00 | 35.9528 | 54.6897
2023-05-01 12:00 | 37.1554 | 53.3725
2023-05-01 13:00 | 36.7669 | 52.9413
2023-05-01 14:00 | 36.2299 | 50.8557
2023-05-01 15:00 | 36.4878 | 51.5341
2023-05-01 16:00 | 37.5745 | 53.6732
2023-05-01 17:00 | 39.4499 | 56.0187
2023-05-01 18:00 | 40.4181 | 57.2937
2023-05-01 19:00 | 39.9676 | 57.0487
2023-05-01 20:00 | 39.518 | 57.1672
2023-05-01 21:00 | 38.1514 | 54.4445
2023-05-01 22:00 | 35.088 | 50.4783
2023-05-01 23:00 | 31.6304 | 46.0698
2023-05-02 | 29.8689 | 43.3819
2023-05-02 01:00 | 29.1495 | 40.6515
2023-05-02 02:00 | 29.2336 | 39.6161
2023-05-02 03:00 | 29.687 | 39.6518
2023-05-02 04:00 | 30.2158 | 39.8589
2023-05-02 05:00 | 32.2033 | 42.3322
2023-05-02 06:00 | 36.9268 | 47.6919
2023-05-02 07:00 | 41.1598 | 52.7555
2023-05-02 08:00 | 41.2634 | 54.546
2023-05-02 09:00 | 38.448 | 53.3748
2023-05-02 10:00 | 36.6156 | 51.0027
2023-05-02 11:00 | 35.3586 | 49.2542
2023-05-02 12:00 | 36.4384 | 47.083
2023-05-02 13:00 | 36.0201 | 45.7583
2023-05-02 14:00 | 35.5977 | 43.1667
2023-05-02 15:00 | 35.7578 | 44.5262
2023-05-02 16:00 | 36.6919 | 47.5475
2023-05-02 17:00 | 38.6321 | 51.234
2023-05-02 18:00 | 40.642 | 51.991
2023-05-02 19:00 | 39.531 | 53.7538
2023-05-02 20:00 | 38.8249 | 54.7409
2023-05-02 21:00 | 37.3919 | 52.9117
2023-05-02 22:00 | 34.3213 | 49.1541
2023-05-02 23:00 | 30.9557 | 44.8591
2023-05-03 | 29.6105 | 43.666
2023-05-03 01:00 | 29.1614 | 40.9799
2023-05-03 02:00 | 29.2459 | 40.0757
2023-05-03 03:00 | 29.6651 | 40.1688
2023-05-03 04:00 | 30.0754 | 40.3333
2023-05-03 05:00 | 31.9854 | 42.4066
2023-05-03 06:00 | 36.3915 | 47.5814
2023-05-03 07:00 | 41.4091 | 52.2202
2023-05-03 08:00 | 43.3552 | 53.2821
2023-05-03 09:00 | 43.128 | 52.9053
2023-05-03 10:00 | 42.801 | 51.7614
2023-05-03 11:00 | 41.6803 | 52.0485
2023-05-03 12:00 | 40.2265 | 43.2124
2023-05-03 13:00 | 40.11 | 42.6525
2023-05-03 14:00 | 39.6035 | 40.4151
2023-05-03 15:00 | 39.6652 | 42.4142
2023-05-03 16:00 | 40.1048 | 45.6846
2023-05-03 17:00 | 41.2196 | 50.2862
2023-05-03 18:00 | 41.5924 | 51.5644
2023-05-03 19:00 | 40.7604 | 53.8477
2023-05-03 20:00 | 39.7195 | 55.2012
2023-05-03 21:00 | 38.6751 | 53.6582
2023-05-03 22:00 | 35.5544 | 49.6124
2023-05-03 23:00 | 32.0027 | 45.1132
2023-05-04 | 29.3501 | 43.7673
2023-05-04 01:00 | 29.0524 | 40.7309
2023-05-04 02:00 | 29.1179 | 39.7824
2023-05-04 03:00 | 29.504 | 39.9578
2023-05-04 04:00 | 30.0091 | 40.1672
2023-05-04 05:00 | 31.8733 | 42.6051
2023-05-04 06:00 | 36.4536 | 48.5076
2023-05-04 07:00 | 41.5474 | 53.2436
2023-05-04 08:00 | 43.4587 | 54.4387
2023-05-04 09:00 | 43.3651 | 53.1974
2023-05-04 10:00 | 43.234 | 51.0385
2023-05-04 11:00 | 42.4262 | 49.1595
2023-05-04 12:00 | 41.0977 | 41.5014
2023-05-04 13:00 | 41.0825 | 40.48
2023-05-04 14:00 | 40.5545 | 38.0955
2023-05-04 15:00 | 40.6887 | 40
2023-05-04 16:00 | 41.4299 | 43.7075
2023-05-04 17:00 | 42.6008 | 48.2372
2023-05-04 18:00 | 40.4951 | 48.9508
2023-05-04 19:00 | 39.9496 | 52.2735
2023-05-04 20:00 | 39.5917 | 54.562
2023-05-04 21:00 | 38.3824 | 53.3856
2023-05-04 22:00 | 35.406 | 49.5574
2023-05-04 23:00 | 31.9556 | 45.2356
2023-05-05 | 30.682 | 43.2338
2023-05-05 01:00 | 29.5189 | 41.808
2023-05-05 02:00 | 29.5334 | 40.834
2023-05-05 03:00 | 29.9525 | 40.8107
2023-05-05 04:00 | 30.4406 | 40.88
2023-05-05 05:00 | 32.3417 | 42.7623
2023-05-05 06:00 | 36.8255 | 47.8267
2023-05-05 07:00 | 41.2936 | 52.0429
2023-05-05 08:00 | 41.7578 | 52.3101
2023-05-05 09:00 | 39.6475 | 50.7497
2023-05-05 10:00 | 38.2184 | 48.8624
2023-05-05 11:00 | 36.976 | 48.8169
2023-05-05 12:00 | 38.7341 | 41.2899
2023-05-05 13:00 | 38.6546 | 40.3519
2023-05-05 14:00 | 37.8926 | 37.9114
2023-05-05 15:00 | 37.5476 | 39.6269
2023-05-05 16:00 | 37.7939 | 42.6841
2023-05-05 17:00 | 38.9662 | 46.7129
2023-05-05 18:00 | 39.3677 | 48.7164
2023-05-05 19:00 | 38.3024 | 51.554
2023-05-05 20:00 | 37.3602 | 53.2775
2023-05-05 21:00 | 36.0549 | 52.014
2023-05-05 22:00 | 33.0375 | 48.2322
2023-05-05 23:00 | 29.6724 | 44.0532
2023-05-06 | 28.0926 | 42.3828
2023-05-06 01:00 | 27.9966 | 41.0704
2023-05-06 02:00 | 27.9402 | 40.1393
2023-05-06 03:00 | 28.1831 | 40.2121
2023-05-06 04:00 | 28.4047 | 40.2435
2023-05-06 05:00 | 29.3506 | 41.7138
2023-05-06 06:00 | 31.322 | 44.1752
2023-05-06 07:00 | 34.5893 | 45.8058
2023-05-06 08:00 | 36.7414 | 46.0266
2023-05-06 09:00 | 37.383 | 46.1975
2023-05-06 10:00 | 37.7806 | 45.6916
2023-05-06 11:00 | 37.3514 | 45.2642
2023-05-06 12:00 | 36.238 | 39.4918
2023-05-06 13:00 | 35.6917 | 38.6862
2023-05-06 14:00 | 34.4914 | 36.4248
2023-05-06 15:00 | 34.4474 | 38.6483
2023-05-06 16:00 | 35.7026 | 41.8738
2023-05-06 17:00 | 37.5695 | 45.901
2023-05-06 18:00 | 38.1891 | 46.1768
2023-05-06 19:00 | 36.5821 | 48.2559
2023-05-06 20:00 | 34.8719 | 49.3519
2023-05-06 21:00 | 33.8599 | 48.3968
2023-05-06 22:00 | 31.6077 | 45.8585
2023-05-06 23:00 | 29.08 | 43.1496
2023-05-07 | 27.2621 | 42.4852
2023-05-07 01:00 | 26.8908 | 39.1877
2023-05-07 02:00 | 26.8143 | 38.5808
2023-05-07 03:00 | 27.0668 | 38.6586
2023-05-07 04:00 | 27.2792 | 38.5785
2023-05-07 05:00 | 28.1107 | 39.8235
2023-05-07 06:00 | 29.9769 | 42.1614
2023-05-07 07:00 | 33.8199 | 43.0599
2023-05-07 08:00 | 36.5427 | 42.6151
2023-05-07 09:00 | 37.6274 | 42.5088
2023-05-07 10:00 | 37.6467 | 42.4743
2023-05-07 11:00 | 36.7901 | 42.9595
2023-05-07 12:00 | 35.1342 | 35.4914
2023-05-07 13:00 | 34.6778 | 34.8487
2023-05-07 14:00 | 34.0142 | 33.3579
2023-05-07 15:00 | 34.2898 | 36.6143
2023-05-07 16:00 | 35.9304 | 40.4961
2023-05-07 17:00 | 38.1516 | 45.614
2023-05-07 18:00 | 38.678 | 48.3828
2023-05-07 19:00 | 37.4382 | 49.9024
2023-05-07 20:00 | 35.8735 | 50.7307
2023-05-07 21:00 | 35.0897 | 49.3331
2023-05-07 22:00 | 32.6275 | 46.8016
2023-05-07 23:00 | 29.7861 | 43.8125
2023-05-08 | 27.5639 | 42.4064
2023-05-08 01:00 | 27.2615 | 39.3952
2023-05-08 02:00 | 27.4613 | 38.6942
2023-05-08 03:00 | 27.9979 | 38.8999
2023-05-08 04:00 | 28.5797 | 39.0887
2023-05-08 05:00 | 30.4967 | 41.6247
2023-05-08 06:00 | 35.278 | 47.0338
2023-05-08 07:00 | 40.0314 | 52.2081
2023-05-08 08:00 | 40.4891 | 54.5292
2023-05-08 09:00 | 38.1736 | 54.6735
2023-05-08 10:00 | 36.7622 | 53.1784
2023-05-08 11:00 | 35.8311 | 50.6346
2023-05-08 12:00 | 37.3023 | 47.6482
2023-05-08 13:00 | 37.2135 | 46.8033
2023-05-08 14:00 | 36.6729 | 44.1194
2023-05-08 15:00 | 36.905 | 44.6735
2023-05-08 16:00 | 37.8798 | 47.1873
2023-05-08 17:00 | 39.597 | 51.1141
2023-05-08 18:00 | 38.2397 | 52.6737
2023-05-08 19:00 | 38.2994 | 53.6914
2023-05-08 20:00 | 38.1962 | 54.3316
2023-05-08 21:00 | 37.259 | 52.3688
2023-05-08 22:00 | 34.2791 | 48.4976
2023-05-08 23:00 | 30.7716 | 44.0823
2023-05-09 | 28.9989 | 42.316
2023-05-09 01:00 | 28.2438 | 40.0778
2023-05-09 02:00 | 28.3317 | 38.8962
2023-05-09 03:00 | 28.8123 | 38.948
2023-05-09 04:00 | 29.361 | 39.0791
2023-05-09 05:00 | 31.3077 | 41.251
2023-05-09 06:00 | 35.8573 | 45.5918
2023-05-09 07:00 | 40.6545 | 50.8218
2023-05-09 08:00 | 41.9949 | 52.8831
2023-05-09 09:00 | 40.9641 | 52.6315
2023-05-09 10:00 | 40.6696 | 51.1113
2023-05-09 11:00 | 40.0993 | 49.513
2023-05-09 12:00 | 39.9538 | 47.9179
2023-05-09 13:00 | 40.0311 | 46.3815
2023-05-09 14:00 | 39.5972 | 43.4682
2023-05-09 15:00 | 39.9518 | 43.5293
2023-05-09 16:00 | 40.4918 | 45.9741
2023-05-09 17:00 | 41.5067 | 49.2739
2023-05-09 18:00 | 41.8827 | 50.8853
2023-05-09 19:00 | 40.4379 | 53.1439
2023-05-09 20:00 | 39.0852 | 53.4393
2023-05-09 21:00 | 37.7338 | 52.0186
2023-05-09 22:00 | 34.6437 | 48.1648
2023-05-09 23:00 | 31.2065 | 43.4182
2023-05-10 | 29.0558 | 41.6363
2023-05-10 01:00 | 28.9787 | 40.2432
2023-05-10 02:00 | 29.0683 | 39.1374
2023-05-10 03:00 | 29.4878 | 38.9188
2023-05-10 04:00 | 30.0047 | 39.0833
2023-05-10 05:00 | 31.7993 | 41.3232
2023-05-10 06:00 | 35.9446 | 44.4102
2023-05-10 07:00 | 40.6128 | 49.0989
2023-05-10 08:00 | 41.2633 | 49.8007
2023-05-10 09:00 | 39.7584 | 48.6315
2023-05-10 10:00 | 38.8107 | 46.7652
2023-05-10 11:00 | 38.5291 | 47.1843
2023-05-10 12:00 | 37.0486 | 47.5864
2023-05-10 13:00 | 36.8074 | 46.5948
2023-05-10 14:00 | 36.3182 | 44.1445
2023-05-10 15:00 | 36.3667 | 44.119
2023-05-10 16:00 | 37.3366 | 46.274
2023-05-10 17:00 | 39.2691 | 49.9749
2023-05-10 18:00 | 39.1284 | 50.6199
2023-05-10 19:00 | 39.0472 | 53.1439
2023-05-10 20:00 | 38.8505 | 53.6905
2023-05-10 21:00 | 38.0489 | 52.4407
2023-05-10 22:00 | 35.174 | 48.3917
2023-05-10 23:00 | 31.7013 | 43.3178
2023-05-11 | 30.0856 | 41.5831
2023-05-11 01:00 | 29.0292 | 41.5119
2023-05-11 02:00 | 29.092 | 40.0292
2023-05-11 03:00 | 29.5574 | 40.0019
2023-05-11 04:00 | 30.0794 | 40.0565
2023-05-11 05:00 | 31.9661 | 41.734
2023-05-11 06:00 | 36.6219 | 45.7032
2023-05-11 07:00 | 41.4653 | 50.6597
2023-05-11 08:00 | 42.1702 | 51.8057
2023-05-11 09:00 | 39.8395 | 51.5765
2023-05-11 10:00 | 38.0275 | 49.8787
2023-05-11 11:00 | 36.5186 | 47.9976
2023-05-11 12:00 | 36.8843 | 45.8987
2023-05-11 13:00 | 36.5521 | 44.5206
2023-05-11 14:00 | 35.927 | 41.6042
2023-05-11 15:00 | 35.8685 | 42.0488
2023-05-11 16:00 | 36.6649 | 44.7738
2023-05-11 17:00 | 38.4253 | 48.9124
2023-05-11 18:00 | 40.6207 | 52.5548
2023-05-11 19:00 | 39.6152 | 54.1564
2023-05-11 20:00 | 38.67 | 54.612
2023-05-11 21:00 | 37.5814 | 52.7698
2023-05-11 22:00 | 34.6833 | 48.8141
2023-05-11 23:00 | 31.431 | 44.0539
2023-05-12 | 29.3885 | 42.3872
2023-05-12 01:00 | 28.7071 | 39.4962
2023-05-12 02:00 | 28.6951 | 38.2098
2023-05-12 03:00 | 29.1235 | 38.1369
2023-05-12 04:00 | 29.652 | 38.0106
2023-05-12 05:00 | 31.4691 | 39.7052
2023-05-12 06:00 | 36.0156 | 43.695
2023-05-12 07:00 | 41.3714 | 48.0427
2023-05-12 08:00 | 42.8125 | 47.9056
2023-05-12 09:00 | 41.4385 | 45.813
2023-05-12 10:00 | 40.2936 | 43.1579
2023-05-12 11:00 | 38.5304 | 42.5782
2023-05-12 12:00 | 38.8124 | 46.1357
2023-05-12 13:00 | 38.6245 | 44.7735
2023-05-12 14:00 | 37.8711 | 42.4247
2023-05-12 15:00 | 37.3761 | 42.7349
2023-05-12 16:00 | 37.6344 | 44.6506
2023-05-12 17:00 | 38.9085 | 47.7245
2023-05-12 18:00 | 36.8236 | 50.0167
2023-05-12 19:00 | 36.5722 | 52.3982
2023-05-12 20:00 | 36.1236 | 52.3295
2023-05-12 21:00 | 35.2755 | 50.8619
2023-05-12 22:00 | 32.492 | 47.1165
2023-05-12 23:00 | 29.1653 | 42.3944
2023-05-13 | 27.8437 | 39.9418
2023-05-13 01:00 | 27.4474 | 37.9851
2023-05-13 02:00 | 27.3422 | 36.4502
2023-05-13 03:00 | 27.6005 | 36.5333
2023-05-13 04:00 | 27.842 | 36.3679
2023-05-13 05:00 | 28.7383 | 37.4994
2023-05-13 06:00 | 31.1386 | 39.9395
2023-05-13 07:00 | 35.0166 | 41.4993
2023-05-13 08:00 | 37.895 | 42.1471
2023-05-13 09:00 | 39.084 | 43.5385
2023-05-13 10:00 | 39.3081 | 42.441
2023-05-13 11:00 | 38.2714 | 41.8919
2023-05-13 12:00 | 36.8521 | 44.1788
2023-05-13 13:00 | 35.9187 | 43.9912
2023-05-13 14:00 | 34.8276 | 41.523
2023-05-13 15:00 | 34.5784 | 43.1268
2023-05-13 16:00 | 35.5638 | 45.7558
2023-05-13 17:00 | 37.3907 | 48.7538
2023-05-13 18:00 | 37.6618 | 51.2086
2023-05-13 19:00 | 36.0962 | 51.0132
2023-05-13 20:00 | 34.2992 | 50.1214
2023-05-13 21:00 | 33.5292 | 48.2107
2023-05-13 22:00 | 31.3682 | 45.6908
2023-05-13 23:00 | 28.9286 | 42.4202
2023-05-14 | 26.8862 | 40.3997
2023-05-14 01:00 | 26.5271 | 37.6464
2023-05-14 02:00 | 26.4257 | 36.1634
2023-05-14 03:00 | 26.6499 | 35.6754
2023-05-14 04:00 | 26.8713 | 35.5195
2023-05-14 05:00 | 27.5958 | 35.9381
2023-05-14 06:00 | 29.6183 | 38.056
2023-05-14 07:00 | 32.0998 | 38.9592
2023-05-14 08:00 | 32.9031 | 39.824
2023-05-14 09:00 | 32.4077 | 41.0162
2023-05-14 10:00 | 31.913 | 41.0541
2023-05-14 11:00 | 32.2268 | 40.7287
2023-05-14 12:00 | 33.1834 | 37.0166
2023-05-14 13:00 | 32.7988 | 37.0024
2023-05-14 14:00 | 32.1773 | 36.4623
2023-05-14 15:00 | 32.5971 | 39.7976
2023-05-14 16:00 | 34.6297 | 43.4581
2023-05-14 17:00 | 37.5756 | 47.4518
2023-05-14 18:00 | 38.9561 | 49.9696
2023-05-14 19:00 | 37.7731 | 50.0662
2023-05-14 20:00 | 36.5208 | 50.1244
2023-05-14 21:00 | 35.4899 | 48.3673
2023-05-14 22:00 | 33.068 | 45.8043
2023-05-14 23:00 | 30.1547 | 42.4641
2023-05-15 | 28.5059 | 40.3142
2023-05-15 01:00 | 28.0009 | 38.7889
2023-05-15 02:00 | 28.2027 | 37.9756
2023-05-15 03:00 | 28.6983 | 38.2553
2023-05-15 04:00 | 29.2879 | 38.0871
2023-05-15 05:00 | 31.0183 | 40.2647
2023-05-15 06:00 | 35.3183 | 45.3466
2023-05-15 07:00 | 40.2554 | 50.4954
2023-05-15 08:00 | 40.9347 | 53.0049
2023-05-15 09:00 | 39.121 | 53.6428
2023-05-15 10:00 | 38.0344 | 52.9569
2023-05-15 11:00 | 37.7309 | 51.1508
2023-05-15 12:00 | 36.4826 | 47.7452
2023-05-15 13:00 | 36.2624 | 46.1586
2023-05-15 14:00 | 35.7193 | 42.686
2023-05-15 15:00 | 36.0254 | 42.823
2023-05-15 16:00 | 37.1413 | 45.835
2023-05-15 17:00 | 39.1337 | 51.2028
2023-05-15 18:00 | 40.125 | 50.9137
2023-05-15 19:00 | 39.5158 | 53.0216
2023-05-15 20:00 | 38.7025 | 53.7517
2023-05-15 21:00 | 37.7024 | 52.0304
2023-05-15 22:00 | 34.7204 | 48.5383
2023-05-15 23:00 | 31.2833 | 44.0512
2023-05-16 | 29.7981 | 43.2318
2023-05-16 01:00 | 28.3176 | 40.084
2023-05-16 02:00 | 28.3667 | 39.1331
2023-05-16 03:00 | 28.8096 | 39.3486
2023-05-16 04:00 | 29.3739 | 39.5536
2023-05-16 05:00 | 31.1543 | 41.6126
2023-05-16 06:00 | 35.4377 | 47.5213
2023-05-16 07:00 | 40.9005 | 52.6636
2023-05-16 08:00 | 42.4818 | 54.6478
2023-05-16 09:00 | 41.7654 | 54.9266
2023-05-16 10:00 | 41.216 | 54.5369
2023-05-16 11:00 | 40.5134 | 53.4732
2023-05-16 12:00 | 38.3566 | 52.5288
2023-05-16 13:00 | 38.2275 | 52.0968
2023-05-16 14:00 | 37.7327 | 49.1208
2023-05-16 15:00 | 37.8115 | 50.2021
2023-05-16 16:00 | 38.6337 | 52.8828
2023-05-16 17:00 | 40.3822 | 54.7829
2023-05-16 18:00 | 40.0576 | 56.6652
2023-05-16 19:00 | 39.1616 | 56.9478
2023-05-16 20:00 | 38.2838 | 56.7305
2023-05-16 21:00 | 37.3163 | 54.7415
2023-05-16 22:00 | 34.4138 | 51.4215
2023-05-16 23:00 | 31.0356 | 47.3347
2023-05-17 | 29.4226 | 44.2907
2023-05-17 01:00 | 28.5088 | 42.5884
2023-05-17 02:00 | 28.573 | 41.6579
2023-05-17 03:00 | 29.0103 | 41.1953
2023-05-17 04:00 | 29.4899 | 41.3851
2023-05-17 05:00 | 31.2193 | 43.3622
2023-05-17 06:00 | 35.364 | 46.351
2023-05-17 07:00 | 40.4867 | 51.0404
2023-05-17 08:00 | 41.9488 | 52.0372
2023-05-17 09:00 | 40.9879 | 51.3252
2023-05-17 10:00 | 40.3038 | 50.4315
2023-05-17 11:00 | 39.5377 | 49.7811
2023-05-17 12:00 | 39.0245 | 50.2306
2023-05-17 13:00 | 38.967 | 49.9339
2023-05-17 14:00 | 38.3384 | 48.367
2023-05-17 15:00 | 38.2357 | 49.1258
2023-05-17 16:00 | 38.8192 | 51.1678
2023-05-17 17:00 | 40.3815 | 53.3867
2023-05-17 18:00 | 40.597 | 55.1366
2023-05-17 19:00 | 39.8028 | 55.9672
2023-05-17 20:00 | 38.5649 | 56.3693
2023-05-17 21:00 | 37.9275 | 54.7213
2023-05-17 22:00 | 34.8793 | 50.808
2023-05-17 23:00 | 31.2581 | 46.5307
2023-05-18 | 28.8544 | 43.9095
2023-05-18 01:00 | 27.8443 | 40.1966
2023-05-18 02:00 | 27.7994 | 39.0652
2023-05-18 03:00 | 28.1909 | 39.1416
2023-05-18 04:00 | 28.6833 | 38.9859
2023-05-18 05:00 | 30.3816 | 41.1024
2023-05-18 06:00 | 35.2293 | 46.0669
2023-05-18 07:00 | 39.967 | 50.9396
2023-05-18 08:00 | 40.8183 | 52.3828
2023-05-18 09:00 | 39.2901 | 51.5423
2023-05-18 10:00 | 38.491 | 50.8937
2023-05-18 11:00 | 37.6135 | 50.3895
2023-05-18 12:00 | 38.3962 | 48.0267
2023-05-18 13:00 | 38.532 | 46.634
2023-05-18 14:00 | 38.041 | 44.4931
2023-05-18 15:00 | 38.1665 | 45.2804
2023-05-18 16:00 | 39.0298 | 47.6253
2023-05-18 17:00 | 40.567 | 50.151
2023-05-18 18:00 | 40.9725 | 53.0521
2023-05-18 19:00 | 40.1849 | 53.0919
2023-05-18 20:00 | 39.0037 | 53.0853
2023-05-18 21:00 | 38.1724 | 51.191
2023-05-18 22:00 | 35.1699 | 47.5865
2023-05-18 23:00 | 31.545 | 43.4568
2023-05-19 | 29.4337 | 41.6113
2023-05-19 01:00 | 28.3539 | 38.677
2023-05-19 02:00 | 28.1738 | 37.5365
2023-05-19 03:00 | 28.4971 | 37.8498
2023-05-19 04:00 | 28.9427 | 37.8894
2023-05-19 05:00 | 30.5274 | 39.6834
2023-05-19 06:00 | 35.4083 | 45.665
2023-05-19 07:00 | 41.1048 | 50.6225
2023-05-19 08:00 | 43.1413 | 51.2307
2023-05-19 09:00 | 43.2273 | 50.3339
2023-05-19 10:00 | 43.1003 | 48.7494
2023-05-19 11:00 | 42.0665 | 48.3662
2023-05-19 12:00 | 41.3212 | 43.6386
2023-05-19 13:00 | 41.7347 | 43.1715
2023-05-19 14:00 | 41.5165 | 40.1827
2023-05-19 15:00 | 41.5561 | 41.2647
2023-05-19 16:00 | 42.1818 | 43.9895
2023-05-19 17:00 | 43.5554 | 47.3098
2023-05-19 18:00 | 44.1078 | 49.2693
2023-05-19 19:00 | 42.5152 | 50.7991
2023-05-19 20:00 | 40.2654 | 51.3599
2023-05-19 21:00 | 38.5222 | 50.1708
2023-05-19 22:00 | 35.1433 | 46.8912
2023-05-19 23:00 | 31.2623 | 42.7724
2023-05-20 | 29.8249 | 40.5898
2023-05-20 01:00 | 28.5563 | 37.9847
2023-05-20 02:00 | 28.0579 | 37.225
2023-05-20 03:00 | 28.0406 | 37.2341
2023-05-20 04:00 | 28.2485 | 36.9336
2023-05-20 05:00 | 28.8838 | 37.9259
2023-05-20 06:00 | 30.4689 | 40.9812
2023-05-20 07:00 | 34.8223 | 42.5487
2023-05-20 08:00 | 38.3374 | 43.2512
2023-05-20 09:00 | 41.1135 | 42.8061
2023-05-20 10:00 | 43.0854 | 42.2992
2023-05-20 11:00 | 43.5576 | 42.026
2023-05-20 12:00 | 42.9139 | 36.6011
2023-05-20 13:00 | 43.7846 | 35.1099
2023-05-20 14:00 | 44.4534 | 32.7553
2023-05-20 15:00 | 45.3294 | 35.1878
2023-05-20 16:00 | 47.6363 | 38.5096
2023-05-20 17:00 | 50.1062 | 42.819
2023-05-20 18:00 | 49.9857 | 47.6417
2023-05-20 19:00 | 47.4011 | 47.1945
2023-05-20 20:00 | 43.9563 | 47.1667
2023-05-20 21:00 | 41.9382 | 46.6401
2023-05-20 22:00 | 38.708 | 44.6731
2023-05-20 23:00 | 35.0968 | 42.0207
2023-05-21 | 32.2416 | 40.0317
2023-05-21 01:00 | 29.1588 | 37.9305
2023-05-21 02:00 | 28.2882 | 37.0095
2023-05-21 03:00 | 27.9539 | 37.0066
2023-05-21 04:00 | 27.706 | 36.7286
2023-05-21 05:00 | 27.8735 | 37.8412
2023-05-21 06:00 | 29.9984 | 39.886
2023-05-21 07:00 | 33.3432 | 41.0167
2023-05-21 08:00 | 35.3495 | 41.6994
2023-05-21 09:00 | 35.5659 | 40.6237
2023-05-21 10:00 | 35.637 | 39.4743
2023-05-21 11:00 | 35.7017 | 38.0753
2023-05-21 12:00 | 35.9999 | 28.6935
2023-05-21 13:00 | 36.0874 | 27.1807
2023-05-21 14:00 | 35.4019 | 25.0148
2023-05-21 15:00 | 35.8567 | 27.3533
2023-05-21 16:00 | 37.6339 | 31.9485
2023-05-21 17:00 | 40.0063 | 38.7074
2023-05-21 18:00 | 40.7517 | 40.7686
2023-05-21 19:00 | 38.7571 | 43.9139
2023-05-21 20:00 | 36.309 | 45.3709
2023-05-21 21:00 | 34.8845 | 45.4048
2023-05-21 22:00 | 32.2133 | 43.3209
2023-05-21 23:00 | 29.1212 | 40.5502
2023-05-22 | 27.7983 | 40.482
2023-05-22 01:00 | 25.5316 | 37.9332
2023-05-22 02:00 | 25.268 | 36.5738
2023-05-22 03:00 | 25.4688 | 36.1955
2023-05-22 04:00 | 25.5222 | 35.8896
2023-05-22 05:00 | 25.8344 | 36.3899
2023-05-22 06:00 | 28.2895 | 37.2876
2023-05-22 07:00 | 30.7143 | 37.0979
2023-05-22 08:00 | 32.1727 | 35.1412
2023-05-22 09:00 | 32.7457 | 33.1667
2023-05-22 10:00 | 33.5699 | 30.7404
2023-05-22 11:00 | 34.2573 | 32.3637
2023-05-22 12:00 | 35.5519 | 35.7606
2023-05-22 13:00 | 34.8435 | 35.0961
2023-05-22 14:00 | 34.8549 | 34.6619
2023-05-22 15:00 | 35.2945 | 37.714
2023-05-22 16:00 | 36.6445 | 41.3687
2023-05-22 17:00 | 38.8171 | 45.3419
2023-05-22 18:00 | 39.1889 | 47.1421
2023-05-22 19:00 | 37.8313 | 49.4339
2023-05-22 20:00 | 35.8615 | 49.7269
2023-05-22 21:00 | 35.2525 | 50.5309
2023-05-22 22:00 | 32.8355 | 48.2801
2023-05-22 23:00 | 30.1314 | 44.2443
2023-05-23 | 28.3234 | 40.0653
2023-05-23 01:00 | 27.9403 | 39.166
2023-05-23 02:00 | 27.8262 | 37.8111
2023-05-23 03:00 | 28.1336 | 37.9672
2023-05-23 04:00 | 28.5006 | 37.8394
2023-05-23 05:00 | 30.0921 | 39.599
2023-05-23 06:00 | 35.2561 | 44.1206
2023-05-23 07:00 | 39.8991 | 48.2918
2023-05-23 08:00 | 41.1779 | 46.7729
2023-05-23 09:00 | 40.3454 | 42.7878
2023-05-23 10:00 | 40.3611 | 38.8827
2023-05-23 11:00 | 40.3393 | 39.2532
2023-05-23 12:00 | 42.1723 | 44.3875
2023-05-23 13:00 | 42.278 | 42.9502
2023-05-23 14:00 | 41.9978 | 39.9195
2023-05-23 15:00 | 42.2415 | 40.5225
2023-05-23 16:00 | 42.9505 | 43.5841
2023-05-23 17:00 | 44.3215 | 47.752
2023-05-23 18:00 | 44.564 | 51.4236
2023-05-23 19:00 | 42.7994 | 53.553
2023-05-23 20:00 | 40.7354 | 53.3082
2023-05-23 21:00 | 39.1933 | 52.3596
2023-05-23 22:00 | 35.8971 | 48.6626
2023-05-23 23:00 | 32.0307 | 43.8839
2023-05-24 | 29.9273 | 42.3618
2023-05-24 01:00 | 27.9619 | 39.9295
2023-05-24 02:00 | 27.92 | 38.4717
2023-05-24 03:00 | 28.2667 | 38.3927
2023-05-24 04:00 | 28.7747 | 38.2984
2023-05-24 05:00 | 30.3124 | 39.884
2023-05-24 06:00 | 34.9501 | 45.5797
2023-05-24 07:00 | 41.338 | 51.0583
2023-05-24 08:00 | 44.1495 | 53.11
2023-05-24 09:00 | 44.8422 | 53.9908
2023-05-24 10:00 | 45.2128 | 52.9948
2023-05-24 11:00 | 44.6888 | 51.8744
2023-05-24 12:00 | 43.5298 | 46.0627
2023-05-24 13:00 | 43.7245 | 45.2998
2023-05-24 14:00 | 42.9766 | 42.9754
2023-05-24 15:00 | 42.9881 | 43.5911
2023-05-24 16:00 | 43.7373 | 46.1573
2023-05-24 17:00 | 45.0746 | 50.2178
2023-05-24 18:00 | 44.2277 | 53.9326
2023-05-24 19:00 | 41.982 | 54.5944
2023-05-24 20:00 | 39.8862 | 54.8826
2023-05-24 21:00 | 38.4249 | 53.4307
2023-05-24 22:00 | 35.2944 | 49.7335
2023-05-24 23:00 | 31.6837 | 45.3604
2023-05-25 | 29.8563 | 42.9084
2023-05-25 01:00 | 28.4536 | 38.4888
2023-05-25 02:00 | 28.4875 | 37.6399
2023-05-25 03:00 | 28.9565 | 37.8538
2023-05-25 04:00 | 29.5063 | 37.4796
2023-05-25 05:00 | 31.2268 | 40.0221
2023-05-25 06:00 | 35.992 | 43.4119
2023-05-25 07:00 | 40.985 | 48.1083
2023-05-25 08:00 | 41.1823 | 48.4373
2023-05-25 09:00 | 38.0025 | 46.4543
2023-05-25 10:00 | 35.7105 | 44.7785
2023-05-25 11:00 | 34.6436 | 44.9261
2023-05-25 12:00 | 34.6501 | 48.0435
2023-05-25 13:00 | 34.2397 | 46.485
2023-05-25 14:00 | 33.7282 | 44.1953
2023-05-25 15:00 | 33.7816 | 44.2476
2023-05-25 16:00 | 34.7697 | 46.4175
2023-05-25 17:00 | 37.0164 | 49.4095
2023-05-25 18:00 | 37.042 | 52.2007
2023-05-25 19:00 | 37.6306 | 53.0682
2023-05-25 20:00 | 37.59 | 52.7983
2023-05-25 21:00 | 37.1675 | 51.3528
2023-05-25 22:00 | 34.4297 | 48.0573
2023-05-25 23:00 | 30.7984 | 43.8302
2023-05-26 | 29.0417 | 40.5806
2023-05-26 01:00 | 28.1853 | 39.4205
2023-05-26 02:00 | 28.1735 | 38.4533
2023-05-26 03:00 | 28.6085 | 38.6465
2023-05-26 04:00 | 29.1596 | 38.527
2023-05-26 05:00 | 30.7884 | 40.4036
2023-05-26 06:00 | 34.9776 | 44.6056
2023-05-26 07:00 | 41.2473 | 50.0592
2023-05-26 08:00 | 43.5509 | 52.264
2023-05-26 09:00 | 43.2239 | 53.594
2023-05-26 10:00 | 42.7966 | 53.076
2023-05-26 11:00 | 41.6964 | 52.2799
2023-05-26 12:00 | 39.6358 | 45.8015
2023-05-26 13:00 | 39.5272 | 45.3744
2023-05-26 14:00 | 38.9237 | 42.802
2023-05-26 15:00 | 38.7412 | 42.998
2023-05-26 16:00 | 38.9268 | 45.0503
2023-05-26 17:00 | 39.9319 | 47.472
2023-05-26 18:00 | 39.707 | 50.2891
2023-05-26 19:00 | 38.0334 | 50.8845
2023-05-26 20:00 | 36.1112 | 50.57
2023-05-26 21:00 | 35.0689 | 49.2086
2023-05-26 22:00 | 32.2868 | 46.0736
2023-05-26 23:00 | 29.0574 | 42.2321
2023-05-27 | 27.4283 | 39.2778
2023-05-27 01:00 | 26.2749 | 39.7067
2023-05-27 02:00 | 26.0359 | 38.6753
2023-05-27 03:00 | 26.2655 | 38.5147
2023-05-27 04:00 | 26.5885 | 37.8687
2023-05-27 05:00 | 27.2305 | 38.7041
2023-05-27 06:00 | 29.8579 | 39.8914
2023-05-27 07:00 | 33.8271 | 40.8336
2023-05-27 08:00 | 35.1992 | 41.1234
2023-05-27 09:00 | 35.1859 | 40.8205
2023-05-27 10:00 | 35.3086 | 39.6592
2023-05-27 11:00 | 35.2077 | 40.6254
2023-05-27 12:00 | 35.4698 | 42.2539
2023-05-27 13:00 | 35.4188 | 40.9468
2023-05-27 14:00 | 34.5812 | 39.3842
2023-05-27 15:00 | 34.7533 | 40.6733
2023-05-27 16:00 | 36.3281 | 42.8108
2023-05-27 17:00 | 38.544 | 45.3557
2023-05-27 18:00 | 39.0881 | 45.8361
2023-05-27 19:00 | 36.9326 | 47.2145
2023-05-27 20:00 | 34.6728 | 46.8863
2023-05-27 21:00 | 33.5317 | 47.1341
2023-05-27 22:00 | 31.3496 | 44.9286
2023-05-27 23:00 | 28.786 | 42.0511
2023-05-28 | 27.1849 | 38.6758
2023-05-28 01:00 | 26.7731 | 38.6679
2023-05-28 02:00 | 26.4904 | 37.0566
2023-05-28 03:00 | 26.6352 | 37.5243
2023-05-28 04:00 | 26.955 | 37.3412
2023-05-28 05:00 | 27.4686 | 37.6469
2023-05-28 06:00 | 29.9249 | 39.5037
2023-05-28 07:00 | 33.9276 | 39.1925
2023-05-28 08:00 | 36.3363 | 35.9243
2023-05-28 09:00 | 37.8319 | 34.0065
2023-05-28 10:00 | 38.9307 | 31.2951
2023-05-28 11:00 | 39.7296 | 33.0979
2023-05-28 12:00 | 40.2069 | 37.8361
2023-05-28 13:00 | 41.2037 | 37.8958
2023-05-28 14:00 | 42.0298 | 35.3466
2023-05-28 15:00 | 42.9632 | 38.4892
2023-05-28 16:00 | 45.6319 | 42.1746
2023-05-28 17:00 | 48.5177 | 46.7733
2023-05-28 18:00 | 49.5323 | 51.0589
2023-05-28 19:00 | 46.9598 | 52.0865
2023-05-28 20:00 | 43.381 | 50.7452
2023-05-28 21:00 | 41.5091 | 49.3689
2023-05-28 22:00 | 38.1622 | 46.6718
2023-05-28 23:00 | 34.3414 | 42.8867
2023-05-29 | 31.757 | 41.3815
2023-05-29 01:00 | 30.1361 | 39.0398
2023-05-29 02:00 | 29.7372 | 37.7798
2023-05-29 03:00 | 29.7863 | 37.7843
2023-05-29 04:00 | 29.9977 | 37.3741
2023-05-29 05:00 | 31.3237 | 38.8476
2023-05-29 06:00 | 36.199 | 44.2205
2023-05-29 07:00 | 42.6883 | 48.687
2023-05-29 08:00 | 45.4441 | 47.9287
2023-05-29 09:00 | 45.7852 | 45.4428
2023-05-29 10:00 | 46.3391 | 42.7376
2023-05-29 11:00 | 46.8391 | 42.0376
2023-05-29 12:00 | 47.5058 | 44.0375
2023-05-29 13:00 | 48.1035 | 43.1114
2023-05-29 14:00 | 47.9437 | 40.7277
2023-05-29 15:00 | 48.245 | 41.8135
2023-05-29 16:00 | 49.1595 | 45.0315
2023-05-29 17:00 | 50.4873 | 49.937
2023-05-29 18:00 | 51.9222 | 54.9613
2023-05-29 19:00 | 50.049 | 55.6966
2023-05-29 20:00 | 46.8179 | 55.3633
2023-05-29 21:00 | 44.701 | 53.7087
2023-05-29 22:00 | 40.6381 | 49.8885
2023-05-29 23:00 | 35.8958 | 45.4396
2023-05-30 | 32.5688 | 43.4706
2023-05-30 01:00 | 29.9008 | 40.1336
2023-05-30 02:00 | 29.398 | 38.5513
2023-05-30 03:00 | 29.4678 | 38.1997
2023-05-30 04:00 | 29.7492 | 37.5597
2023-05-30 05:00 | 31.1596 | 39.2536
2023-05-30 06:00 | 35.8255 | 44.2215
2023-05-30 07:00 | 41.1062 | 49.6574
2023-05-30 08:00 | 41.9238 | 50.8079
2023-05-30 09:00 | 39.8261 | 50.8
2023-05-30 10:00 | 38.7453 | 49.5961
2023-05-30 11:00 | 38.6136 | 49.1762
2023-05-30 12:00 | 37.3519 | 45.8673
2023-05-30 13:00 | 36.6924 | 45.0872
2023-05-30 14:00 | 36.0342 | 42.4427
2023-05-30 15:00 | 36.0272 | 44.1144
2023-05-30 16:00 | 37.0686 | 47.6537
2023-05-30 17:00 | 39.4209 | 51.4535
2023-05-30 18:00 | 38.5593 | 53.8232
2023-05-30 19:00 | 38.5295 | 55.5729
2023-05-30 20:00 | 37.9083 | 55.4465
2023-05-30 21:00 | 37.1873 | 54.107
2023-05-30 22:00 | 34.3083 | 50.5074
2023-05-30 23:00 | 30.5286 | 46.1495
2023-05-31 | 28.7233 | 44.1868
2023-05-31 01:00 | 28.0915 | 39.5099
2023-05-31 02:00 | 28.0743 | 38.1703
2023-05-31 03:00 | 28.5141 | 38.0375
2023-05-31 04:00 | 29.0606 | 37.8108
2023-05-31 05:00 | 30.6066 | 39.1611
2023-05-31 06:00 | 34.8206 | 43.2859
2023-05-31 07:00 | 40.5613 | 48.267
2023-05-31 08:00 | 41.9686 | 49.0777
2023-05-31 09:00 | 40.464 | 48.5289
2023-05-31 10:00 | 39.5655 | 47.7804
2023-05-31 11:00 | 39.4562 | 47.5053
2023-05-31 12:00 | 39.6138 | 47.2044
2023-05-31 13:00 | 40.0241 | 46.8298
2023-05-31 14:00 | 39.4544 | 44.7758
2023-05-31 15:00 | 39.7114 | 45.7395
2023-05-31 16:00 | 40.4439 | 48.66
2023-05-31 17:00 | 42.2581 | 52.0571
2023-05-31 18:00 | 42.5175 | 53.8584
2023-05-31 19:00 | 41.071 | 55.7457
2023-05-31 20:00 | 38.9536 | 55.2053
2023-05-31 21:00 | 38.0649 | 53.9439
2023-05-31 22:00 | 34.9233 | 50.4194
2023-05-31 23:00 | 31.0862 | 45.7397
2023-06-01 | 28.8006 | 42.8741
2023-06-01 01:00 | 29.0252 | 42.1509
2023-06-01 02:00 | 28.8092 | 41.1269
2023-06-01 03:00 | 28.9883 | 40.809
2023-06-01 04:00 | 29.3558 | 40.4164
2023-06-01 05:00 | 30.7983 | 41.8043
2023-06-01 06:00 | 35.3562 | 45.3771
2023-06-01 07:00 | 40.5639 | 49.4188
2023-06-01 08:00 | 41.92 | 49.1552
2023-06-01 09:00 | 40.8313 | 47.7534
2023-06-01 10:00 | 40.2454 | 46.2179
2023-06-01 11:00 | 39.7293 | 46.4208
2023-06-01 12:00 | 40.8824 | 50.6627
2023-06-01 13:00 | 41.0085 | 50.3548
2023-06-01 14:00 | 40.6145 | 48.2776
2023-06-01 15:00 | 41.0434 | 49.5574
2023-06-01 16:00 | 42.0368 | 52.7207
2023-06-01 17:00 | 43.4698 | 55.4939
2023-06-01 18:00 | 43.5821 | 56.238
2023-06-01 19:00 | 42.2442 | 58.3483
2023-06-01 20:00 | 40.6927 | 57.2952
2023-06-01 21:00 | 39.5949 | 56.0025
2023-06-01 22:00 | 36.8507 | 53.0471
2023-06-01 23:00 | 33.1482 | 48.632
2023-06-02 | 31.1065 | 45.6462
2023-06-02 01:00 | 28.6322 | 41.6874
2023-06-02 02:00 | 28.2448 | 40.4989
2023-06-02 03:00 | 28.3725 | 40.0213
2023-06-02 04:00 | 28.6979 | 39.788
2023-06-02 05:00 | 29.9935 | 40.5798
2023-06-02 06:00 | 34.5079 | 45.3598
2023-06-02 07:00 | 39.6866 | 49.4795
2023-06-02 08:00 | 40.7609 | 49.199
2023-06-02 09:00 | 39.7709 | 47.6994
2023-06-02 10:00 | 39.1183 | 46.0071
2023-06-02 11:00 | 38.4849 | 45.4833
2023-06-02 12:00 | 39.6837 | 50.1608
2023-06-02 13:00 | 39.5737 | 50.0137
2023-06-02 14:00 | 39.1426 | 48.2594
2023-06-02 15:00 | 39.0549 | 49.6083
2023-06-02 16:00 | 39.5614 | 52.2536
2023-06-02 17:00 | 40.7436 | 54.4511
2023-06-02 18:00 | 40.7195 | 55.8674
2023-06-02 19:00 | 39.1762 | 56.6643
2023-06-02 20:00 | 37.5758 | 55.8919
2023-06-02 21:00 | 36.2875 | 54.2243
2023-06-02 22:00 | 33.7511 | 51.3385
2023-06-02 23:00 | 30.456 | 47.4105
2023-06-03 | 29.2297 | 45.1644
2023-06-03 01:00 | 26.9122 | 40.8361
2023-06-03 02:00 | 26.3809 | 39.1668
2023-06-03 03:00 | 26.3053 | 38.7316
2023-06-03 04:00 | 26.4414 | 38.2012
2023-06-03 05:00 | 26.8335 | 38.208
2023-06-03 06:00 | 29.5489 | 41.3893
2023-06-03 07:00 | 33.4239 | 43.33
2023-06-03 08:00 | 35.1125 | 45.7109
2023-06-03 09:00 | 35.6474 | 48.6965
2023-06-03 10:00 | 35.6848 | 49.4474
2023-06-03 11:00 | 35.3405 | 48.3764
2023-06-03 12:00 | 36.3092 | 46.1093
2023-06-03 13:00 | 36.2395 | 45.7193
2023-06-03 14:00 | 35.7258 | 43.6484
2023-06-03 15:00 | 36.1587 | 45.8003
2023-06-03 16:00 | 37.6289 | 48.7175
2023-06-03 17:00 | 39.5059 | 52.1953
2023-06-03 18:00 | 39.6781 | 54.7008
2023-06-03 19:00 | 37.5407 | 53.9671
2023-06-03 20:00 | 35.4808 | 51.7002
2023-06-03 21:00 | 34.424 | 50.4974
2023-06-03 22:00 | 32.5049 | 48.7092
2023-06-03 23:00 | 29.9174 | 45.4469
2023-06-04 | 28.2721 | 43.45
2023-06-04 01:00 | 26.9687 | 39.1411
2023-06-04 02:00 | 26.4948 | 37.6918
2023-06-04 03:00 | 26.4044 | 37.2651
2023-06-04 04:00 | 26.4777 | 36.816
2023-06-04 05:00 | 26.6963 | 37.0862
2023-06-04 06:00 | 26.1195 | 38.6677
2023-06-04 07:00 | 29.6209 | 40.263
2023-06-04 08:00 | 32.3314 | 41.8798
2023-06-04 09:00 | 33.7927 | 44.4226
2023-06-04 10:00 | 34.5276 | 45.9308
2023-06-04 11:00 | 35.2689 | 47.0899
2023-06-04 12:00 | 37.1101 | 42.3613
2023-06-04 13:00 | 37.5758 | 43.9769
2023-06-04 14:00 | 38.1436 | 45.2982
2023-06-04 15:00 | 39.3173 | 50.3266
2023-06-04 16:00 | 41.6316 | 55.6497
2023-06-04 17:00 | 44.1901 | 61.8364
2023-06-04 18:00 | 45.4433 | 65.211
2023-06-04 19:00 | 43.143 | 66.4291
2023-06-04 20:00 | 39.6566 | 62.7606
2023-06-04 21:00 | 38.1409 | 59.9953
2023-06-04 22:00 | 35.5737 | 56.9141
2023-06-04 23:00 | 32.085 | 51.8731
2023-06-05 | 29.5969 | 47.78
2023-06-05 01:00 | 28.3401 | 44.7719
2023-06-05 02:00 | 28.0595 | 43.5068
2023-06-05 03:00 | 28.1811 | 42.7928
2023-06-05 04:00 | 28.4309 | 42.2157
2023-06-05 05:00 | 29.6782 | 43.4301
2023-06-05 06:00 | 34.3204 | 46.4868
2023-06-05 07:00 | 39.9203 | 51.4274
2023-06-05 08:00 | 41.414 | 52.982
2023-06-05 09:00 | 40.9743 | 54.1612
2023-06-05 10:00 | 40.8291 | 54.5444
2023-06-05 11:00 | 40.6947 | 55.6615
2023-06-05 12:00 | 41.8573 | 52.609
2023-06-05 13:00 | 41.9798 | 54.0468
2023-06-05 14:00 | 41.7466 | 54.18
2023-06-05 15:00 | 42.4534 | 57.5367
2023-06-05 16:00 | 43.5139 | 63.4009
2023-06-05 17:00 | 44.6948 | 69.7277
2023-06-05 18:00 | 44.859 | 72.4137
2023-06-05 19:00 | 43.4804 | 73.7599
2023-06-05 20:00 | 41.523 | 70.6849
2023-06-05 21:00 | 40.0921 | 67.1366
2023-06-05 22:00 | 37.1219 | 62.3938
2023-06-05 23:00 | 33.1139 | 56.6749
2023-06-06 | 30.6972 | 52.2673
2023-06-06 01:00 | 28.811 | 46.9807
2023-06-06 02:00 | 28.599 | 45.0127
2023-06-06 03:00 | 28.8203 | 44.1259
2023-06-06 04:00 | 29.1775 | 43.5851
2023-06-06 05:00 | 30.574 | 44.7329
2023-06-06 06:00 | 34.4699 | 49.0642
2023-06-06 07:00 | 40.7054 | 54.1649
2023-06-06 08:00 | 42.5324 | 56.8321
2023-06-06 09:00 | 41.654 | 58.1693
2023-06-06 10:00 | 41.1216 | 59.002
2023-06-06 11:00 | 40.5461 | 58.5551
2023-06-06 12:00 | 40.6469 | 57.0067
2023-06-06 13:00 | 40.6881 | 56.8258
2023-06-06 14:00 | 40.1823 | 54.4411
2023-06-06 15:00 | 40.5198 | 56.0867
2023-06-06 16:00 | 41.454 | 58.9485
2023-06-06 17:00 | 42.9864 | 61.3735
2023-06-06 18:00 | 43.2146 | 68.0271
2023-06-06 19:00 | 41.5087 | 68.1927
2023-06-06 20:00 | 39.6432 | 66.1669
2023-06-06 21:00 | 38.35 | 63.9825
2023-06-06 22:00 | 35.5809 | 60.0042
2023-06-06 23:00 | 31.9605 | 55.4146
2023-06-07 | 29.9346 | 49.4089
2023-06-07 01:00 | 28.8102 | 46.2848
2023-06-07 02:00 | 28.6023 | 44.7883
2023-06-07 03:00 | 28.7861 | 44.074
2023-06-07 04:00 | 29.1478 | 43.7452
2023-06-07 05:00 | 30.5288 | 44.8206
2023-06-07 06:00 | 35.1539 | 46.558
2023-06-07 07:00 | 41.085 | 51.1756
2023-06-07 08:00 | 42.6551 | 52.9717
2023-06-07 09:00 | 42.0134 | 52.9335
2023-06-07 10:00 | 41.1706 | 53.7458
2023-06-07 11:00 | 40.5045 | 55.0889
2023-06-07 12:00 | 40.3958 | 51.8953
2023-06-07 13:00 | 40.7825 | 53.6888
2023-06-07 14:00 | 40.4123 | 53.889
2023-06-07 15:00 | 40.9649 | 56.6694
2023-06-07 16:00 | 41.9454 | 61.8905
2023-06-07 17:00 | 43.6443 | 67.3836
2023-06-07 18:00 | 43.7348 | 69.2747
2023-06-07 19:00 | 42.1807 | 69.8602
2023-06-07 20:00 | 40.4447 | 67.552
2023-06-07 21:00 | 39.2826 | 64.88
2023-06-07 22:00 | 36.4989 | 60.6471
2023-06-07 23:00 | 32.7216 | 55.2483
2023-06-08 | 30.873 | 50.2466
2023-06-08 01:00 | 28.5587 | 48.0214
2023-06-08 02:00 | 28.2573 | 46.4463
2023-06-08 03:00 | 28.415 | 45.5012
2023-06-08 04:00 | 28.7553 | 44.9821
2023-06-08 05:00 | 30.1086 | 46.0778
2023-06-08 06:00 | 34.808 | 51.8894
2023-06-08 07:00 | 40.9258 | 56.9664
2023-06-08 08:00 | 43.0887 | 59.4667
2023-06-08 09:00 | 42.886 | 62.0327
2023-06-08 10:00 | 42.4779 | 63.6074
2023-06-08 11:00 | 41.3693 | 64.5874
2023-06-08 12:00 | 40.6644 | 63.3216
2023-06-08 13:00 | 40.6207 | 64.3332
2023-06-08 14:00 | 40.2122 | 64.0613
2023-06-08 15:00 | 40.6393 | 67.1189
2023-06-08 16:00 | 41.6751 | 72.3131
2023-06-08 17:00 | 42.9676 | 77.0618
2023-06-08 18:00 | 43.0166 | 79.5998
2023-06-08 19:00 | 41.3122 | 79.6709
2023-06-08 20:00 | 39.6839 | 76.746
2023-06-08 21:00 | 38.3278 | 72.8003
2023-06-08 22:00 | 35.7338 | 67.7043
2023-06-08 23:00 | 32.3157 | 61.9069
2023-06-09 | 30.6354 | 58.6446
2023-06-09 01:00 | 28.6042 | 55.5253
2023-06-09 02:00 | 28.1821 | 53.2385
2023-06-09 03:00 | 28.2726 | 51.9329
2023-06-09 04:00 | 28.5252 | 51.2001
2023-06-09 05:00 | 29.7786 | 51.7276
2023-06-09 06:00 | 34.5022 | 55.7151
2023-06-09 07:00 | 40.3217 | 60.7341
2023-06-09 08:00 | 41.8237 | 63.0519
2023-06-09 09:00 | 41.4383 | 65.7788
2023-06-09 10:00 | 40.7299 | 67.2203
2023-06-09 11:00 | 39.9487 | 68.6722
2023-06-09 12:00 | 39.6934 | 70.8344
2023-06-09 13:00 | 39.7776 | 71.7871
2023-06-09 14:00 | 39.4901 | 71.1754
2023-06-09 15:00 | 39.5436 | 73.196
2023-06-09 16:00 | 40.0606 | 75.5332
2023-06-09 17:00 | 41.2628 | 76.7728
2023-06-09 18:00 | 41.515 | 77.9548
2023-06-09 19:00 | 40.4758 | 76.8949
2023-06-09 20:00 | 38.7935 | 73.9407
2023-06-09 21:00 | 37.763 | 69.896
2023-06-09 22:00 | 35.0838 | 65.4025
2023-06-09 23:00 | 31.4157 | 59.9168
2023-06-10 | 29.429 | 57.4028
2023-06-10 01:00 | 27.7339 | 52.6759
2023-06-10 02:00 | 27.2485 | 49.9116
2023-06-10 03:00 | 27.1919 | 48.0806
2023-06-10 04:00 | 27.3405 | 46.4783
2023-06-10 05:00 | 27.6924 | 46.094
2023-06-10 06:00 | 27.8067 | 52.9179
2023-06-10 07:00 | 32.0085 | 56.2759
2023-06-10 08:00 | 35.2665 | 60.878
2023-06-10 09:00 | 37.2586 | 65.9871
2023-06-10 10:00 | 38.4829 | 70.2716
2023-06-10 11:00 | 39.1947 | 70.1357
2023-06-10 12:00 | 40.0826 | 69.8947
2023-06-10 13:00 | 40.3069 | 70.4176
2023-06-10 14:00 | 40.7467 | 68.6594
2023-06-10 15:00 | 41.5823 | 70.7639
2023-06-10 16:00 | 43.6298 | 72.002
2023-06-10 17:00 | 45.9245 | 73.1713
2023-06-10 18:00 | 48.2041 | 76.7384
2023-06-10 19:00 | 46.0069 | 74.7583
2023-06-10 20:00 | 41.9778 | 71.2633
2023-06-10 21:00 | 39.9954 | 68.0804
2023-06-10 22:00 | 37.3511 | 64.4543
2023-06-10 23:00 | 33.8114 | 59.608
2023-06-11 | 30.3723 | 56.8157
2023-06-11 01:00 | 28.3126 | 51.9104
2023-06-11 02:00 | 27.5235 | 49.1496
2023-06-11 03:00 | 27.2039 | 47.1896
2023-06-11 04:00 | 27.0837 | 45.6276
2023-06-11 05:00 | 27.1613 | 45.3024
2023-06-11 06:00 | 27.5908 | 48.8135
2023-06-11 07:00 | 31.5148 | 51.1411
2023-06-11 08:00 | 34.9404 | 54.4715
2023-06-11 09:00 | 36.9829 | 57.9461
2023-06-11 10:00 | 38.046 | 61.912
2023-06-11 11:00 | 39.0115 | 63.8393
2023-06-11 12:00 | 39.5994 | 63.0202
2023-06-11 13:00 | 40.392 | 64.3998
2023-06-11 14:00 | 41.3984 | 64.3707
2023-06-11 15:00 | 43.0529 | 68.2879
2023-06-11 16:00 | 45.5074 | 71.5867
2023-06-11 17:00 | 48.1158 | 75.4826
2023-06-11 18:00 | 49.0148 | 78.806
2023-06-11 19:00 | 46.8683 | 77.0964
2023-06-11 20:00 | 43.3951 | 73.9634
2023-06-11 21:00 | 41.8606 | 71.0513
2023-06-11 22:00 | 39.0625 | 66.748
2023-06-11 23:00 | 35.3184 | 61.6647
2023-06-12 | 31.8657 | 56.5363
2023-06-12 01:00 | 30.5273 | 53.965
2023-06-12 02:00 | 30.0762 | 51.5803
2023-06-12 03:00 | 30.0418 | 50.1608
2023-06-12 04:00 | 30.2383 | 49.2926
2023-06-12 05:00 | 31.4517 | 50.308
2023-06-12 06:00 | 34.7593 | 54.9301
2023-06-12 07:00 | 40.7673 | 60.189
2023-06-12 08:00 | 43.602 | 63.4574
2023-06-12 09:00 | 44.3166 | 66.1387
2023-06-12 10:00 | 45.2541 | 68.0636
2023-06-12 11:00 | 46.1746 | 70.4785
2023-06-12 12:00 | 45.8081 | 68.7488
2023-06-12 13:00 | 47.0132 | 71.1221
2023-06-12 14:00 | 47.9383 | 71.7274
2023-06-12 15:00 | 49.9222 | 74.9685
2023-06-12 16:00 | 52.0127 | 80.5346
2023-06-12 17:00 | 54.1018 | 86.0673
2023-06-12 18:00 | 52.9828 | 88.0532
2023-06-12 19:00 | 51.0089 | 88.3512
2023-06-12 20:00 | 47.7441 | 84.1747
2023-06-12 21:00 | 45.4396 | 80.0338
2023-06-12 22:00 | 41.7028 | 73.4539
2023-06-12 23:00 | 36.9752 | 66.565
2023-06-13 | 33.6001 | 60.138
2023-06-13 01:00 | 32.0588 | 57.2381
2023-06-13 02:00 | 31.3474 | 54.3826
2023-06-13 03:00 | 31.2588 | 52.7177
2023-06-13 04:00 | 31.4013 | 51.8514
2023-06-13 05:00 | 32.6784 | 52.7464
2023-06-13 06:00 | 36.005 | 55.4943
2023-06-13 07:00 | 42.2791 | 60.6137
2023-06-13 08:00 | 45.8562 | 63.3096
2023-06-13 09:00 | 47.4482 | 65.1353
2023-06-13 10:00 | 49.0148 | 66.8928
2023-06-13 11:00 | 50.0149 | 71.3838
2023-06-13 12:00 | 50.1948 | 74.2992
2023-06-13 13:00 | 51.4716 | 76.3494
2023-06-13 14:00 | 52.2904 | 77.1467
2023-06-13 15:00 | 53.9535 | 80.83
2023-06-13 16:00 | 55.8348 | 86.6378
2023-06-13 17:00 | 57.9622 | 91.2192
2023-06-13 18:00 | 56.0109 | 94.0712
2023-06-13 19:00 | 53.7949 | 94.8201
2023-06-13 20:00 | 50.6806 | 90.332
2023-06-13 21:00 | 48.3052 | 85.9988
2023-06-13 22:00 | 44.4215 | 78.8241
2023-06-13 23:00 | 39.5815 | 71.5673
2023-06-14 | 36.9868 | 64.3226
2023-06-14 01:00 | 35.5629 | 60.2197
2023-06-14 02:00 | 34.6204 | 56.9648
2023-06-14 03:00 | 34.4143 | 54.9273
2023-06-14 04:00 | 34.4077 | 54.0048
2023-06-14 05:00 | 35.6598 | 54.5075
2023-06-14 06:00 | 39.9825 | 57.9031
2023-06-14 07:00 | 47.1398 | 63.4323
2023-06-14 08:00 | 51.8923 | 66.7811
2023-06-14 09:00 | 54.588 | 69.7013
2023-06-14 10:00 | 57.0648 | 71.9307
2023-06-14 11:00 | 58.7278 | 76.4567
2023-06-14 12:00 | 58.8657 | 80.2325
2023-06-14 13:00 | 60.6591 | 82.1836
2023-06-14 14:00 | 61.4106 | 82.9353
2023-06-14 15:00 | 62.9455 | 85.7195
2023-06-14 16:00 | 64.5289 | 90.2374
2023-06-14 17:00 | 66.3512 | 94.4182
2023-06-14 18:00 | 68.9716 | 94.3143
2023-06-14 19:00 | 67.0472 | 92.9612
2023-06-14 20:00 | 62.4955 | 89.4381
2023-06-14 21:00 | 59.4182 | 85.499
2023-06-14 22:00 | 54.3227 | 78.8907
2023-06-14 23:00 | 48.0471 | 72.0631
2023-06-15 | 42.5409 | 66.7658
2023-06-15 01:00 | 39.932 | 62.9935
2023-06-15 02:00 | 38.4454 | 59.427
2023-06-15 03:00 | 37.7472 | 57.5226
2023-06-15 04:00 | 37.3778 | 56.5721
2023-06-15 05:00 | 38.4397 | 57.483
2023-06-15 06:00 | 42.4123 | 62.2235
2023-06-15 07:00 | 49.7497 | 67.8136
2023-06-15 08:00 | 55.2012 | 72.125
2023-06-15 09:00 | 58.3893 | 75.9315
2023-06-15 10:00 | 61.3002 | 78.768
2023-06-15 11:00 | 63.0423 | 81.2038
2023-06-15 12:00 | 63.1878 | 81.5437
2023-06-15 13:00 | 64.8428 | 83.1578
2023-06-15 14:00 | 65.5231 | 83.2962
2023-06-15 15:00 | 67.0132 | 85.4339
2023-06-15 16:00 | 68.3177 | 89.192
2023-06-15 17:00 | 69.705 | 92.036
2023-06-15 18:00 | 70.1579 | 94.1448
2023-06-15 19:00 | 67.932 | 92.672
2023-06-15 20:00 | 63.4913 | 89.1637
2023-06-15 21:00 | 60.5222 | 85.4948
2023-06-15 22:00 | 55.4926 | 78.7317
2023-06-15 23:00 | 49.3018 | 72.1866
2023-06-16 | 44.1057 | 64.763
2023-06-16 01:00 | 41.2695 | 60.9857
2023-06-16 02:00 | 39.4658 | 57.5634
2023-06-16 03:00 | 38.631 | 55.6959
2023-06-16 04:00 | 38.1857 | 54.7902
2023-06-16 05:00 | 39.1024 | 55.5736
2023-06-16 06:00 | 42.739 | 57.2984
2023-06-16 07:00 | 49.8971 | 62.5388
2023-06-16 08:00 | 55.6847 | 65.7067
2023-06-16 09:00 | 59.1987 | 67.789
2023-06-16 10:00 | 62.5033 | 69.8715
2023-06-16 11:00 | 64.5252 | 73.8706
2023-06-16 12:00 | 65.4552 | 74.9245
2023-06-16 13:00 | 66.831 | 77.2941
2023-06-16 14:00 | 66.6562 | 78.259
2023-06-16 15:00 | 67.2382 | 81.1254
2023-06-16 16:00 | 67.6772 | 85.352
2023-06-16 17:00 | 68.7791 | 88.8716
2023-06-16 18:00 | 69.5662 | 90.3006
2023-06-16 19:00 | 66.96 | 90.0604
2023-06-16 20:00 | 62.062 | 86.2234
2023-06-16 21:00 | 59.036 | 82.8881
2023-06-16 22:00 | 53.9781 | 76.0152
2023-06-16 23:00 | 47.7907 | 69.3097
2023-06-17 | 43.8038 | 61.4243
2023-06-17 01:00 | 39.4992 | 57.3492
2023-06-17 02:00 | 37.5518 | 54.4142
2023-06-17 03:00 | 36.3826 | 52.8953
2023-06-17 04:00 | 35.4192 | 51.213
2023-06-17 05:00 | 35.0395 | 51.2023
2023-06-17 06:00 | 36.4309 | 52.3038
2023-06-17 07:00 | 41.603 | 55.3283
2023-06-17 08:00 | 46.8998 | 58.2365
2023-06-17 09:00 | 49.8331 | 61.6788
2023-06-17 10:00 | 52.0491 | 65.3409
2023-06-17 11:00 | 53.3626 | 68.7308
2023-06-17 12:00 | 53.3096 | 69.253
2023-06-17 13:00 | 53.3368 | 71.5442
2023-06-17 14:00 | 53.1745 | 71.9964
2023-06-17 15:00 | 53.9435 | 75.8026
2023-06-17 16:00 | 55.921 | 80.004
2023-06-17 17:00 | 57.9303 | 84.6095
2023-06-17 18:00 | 58.1452 | 84.0797
2023-06-17 19:00 | 55.5968 | 82.2673
2023-06-17 20:00 | 50.7855 | 78.5752
2023-06-17 21:00 | 47.9494 | 75.2969
2023-06-17 22:00 | 44.4227 | 70.4125
2023-06-17 23:00 | 40.0625 | 64.9157
2023-06-18 | 36.7662 | 58.3767
2023-06-18 01:00 | 33.5413 | 54.529
2023-06-18 02:00 | 32.238 | 51.3691
2023-06-18 03:00 | 31.562 | 49.1586
2023-06-18 04:00 | 30.9181 | 47.4081
2023-06-18 05:00 | 30.6861 | 46.9013
2023-06-18 06:00 | 30.9222 | 50.5768
2023-06-18 07:00 | 35.0242 | 51.9733
2023-06-18 08:00 | 38.9575 | 53.9333
2023-06-18 09:00 | 41.1503 | 56.5298
2023-06-18 10:00 | 42.7542 | 59.2649
2023-06-18 11:00 | 43.925 | 60.5241
2023-06-18 12:00 | 45.209 | 60.3042
2023-06-18 13:00 | 45.4568 | 62.0009
2023-06-18 14:00 | 45.1694 | 60.9506
2023-06-18 15:00 | 46.0919 | 64.2831
2023-06-18 16:00 | 48.2251 | 66.0671
2023-06-18 17:00 | 50.4942 | 68.1781
2023-06-18 18:00 | 51.0116 | 70.6288
2023-06-18 19:00 | 48.9334 | 69.907
2023-06-18 20:00 | 45.4185 | 66.6727
2023-06-18 21:00 | 43.8099 | 63.4788
2023-06-18 22:00 | 41.0985 | 59.5142
2023-06-18 23:00 | 37.4166 | 54.3554
2023-06-19 | 33.8882 | 50.5089
2023-06-19 01:00 | 33.7213 | 48.4791
2023-06-19 02:00 | 32.9833 | 46.4613
2023-06-19 03:00 | 32.8329 | 45.5064
2023-06-19 04:00 | 32.9007 | 44.4351
2023-06-19 05:00 | 34.0452 | 45.6151
2023-06-19 06:00 | 37.7031 | 49.4312
2023-06-19 07:00 | 43.8943 | 53.7698
2023-06-19 08:00 | 48.0913 | 55.508
2023-06-19 09:00 | 49.8667 | 55.9701
2023-06-19 10:00 | 51.7767 | 55.7623
2023-06-19 11:00 | 53.5503 | 57.5809
2023-06-19 12:00 | 56.1555 | 59.108
2023-06-19 13:00 | 57.5126 | 59.6088
2023-06-19 14:00 | 58.0591 | 57.6757
2023-06-19 15:00 | 59.2169 | 58.9558
2023-06-19 16:00 | 60.6758 | 61.3105
2023-06-19 17:00 | 62.214 | 63.8066
2023-06-19 18:00 | 61.1519 | 63.2155
2023-06-19 19:00 | 58.165 | 63.8793
2023-06-19 20:00 | 53.8207 | 61.6981
2023-06-19 21:00 | 50.6389 | 59.8533
2023-06-19 22:00 | 46.0094 | 56.0051
2023-06-19 23:00 | 40.4619 | 51.1023
2023-06-20 | 38.7487 | 47.0696
2023-06-20 01:00 | 35.1864 | 44.3426
2023-06-20 02:00 | 34.1008 | 42.7871
2023-06-20 03:00 | 33.5788 | 41.919
2023-06-20 04:00 | 33.3948 | 41.355
2023-06-20 05:00 | 34.4455 | 42.5825
2023-06-20 06:00 | 39.4559 | 47.1647
2023-06-20 07:00 | 46.1115 | 50.9045
2023-06-20 08:00 | 49.8387 | 50.6071
2023-06-20 09:00 | 51.1686 | 49.3516
2023-06-20 10:00 | 51.9122 | 47.6775
2023-06-20 11:00 | 51.8722 | 49.1876
2023-06-20 12:00 | 52.0901 | 51.6766
2023-06-20 13:00 | 52.5294 | 52.8045
2023-06-20 14:00 | 52.3554 | 50.5932
2023-06-20 15:00 | 52.797 | 53.0114
2023-06-20 16:00 | 53.4967 | 57.0426
2023-06-20 17:00 | 54.6508 | 60.0334
2023-06-20 18:00 | 56.924 | 61.5627
2023-06-20 19:00 | 54.4558 | 62.6526
2023-06-20 20:00 | 50.7482 | 61.6985
2023-06-20 21:00 | 48.2468 | 60.0233
2023-06-20 22:00 | 44.2386 | 56.3207
2023-06-20 23:00 | 39.2351 | 52.1747
2023-06-21 | 35.8351 | 48.8438
2023-06-21 01:00 | 33.3815 | 44.2721
2023-06-21 02:00 | 32.5453 | 43.1024
2023-06-21 03:00 | 32.3211 | 42.2883
2023-06-21 04:00 | 32.3644 | 41.7639
2023-06-21 05:00 | 33.4807 | 42.9122
2023-06-21 06:00 | 37.6538 | 47.0174
2023-06-21 07:00 | 43.7849 | 51.7916
2023-06-21 08:00 | 46.9698 | 54.9106
2023-06-21 09:00 | 47.9708 | 56.9233
2023-06-21 10:00 | 48.5719 | 58.0862
2023-06-21 11:00 | 48.9217 | 57.8545
2023-06-21 12:00 | 48.579 | 53.8701
2023-06-21 13:00 | 49.5277 | 53.9
2023-06-21 14:00 | 49.8774 | 52.7438
2023-06-21 15:00 | 51.2015 | 53.9785
2023-06-21 16:00 | 52.433 | 56.772
2023-06-21 17:00 | 54.07 | 59.392
2023-06-21 18:00 | 55.5441 | 61.8156
2023-06-21 19:00 | 53.8541 | 61.2834
2023-06-21 20:00 | 50.6233 | 60.1083
2023-06-21 21:00 | 48.8695 | 57.9114
2023-06-21 22:00 | 45.2434 | 54.6875
2023-06-21 23:00 | 40.3333 | 50.6708
2023-06-22 | 35.1715 | 47.0523
2023-06-22 01:00 | 32.2571 | 41.8888
2023-06-22 02:00 | 31.4619 | 40.7885
2023-06-22 03:00 | 31.1717 | 40.3013
2023-06-22 04:00 | 31.0776 | 39.7291
2023-06-22 05:00 | 32.1539 | 41.3098
2023-06-22 06:00 | 36.6405 | 46.0939
2023-06-22 07:00 | 41.9508 | 50.769
2023-06-22 08:00 | 43.8238 | 51.8229
2023-06-22 09:00 | 43.6398 | 52.0773
2023-06-22 10:00 | 43.5107 | 51.5997
2023-06-22 11:00 | 43.7871 | 51.8742
2023-06-22 12:00 | 44.0946 | 52.1277
2023-06-22 13:00 | 44.1645 | 51.656
2023-06-22 14:00 | 44.0869 | 49.7034
2023-06-22 15:00 | 44.7076 | 51.0618
2023-06-22 16:00 | 45.5567 | 54.0399
2023-06-22 17:00 | 46.5272 | 56.7673
2023-06-22 18:00 | 46.7126 | 57.9666
2023-06-22 19:00 | 45.2864 | 59.0956
2023-06-22 20:00 | 43.0748 | 57.9331
2023-06-22 21:00 | 41.6458 | 56.363
2023-06-22 22:00 | 38.6028 | 53.4218
2023-06-22 23:00 | 34.4284 | 49.1998
2023-06-23 | 31.6443 | 46.4665
2023-06-23 01:00 | 29.4569 | 42.0028
2023-06-23 02:00 | 28.9914 | 40.8351
2023-06-23 03:00 | 29.0295 | 40.1837
2023-06-23 04:00 | 29.2246 | 39.8638
2023-06-23 05:00 | 30.4088 | 40.6764
2023-06-23 06:00 | 35.1904 | 45.0657
2023-06-23 07:00 | 40.0906 | 49.9761
2023-06-23 08:00 | 41.6234 | 51.3416
2023-06-23 09:00 | 41.414 | 52.1577
2023-06-23 10:00 | 41.4494 | 52.309
2023-06-23 11:00 | 41.5729 | 52.1764
2023-06-23 12:00 | 41.8333 | 47.0378
2023-06-23 13:00 | 42.1114 | 47.9051
2023-06-23 14:00 | 41.9405 | 47.4556
2023-06-23 15:00 | 42.415 | 50.6432
2023-06-23 16:00 | 43.016 | 55.6845
2023-06-23 17:00 | 44.0207 | 61.0352
2023-06-23 18:00 | 44.2864 | 64.4614
2023-06-23 19:00 | 43.0916 | 66.848
2023-06-23 20:00 | 40.9045 | 64.1776
2023-06-23 21:00 | 39.6355 | 61.2024
2023-06-23 22:00 | 36.7416 | 57.0628
2023-06-23 23:00 | 32.6938 | 51.6458
2023-06-24 | 30.2018 | 48.227
2023-06-24 01:00 | 28.6857 | 42.9259
2023-06-24 02:00 | 28.3075 | 41.0985
2023-06-24 03:00 | 28.226 | 40.4507
2023-06-24 04:00 | 28.3347 | 39.9205
2023-06-24 05:00 | 28.6459 | 40.2197
2023-06-24 06:00 | 30.0023 | 43.6041
2023-06-24 07:00 | 34.4522 | 45.9108
2023-06-24 08:00 | 37.8385 | 48.5063
2023-06-24 09:00 | 39.7262 | 51.4725
2023-06-24 10:00 | 40.8063 | 53.8871
2023-06-24 11:00 | 41.6781 | 54.8292
2023-06-24 12:00 | 41.8015 | 52.6165
2023-06-24 13:00 | 42.1204 | 53.9709
2023-06-24 14:00 | 42.4985 | 54.8474
2023-06-24 15:00 | 43.2746 | 58.5746
2023-06-24 16:00 | 45.2941 | 62.6711
2023-06-24 17:00 | 47.591 | 67.0716
2023-06-24 18:00 | 46.4198 | 68.5359
2023-06-24 19:00 | 44.0803 | 68.2121
2023-06-24 20:00 | 41.1201 | 65.2658
2023-06-24 21:00 | 39.9654 | 63.4184
2023-06-24 22:00 | 37.8432 | 60.3436
2023-06-24 23:00 | 34.7852 | 56.088
2023-06-25 | 31.3917 | 51.4718
2023-06-25 01:00 | 29.4672 | 46.9917
2023-06-25 02:00 | 28.6406 | 44.5513
2023-06-25 03:00 | 28.2431 | 43.0217
2023-06-25 04:00 | 28.041 | 41.8325
2023-06-25 05:00 | 28.0357 | 41.2488
2023-06-25 06:00 | 28.2126 | 42.8305
2023-06-25 07:00 | 31.9814 | 43.6628
2023-06-25 08:00 | 34.8734 | 44.454
2023-06-25 09:00 | 35.7648 | 45.732
2023-06-25 10:00 | 35.8003 | 46.947
2023-06-25 11:00 | 36.0073 | 48.1235
2023-06-25 12:00 | 36.9011 | 46.4109
2023-06-25 13:00 | 36.8631 | 47.4679
2023-06-25 14:00 | 36.8399 | 47.4279
2023-06-25 15:00 | 37.7066 | 51.6234
2023-06-25 16:00 | 39.4506 | 55.4872
2023-06-25 17:00 | 41.6336 | 60.3276
2023-06-25 18:00 | 42.6939 | 62.5801
2023-06-25 19:00 | 40.7696 | 63.504
2023-06-25 20:00 | 38.0824 | 59.6914
2023-06-25 21:00 | 37.0359 | 56.4429
2023-06-25 22:00 | 34.8901 | 53.496
2023-06-25 23:00 | 31.8402 | 48.436
2023-06-26 | 28.3157 | 44.8778
2023-06-26 01:00 | 29.0247 | 43.9983
2023-06-26 02:00 | 28.8452 | 42.7691
2023-06-26 03:00 | 29.1622 | 42.078
2023-06-26 04:00 | 29.6334 | 41.4193
2023-06-26 05:00 | 31.0366 | 42.4529
2023-06-26 06:00 | 34.6743 | 46.1611
2023-06-26 07:00 | 40.7976 | 51.0328
2023-06-26 08:00 | 43.5969 | 52.0167
2023-06-26 09:00 | 44.3898 | 52.4732
2023-06-26 10:00 | 45.2875 | 52.786
2023-06-26 11:00 | 45.9192 | 54.5331
2023-06-26 12:00 | 46.5132 | 53.5479
2023-06-26 13:00 | 47.6106 | 55.1151
2023-06-26 14:00 | 48.0437 | 54.8953
2023-06-26 15:00 | 49.5992 | 58.2574
2023-06-26 16:00 | 51.1366 | 63.7989
2023-06-26 17:00 | 52.7278 | 69.7142
2023-06-26 18:00 | 54.7258 | 71.5155
2023-06-26 19:00 | 53.0182 | 73.1739
2023-06-26 20:00 | 49.5296 | 70.0512
2023-06-26 21:00 | 47.1885 | 66.662
2023-06-26 22:00 | 43.2869 | 61.9741
2023-06-26 23:00 | 38.2734 | 55.9851
2023-06-27 | 34.3394 | 51.506
2023-06-27 01:00 | 32.5861 | 51.8249
2023-06-27 02:00 | 31.9801 | 50.0972
2023-06-27 03:00 | 31.7983 | 48.8969
2023-06-27 04:00 | 31.8954 | 48.1399
2023-06-27 05:00 | 33.1537 | 48.8393
2023-06-27 06:00 | 36.0545 | 56.4095
2023-06-27 07:00 | 41.8668 | 61.9982
2023-06-27 08:00 | 44.575 | 65.6121
2023-06-27 09:00 | 45.1117 | 69.859
2023-06-27 10:00 | 45.6835 | 71.9863
2023-06-27 11:00 | 46.1528 | 73.478
2023-06-27 12:00 | 46.3489 | 73.3204
2023-06-27 13:00 | 47.1057 | 74.9066
2023-06-27 14:00 | 47.7737 | 75.1099
2023-06-27 15:00 | 49.1039 | 78.394
2023-06-27 16:00 | 50.5459 | 83.8644
2023-06-27 17:00 | 52.1775 | 87.7267
2023-06-27 18:00 | 53.7872 | 87.146
2023-06-27 19:00 | 51.8216 | 85.7877
2023-06-27 20:00 | 48.4914 | 82.5538
2023-06-27 21:00 | 46.2984 | 77.9424
2023-06-27 22:00 | 42.5991 | 72.6146
2023-06-27 23:00 | 37.835 | 66.7084
2023-06-28 | 33.3225 | 64.4235
2023-06-28 01:00 | 31.7983 | 59.9491
2023-06-28 02:00 | 31.2824 | 56.6946
2023-06-28 03:00 | 31.2203 | 54.6138
2023-06-28 04:00 | 31.4157 | 53.6676
2023-06-28 05:00 | 32.6327 | 53.9504
2023-06-28 06:00 | 35.516 | 59.8987
2023-06-28 07:00 | 41.1933 | 65.7079
2023-06-28 08:00 | 43.5995 | 69.6055
2023-06-28 09:00 | 43.9275 | 74.0177
2023-06-28 10:00 | 44.235 | 76.3141
2023-06-28 11:00 | 44.7731 | 78.6093
2023-06-28 12:00 | 45.4902 | 81.2707
2023-06-28 13:00 | 46.0931 | 82.0801
2023-06-28 14:00 | 46.184 | 81.826
2023-06-28 15:00 | 47.1602 | 83.4203
2023-06-28 16:00 | 48.2486 | 86.6285
2023-06-28 17:00 | 49.7119 | 89.4759
2023-06-28 18:00 | 47.845 | 90.1111
2023-06-28 19:00 | 45.6335 | 88.4207
2023-06-28 20:00 | 43.2614 | 84.9417
2023-06-28 21:00 | 41.851 | 80.4942
2023-06-28 22:00 | 38.8436 | 74.791
2023-06-28 23:00 | 34.7156 | 68.3125
2023-06-29 | 32.5512 | 65.2982
2023-06-29 01:00 | 31.7802 | 58.2173
2023-06-29 02:00 | 31.2042 | 54.5538
2023-06-29 03:00 | 31.2016 | 52.5902
2023-06-29 04:00 | 31.3889 | 51.4849
2023-06-29 05:00 | 32.6887 | 52.112
2023-06-29 06:00 | 36.1685 | 55.9715
2023-06-29 07:00 | 42.537 | 61.8684
2023-06-29 08:00 | 46.0943 | 64.9776
2023-06-29 09:00 | 47.6178 | 67.5612
2023-06-29 10:00 | 48.8889 | 69.2683
2023-06-29 11:00 | 49.5974 | 72.0165
2023-06-29 12:00 | 49.4119 | 71.1007
2023-06-29 13:00 | 50.5539 | 71.9295
2023-06-29 14:00 | 51.3211 | 71.8873
2023-06-29 15:00 | 52.7177 | 74.9555
2023-06-29 16:00 | 54.1979 | 79.4968
2023-06-29 17:00 | 55.6999 | 84.087
2023-06-29 18:00 | 57.8427 | 86.4292
2023-06-29 19:00 | 55.981 | 86.8943
2023-06-29 20:00 | 52.1237 | 82.4793
2023-06-29 21:00 | 49.4632 | 78.2645
2023-06-29 22:00 | 45.2774 | 72.0996
2023-06-29 23:00 | 39.9552 | 64.867
2023-06-30 | 36.2913 | 59.4669
2023-06-30 01:00 | 33.5713 | 56.1588
2023-06-30 02:00 | 32.712 | 53.3219
2023-06-30 03:00 | 32.317 | 51.5942
2023-06-30 04:00 | 32.2523 | 50.6338
2023-06-30 05:00 | 33.3087 | 51.2108
2023-06-30 06:00 | 36.9056 | 57.4168
2023-06-30 07:00 | 42.8387 | 63.5982
2023-06-30 08:00 | 45.7474 | 68.1511
2023-06-30 09:00 | 46.4894 | 72.7563
2023-06-30 10:00 | 47.1979 | 75.341
2023-06-30 11:00 | 47.6152 | 77.2558
2023-06-30 12:00 | 47.5952 | 76.0767
2023-06-30 13:00 | 48.2797 | 77.6584
2023-06-30 14:00 | 48.7176 | 77.5319
2023-06-30 15:00 | 49.5318 | 80.1734
2023-06-30 16:00 | 50.4955 | 84.0966
2023-06-30 17:00 | 51.8049 | 87.6164
2023-06-30 18:00 | 53.1 | 89.0485
2023-06-30 19:00 | 51.0174 | 87.8824
2023-06-30 20:00 | 47.0558 | 84.1548
2023-06-30 21:00 | 44.6681 | 80.3616
2023-06-30 22:00 | 40.8635 | 74.0479
2023-06-30 23:00 | 35.9729 | 67.536
2023-07-01 | 32.3351 | 62.6547
2023-07-01 01:00 | 28.4523 | 56.0311
2023-07-01 02:00 | 27.3719 | 51.5894
2023-07-01 03:00 | 27.0198 | 49.1942
2023-07-01 04:00 | 26.8214 | 47.6314
2023-07-01 05:00 | 26.8026 | 47.8063
2023-07-01 06:00 | 28.4055 | 49.8432
2023-07-01 07:00 | 32.3861 | 52.9047
2023-07-01 08:00 | 34.5139 | 56.0221
2023-07-01 09:00 | 35.6729 | 62.1121
2023-07-01 10:00 | 36.3226 | 64.7947
2023-07-01 11:00 | 37.0764 | 68.5684
2023-07-01 12:00 | 37.2378 | 74.6267
2023-07-01 13:00 | 37.1164 | 76.0078
2023-07-01 14:00 | 35.6511 | 76.2433
2023-07-01 15:00 | 35.6097 | 77.4084
2023-07-01 16:00 | 36.0631 | 81.1767
2023-07-01 17:00 | 36.6765 | 85.9691
2023-07-01 18:00 | 36.3188 | 88.3462
2023-07-01 19:00 | 35.2938 | 86.1406
2023-07-01 20:00 | 33.095 | 80.7936
2023-07-01 21:00 | 31.7421 | 76.3185
2023-07-01 22:00 | 30.6417 | 71.7339
2023-07-01 23:00 | 29.2884 | 67.6397
2023-07-02 | 27.51 | 63.0696
2023-07-02 01:00 | 26.714 | 57.8045
2023-07-02 02:00 | 26.1343 | 54.4957
2023-07-02 03:00 | 25.8807 | 52.1736
2023-07-02 04:00 | 25.5985 | 50.3861
2023-07-02 05:00 | 24.9123 | 49.4913
2023-07-02 06:00 | 24.0016 | 49.0188
2023-07-02 07:00 | 26.1452 | 48.1545
2023-07-02 08:00 | 29.3424 | 52.2838
2023-07-02 09:00 | 32.4745 | 57.6212
2023-07-02 10:00 | 33.1906 | 63.1913
2023-07-02 11:00 | 33.2727 | 64.9447
2023-07-02 12:00 | 34.6198 | 65.6416
2023-07-02 13:00 | 34.7293 | 66.8377
2023-07-02 14:00 | 35.5608 | 67.1093
2023-07-02 15:00 | 35.673 | 70.5804
2023-07-02 16:00 | 39.1997 | 73.716
2023-07-02 17:00 | 42.7082 | 78.5521
2023-07-02 18:00 | 43.3647 | 81.1113
2023-07-02 19:00 | 40.7976 | 79.286
2023-07-02 20:00 | 37.6902 | 75.4151
2023-07-02 21:00 | 36.1062 | 72.8198
2023-07-02 22:00 | 34.4374 | 70.9916
2023-07-02 23:00 | 31.7476 | 66.8459
2023-07-03 | 30.1669 | 62.5352
2023-07-03 01:00 | 31.8182 | 60.2303
2023-07-03 02:00 | 31.2575 | 56.9291
2023-07-03 03:00 | 31.3701 | 55.0835
2023-07-03 04:00 | 31.6311 | 53.795
2023-07-03 05:00 | 33.0661 | 54.5439
2023-07-03 06:00 | 36.5485 | 60.6159
2023-07-03 07:00 | 42.37 | 65.7587
2023-07-03 08:00 | 46.0597 | 70.2753
2023-07-03 09:00 | 48.4865 | 74.775
2023-07-03 10:00 | 51.0276 | 77.4106
2023-07-03 11:00 | 53.1183 | 79.5686
2023-07-03 12:00 | 56.0153 | 78.2018
2023-07-03 13:00 | 57.8712 | 80.2616
2023-07-03 14:00 | 58.8672 | 80.0118
2023-07-03 15:00 | 60.2832 | 82.7203
2023-07-03 16:00 | 62.0151 | 87.3815
2023-07-03 17:00 | 63.3227 | 92.4171
2023-07-03 18:00 | 64.5992 | 93.5877
2023-07-03 19:00 | 62.7556 | 92.5297
2023-07-03 20:00 | 59.0343 | 87.9315
2023-07-03 21:00 | 55.9066 | 84.3143
2023-07-03 22:00 | 51.1805 | 78.2684
2023-07-03 23:00 | 45.4872 | 71.9682
2023-07-04 | 40.6438 | 66.2139
2023-07-04 01:00 | 38.0365 | 59.4176
2023-07-04 02:00 | 36.7084 | 55.755
2023-07-04 03:00 | 36.2083 | 53.8823
2023-07-04 04:00 | 36.0312 | 52.6588
2023-07-04 05:00 | 37.285 | 53.3374
2023-07-04 06:00 | 40.7765 | 58.1792
2023-07-04 07:00 | 47.1138 | 62.3442
2023-07-04 08:00 | 51.5559 | 65.2737
2023-07-04 09:00 | 54.5692 | 67.4237
2023-07-04 10:00 | 57.4354 | 69.0494
2023-07-04 11:00 | 59.5826 | 71.5312
2023-07-04 12:00 | 61.1429 | 72.9845
2023-07-04 13:00 | 62.9373 | 74.7839
2023-07-04 14:00 | 63.8659 | 73.5109
2023-07-04 15:00 | 65.2697 | 76.3523
2023-07-04 16:00 | 66.7385 | 79.2836
2023-07-04 17:00 | 68.0804 | 81.3937
2023-07-04 18:00 | 69.0429 | 82.1358
2023-07-04 19:00 | 66.971 | 81.4739
2023-07-04 20:00 | 62.8391 | 77.5125
2023-07-04 21:00 | 59.6932 | 74.1217
2023-07-04 22:00 | 54.6787 | 69.4763
2023-07-04 23:00 | 48.6254 | 64.0305
2023-07-05 | 43.2739 | 61.0804
2023-07-05 01:00 | 40.212 | 53.3569
2023-07-05 02:00 | 38.5925 | 50.0767
2023-07-05 03:00 | 37.8158 | 48.6497
2023-07-05 04:00 | 37.4458 | 47.6673
2023-07-05 05:00 | 38.4398 | 48.0856
2023-07-05 06:00 | 40.9886 | 52.945
2023-07-05 07:00 | 46.8204 | 56.9577
2023-07-05 08:00 | 51.0666 | 59.4148
2023-07-05 09:00 | 53.7723 | 61.1085
2023-07-05 10:00 | 56.0741 | 61.0097
2023-07-05 11:00 | 57.9985 | 61.0438
2023-07-05 12:00 | 59.2572 | 59.5784
2023-07-05 13:00 | 60.8543 | 59.5877
2023-07-05 14:00 | 61.5115 | 56.1727
2023-07-05 15:00 | 62.9147 | 57.0086
2023-07-05 16:00 | 64.2612 | 59.4164
2023-07-05 17:00 | 65.7228 | 63.7118
2023-07-05 18:00 | 65.6983 | 66.843
2023-07-05 19:00 | 63.6787 | 67.2339
2023-07-05 20:00 | 59.8009 | 64.6569
2023-07-05 21:00 | 57.0774 | 63.4059
2023-07-05 22:00 | 52.4934 | 59.9921
2023-07-05 23:00 | 46.8086 | 55.2432
2023-07-06 | 41.2076 | 52.7091
2023-07-06 01:00 | 39.0798 | 47.3331
2023-07-06 02:00 | 37.508 | 45.6407
2023-07-06 03:00 | 36.8881 | 44.8518
2023-07-06 04:00 | 36.6089 | 44.172
2023-07-06 05:00 | 37.6544 | 45.3046
2023-07-06 06:00 | 40.8944 | 52.0741
2023-07-06 07:00 | 46.7696 | 56.472
2023-07-06 08:00 | 51.5871 | 59.2575
2023-07-06 09:00 | 54.8123 | 62.2161
2023-07-06 10:00 | 57.543 | 63.7447
2023-07-06 11:00 | 59.6096 | 63.4298
2023-07-06 12:00 | 61.4557 | 60.6405
2023-07-06 13:00 | 63.261 | 61.8703
2023-07-06 14:00 | 64.1102 | 60.2694
2023-07-06 15:00 | 65.4342 | 62.8096
2023-07-06 16:00 | 66.9567 | 67.3222
2023-07-06 17:00 | 68.4491 | 72.0795
2023-07-06 18:00 | 67.9808 | 76.8548
2023-07-06 19:00 | 65.883 | 77.7959
2023-07-06 20:00 | 61.8149 | 74.4692
2023-07-06 21:00 | 58.9073 | 71.5959
2023-07-06 22:00 | 54.1418 | 67.0835
2023-07-06 23:00 | 48.2115 | 61.8283
2023-07-07 | 43.2671 | 57.57
2023-07-07 01:00 | 39.9105 | 53.1608
2023-07-07 02:00 | 38.2937 | 51.1615
2023-07-07 03:00 | 37.3924 | 49.9037
2023-07-07 04:00 | 36.9456 | 49.112
2023-07-07 05:00 | 37.7877 | 49.7602
2023-07-07 06:00 | 43.0736 | 56.3738
2023-07-07 07:00 | 48.9442 | 60.9593
2023-07-07 08:00 | 52.9298 | 64.6865
2023-07-07 09:00 | 55.0122 | 69.1392
2023-07-07 10:00 | 56.4072 | 71.4145
2023-07-07 11:00 | 57.2306 | 71.9221
2023-07-07 12:00 | 59.5219 | 72.5637
2023-07-07 13:00 | 60.2678 | 73.7809
2023-07-07 14:00 | 59.9529 | 73.0829
2023-07-07 15:00 | 59.5288 | 74.5105
2023-07-07 16:00 | 59.577 | 77.9744
2023-07-07 17:00 | 60.0258 | 80.7579
2023-07-07 18:00 | 59.071 | 84.6382
2023-07-07 19:00 | 56.4127 | 83.9537
2023-07-07 20:00 | 53.0003 | 80.77
2023-07-07 21:00 | 50.6537 | 77.7607
2023-07-07 22:00 | 46.7183 | 72.8974
2023-07-07 23:00 | 41.7853 | 68.038
2023-07-08 | 38.1123 | 63.532
2023-07-08 01:00 | 33.8997 | 56.0087
2023-07-08 02:00 | 32.5249 | 52.7222
2023-07-08 03:00 | 31.7893 | 50.7936
2023-07-08 04:00 | 31.2111 | 49.1888
2023-07-08 05:00 | 31.0821 | 48.7602
2023-07-08 06:00 | 31.9892 | 50.3062
2023-07-08 07:00 | 35.7558 | 52.5803
2023-07-08 08:00 | 38.7565 | 57.4009
2023-07-08 09:00 | 40.1976 | 61.5406
2023-07-08 10:00 | 40.9005 | 65.3847
2023-07-08 11:00 | 41.18 | 65.9762
2023-07-08 12:00 | 41.8003 | 67.0116
2023-07-08 13:00 | 41.4352 | 67.5469
2023-07-08 14:00 | 40.9069 | 65.802
2023-07-08 15:00 | 41.1722 | 67.2055
2023-07-08 16:00 | 42.7691 | 68.8684
2023-07-08 17:00 | 44.3042 | 71.1044
2023-07-08 18:00 | 46.6579 | 72.2543
2023-07-08 19:00 | 44.5461 | 69.536
2023-07-08 20:00 | 40.3203 | 66.049
2023-07-08 21:00 | 37.7397 | 63.7946
2023-07-08 22:00 | 35.0248 | 61.5983
2023-07-08 23:00 | 31.5584 | 58.1158
2023-07-09 | 28.8781 | 55.9147
2023-07-09 01:00 | 27.131 | 53.4894
2023-07-09 02:00 | 26.469 | 51.2864
2023-07-09 03:00 | 26.2921 | 49.7373
2023-07-09 04:00 | 26.1262 | 48.0688
2023-07-09 05:00 | 26.2231 | 47.5777
2023-07-09 06:00 | 26.5802 | 46.6417
2023-07-09 07:00 | 29.9611 | 47.6516
2023-07-09 08:00 | 32.8541 | 49.829
2023-07-09 09:00 | 35.3687 | 52.122
2023-07-09 10:00 | 36.6006 | 55.504
2023-07-09 11:00 | 37.2699 | 57.5906
2023-07-09 12:00 | 37.9669 | 57.9599
2023-07-09 13:00 | 38.8049 | 59.9485
2023-07-09 14:00 | 39.2757 | 59.6841
2023-07-09 15:00 | 40.4285 | 63.182
2023-07-09 16:00 | 43.2818 | 66.6978
2023-07-09 17:00 | 46.1459 | 70.2166
2023-07-09 18:00 | 47.6794 | 74.8373
2023-07-09 19:00 | 45.6265 | 74.4152
2023-07-09 20:00 | 41.9641 | 70.8643
2023-07-09 21:00 | 39.6894 | 68.9303
2023-07-09 22:00 | 36.8323 | 65.5695
2023-07-09 23:00 | 33.2596 | 61.0873
2023-07-10 | 31.219 | 53.7099
2023-07-10 01:00 | 31.6231 | 51.7875
2023-07-10 02:00 | 31.1579 | 49.6397
2023-07-10 03:00 | 31.2277 | 48.5346
2023-07-10 04:00 | 31.4606 | 47.6551
2023-07-10 05:00 | 32.8138 | 48.7905
2023-07-10 06:00 | 37.3201 | 52.8672
2023-07-10 07:00 | 43.2638 | 57.2967
2023-07-10 08:00 | 46.9303 | 60.2837
2023-07-10 09:00 | 49.1248 | 63.2281
2023-07-10 10:00 | 51.3085 | 64.7458
2023-07-10 11:00 | 53.2446 | 65.6934
2023-07-10 12:00 | 55.3674 | 65.1628
2023-07-10 13:00 | 57.1667 | 66.7556
2023-07-10 14:00 | 58.1961 | 65.4329
2023-07-10 15:00 | 59.4672 | 67.5341
2023-07-10 16:00 | 61.0418 | 71.7715
2023-07-10 17:00 | 62.1859 | 76.6393
2023-07-10 18:00 | 63.5703 | 78.9633
2023-07-10 19:00 | 61.4333 | 77.7413
2023-07-10 20:00 | 57.6408 | 74.2335
2023-07-10 21:00 | 54.4944 | 71.1301
2023-07-10 22:00 | 49.808 | 66.8213
2023-07-10 23:00 | 44.1531 | 61.9285
2023-07-11 | 39.786 | 58.3296
2023-07-11 01:00 | 35.6685 | 52.6738
2023-07-11 02:00 | 34.4421 | 50.1838
2023-07-11 03:00 | 33.7934 | 48.9279
2023-07-11 04:00 | 33.547 | 48.0211
2023-07-11 05:00 | 34.624 | 48.9009
2023-07-11 06:00 | 37.8662 | 54.2031
2023-07-11 07:00 | 43.6688 | 58.6829
2023-07-11 08:00 | 46.8259 | 61.9266
2023-07-11 09:00 | 48.4888 | 64.6722
2023-07-11 10:00 | 49.606 | 66.26
2023-07-11 11:00 | 50.1664 | 67.072
2023-07-11 12:00 | 50.7153 | 67.8582
2023-07-11 13:00 | 51.5595 | 68.6626
2023-07-11 14:00 | 52.1558 | 66.8089
2023-07-11 15:00 | 53.0933 | 68.5441
2023-07-11 16:00 | 54.7135 | 72.1243
2023-07-11 17:00 | 56.3706 | 75.1591
2023-07-11 18:00 | 56.4032 | 78.3046
2023-07-11 19:00 | 54.0976 | 76.5332
2023-07-11 20:00 | 50.3819 | 73.51
2023-07-11 21:00 | 47.4769 | 70.7623
2023-07-11 22:00 | 43.349 | 66.9491
2023-07-11 23:00 | 38.3475 | 62.5881
2023-07-12 | 35.0951 | 59.1207
2023-07-12 01:00 | 32.3317 | 54.2484
2023-07-12 02:00 | 31.4053 | 51.8182
2023-07-12 03:00 | 31.0904 | 50.4954
2023-07-12 04:00 | 31.1117 | 49.7283
2023-07-12 05:00 | 32.1476 | 50.486
2023-07-12 06:00 | 35.5889 | 56.3595
2023-07-12 07:00 | 40.5153 | 60.9383
2023-07-12 08:00 | 42.7834 | 64.3073
2023-07-12 09:00 | 43.6523 | 67.5999
2023-07-12 10:00 | 44.0457 | 69.5117
2023-07-12 11:00 | 44.6619 | 70.3944
2023-07-12 12:00 | 45.395 | 70.9705
2023-07-12 13:00 | 46.2834 | 71.8929
2023-07-12 14:00 | 46.7095 | 70.3737
2023-07-12 15:00 | 47.8455 | 72.1018
2023-07-12 16:00 | 49.3347 | 75.0443
2023-07-12 17:00 | 51.0284 | 78.287
2023-07-12 18:00 | 52.2782 | 81.0548
2023-07-12 19:00 | 50.5284 | 80.4605
2023-07-12 20:00 | 47.1455 | 76.9617
2023-07-12 21:00 | 44.6474 | 73.571
2023-07-12 22:00 | 40.9334 | 69.3444
2023-07-12 23:00 | 36.193 | 63.8287
2023-07-13 | 32.8409 | 61.821
2023-07-13 01:00 | 31.7813 | 57.2177
2023-07-13 02:00 | 31.0981 | 54.4479
2023-07-13 03:00 | 31.0526 | 52.9694
2023-07-13 04:00 | 31.2133 | 51.891
2023-07-13 05:00 | 32.4886 | 52.4699
2023-07-13 06:00 | 35.7897 | 58.319
2023-07-13 07:00 | 40.7027 | 63.0496
2023-07-13 08:00 | 43.5631 | 66.0038
2023-07-13 09:00 | 45.0783 | 69.9
2023-07-13 10:00 | 46.3555 | 71.8045
2023-07-13 11:00 | 47.6219 | 73.2308
2023-07-13 12:00 | 49.4285 | 71.9429
2023-07-13 13:00 | 50.7406 | 73.1737
2023-07-13 14:00 | 51.6378 | 73.1348
2023-07-13 15:00 | 52.7607 | 76.0273
2023-07-13 16:00 | 54.1252 | 81.4545
2023-07-13 17:00 | 55.3032 | 86.8378
2023-07-13 18:00 | 54.9909 | 86.9761
2023-07-13 19:00 | 52.7462 | 86.3325
2023-07-13 20:00 | 49.8502 | 82.4376
2023-07-13 21:00 | 47.237 | 78.6765
2023-07-13 22:00 | 43.4118 | 73.7485
2023-07-13 23:00 | 38.6581 | 68.0399
2023-07-14 | 36.7915 | 63.8899
2023-07-14 01:00 | 34.0706 | 61.017
2023-07-14 02:00 | 33.1283 | 58.0138
2023-07-14 03:00 | 32.7587 | 56.2166
2023-07-14 04:00 | 32.7117 | 55.0157
2023-07-14 05:00 | 33.851 | 55.2478
2023-07-14 06:00 | 37.2578 | 60.7762
2023-07-14 07:00 | 42.8721 | 66.1676
2023-07-14 08:00 | 45.9571 | 70.1387
2023-07-14 09:00 | 47.7318 | 75.2189
2023-07-14 10:00 | 48.9648 | 77.7667
2023-07-14 11:00 | 49.4684 | 80.4977
2023-07-14 12:00 | 50.1668 | 80.6611
2023-07-14 13:00 | 51.1199 | 82.7277
2023-07-14 14:00 | 51.5533 | 83.8671
2023-07-14 15:00 | 51.959 | 86.5797
2023-07-14 16:00 | 52.8844 | 91.8064
2023-07-14 17:00 | 53.9676 | 96.3057
2023-07-14 18:00 | 55.3551 | 97.3288
2023-07-14 19:00 | 53.5814 | 97.2411
2023-07-14 20:00 | 50.3206 | 92.3896
2023-07-14 21:00 | 47.815 | 88.3961
2023-07-14 22:00 | 43.998 | 82.0617
2023-07-14 23:00 | 39.2207 | 75.3592
2023-07-15 | 34.544 | 69.1921
2023-07-15 01:00 | 31.7491 | 61.974
2023-07-15 02:00 | 30.596 | 57.9672
2023-07-15 03:00 | 30.0677 | 55.678
2023-07-15 04:00 | 29.8028 | 53.6817
2023-07-15 05:00 | 29.9082 | 53.3961
2023-07-15 06:00 | 31.1726 | 57.925
2023-07-15 07:00 | 35.2745 | 61.5273
2023-07-15 08:00 | 39.2221 | 67.612
2023-07-15 09:00 | 42.3693 | 73.5957
2023-07-15 10:00 | 44.1135 | 79.4987
2023-07-15 11:00 | 44.8606 | 81.9058
2023-07-15 12:00 | 45.2537 | 83.1994
2023-07-15 13:00 | 45.6335 | 84.5603
2023-07-15 14:00 | 46.0666 | 84.2781
2023-07-15 15:00 | 46.7417 | 86.6887
2023-07-15 16:00 | 48.6769 | 89.7406
2023-07-15 17:00 | 50.6187 | 93.4695
2023-07-15 18:00 | 51.1369 | 97.295
2023-07-15 19:00 | 48.9719 | 95.2122
2023-07-15 20:00 | 45.4082 | 90.5237
2023-07-15 21:00 | 43.3436 | 87.4634
2023-07-15 22:00 | 40.6857 | 82.1572
2023-07-15 23:00 | 37.1673 | 76.788
2023-07-16 | 33.5261 | 69.8885
2023-07-16 01:00 | 31.319 | 63.3714
2023-07-16 02:00 | 30.2101 | 59.7045
2023-07-16 03:00 | 29.7489 | 57.2742
2023-07-16 04:00 | 29.4431 | 55.1032
2023-07-16 05:00 | 29.4822 | 54.6298
2023-07-16 06:00 | 29.7298 | 57.2539
2023-07-16 07:00 | 33.1952 | 60.1437
2023-07-16 08:00 | 37.2078 | 65.0208
2023-07-16 09:00 | 40.6421 | 70.2108
2023-07-16 10:00 | 42.6924 | 76.4662
2023-07-16 11:00 | 44.2816 | 79.5976
2023-07-16 12:00 | 46.5755 | 78.8592
2023-07-16 13:00 | 47.6559 | 81.2556
2023-07-16 14:00 | 48.6038 | 82.0318
2023-07-16 15:00 | 49.8162 | 86.4677
2023-07-16 16:00 | 52.5355 | 90.6026
2023-07-16 17:00 | 55.2062 | 94.879
2023-07-16 18:00 | 54.8366 | 98.1517
2023-07-16 19:00 | 52.6277 | 97.0147
2023-07-16 20:00 | 49.1712 | 92.4344
2023-07-16 21:00 | 46.8883 | 89.0229
2023-07-16 22:00 | 43.6748 | 83.311
2023-07-16 23:00 | 39.7099 | 77.3696
2023-07-17 | 36.6536 | 70.0108
2023-07-17 01:00 | 34.1325 | 65.8645
2023-07-17 02:00 | 33.0762 | 62.0193
2023-07-17 03:00 | 32.768 | 59.948
2023-07-17 04:00 | 32.7155 | 58.6468
2023-07-17 05:00 | 33.8934 | 59.556
2023-07-17 06:00 | 38.3433 | 61.5619
2023-07-17 07:00 | 44.7891 | 66.5896
2023-07-17 08:00 | 49.0279 | 70.7764
2023-07-17 09:00 | 51.7869 | 74.7976
2023-07-17 10:00 | 53.9617 | 77.4442
2023-07-17 11:00 | 55.1613 | 81.685
2023-07-17 12:00 | 56.1751 | 83.6451
2023-07-17 13:00 | 57.506 | 86.5089
2023-07-17 14:00 | 57.7935 | 87.0678
2023-07-17 15:00 | 58.6436 | 89.8289
2023-07-17 16:00 | 60.0052 | 94.6674
2023-07-17 17:00 | 61.29 | 99.5201
2023-07-17 18:00 | 60.5858 | 100.8364
2023-07-17 19:00 | 58.1831 | 99.7402
2023-07-17 20:00 | 54.8321 | 94.4741
2023-07-17 21:00 | 51.9238 | 90.5355
2023-07-17 22:00 | 47.5998 | 83.4797
2023-07-17 23:00 | 42.4367 | 76.5472
2023-07-18 | 39.654 | 69.0952
2023-07-18 01:00 | 36.2061 | 63.2527
2023-07-18 02:00 | 34.879 | 59.2497
2023-07-18 03:00 | 34.3871 | 57.0488
2023-07-18 04:00 | 34.231 | 55.6696
2023-07-18 05:00 | 35.3748 | 56.2502
2023-07-18 06:00 | 40.4794 | 63.5177
2023-07-18 07:00 | 46.5531 | 69.074
2023-07-18 08:00 | 50.3994 | 74.4533
2023-07-18 09:00 | 52.6756 | 80.0417
2023-07-18 10:00 | 54.3679 | 82.99
2023-07-18 11:00 | 55.3126 | 84.9217
2023-07-18 12:00 | 56.0385 | 85.876
2023-07-18 13:00 | 57.2296 | 87.0537
2023-07-18 14:00 | 57.5139 | 85.4851
2023-07-18 15:00 | 58.4143 | 87.6351
2023-07-18 16:00 | 59.3614 | 90.8325
2023-07-18 17:00 | 60.4434 | 93.4689
2023-07-18 18:00 | 59.9877 | 95.7471
2023-07-18 19:00 | 57.6268 | 93.4172
2023-07-18 20:00 | 54.6091 | 88.6705
2023-07-18 21:00 | 52.0958 | 84.7004
2023-07-18 22:00 | 48.0256 | 78.8356
2023-07-18 23:00 | 43.0367 | 72.6822
2023-07-19 | 39.9636 | 68.7269
2023-07-19 01:00 | 37.8298 | 63.782
2023-07-19 02:00 | 36.5234 | 60.1141
2023-07-19 03:00 | 36.094 | 58.0758
2023-07-19 04:00 | 35.948 | 56.9779
2023-07-19 05:00 | 37.1109 | 57.5685
2023-07-19 06:00 | 40.5693 | 63.1542
2023-07-19 07:00 | 46.4791 | 68.3439
2023-07-19 08:00 | 50.8884 | 73.9003
2023-07-19 09:00 | 53.8669 | 79.1228
2023-07-19 10:00 | 56.4396 | 82.4084
2023-07-19 11:00 | 58.5156 | 84.1879
2023-07-19 12:00 | 60.6179 | 85.4055
2023-07-19 13:00 | 62.4894 | 87.2845
2023-07-19 14:00 | 63.2748 | 86.3298
2023-07-19 15:00 | 64.5597 | 87.1318
2023-07-19 16:00 | 65.8585 | 89.8174
2023-07-19 17:00 | 67.1788 | 92.4711
2023-07-19 18:00 | 67.5533 | 95.1687
2023-07-19 19:00 | 65.4177 | 92.0735
2023-07-19 20:00 | 61.5434 | 88.7943
2023-07-19 21:00 | 58.6948 | 86.2488
2023-07-19 22:00 | 53.9252 | 80.373
2023-07-19 23:00 | 48.0342 | 74.9329
2023-07-20 | 43.0836 | 67.7949
2023-07-20 01:00 | 39.8177 | 64.0062
2023-07-20 02:00 | 38.2596 | 60.4765
2023-07-20 03:00 | 37.4824 | 58.6487
2023-07-20 04:00 | 37.094 | 57.577
2023-07-20 05:00 | 38.1303 | 58.5161
2023-07-20 06:00 | 41.2197 | 63.9116
2023-07-20 07:00 | 46.6863 | 68.915
2023-07-20 08:00 | 50.6918 | 74.0155
2023-07-20 09:00 | 53.0295 | 79.0537
2023-07-20 10:00 | 54.9697 | 82.3115
2023-07-20 11:00 | 56.5243 | 83.8885
2023-07-20 12:00 | 58.612 | 85.5448
2023-07-20 13:00 | 59.8359 | 87.0282
2023-07-20 14:00 | 60.3271 | 85.9508
2023-07-20 15:00 | 61.1584 | 87.108
2023-07-20 16:00 | 62.2058 | 89.953
2023-07-20 17:00 | 63.1928 | 92.1138
2023-07-20 18:00 | 62.5834 | 94.1034
2023-07-20 19:00 | 60.2732 | 91.6217
2023-07-20 20:00 | 56.8058 | 88.0096
2023-07-20 21:00 | 54.2068 | 84.6193
2023-07-20 22:00 | 49.9474 | 78.955
2023-07-20 23:00 | 44.6365 | 73.3855
2023-07-21 | 40.2687 | 68.1016
2023-07-21 01:00 | 37.0566 | 64.4828
2023-07-21 02:00 | 35.5653 | 60.9485
2023-07-21 03:00 | 34.9372 | 58.8392
2023-07-21 04:00 | 34.6907 | 57.5556
2023-07-21 05:00 | 35.6695 | 57.8459
2023-07-21 06:00 | 40.6094 | 63.8028
2023-07-21 07:00 | 46.2892 | 69.3094
2023-07-21 08:00 | 50.0923 | 74.2839
2023-07-21 09:00 | 52.3027 | 80.285
2023-07-21 10:00 | 53.8533 | 83.3567
2023-07-21 11:00 | 54.6644 | 85.8179
2023-07-21 12:00 | 55.794 | 88.4013
2023-07-21 13:00 | 56.8781 | 90.2999
2023-07-21 14:00 | 57.0512 | 90.0158
2023-07-21 15:00 | 57.4387 | 91.9356
2023-07-21 16:00 | 58.1503 | 94.5988
2023-07-21 17:00 | 59.168 | 96.2532
2023-07-21 18:00 | 59.0542 | 98.0622
2023-07-21 19:00 | 56.7593 | 96.8589
2023-07-21 20:00 | 52.8319 | 92.6268
2023-07-21 21:00 | 49.8815 | 88.9853
2023-07-21 22:00 | 45.628 | 82.6059
2023-07-21 23:00 | 40.4444 | 76.3284
2023-07-22 | 37.5279 | 70.3839
2023-07-22 01:00 | 33.9894 | 63.6001
2023-07-22 02:00 | 32.6822 | 59.5431
2023-07-22 03:00 | 32.0739 | 57.076
2023-07-22 04:00 | 31.6103 | 54.8883
2023-07-22 05:00 | 31.6799 | 54.4022
2023-07-22 06:00 | 32.2208 | 56.596
2023-07-22 07:00 | 35.8916 | 59.0913
2023-07-22 08:00 | 39.9373 | 62.7251
2023-07-22 09:00 | 43.274 | 67.2329
2023-07-22 10:00 | 45.5729 | 71.1815
2023-07-22 11:00 | 47.0083 | 73.5001
2023-07-22 12:00 | 48.9333 | 75.1747
2023-07-22 13:00 | 49.5162 | 77.0012
2023-07-22 14:00 | 49.8646 | 75.8957
2023-07-22 15:00 | 50.602 | 78.7657
2023-07-22 16:00 | 52.6984 | 81.3448
2023-07-22 17:00 | 54.5414 | 84.3483
2023-07-22 18:00 | 55.0801 | 85.4122
2023-07-22 19:00 | 52.7227 | 83.774
2023-07-22 20:00 | 48.7567 | 78.9512
2023-07-22 21:00 | 46.063 | 75.1544
2023-07-22 22:00 | 42.8371 | 70.75
2023-07-22 23:00 | 38.9093 | 65.4235
2023-07-23 | 36.0248 | 61.3972
2023-07-23 01:00 | 32.4269 | 55.588
2023-07-23 02:00 | 31.0856 | 52.6586
2023-07-23 03:00 | 30.4705 | 50.5049
2023-07-23 04:00 | 29.9511 | 48.4578
2023-07-23 05:00 | 29.8928 | 48.0413
2023-07-23 06:00 | 30.4756 | 51.5693
2023-07-23 07:00 | 34.1041 | 53.892
2023-07-23 08:00 | 38.1075 | 57.576
2023-07-23 09:00 | 41.1909 | 62.601
2023-07-23 10:00 | 42.8586 | 67.0152
2023-07-23 11:00 | 43.8129 | 68.7861
2023-07-23 12:00 | 45.4109 | 68.7499
2023-07-23 13:00 | 45.9776 | 70.411
2023-07-23 14:00 | 46.2184 | 69.2649
2023-07-23 15:00 | 47.0022 | 72.7802
2023-07-23 16:00 | 49.2747 | 75.7745
2023-07-23 17:00 | 51.4838 | 79.1551
2023-07-23 18:00 | 51.3966 | 81.4101
2023-07-23 19:00 | 49.4667 | 79.2278
2023-07-23 20:00 | 46.5268 | 75.549
2023-07-23 21:00 | 44.6254 | 72.3837
2023-07-23 22:00 | 41.7856 | 68.6755
2023-07-23 23:00 | 38.1686 | 63.86
2023-07-24 | 34.82 | 61.1615
2023-07-24 01:00 | 32.0502 | 60.2831
2023-07-24 02:00 | 31.2078 | 57.6997
2023-07-24 03:00 | 30.9582 | 56.1535
2023-07-24 04:00 | 30.9884 | 55.2156
2023-07-24 05:00 | 32.1701 | 56.4459
2023-07-24 06:00 | 35.3429 | 61.3945
2023-07-24 07:00 | 40.6859 | 66.6677
2023-07-24 08:00 | 43.6905 | 72.1972
2023-07-24 09:00 | 45.331 | 78.3413
2023-07-24 10:00 | 46.2712 | 81.5481
2023-07-24 11:00 | 46.4975 | 82.9638
2023-07-24 12:00 | 47.1395 | 82.9437
2023-07-24 13:00 | 47.9196 | 85.348
2023-07-24 14:00 | 48.1819 | 84.9431
2023-07-24 15:00 | 49.0562 | 86.937
2023-07-24 16:00 | 50.419 | 91.3653
2023-07-24 17:00 | 51.6749 | 95.5787
2023-07-24 18:00 | 51.835 | 97.5437
2023-07-24 19:00 | 49.6336 | 96.7013
2023-07-24 20:00 | 46.5778 | 92.1695
2023-07-24 21:00 | 43.8126 | 87.863
2023-07-24 22:00 | 40.1006 | 81.2796
2023-07-24 23:00 | 35.6133 | 74.7751
2023-07-25 | 33.2803 | 69.1805
2023-07-25 01:00 | 30.6183 | 63.4553
2023-07-25 02:00 | 29.9252 | 59.6397
2023-07-25 03:00 | 29.8587 | 57.5728
2023-07-25 04:00 | 30.0321 | 56.4324
2023-07-25 05:00 | 31.3608 | 57.1822
2023-07-25 06:00 | 34.2975 | 60.2348
2023-07-25 07:00 | 39.2116 | 64.4249
2023-07-25 08:00 | 41.9094 | 68.1395
2023-07-25 09:00 | 43.5218 | 71.0705
2023-07-25 10:00 | 44.54 | 73.1088
2023-07-25 11:00 | 44.8745 | 75.5881
2023-07-25 12:00 | 45.5563 | 76.2488
2023-07-25 13:00 | 46.5226 | 77.7646
2023-07-25 14:00 | 47.1568 | 77.1987
2023-07-25 15:00 | 48.2619 | 79.8834
2023-07-25 16:00 | 49.7056 | 84.104
2023-07-25 17:00 | 51.1314 | 87.6998
2023-07-25 18:00 | 50.7046 | 87.4496
2023-07-25 19:00 | 48.863 | 86.7929
2023-07-25 20:00 | 46.6774 | 82.3162
2023-07-25 21:00 | 44.6054 | 77.9147
2023-07-25 22:00 | 41.3221 | 72.7091
2023-07-25 23:00 | 37.1132 | 66.7607
2023-07-26 | 33.9958 | 62.998
2023-07-26 01:00 | 31.7988 | 57.9095
2023-07-26 02:00 | 31.2491 | 54.7243
2023-07-26 03:00 | 31.1719 | 52.9072
2023-07-26 04:00 | 31.3214 | 51.8742
2023-07-26 05:00 | 32.6664 | 52.4262
2023-07-26 06:00 | 36.2123 | 55.3969
2023-07-26 07:00 | 41.121 | 60.3569
2023-07-26 08:00 | 43.3279 | 63.5917
2023-07-26 09:00 | 44.3477 | 66.6493
2023-07-26 10:00 | 44.8241 | 68.2243
2023-07-26 11:00 | 45.1015 | 70.8186
2023-07-26 12:00 | 45.508 | 70.8256
2023-07-26 13:00 | 46.4989 | 72.838
2023-07-26 14:00 | 47.119 | 72.8429
2023-07-26 15:00 | 48.0786 | 75.4723
2023-07-26 16:00 | 49.4387 | 80.1058
2023-07-26 17:00 | 50.7422 | 85.2283
2023-07-26 18:00 | 50.9041 | 85.1796
2023-07-26 19:00 | 49.0769 | 85.1733
2023-07-26 20:00 | 46.8579 | 81.3446
2023-07-26 21:00 | 44.6963 | 77.9717
2023-07-26 22:00 | 41.3314 | 72.7898
2023-07-26 23:00 | 37.058 | 66.4993
2023-07-27 | 33.4621 | 61.5905
2023-07-27 01:00 | 31.3197 | 57.0373
2023-07-27 02:00 | 30.6331 | 54.0244
2023-07-27 03:00 | 30.5506 | 52.3153
2023-07-27 04:00 | 30.6782 | 51.4166
2023-07-27 05:00 | 32.0633 | 52.5073
2023-07-27 06:00 | 35.2105 | 56.6843
2023-07-27 07:00 | 40.5481 | 60.7569
2023-07-27 08:00 | 43.5158 | 63.8484
2023-07-27 09:00 | 45.5611 | 66.6924
2023-07-27 10:00 | 46.8643 | 68.5922
2023-07-27 11:00 | 47.0741 | 70.6207
2023-07-27 12:00 | 46.8192 | 71.0815
2023-07-27 13:00 | 47.9634 | 73.3592
2023-07-27 14:00 | 48.714 | 73.2496
2023-07-27 15:00 | 49.8927 | 75.7906
2023-07-27 16:00 | 51.6217 | 80.3458
2023-07-27 17:00 | 53.1303 | 84.4323
2023-07-27 18:00 | 52.9014 | 85.4785
2023-07-27 19:00 | 51.2471 | 83.8991
2023-07-27 20:00 | 48.7876 | 81.302
2023-07-27 21:00 | 46.2842 | 78.624
2023-07-27 22:00 | 42.6664 | 73.449
2023-07-27 23:00 | 38.1507 | 68.6589
2023-07-28 | 35.1735 | 62.7033
2023-07-28 01:00 | 33.0301 | 58.6484
2023-07-28 02:00 | 32.2419 | 55.9353
2023-07-28 03:00 | 32.058 | 54.152
2023-07-28 04:00 | 32.1408 | 53.1366
2023-07-28 05:00 | 33.4893 | 53.646
2023-07-28 06:00 | 36.2727 | 62.5463
2023-07-28 07:00 | 41.018 | 67.3411
2023-07-28 08:00 | 43.5964 | 71.412
2023-07-28 09:00 | 45.2163 | 77.0202
2023-07-28 10:00 | 46.5939 | 79.4168
2023-07-28 11:00 | 47.2285 | 79.9255
2023-07-28 12:00 | 48.281 | 83.4965
2023-07-28 13:00 | 49.4354 | 84.2381
2023-07-28 14:00 | 50.1238 | 82.3707
2023-07-28 15:00 | 50.9953 | 83.5817
2023-07-28 16:00 | 52.1568 | 85.2053
2023-07-28 17:00 | 53.2746 | 86.1016
2023-07-28 18:00 | 53.2482 | 89.0489
2023-07-28 19:00 | 51.5371 | 87.4543
2023-07-28 20:00 | 48.7002 | 83.8223
2023-07-28 21:00 | 46.1241 | 79.6416
2023-07-28 22:00 | 42.4271 | 74.5734
2023-07-28 23:00 | 37.8625 | 68.9525
2023-07-29 | 34.179 | 66.4345
2023-07-29 01:00 | 31.9458 | 59.292
2023-07-29 02:00 | 30.885 | 55.481
2023-07-29 03:00 | 30.4571 | 53.1119
2023-07-29 04:00 | 30.2593 | 51.3664
2023-07-29 05:00 | 30.5997 | 51.2203
2023-07-29 06:00 | 32.1273 | 53.0809
2023-07-29 07:00 | 36.0704 | 54.8846
2023-07-29 08:00 | 40.5201 | 58.4262
2023-07-29 09:00 | 44.7096 | 61.6948
2023-07-29 10:00 | 47.2733 | 65.3301
2023-07-29 11:00 | 48.2988 | 68.4592
2023-07-29 12:00 | 49.6374 | 73.1262
2023-07-29 13:00 | 50.0719 | 74.6654
2023-07-29 14:00 | 50.1405 | 74.0587
2023-07-29 15:00 | 50.2454 | 76.7203
2023-07-29 16:00 | 51.7221 | 79.2971
2023-07-29 17:00 | 53.1503 | 82.5178
2023-07-29 18:00 | 53.4109 | 84.2457
2023-07-29 19:00 | 51.0401 | 82.1009
2023-07-29 20:00 | 48.1455 | 78.515
2023-07-29 21:00 | 46.0431 | 75.733
2023-07-29 22:00 | 43.2996 | 71.6299
2023-07-29 23:00 | 39.8363 | 67.1851
2023-07-30 | 36.846 | 61.8413
2023-07-30 01:00 | 33.8709 | 56.8918
2023-07-30 02:00 | 32.5005 | 54.0121
2023-07-30 03:00 | 31.8089 | 51.6036
2023-07-30 04:00 | 31.305 | 49.6354
2023-07-30 05:00 | 31.3528 | 48.9496
2023-07-30 06:00 | 33.4313 | 48.6999
2023-07-30 07:00 | 37.2078 | 48.9355
2023-07-30 08:00 | 41.7978 | 50.3599
2023-07-30 09:00 | 45.6433 | 51.9783
2023-07-30 10:00 | 47.757 | 54.5121
2023-07-30 11:00 | 48.8181 | 56.1151
2023-07-30 12:00 | 50.3331 | 56.7897
2023-07-30 13:00 | 51.2137 | 58.9047
2023-07-30 14:00 | 51.8581 | 57.6153
2023-07-30 15:00 | 52.726 | 60.9228
2023-07-30 16:00 | 55.0095 | 63.6756
2023-07-30 17:00 | 57.1325 | 66.1992
2023-07-30 18:00 | 56.4146 | 67.3027
2023-07-30 19:00 | 54.2028 | 66.5604
2023-07-30 20:00 | 51.152 | 63.1433
2023-07-30 21:00 | 48.8901 | 60.0039
2023-07-30 22:00 | 45.623 | 57.1648
2023-07-30 23:00 | 41.606 | 52.756
2023-07-31 | 38.2058 | 49.77
2023-07-31 01:00 | 35.4103 | 48.4236
2023-07-31 02:00 | 34.37 | 46.6311
2023-07-31 03:00 | 33.9661 | 45.5412
2023-07-31 04:00 | 33.8641 | 44.7445
2023-07-31 05:00 | 35.1235 | 45.9966
2023-07-31 06:00 | 37.9534 | 50.8046
2023-07-31 07:00 | 43.002 | 55.0919
2023-07-31 08:00 | 46.2845 | 58.0212
2023-07-31 09:00 | 48.2914 | 60.6695
2023-07-31 10:00 | 50.0123 | 61.8097
2023-07-31 11:00 | 51.0035 | 62.2814
2023-07-31 12:00 | 52.2521 | 62.2992
2023-07-31 13:00 | 53.4747 | 63.9537
2023-07-31 14:00 | 54.0023 | 62.1156
2023-07-31 15:00 | 55.3785 | 64.108
2023-07-31 16:00 | 56.8317 | 67.9837
2023-07-31 17:00 | 58.0013 | 72.4848
2023-07-31 18:00 | 57.1101 | 74.6648
2023-07-31 19:00 | 54.9766 | 73.4109
2023-07-31 20:00 | 51.9452 | 70.4978
2023-07-31 21:00 | 49.1254 | 67.1698
2023-07-31 22:00 | 45.099 | 63.1908
2023-07-31 23:00 | 40.2458 | 58.4704
2023-08-01 | 36.6299 | 55.6313
2023-08-01 01:00 | 33.8109 | 48.0726
2023-08-01 02:00 | 32.8645 | 45.8251
2023-08-01 03:00 | 32.52 | 44.5985
2023-08-01 04:00 | 32.5678 | 43.8489
2023-08-01 05:00 | 33.8437 | 45.1736
2023-08-01 06:00 | 37.3134 | 50.779
2023-08-01 07:00 | 41.9407 | 54.3477
2023-08-01 08:00 | 45.5825 | 56.5838
2023-08-01 09:00 | 47.8724 | 59.216
2023-08-01 10:00 | 49.7068 | 60.507
2023-08-01 11:00 | 51.1532 | 61.1836
2023-08-01 12:00 | 52.5719 | 61.7107
2023-08-01 13:00 | 54.1058 | 63.7027
2023-08-01 14:00 | 54.8788 | 62.7038
2023-08-01 15:00 | 55.8244 | 64.8564
2023-08-01 16:00 | 57.3907 | 69.75
2023-08-01 17:00 | 59.2396 | 74.1103
2023-08-01 18:00 | 58.7383 | 75.2177
2023-08-01 19:00 | 55.9064 | 73.932
2023-08-01 20:00 | 52.5484 | 71.253
2023-08-01 21:00 | 49.7325 | 67.8705
2023-08-01 22:00 | 45.2762 | 63.3407
2023-08-01 23:00 | 40.2835 | 58.9462
2023-08-02 | 37.0621 | 55.7355
2023-08-02 01:00 | 35.1877 | 49.7856
2023-08-02 02:00 | 34.3482 | 47.5213
2023-08-02 03:00 | 33.9814 | 46.3858
2023-08-02 04:00 | 33.9828 | 45.763
2023-08-02 05:00 | 35.2662 | 46.8846
2023-08-02 06:00 | 38.2036 | 48.9621
2023-08-02 07:00 | 42.7437 | 53.0287
2023-08-02 08:00 | 46.1836 | 55.051
2023-08-02 09:00 | 48.24 | 57.3189
2023-08-02 10:00 | 49.8359 | 58.3682
2023-08-02 11:00 | 51.4096 | 59.3278
2023-08-02 12:00 | 52.9193 | 59.4438
2023-08-02 13:00 | 54.5466 | 60.4271
2023-08-02 14:00 | 55.5467 | 59.25
2023-08-02 15:00 | 56.5285 | 61.2883
2023-08-02 16:00 | 57.7599 | 65.7312
2023-08-02 17:00 | 59.0751 | 71.3027
2023-08-02 18:00 | 57.6505 | 74.4579
2023-08-02 19:00 | 54.7471 | 73.9149
2023-08-02 20:00 | 51.8863 | 70.8827
2023-08-02 21:00 | 49.6492 | 67.4975
2023-08-02 22:00 | 45.5074 | 63.0082
2023-08-02 23:00 | 40.6968 | 57.7871
2023-08-03 | 36.8053 | 53.2228
2023-08-03 01:00 | 33.8308 | 49.8217
2023-08-03 02:00 | 32.9905 | 47.6687
2023-08-03 03:00 | 32.6059 | 46.5792
2023-08-03 04:00 | 32.5549 | 45.8958
2023-08-03 05:00 | 33.7932 | 47.3292
2023-08-03 06:00 | 37.1946 | 53.5231
2023-08-03 07:00 | 41.878 | 58.1457
2023-08-03 08:00 | 44.3506 | 61.4034
2023-08-03 09:00 | 45.1389 | 65.6487
2023-08-03 10:00 | 45.3336 | 67.6389
2023-08-03 11:00 | 45.314 | 67.5076
2023-08-03 12:00 | 45.5532 | 65.3695
2023-08-03 13:00 | 45.8578 | 66.7777
2023-08-03 14:00 | 45.5756 | 66.1194
2023-08-03 15:00 | 45.3679 | 68.3335
2023-08-03 16:00 | 46.0299 | 73.2086
2023-08-03 17:00 | 46.9838 | 77.9779
2023-08-03 18:00 | 46.0999 | 80.1609
2023-08-03 19:00 | 43.4811 | 79.2398
2023-08-03 20:00 | 41.7166 | 76.811
2023-08-03 21:00 | 39.8903 | 73.7741
2023-08-03 22:00 | 36.7214 | 68.7298
2023-08-03 23:00 | 33.1675 | 63.8103
2023-08-04 | 31.3699 | 58.6578
2023-08-04 01:00 | 29.5985 | 57.1465
2023-08-04 02:00 | 29.1448 | 54.7214
2023-08-04 03:00 | 29.1911 | 53.3486
2023-08-04 04:00 | 29.5423 | 52.6005
2023-08-04 05:00 | 30.9847 | 53.6913
2023-08-04 06:00 | 35.5666 | 59.2504
2023-08-04 07:00 | 40.2838 | 63.9864
2023-08-04 08:00 | 42.8744 | 68.2946
2023-08-04 09:00 | 44.0318 | 73.8616
2023-08-04 10:00 | 44.1972 | 76.6718
2023-08-04 11:00 | 43.5765 | 77.29
2023-08-04 12:00 | 43.0822 | 78.4449
2023-08-04 13:00 | 43.7504 | 79.8792
2023-08-04 14:00 | 43.4589 | 79.2181
2023-08-04 15:00 | 43.1566 | 80.6941
2023-08-04 16:00 | 43.5924 | 83.8907
2023-08-04 17:00 | 44.7774 | 86.3434
2023-08-04 18:00 | 44.2285 | 88.5206
2023-08-04 19:00 | 42.0625 | 87.4539
2023-08-04 20:00 | 40.3555 | 83.7728
2023-08-04 21:00 | 38.7414 | 79.2866
2023-08-04 22:00 | 35.6281 | 73.462
2023-08-04 23:00 | 32.0558 | 67.6122
2023-08-05 | 30.3403 | 63.5563
2023-08-05 01:00 | 27.2798 | 56.3501
2023-08-05 02:00 | 26.728 | 52.5657
2023-08-05 03:00 | 26.6479 | 50.1638
2023-08-05 04:00 | 26.7113 | 48.3822
2023-08-05 05:00 | 27.1683 | 48.3358
2023-08-05 06:00 | 29.631 | 51.3401
2023-08-05 07:00 | 32.4402 | 54.0473
2023-08-05 08:00 | 34.8492 | 59.0669
2023-08-05 09:00 | 36.3683 | 64.771
2023-08-05 10:00 | 37.0365 | 69.1424
2023-08-05 11:00 | 37.2275 | 70.0722
2023-08-05 12:00 | 38.2068 | 70.197
2023-08-05 13:00 | 38.1321 | 71.6409
2023-08-05 14:00 | 37.6153 | 70.7596
2023-08-05 15:00 | 37.2861 | 72.8898
2023-08-05 16:00 | 38.8376 | 75.8393
2023-08-05 17:00 | 40.7656 | 79.4802
2023-08-05 18:00 | 40.7647 | 81.1755
2023-08-05 19:00 | 38.3639 | 78.0409
2023-08-05 20:00 | 36.4138 | 74.2501
2023-08-05 21:00 | 35.0391 | 70.8983
2023-08-05 22:00 | 32.897 | 66.6555
2023-08-05 23:00 | 30.4301 | 62.2987
2023-08-06 | 29.0538 | 58.4728
2023-08-06 01:00 | 27.507 | 53.1843
2023-08-06 02:00 | 26.9616 | 50.5444
2023-08-06 03:00 | 26.8168 | 48.815
2023-08-06 04:00 | 26.9417 | 47.2333
2023-08-06 05:00 | 27.4244 | 47.6353
2023-08-06 06:00 | 28.2947 | 53.2132
2023-08-06 07:00 | 30.9771 | 55.9321
2023-08-06 08:00 | 34.3042 | 60.7306
2023-08-06 09:00 | 37.6556 | 67.2782
2023-08-06 10:00 | 39.4785 | 73.2369
2023-08-06 11:00 | 40.7468 | 75.0201
2023-08-06 12:00 | 41.556 | 77.7505
2023-08-06 13:00 | 43.0541 | 79.5335
2023-08-06 14:00 | 44.4065 | 79.2131
2023-08-06 15:00 | 45.6337 | 82.1989
2023-08-06 16:00 | 48.3132 | 84.6979
2023-08-06 17:00 | 50.9763 | 87.2329
2023-08-06 18:00 | 49.7537 | 90.3689
2023-08-06 19:00 | 46.9366 | 86.9041
2023-08-06 20:00 | 44.6267 | 83.5961
2023-08-06 21:00 | 43.0376 | 79.7038
2023-08-06 22:00 | 40.1152 | 75.1383
2023-08-06 23:00 | 36.83 | 70.1949
2023-08-07 | 33.5352 | 67.6837
2023-08-07 01:00 | 29.2767 | 62.2267
2023-08-07 02:00 | 28.5393 | 58.2047
2023-08-07 03:00 | 28.2004 | 55.8164
2023-08-07 04:00 | 28.0933 | 54.1944
2023-08-07 05:00 | 28.5944 | 54.4188
2023-08-07 06:00 | 30.6691 | 57.3718
2023-08-07 07:00 | 33.0229 | 59.8782
2023-08-07 08:00 | 35.0133 | 63.2827
2023-08-07 09:00 | 37.2566 | 70.1144
2023-08-07 10:00 | 38.5487 | 74.0839
2023-08-07 11:00 | 39.3569 | 77.8033
2023-08-07 12:00 | 40.1745 | 82.777
2023-08-07 13:00 | 40.1329 | 87.1442
2023-08-07 14:00 | 39.1904 | 88.0314
2023-08-07 15:00 | 37.4581 | 91.0693
2023-08-07 16:00 | 38.6884 | 93.4049
2023-08-07 17:00 | 41.1197 | 95.0244
2023-08-07 18:00 | 40.2105 | 95.2137
2023-08-07 19:00 | 38.5505 | 92.8687
2023-08-07 20:00 | 37.0716 | 88.3686
2023-08-07 21:00 | 35.9874 | 84.6014
2023-08-07 22:00 | 33.6021 | 78.6519
2023-08-07 23:00 | 30.9664 | 73.0304
2023-08-08 | 29.7209 | 68.5134
2023-08-08 01:00 | 28.9859 | 61.5145
2023-08-08 02:00 | 28.6203 | 57.3872
2023-08-08 03:00 | 28.7391 | 55.3506
2023-08-08 04:00 | 29.1101 | 54.1036
2023-08-08 05:00 | 30.6789 | 54.9946
2023-08-08 06:00 | 35.3721 | 59.501
2023-08-08 07:00 | 39.832 | 64.0844
2023-08-08 08:00 | 41.7309 | 67.7901
2023-08-08 09:00 | 42.321 | 71.515
2023-08-08 10:00 | 42.4988 | 73.2916
2023-08-08 11:00 | 42.3962 | 74.4751
2023-08-08 12:00 | 43.2977 | 75.4782
2023-08-08 13:00 | 43.7853 | 76.139
2023-08-08 14:00 | 43.5897 | 73.8102
2023-08-08 15:00 | 43.8006 | 75.7142
2023-08-08 16:00 | 44.645 | 77.9576
2023-08-08 17:00 | 45.9528 | 80.0767
2023-08-08 18:00 | 45.4212 | 82.3309
2023-08-08 19:00 | 43.447 | 80.3416
2023-08-08 20:00 | 42.1164 | 76.2974
2023-08-08 21:00 | 40.4642 | 71.8579
2023-08-08 22:00 | 37.2772 | 66.6512
2023-08-08 23:00 | 33.6072 | 60.9516
2023-08-09 | 31.5043 | 56.7147
2023-08-09 01:00 | 29.9393 | 52.5619
2023-08-09 02:00 | 29.6509 | 49.6094
2023-08-09 03:00 | 29.7325 | 48.0211
2023-08-09 04:00 | 30.0556 | 47.2621
2023-08-09 05:00 | 31.6347 | 48.5595
2023-08-09 06:00 | 34.0186 | 53.2429
2023-08-09 07:00 | 37.8941 | 57.6415
2023-08-09 08:00 | 40.0539 | 60.7025
2023-08-09 09:00 | 41.1362 | 63.7436
2023-08-09 10:00 | 41.7314 | 65.2756
2023-08-09 11:00 | 42.3402 | 66.873
2023-08-09 12:00 | 42.9873 | 64.6316
2023-08-09 13:00 | 44.1936 | 66.8372
2023-08-09 14:00 | 45.2021 | 66.3598
2023-08-09 15:00 | 46.296 | 69.2265
2023-08-09 16:00 | 47.7422 | 74.1819
2023-08-09 17:00 | 49.2336 | 80.2002
2023-08-09 18:00 | 48.6505 | 81.6742
2023-08-09 19:00 | 46.4446 | 81.0734
2023-08-09 20:00 | 44.6699 | 77.4797
2023-08-09 21:00 | 42.8648 | 73.6673
2023-08-09 22:00 | 39.5298 | 67.8589
2023-08-09 23:00 | 35.5871 | 61.799
2023-08-10 | 31.7977 | 57.4276
2023-08-10 01:00 | 30.3993 | 53.5612
2023-08-10 02:00 | 30.071 | 51.1104
2023-08-10 03:00 | 30.2092 | 49.6954
2023-08-10 04:00 | 30.5697 | 48.9644
2023-08-10 05:00 | 32.2389 | 50.3909
2023-08-10 06:00 | 35.1494 | 55.5339
2023-08-10 07:00 | 39.305 | 59.6087
2023-08-10 08:00 | 41.6971 | 62.58
2023-08-10 09:00 | 43.0675 | 66.5914
2023-08-10 10:00 | 44.0713 | 68.572
2023-08-10 11:00 | 44.7874 | 70.3099
2023-08-10 12:00 | 45.078 | 70.5301
2023-08-10 13:00 | 46.364 | 73.0763
2023-08-10 14:00 | 47.4614 | 73.2338
2023-08-10 15:00 | 48.6863 | 76.2624
2023-08-10 16:00 | 50.1643 | 81.6053
2023-08-10 17:00 | 51.3996 | 86.4112
2023-08-10 18:00 | 51.5114 | 87.5977
2023-08-10 19:00 | 49.5414 | 86.4558
2023-08-10 20:00 | 47.5609 | 83.089
2023-08-10 21:00 | 45.2696 | 78.4274
2023-08-10 22:00 | 41.6009 | 72.2766
2023-08-10 23:00 | 37.3715 | 66.6382
2023-08-11 | 33.6394 | 62.6091
2023-08-11 01:00 | 32.7155 | 56.4164
2023-08-11 02:00 | 32.1348 | 53.4377
2023-08-11 03:00 | 32.1409 | 51.6546
2023-08-11 04:00 | 32.3929 | 50.773
2023-08-11 05:00 | 34.0222 | 51.6933
2023-08-11 06:00 | 37.2961 | 56.7568
2023-08-11 07:00 | 41.6227 | 61.2875
2023-08-11 08:00 | 44.4738 | 64.6924
2023-08-11 09:00 | 46.3346 | 69.0953
2023-08-11 10:00 | 48.0818 | 71.0241
2023-08-11 11:00 | 49.474 | 72.5948
2023-08-11 12:00 | 50.9714 | 72.8874
2023-08-11 13:00 | 52.421 | 74.2844
2023-08-11 14:00 | 53.2133 | 74.1579
2023-08-11 15:00 | 53.8308 | 76.3652
2023-08-11 16:00 | 54.565 | 80.6294
2023-08-11 17:00 | 55.3595 | 84.7185
2023-08-11 18:00 | 53.5867 | 85.993
2023-08-11 19:00 | 51.1144 | 84.3688
2023-08-11 20:00 | 48.9579 | 80.7461
2023-08-11 21:00 | 46.7086 | 76.1407
2023-08-11 22:00 | 42.8924 | 70.4389
2023-08-11 23:00 | 38.5262 | 64.9535
2023-08-12 | 35.6963 | 61.3426
2023-08-12 01:00 | 32.4606 | 54.5265
2023-08-12 02:00 | 31.3119 | 51.5312
2023-08-12 03:00 | 30.7035 | 49.7912
2023-08-12 04:00 | 30.2996 | 48.3225
2023-08-12 05:00 | 30.56 | 48.8416
2023-08-12 06:00 | 32.094 | 55.0944
2023-08-12 07:00 | 35.7745 | 58.0103
2023-08-12 08:00 | 39.6036 | 63.0582
2023-08-12 09:00 | 41.9135 | 69.3904
2023-08-12 10:00 | 42.4549 | 74.39
2023-08-12 11:00 | 42.0929 | 75.4954
2023-08-12 12:00 | 40.9868 | 78.2415
2023-08-12 13:00 | 40.2892 | 79.3318
2023-08-12 14:00 | 39.7131 | 78.1109
2023-08-12 15:00 | 39.4931 | 80.2362
2023-08-12 16:00 | 40.4198 | 82.0413
2023-08-12 17:00 | 41.5718 | 83.9994
2023-08-12 18:00 | 41.1593 | 86.7236
2023-08-12 19:00 | 38.7608 | 83.712
2023-08-12 20:00 | 36.6759 | 80.3224
2023-08-12 21:00 | 35.0082 | 76.51
2023-08-12 22:00 | 32.7636 | 72.0996
2023-08-12 23:00 | 30.2119 | 67.5306
2023-08-13 | 28.8159 | 64.9409
2023-08-13 01:00 | 27.2163 | 57.5765
2023-08-13 02:00 | 26.8031 | 53.8823
2023-08-13 03:00 | 26.71 | 51.369
2023-08-13 04:00 | 26.6296 | 49.5681
2023-08-13 05:00 | 27.0652 | 49.4541
2023-08-13 06:00 | 28.341 | 54.743
2023-08-13 07:00 | 30.6933 | 56.3403
2023-08-13 08:00 | 33.1643 | 59.9337
2023-08-13 09:00 | 34.9058 | 64.9708
2023-08-13 10:00 | 35.4642 | 69.3028
2023-08-13 11:00 | 35.9696 | 71.0077
2023-08-13 12:00 | 37.703 | 74.3723
2023-08-13 13:00 | 37.8451 | 75.7515
2023-08-13 14:00 | 37.3876 | 74.8572
2023-08-13 15:00 | 37.6871 | 77.5916
2023-08-13 16:00 | 39.2936 | 79.3816
2023-08-13 17:00 | 41.3388 | 81.7324
2023-08-13 18:00 | 41.4722 | 85.9897
2023-08-13 19:00 | 39.3281 | 82.4248
2023-08-13 20:00 | 37.5915 | 79.0546
2023-08-13 21:00 | 36.0316 | 74.8859
2023-08-13 22:00 | 33.6938 | 70.1373
2023-08-13 23:00 | 31.0352 | 65.4876
2023-08-14 | 29.4402 | 61.4973
2023-08-14 01:00 | 28.6301 | 57.3875
2023-08-14 02:00 | 28.4053 | 54.2925
2023-08-14 03:00 | 28.5301 | 52.6767
2023-08-14 04:00 | 28.8515 | 51.6948
2023-08-14 05:00 | 30.4659 | 53.0485
2023-08-14 06:00 | 34.2219 | 57.7336
2023-08-14 07:00 | 38.7329 | 61.984
2023-08-14 08:00 | 41.6287 | 64.8707
2023-08-14 09:00 | 43.3638 | 68.2883
2023-08-14 10:00 | 44.4892 | 69.6739
2023-08-14 11:00 | 44.8386 | 71.056
2023-08-14 12:00 | 45.051 | 69.137
2023-08-14 13:00 | 46.2138 | 71.417
2023-08-14 14:00 | 46.9897 | 71.2475
2023-08-14 15:00 | 47.9943 | 73.8289
2023-08-14 16:00 | 49.71 | 78.6896
2023-08-14 17:00 | 51.2741 | 84.0442
2023-08-14 18:00 | 50.7559 | 82.7547
2023-08-14 19:00 | 48.2373 | 80.406
2023-08-14 20:00 | 45.9504 | 77.6152
2023-08-14 21:00 | 43.1078 | 73.9911
2023-08-14 22:00 | 39.2414 | 68.4605
2023-08-14 23:00 | 35.0653 | 63.4582
2023-08-15 | 32.6451 | 57.4217
2023-08-15 01:00 | 30.0803 | 56.0825
2023-08-15 02:00 | 29.6201 | 53.3873
2023-08-15 03:00 | 29.6709 | 52.0272
2023-08-15 04:00 | 29.9431 | 51.3725
2023-08-15 05:00 | 31.6007 | 53.055
2023-08-15 06:00 | 35.3865 | 55.2936
2023-08-15 07:00 | 39.8693 | 59.2964
2023-08-15 08:00 | 42.5374 | 62.3253
2023-08-15 09:00 | 44.237 | 64.6004
2023-08-15 10:00 | 45.3723 | 66.2455
2023-08-15 11:00 | 45.8621 | 69.2523
2023-08-15 12:00 | 45.7899 | 70.4703
2023-08-15 13:00 | 46.8871 | 73.1434
2023-08-15 14:00 | 47.6538 | 73.3984
2023-08-15 15:00 | 48.6263 | 76.3402
2023-08-15 16:00 | 50.0661 | 81.8913
2023-08-15 17:00 | 51.539 | 86.3818
2023-08-15 18:00 | 50.1094 | 86.4909
2023-08-15 19:00 | 47.8499 | 84.8325
2023-08-15 20:00 | 46.3979 | 81.7961
2023-08-15 21:00 | 44.2521 | 77.7654
2023-08-15 22:00 | 40.7736 | 71.7929
2023-08-15 23:00 | 36.8413 | 66.5358
2023-08-16 | 34.0873 | 60.9678
2023-08-16 01:00 | 32.7184 | 57.5097
2023-08-16 02:00 | 32.1962 | 54.6878
2023-08-16 03:00 | 32.1647 | 53.1184
2023-08-16 04:00 | 32.3459 | 52.5931
2023-08-16 05:00 | 33.9789 | 54.0377
2023-08-16 06:00 | 37.5023 | 57.8455
2023-08-16 07:00 | 41.9884 | 61.8835
2023-08-16 08:00 | 44.8922 | 65.4941
2023-08-16 09:00 | 46.821 | 69.1784
2023-08-16 10:00 | 48.2877 | 71.1154
2023-08-16 11:00 | 49.4613 | 72.4526
2023-08-16 12:00 | 49.598 | 71.2158
2023-08-16 13:00 | 51.1014 | 73.3848
2023-08-16 14:00 | 51.9382 | 73.5371
2023-08-16 15:00 | 53.0213 | 75.4285
2023-08-16 16:00 | 54.5468 | 80.3115
2023-08-16 17:00 | 56.165 | 85.396
2023-08-16 18:00 | 55.6002 | 86.6677
2023-08-16 19:00 | 53.3131 | 84.0127
2023-08-16 20:00 | 51.1593 | 81.5252
2023-08-16 21:00 | 48.4628 | 77.7634
2023-08-16 22:00 | 44.3625 | 71.8845
2023-08-16 23:00 | 39.7712 | 66.9213
2023-08-17 | 36.2371 | 60.6764
2023-08-17 01:00 | 34.4473 | 55.4702
2023-08-17 02:00 | 33.6226 | 52.6211
2023-08-17 03:00 | 33.3755 | 51.3263
2023-08-17 04:00 | 33.3841 | 50.7393
2023-08-17 05:00 | 34.9722 | 52.3957
2023-08-17 06:00 | 39.0339 | 54.6538
2023-08-17 07:00 | 43.7782 | 58.0345
2023-08-17 08:00 | 47.3265 | 59.7746
2023-08-17 09:00 | 49.7982 | 60.9375
2023-08-17 10:00 | 51.6894 | 61.8542
2023-08-17 11:00 | 52.6633 | 63.3485
2023-08-17 12:00 | 53.3936 | 62.3072
2023-08-17 13:00 | 54.6466 | 63.8547
2023-08-17 14:00 | 55.1608 | 63.6268
2023-08-17 15:00 | 55.8569 | 66.0008
2023-08-17 16:00 | 57.0918 | 70.9857
2023-08-17 17:00 | 58.245 | 76.0419
2023-08-17 18:00 | 55.4899 | 76.7705
2023-08-17 19:00 | 52.8431 | 75.0328
2023-08-17 20:00 | 50.8842 | 72.9127
2023-08-17 21:00 | 48.204 | 69.4841
2023-08-17 22:00 | 44.224 | 64.5739
2023-08-17 23:00 | 39.7899 | 60.1556
2023-08-18 | 37.5614 | 54.0984
2023-08-18 01:00 | 35.7207 | 50.7191
2023-08-18 02:00 | 34.7914 | 48.5962
2023-08-18 03:00 | 34.4741 | 47.4415
2023-08-18 04:00 | 34.4668 | 46.8418
2023-08-18 05:00 | 35.9867 | 48.1064
2023-08-18 06:00 | 39.7866 | 52.8299
2023-08-18 07:00 | 43.9258 | 57.0489
2023-08-18 08:00 | 47.109 | 59.5365
2023-08-18 09:00 | 49.1537 | 62.5563
2023-08-18 10:00 | 51.0276 | 63.554
2023-08-18 11:00 | 52.3375 | 64.1291
2023-08-18 12:00 | 54.0763 | 63.09
2023-08-18 13:00 | 55.256 | 64.3355
2023-08-18 14:00 | 55.5416 | 63.4514
2023-08-18 15:00 | 55.8961 | 65.7023
2023-08-18 16:00 | 56.3401 | 69.7131
2023-08-18 17:00 | 56.9589 | 73.7838
2023-08-18 18:00 | 55.2185 | 75.1355
2023-08-18 19:00 | 52.7716 | 73.7231
2023-08-18 20:00 | 50.6908 | 71.21
2023-08-18 21:00 | 48.4235 | 67.238
2023-08-18 22:00 | 44.6285 | 62.5517
2023-08-18 23:00 | 40.2401 | 57.915
2023-08-19 | 36.3164 | 54.6068
2023-08-19 01:00 | 34.183 | 48.1569
2023-08-19 02:00 | 33.1269 | 45.4309
2023-08-19 03:00 | 32.5961 | 44.0423
2023-08-19 04:00 | 32.2714 | 43.0946
2023-08-19 05:00 | 32.7313 | 43.9265
2023-08-19 06:00 | 33.7625 | 47.3125
2023-08-19 07:00 | 36.266 | 49.1335
2023-08-19 08:00 | 40.0757 | 52.5844
2023-08-19 09:00 | 43.1591 | 57.8003
2023-08-19 10:00 | 45.2004 | 59.6873
2023-08-19 11:00 | 46.4126 | 60.2774
2023-08-19 12:00 | 49.0611 | 60.5791
2023-08-19 13:00 | 49.1025 | 61.2212
2023-08-19 14:00 | 48.6133 | 60.2264
2023-08-19 15:00 | 48.2803 | 62.4592
2023-08-19 16:00 | 49.2973 | 65.5324
2023-08-19 17:00 | 50.4295 | 70.2731
2023-08-19 18:00 | 50.3927 | 70.3652
2023-08-19 19:00 | 47.0224 | 67.1435
2023-08-19 20:00 | 44.0628 | 64.0586
2023-08-19 21:00 | 41.2564 | 60.1571
2023-08-19 22:00 | 38.1614 | 57.2337
2023-08-19 23:00 | 34.8858 | 53.5185
2023-08-20 | 34.0689 | 53.3393
2023-08-20 01:00 | 31.2785 | 48.033
2023-08-20 02:00 | 30.2728 | 45.6802
2023-08-20 03:00 | 29.6835 | 43.9869
2023-08-20 04:00 | 29.2061 | 42.8883
2023-08-20 05:00 | 29.4093 | 43.1339
2023-08-20 06:00 | 31.0362 | 46.1465
2023-08-20 07:00 | 33.5022 | 46.7267
2023-08-20 08:00 | 36.8685 | 48.6235
2023-08-20 09:00 | 39.2416 | 52.4479
2023-08-20 10:00 | 40.3553 | 54.3343
2023-08-20 11:00 | 40.8934 | 54.8891
2023-08-20 12:00 | 40.8335 | 55.0624
2023-08-20 13:00 | 41.2458 | 55.9214
2023-08-20 14:00 | 41.3495 | 55.3757
2023-08-20 15:00 | 42.074 | 58.732
2023-08-20 16:00 | 44.1855 | 61.991
2023-08-20 17:00 | 46.4015 | 66.3207
2023-08-20 18:00 | 46.683 | 68.8233
2023-08-20 19:00 | 43.9612 | 66.6391
2023-08-20 20:00 | 41.0794 | 64.061
2023-08-20 21:00 | 38.2812 | 60.4837
2023-08-20 22:00 | 35.1552 | 57.3989
2023-08-20 23:00 | 31.862 | 53.638
2023-08-21 | 30.4054 | 50.9946
2023-08-21 01:00 | 29.5465 | 49.274
2023-08-21 02:00 | 29.176 | 47.6134
2023-08-21 03:00 | 29.2604 | 46.7194
2023-08-21 04:00 | 29.5164 | 46.2331
2023-08-21 05:00 | 31.1322 | 47.9804
2023-08-21 06:00 | 36.1401 | 54.3241
2023-08-21 07:00 | 40.1731 | 57.9683
2023-08-21 08:00 | 42.4155 | 60.0673
2023-08-21 09:00 | 43.5228 | 62.6769
2023-08-21 10:00 | 44.1943 | 63.3807
2023-08-21 11:00 | 44.2749 | 63.0503
2023-08-21 12:00 | 44.4142 | 62.8675
2023-08-21 13:00 | 45.1751 | 64.0935
2023-08-21 14:00 | 45.0569 | 62.4689
2023-08-21 15:00 | 45.5708 | 64.1056
2023-08-21 16:00 | 46.7843 | 67.6169
2023-08-21 17:00 | 48.0592 | 71.2592
2023-08-21 18:00 | 47.7996 | 73.1262
2023-08-21 19:00 | 45.3079 | 70.7033
2023-08-21 20:00 | 43.8512 | 69.2132
2023-08-21 21:00 | 41.0953 | 65.5987
2023-08-21 22:00 | 37.6274 | 61.3797
2023-08-21 23:00 | 33.9047 | 57.6082
2023-08-22 | 32.2953 | 53.8533
2023-08-22 01:00 | 30.5613 | 53.4353
2023-08-22 02:00 | 30.2273 | 51.5005
2023-08-22 03:00 | 30.3641 | 50.5299
2023-08-22 04:00 | 30.6636 | 50.0292
2023-08-22 05:00 | 32.4752 | 51.5091
2023-08-22 06:00 | 37.443 | 55.0797
2023-08-22 07:00 | 41.6578 | 58.7664
2023-08-22 08:00 | 44.2759 | 61.2522
2023-08-22 09:00 | 45.8938 | 63.503
2023-08-22 10:00 | 46.9397 | 64.4752
2023-08-22 11:00 | 47.2103 | 65.4174
2023-08-22 12:00 | 48.143 | 67.9793
2023-08-22 13:00 | 49.0025 | 68.9449
2023-08-22 14:00 | 49.1673 | 67.4573
2023-08-22 15:00 | 49.5215 | 69.1848
2023-08-22 16:00 | 50.3879 | 72.8464
2023-08-22 17:00 | 51.3475 | 75.3468
2023-08-22 18:00 | 49.9985 | 77.7209
2023-08-22 19:00 | 47.2955 | 75.0714
2023-08-22 20:00 | 46.0555 | 73.4048
2023-08-22 21:00 | 43.5622 | 69.4401
2023-08-22 22:00 | 40.0461 | 64.9585
2023-08-22 23:00 | 36.1778 | 61.0881
2023-08-23 | 34.6971 | 55.9241
2023-08-23 01:00 | 33.7235 | 55.4661
2023-08-23 02:00 | 33.2482 | 53.2126
2023-08-23 03:00 | 33.2446 | 51.9909
2023-08-23 04:00 | 33.4036 | 51.5421
2023-08-23 05:00 | 35.1743 | 52.7872
2023-08-23 06:00 | 39.4668 | 57.1034
2023-08-23 07:00 | 43.9169 | 60.8485
2023-08-23 08:00 | 47.1632 | 63.5326
2023-08-23 09:00 | 49.4719 | 66.2984
2023-08-23 10:00 | 51.5392 | 67.4241
2023-08-23 11:00 | 53.0556 | 67.8434
2023-08-23 12:00 | 54.2385 | 68.7836
2023-08-23 13:00 | 55.8195 | 69.6219
2023-08-23 14:00 | 56.5148 | 68.4094
2023-08-23 15:00 | 57.4837 | 69.4526
2023-08-23 16:00 | 58.6532 | 72.7626
2023-08-23 17:00 | 59.6978 | 76.1946
2023-08-23 18:00 | 59.1233 | 79.8903
2023-08-23 19:00 | 56.5378 | 77.1219
2023-08-23 20:00 | 54.2858 | 75.6536
2023-08-23 21:00 | 51.0206 | 72.1736
2023-08-23 22:00 | 46.538 | 67.2557
2023-08-23 23:00 | 41.665 | 63.1007
2023-08-24 | 38.7061 | 55.9166
2023-08-24 01:00 | 36.0042 | 53.9055
2023-08-24 02:00 | 34.9597 | 51.5289
2023-08-24 03:00 | 34.5269 | 50.2573
2023-08-24 04:00 | 34.3499 | 49.7217
2023-08-24 05:00 | 35.949 | 51.284
2023-08-24 06:00 | 40.271 | 55.2638
2023-08-24 07:00 | 44.6118 | 58.9945
2023-08-24 08:00 | 47.9932 | 60.084
2023-08-24 09:00 | 50.324 | 62.1735
2023-08-24 10:00 | 52.2145 | 62.5426
2023-08-24 11:00 | 53.2498 | 64.3956
2023-08-24 12:00 | 54.145 | 67.2519
2023-08-24 13:00 | 55.1678 | 68.3502
2023-08-24 14:00 | 55.4879 | 67.6106
2023-08-24 15:00 | 56.1634 | 70.4128
2023-08-24 16:00 | 56.8264 | 74.3014
2023-08-24 17:00 | 57.3007 | 77.5922
2023-08-24 18:00 | 56.3531 | 77.8532
2023-08-24 19:00 | 53.7421 | 76.5584
2023-08-24 20:00 | 51.7666 | 74.1465
2023-08-24 21:00 | 48.8583 | 69.0686
2023-08-24 22:00 | 44.7776 | 64.3812
2023-08-24 23:00 | 40.2634 | 59.4487
2023-08-25 | 37.8686 | 58.1327
2023-08-25 01:00 | 35.7757 | 52.4589
2023-08-25 02:00 | 34.7829 | 49.6664
2023-08-25 03:00 | 34.4677 | 48.1111
2023-08-25 04:00 | 34.4243 | 47.368
2023-08-25 05:00 | 36.0079 | 48.5452
2023-08-25 06:00 | 41.102 | 52.4657
2023-08-25 07:00 | 45.6199 | 55.0715
2023-08-25 08:00 | 49.1637 | 54.6457
2023-08-25 09:00 | 51.6447 | 54.2675
2023-08-25 10:00 | 53.5221 | 52.3195
2023-08-25 11:00 | 54.2014 | 53.6511
2023-08-25 12:00 | 54.0078 | 57.1736
2023-08-25 13:00 | 55.0975 | 57.4376
2023-08-25 14:00 | 55.0841 | 55.8842
2023-08-25 15:00 | 55.3991 | 57.7863
2023-08-25 16:00 | 55.9219 | 60.7075
2023-08-25 17:00 | 56.7538 | 63.3763
2023-08-25 18:00 | 54.6559 | 64.7999
2023-08-25 19:00 | 52.0985 | 63.8619
2023-08-25 20:00 | 50.1853 | 62.6671
2023-08-25 21:00 | 47.4395 | 59.1872
2023-08-25 22:00 | 43.56 | 55.3168
2023-08-25 23:00 | 39.2583 | 51.7589
2023-08-26 | 36.7299 | 49.1055
2023-08-26 01:00 | 34.8325 | 43.531
2023-08-26 02:00 | 33.851 | 42.1941
2023-08-26 03:00 | 33.335 | 41.4741
2023-08-26 04:00 | 32.9743 | 40.7539
2023-08-26 05:00 | 33.5305 | 41.7938
2023-08-26 06:00 | 36.0031 | 43.1697
2023-08-26 07:00 | 38.245 | 43.2961
2023-08-26 08:00 | 41.8286 | 43.4808
2023-08-26 09:00 | 44.5838 | 45.2593
2023-08-26 10:00 | 46.6332 | 45.2947
2023-08-26 11:00 | 48.3772 | 46.7677
2023-08-26 12:00 | 50.4845 | 46.7334
2023-08-26 13:00 | 50.818 | 48.7592
2023-08-26 14:00 | 50.7881 | 48.5964
2023-08-26 15:00 | 50.9397 | 51.8789
2023-08-26 16:00 | 52.1536 | 56.2362
2023-08-26 17:00 | 53.1799 | 60.8503
2023-08-26 18:00 | 53.2098 | 60.7461
2023-08-26 19:00 | 49.9682 | 58.8986
2023-08-26 20:00 | 46.8617 | 56.7496
2023-08-26 21:00 | 43.5824 | 53.7033
2023-08-26 22:00 | 40.1398 | 51.2799
2023-08-26 23:00 | 36.5655 | 48.1025
2023-08-27 | 35.1262 | 45.9052
2023-08-27 01:00 | 32.077 | 42.95
2023-08-27 02:00 | 30.9973 | 41.0765
2023-08-27 03:00 | 30.4636 | 40.0916
2023-08-27 04:00 | 29.9484 | 39.6528
2023-08-27 05:00 | 30.2912 | 40.4797
2023-08-27 06:00 | 31.8763 | 42.3082
2023-08-27 07:00 | 34.0287 | 41.7981
2023-08-27 08:00 | 36.9738 | 41.585
2023-08-27 09:00 | 38.7621 | 43.9907
2023-08-27 10:00 | 39.4262 | 43.7515
2023-08-27 11:00 | 39.5782 | 45.7919
2023-08-27 12:00 | 39.8291 | 46.747
2023-08-27 13:00 | 39.7026 | 47.9645
2023-08-27 14:00 | 39.2106 | 49.3703
2023-08-27 15:00 | 39.6428 | 54.1227
2023-08-27 16:00 | 41.3046 | 59.0801
2023-08-27 17:00 | 43.0071 | 66.0968
2023-08-27 18:00 | 43.3583 | 68.5199
2023-08-27 19:00 | 41.096 | 66.9114
2023-08-27 20:00 | 39.3276 | 64.0386
2023-08-27 21:00 | 36.8839 | 59.8905
2023-08-27 22:00 | 34.1981 | 56.7315
2023-08-27 23:00 | 31.3693 | 52.6953
2023-08-28 | 30.1456 | 49.1686
2023-08-28 01:00 | 29.4985 | 46.5903
2023-08-28 02:00 | 29.2405 | 45.2407
2023-08-28 03:00 | 29.426 | 44.3609
2023-08-28 04:00 | 29.7214 | 44.0234
2023-08-28 05:00 | 31.4878 | 45.806
2023-08-28 06:00 | 36.5212 | 49.5202
2023-08-28 07:00 | 40.0977 | 52.9599
2023-08-28 08:00 | 42.0231 | 53.6647
2023-08-28 09:00 | 42.9081 | 54.9823
2023-08-28 10:00 | 43.581 | 54.5866
2023-08-28 11:00 | 43.8786 | 55.5931
2023-08-28 12:00 | 44.7853 | 55.3888
2023-08-28 13:00 | 45.5165 | 56.6914
2023-08-28 14:00 | 45.4976 | 56.5057
2023-08-28 15:00 | 46.2707 | 59.2658
2023-08-28 16:00 | 47.3354 | 65.0642
2023-08-28 17:00 | 48.3569 | 71.1384
2023-08-28 18:00 | 48.2929 | 72.5521
2023-08-28 19:00 | 46.3192 | 70.7395
2023-08-28 20:00 | 45.0817 | 69.4518
2023-08-28 21:00 | 42.3641 | 65.5562
2023-08-28 22:00 | 38.8166 | 61.2235
2023-08-28 23:00 | 34.9592 | 57.6174
2023-08-29 | 32.6426 | 53.097
2023-08-29 01:00 | 30.4159 | 50.1796
2023-08-29 02:00 | 30.0909 | 48.4243
2023-08-29 03:00 | 30.1695 | 47.4046
2023-08-29 04:00 | 30.3181 | 47.0731
2023-08-29 05:00 | 32.1601 | 48.7892
2023-08-29 06:00 | 37.0637 | 52.346
2023-08-29 07:00 | 40.2104 | 56.1033
2023-08-29 08:00 | 42.0616 | 57.2126
2023-08-29 09:00 | 43.2082 | 58.6307
2023-08-29 10:00 | 44.1483 | 58.5012
2023-08-29 11:00 | 44.717 | 60.4229
2023-08-29 12:00 | 45.3132 | 61.4403
2023-08-29 13:00 | 45.6859 | 62.0655
2023-08-29 14:00 | 45.9043 | 61.7134
2023-08-29 15:00 | 46.4105 | 65.2617
2023-08-29 16:00 | 47.2696 | 71.3286
2023-08-29 17:00 | 48.0667 | 76.809
2023-08-29 18:00 | 47.7536 | 78.3875
2023-08-29 19:00 | 45.5737 | 77.0407
2023-08-29 20:00 | 44.6163 | 74.7358
2023-08-29 21:00 | 41.8697 | 69.7988
2023-08-29 22:00 | 38.4201 | 65.0331
2023-08-29 23:00 | 34.7793 | 60.4513
2023-08-30 | 32.747 | 57.105
2023-08-30 01:00 | 30.5804 | 52.5074
2023-08-30 02:00 | 30.3565 | 50.2238
2023-08-30 03:00 | 30.5209 | 48.7671
2023-08-30 04:00 | 30.7264 | 48.4601
2023-08-30 05:00 | 32.5938 | 49.9697
2023-08-30 06:00 | 36.824 | 54.266
2023-08-30 07:00 | 40.3572 | 57.8597
2023-08-30 08:00 | 41.9786 | 59.1682
2023-08-30 09:00 | 42.7111 | 61.0165
2023-08-30 10:00 | 43.1687 | 61.0734
2023-08-30 11:00 | 43.501 | 62.8269
2023-08-30 12:00 | 43.158 | 63.7747
2023-08-30 13:00 | 43.6322 | 65.3458
2023-08-30 14:00 | 43.5739 | 65.5622
2023-08-30 15:00 | 43.9323 | 67.9926
2023-08-30 16:00 | 44.7613 | 72.7832
2023-08-30 17:00 | 45.662 | 77.4475
2023-08-30 18:00 | 45.5422 | 78.4464
2023-08-30 19:00 | 43.349 | 76.3822
2023-08-30 20:00 | 42.5986 | 75.143
2023-08-30 21:00 | 39.9443 | 71.2153
2023-08-30 22:00 | 36.7026 | 66.2688
2023-08-30 23:00 | 33.2948 | 62.0965
2023-08-31 | 31.6263 | 57.6652
2023-08-31 01:00 | 30.0331 | 54.2318
2023-08-31 02:00 | 29.8336 | 52.0658
2023-08-31 03:00 | 30.0516 | 50.8288
2023-08-31 04:00 | 30.3598 | 50.4081
2023-08-31 05:00 | 32.3573 | 52.0669
2023-08-31 06:00 | 36.9497 | 58.2525
2023-08-31 07:00 | 40.7196 | 62.6046
2023-08-31 08:00 | 42.6002 | 65.1436
2023-08-31 09:00 | 43.2348 | 68.9683
2023-08-31 10:00 | 43.5556 | 69.8321
2023-08-31 11:00 | 43.3516 | 70.2113
2023-08-31 12:00 | 43.3472 | 72.4522
2023-08-31 13:00 | 43.6537 | 72.2331
2023-08-31 14:00 | 43.5209 | 70.4164
2023-08-31 15:00 | 43.8028 | 72.1872
2023-08-31 16:00 | 44.4219 | 75.7237
2023-08-31 17:00 | 45.0793 | 78.9895
2023-08-31 18:00 | 44.7637 | 81.1912
2023-08-31 19:00 | 42.8919 | 78.8411
2023-08-31 20:00 | 42.2519 | 76.6367
2023-08-31 21:00 | 39.8096 | 71.2456
2023-08-31 22:00 | 36.6631 | 66.353
2023-08-31 23:00 | 33.3435 | 61.6493
2023-09-01 | 31.4421 | 59.8222
2023-09-01 01:00 | 29.7227 | 54.1512
2023-09-01 02:00 | 29.6016 | 51.5432
2023-09-01 03:00 | 29.7257 | 50.1023
2023-09-01 04:00 | 30.0906 | 49.3493
2023-09-01 05:00 | 32.0071 | 50.5481
2023-09-01 06:00 | 36.9153 | 57.9173
2023-09-01 07:00 | 41.055 | 62.9646
2023-09-01 08:00 | 42.6082 | 66.7805
2023-09-01 09:00 | 42.5898 | 70.5368
2023-09-01 10:00 | 42.8305 | 72.4667
2023-09-01 11:00 | 42.3639 | 72.4948
2023-09-01 12:00 | 42.6682 | 72.5298
2023-09-01 13:00 | 42.8747 | 73.2857
2023-09-01 14:00 | 42.5664 | 72.1635
2023-09-01 15:00 | 42.6179 | 73.8645
2023-09-01 16:00 | 42.9123 | 77.2623
2023-09-01 17:00 | 43.6727 | 79.5121
2023-09-01 18:00 | 42.7518 | 81.8076
2023-09-01 19:00 | 41.0303 | 79.7149
2023-09-01 20:00 | 40.4254 | 77.4615
2023-09-01 21:00 | 38.2335 | 71.7576
2023-09-01 22:00 | 35.1186 | 65.8481
2023-09-01 23:00 | 31.8135 | 60.776
2023-09-02 | 29.8095 | 58.084
2023-09-02 01:00 | 28.1363 | 50.9497
2023-09-02 02:00 | 27.8687 | 48.125
2023-09-02 03:00 | 27.8309 | 46.4446
2023-09-02 04:00 | 27.9625 | 45.0584
2023-09-02 05:00 | 28.8858 | 45.6143
2023-09-02 06:00 | 31.4744 | 50.9666
2023-09-02 07:00 | 34.2478 | 53.741
2023-09-02 08:00 | 36.5579 | 57.8659
2023-09-02 09:00 | 37.7422 | 62.5765
2023-09-02 10:00 | 38.2482 | 65.6932
2023-09-02 11:00 | 37.914 | 65.3974
2023-09-02 12:00 | 37.5078 | 64.1656
2023-09-02 13:00 | 37.1837 | 65.356
2023-09-02 14:00 | 36.6492 | 64.1642
2023-09-02 15:00 | 36.8561 | 66.5286
2023-09-02 16:00 | 38.3367 | 69.8076
2023-09-02 17:00 | 40.1916 | 72.6534
2023-09-02 18:00 | 39.822 | 74.1365
2023-09-02 19:00 | 37.604 | 70.9045
2023-09-02 20:00 | 36.6422 | 68.9828
2023-09-02 21:00 | 34.5432 | 64.9169
2023-09-02 22:00 | 32.3395 | 60.5277
2023-09-02 23:00 | 30.0973 | 56.9283
2023-09-03 | 28.6994 | 53.6217
2023-09-03 01:00 | 27.2045 | 50.4103
2023-09-03 02:00 | 26.9317 | 48.2099
2023-09-03 03:00 | 26.8786 | 46.9457
2023-09-03 04:00 | 26.9547 | 45.7359
2023-09-03 05:00 | 27.7816 | 46.2344
2023-09-03 06:00 | 30.0566 | 48.2521
2023-09-03 07:00 | 32.9041 | 48.9776
2023-09-03 08:00 | 35.5198 | 49.8963
2023-09-03 09:00 | 36.9493 | 51.3498
2023-09-03 10:00 | 37.1097 | 53.6252
2023-09-03 11:00 | 36.5761 | 55.9249
2023-09-03 12:00 | 35.2974 | 56.6959
2023-09-03 13:00 | 35.3508 | 59.1245
2023-09-03 14:00 | 35.0711 | 60.0171
2023-09-03 15:00 | 35.699 | 65.0068
2023-09-03 16:00 | 37.7223 | 69.6097
2023-09-03 17:00 | 40.1845 | 73.6842
2023-09-03 18:00 | 40.0658 | 73.6051
2023-09-03 19:00 | 38.0232 | 72.223
2023-09-03 20:00 | 37.2252 | 69.4566
2023-09-03 21:00 | 35.1304 | 63.9439
2023-09-03 22:00 | 32.6495 | 59.5004
2023-09-03 23:00 | 30.2088 | 54.6907
2023-09-04 | 28.918 | 52.1359
2023-09-04 01:00 | 26.5712 | 49.1129
2023-09-04 02:00 | 26.5128 | 46.0088
2023-09-04 03:00 | 26.7367 | 44.9884
2023-09-04 04:00 | 27.0868 | 43.981
2023-09-04 05:00 | 27.9228 | 44.4561
2023-09-04 06:00 | 29.2912 | 47.697
2023-09-04 07:00 | 31.1447 | 47.3014
2023-09-04 08:00 | 33.2909 | 47.8677
2023-09-04 09:00 | 35.2432 | 50.7086
2023-09-04 10:00 | 35.8839 | 52.3001
2023-09-04 11:00 | 36.6025 | 54.4128
2023-09-04 12:00 | 37.0645 | 53.8829
2023-09-04 13:00 | 37.2591 | 56.6192
2023-09-04 14:00 | 35.9758 | 58.9619
2023-09-04 15:00 | 34.0312 | 63.5475
2023-09-04 16:00 | 36.5657 | 66.1965
2023-09-04 17:00 | 38.5462 | 69.6457
2023-09-04 18:00 | 39.1713 | 70.7345
2023-09-04 19:00 | 38.0272 | 70.1664
2023-09-04 20:00 | 37.4984 | 66.9555
2023-09-04 21:00 | 34.9165 | 62.0336
2023-09-04 22:00 | 32.0534 | 57.3734
2023-09-04 23:00 | 29.565 | 52.6307
2023-09-05 | 27.6551 | 49.7659
2023-09-05 01:00 | 29.1966 | 49.0614
2023-09-05 02:00 | 29.126 | 46.678
2023-09-05 03:00 | 29.3048 | 45.5715
2023-09-05 04:00 | 29.7231 | 44.8017
2023-09-05 05:00 | 31.6894 | 46.0901
2023-09-05 06:00 | 36.5698 | 53.6055
2023-09-05 07:00 | 41.3685 | 57.8248
2023-09-05 08:00 | 42.6709 | 58.8794
2023-09-05 09:00 | 42.5686 | 59.7183
2023-09-05 10:00 | 42.3974 | 59.773
2023-09-05 11:00 | 42.1014 | 60.1882
2023-09-05 12:00 | 41.0389 | 60.887
2023-09-05 13:00 | 41.6083 | 61.9524
2023-09-05 14:00 | 41.6787 | 60.2999
2023-09-05 15:00 | 42.5568 | 63.7319
2023-09-05 16:00 | 43.7343 | 67.6408
2023-09-05 17:00 | 45.0359 | 69.866
2023-09-05 18:00 | 44.5167 | 71.3175
2023-09-05 19:00 | 42.9346 | 69.8809
2023-09-05 20:00 | 42.4101 | 68.0065
2023-09-05 21:00 | 39.8432 | 62.7756
2023-09-05 22:00 | 36.5618 | 57.9685
2023-09-05 23:00 | 33.1216 | 53.6567
2023-09-06 | 31.4148 | 51.478
2023-09-06 01:00 | 30.4138 | 47.6747
2023-09-06 02:00 | 30.3194 | 45.7293
2023-09-06 03:00 | 30.4226 | 44.7898
2023-09-06 04:00 | 30.7759 | 44.2483
2023-09-06 05:00 | 32.6505 | 45.4626
2023-09-06 06:00 | 38.2908 | 53.0813
2023-09-06 07:00 | 43.09 | 57.4545
2023-09-06 08:00 | 44.9123 | 58.9212
2023-09-06 09:00 | 45.3968 | 60.3181
2023-09-06 10:00 | 45.7112 | 60.6794
2023-09-06 11:00 | 45.7791 | 60.366
2023-09-06 12:00 | 45.0612 | 57.6406
2023-09-06 13:00 | 45.8523 | 59.2304
2023-09-06 14:00 | 46.0702 | 58.6161
2023-09-06 15:00 | 46.7445 | 61.7369
2023-09-06 16:00 | 47.841 | 66.8169
2023-09-06 17:00 | 49.007 | 71.3923
2023-09-06 18:00 | 47.4274 | 71.2779
2023-09-06 19:00 | 45.715 | 70.8196
2023-09-06 20:00 | 45.0496 | 68.5552
2023-09-06 21:00 | 42.4374 | 62.8941
2023-09-06 22:00 | 38.9847 | 57.8534
2023-09-06 23:00 | 35.2653 | 52.7459
2023-09-07 | 32.8773 | 51.0771
2023-09-07 01:00 | 30.7672 | 46.3839
2023-09-07 02:00 | 30.3849 | 44.4284
2023-09-07 03:00 | 30.3167 | 43.6539
2023-09-07 04:00 | 30.495 | 43.1051
2023-09-07 05:00 | 32.3267 | 44.5907
2023-09-07 06:00 | 37.2866 | 50.1993
2023-09-07 07:00 | 41.549 | 54.2704
2023-09-07 08:00 | 42.7214 | 55.0828
2023-09-07 09:00 | 42.5002 | 55.3963
2023-09-07 10:00 | 42.4331 | 55.4512
2023-09-07 11:00 | 42.0477 | 55.2123
2023-09-07 12:00 | 42.175 | 53.5692
2023-09-07 13:00 | 42.4862 | 54.4804
2023-09-07 14:00 | 42.4817 | 53.3909
2023-09-07 15:00 | 42.9492 | 56.3315
2023-09-07 16:00 | 43.9207 | 61.6958
2023-09-07 17:00 | 44.8048 | 66.3461
2023-09-07 18:00 | 44.4024 | 68.527
2023-09-07 19:00 | 42.8506 | 67.9379
2023-09-07 20:00 | 42.1514 | 65.7844
2023-09-07 21:00 | 39.3051 | 60.3565
2023-09-07 22:00 | 36.0164 | 55.4727
2023-09-07 23:00 | 32.5506 | 51.0421
2023-09-08 | 30.8172 | 47.8869
2023-09-08 01:00 | 29.3944 | 43.3349
2023-09-08 02:00 | 29.2397 | 41.8661
2023-09-08 03:00 | 29.4149 | 41.2548
2023-09-08 04:00 | 29.8444 | 40.7849
2023-09-08 05:00 | 31.7959 | 42.0716
2023-09-08 06:00 | 36.5873 | 47.5718
2023-09-08 07:00 | 41.2971 | 51.9926
2023-09-08 08:00 | 42.9665 | 52.6547
2023-09-08 09:00 | 42.9686 | 52.9008
2023-09-08 10:00 | 43.0548 | 52.6849
2023-09-08 11:00 | 42.3408 | 52.6712
2023-09-08 12:00 | 41.6889 | 50.3945
2023-09-08 13:00 | 42.0407 | 51.2191
2023-09-08 14:00 | 41.6357 | 50.4166
2023-09-08 15:00 | 41.6887 | 53.9325
2023-09-08 16:00 | 42.1513 | 59.5102
2023-09-08 17:00 | 43.032 | 64.5445
2023-09-08 18:00 | 42.5536 | 65.7784
2023-09-08 19:00 | 40.8844 | 65.7961
2023-09-08 20:00 | 39.8144 | 63.4203
2023-09-08 21:00 | 36.9811 | 58.0876
2023-09-08 22:00 | 33.8015 | 53.444
2023-09-08 23:00 | 30.5475 | 48.9761
2023-09-09 | 28.9698 | 46.8847
2023-09-09 01:00 | 27.4752 | 41.6973
2023-09-09 02:00 | 27.2579 | 39.777
2023-09-09 03:00 | 27.2885 | 39.1391
2023-09-09 04:00 | 27.3929 | 38.5583
2023-09-09 05:00 | 28.3435 | 39.6215
2023-09-09 06:00 | 30.8523 | 44.0807
2023-09-09 07:00 | 33.8933 | 46.4947
2023-09-09 08:00 | 36.4417 | 49.0402
2023-09-09 09:00 | 37.3817 | 52.8131
2023-09-09 10:00 | 37.5369 | 54.0486
2023-09-09 11:00 | 37.2356 | 54.3193
2023-09-09 12:00 | 36.7337 | 55.0775
2023-09-09 13:00 | 36.3585 | 55.606
2023-09-09 14:00 | 35.5788 | 55.1268
2023-09-09 15:00 | 35.8431 | 58.3782
2023-09-09 16:00 | 37.3497 | 62.429
2023-09-09 17:00 | 39.3629 | 66.9737
2023-09-09 18:00 | 39.3413 | 68.9568
2023-09-09 19:00 | 37.7361 | 67.1254
2023-09-09 20:00 | 36.3913 | 63.9424
2023-09-09 21:00 | 33.947 | 59.1615
2023-09-09 22:00 | 31.6701 | 55.4934
2023-09-09 23:00 | 29.4018 | 51.575
2023-09-10 | 28.1463 | 50.2131
2023-09-10 01:00 | 26.9909 | 45.0897
2023-09-10 02:00 | 26.7177 | 42.7356
2023-09-10 03:00 | 26.6809 | 41.3851
2023-09-10 04:00 | 26.8039 | 40.5218
2023-09-10 05:00 | 27.6151 | 40.923
2023-09-10 06:00 | 29.4736 | 45.5307
2023-09-10 07:00 | 31.9439 | 47.6803
2023-09-10 08:00 | 34.0961 | 50.5584
2023-09-10 09:00 | 35.5123 | 54.6047
2023-09-10 10:00 | 36.445 | 56.8477
2023-09-10 11:00 | 37.2305 | 56.8812
2023-09-10 12:00 | 38.5548 | 57.0069
2023-09-10 13:00 | 39.0933 | 57.6005
2023-09-10 14:00 | 39.1009 | 57.6552
2023-09-10 15:00 | 39.9048 | 61.5636
2023-09-10 16:00 | 42.095 | 65.3946
2023-09-10 17:00 | 44.3691 | 69.4537
2023-09-10 18:00 | 43.6248 | 71.5971
2023-09-10 19:00 | 41.4785 | 69.8603
2023-09-10 20:00 | 39.8297 | 66.7599
2023-09-10 21:00 | 36.9476 | 61.486
2023-09-10 22:00 | 34.1294 | 57.5381
2023-09-10 23:00 | 31.3362 | 53.3819
2023-09-11 | 30.2581 | 51.9618
2023-09-11 01:00 | 30.3771 | 47.1475
2023-09-11 02:00 | 30.292 | 45.1482
2023-09-11 03:00 | 30.496 | 44.3667
2023-09-11 04:00 | 30.9259 | 43.7935
2023-09-11 05:00 | 32.914 | 45.4558
2023-09-11 06:00 | 38.5523 | 51.9793
2023-09-11 07:00 | 43.3954 | 56.1111
2023-09-11 08:00 | 45.4486 | 56.7347
2023-09-11 09:00 | 46.1844 | 56.342
2023-09-11 10:00 | 47.347 | 56.1769
2023-09-11 11:00 | 48.1259 | 56.4166
2023-09-11 12:00 | 48.7402 | 53.9613
2023-09-11 13:00 | 49.824 | 55.1102
2023-09-11 14:00 | 50.0213 | 54.4778
2023-09-11 15:00 | 51.012 | 57.6586
2023-09-11 16:00 | 52.1101 | 63.86
2023-09-11 17:00 | 52.8764 | 69.8684
2023-09-11 18:00 | 51.6613 | 68.6253
2023-09-11 19:00 | 50.136 | 67.3944
2023-09-11 20:00 | 49.0685 | 65.0802
2023-09-11 21:00 | 46.1763 | 59.9998
2023-09-11 22:00 | 42.3596 | 55.2309
2023-09-11 23:00 | 38.2822 | 51.0595
2023-09-12 | 35.2815 | 48.1033
2023-09-12 01:00 | 33.8274 | 44.1772
2023-09-12 02:00 | 33.2693 | 42.4372
2023-09-12 03:00 | 33.0637 | 41.7988
2023-09-12 04:00 | 33.2107 | 41.234
2023-09-12 05:00 | 35.0965 | 42.6793
2023-09-12 06:00 | 38.5656 | 50.1067
2023-09-12 07:00 | 42.7939 | 54.9563
2023-09-12 08:00 | 44.5513 | 55.8706
2023-09-12 09:00 | 45.0765 | 56.4217
2023-09-12 10:00 | 45.9968 | 56.1023
2023-09-12 11:00 | 46.8491 | 56.045
2023-09-12 12:00 | 47.2537 | 53.3862
2023-09-12 13:00 | 48.2599 | 54.2981
2023-09-12 14:00 | 48.8529 | 53.3056
2023-09-12 15:00 | 50.1241 | 57.2546
2023-09-12 16:00 | 51.4326 | 63.9245
2023-09-12 17:00 | 52.6676 | 69.4605
2023-09-12 18:00 | 50.0273 | 70.1531
2023-09-12 19:00 | 48.4767 | 69.755
2023-09-12 20:00 | 47.3616 | 66.8464
2023-09-12 21:00 | 44.5203 | 61.3294
2023-09-12 22:00 | 40.8686 | 56.3197
2023-09-12 23:00 | 36.944 | 51.6795
2023-09-13 | 33.775 | 48.899
2023-09-13 01:00 | 32.4312 | 43.819
2023-09-13 02:00 | 31.9972 | 41.9699
2023-09-13 03:00 | 31.8958 | 41.2343
2023-09-13 04:00 | 32.1356 | 40.9156
2023-09-13 05:00 | 33.972 | 42.2781
2023-09-13 06:00 | 38.8896 | 49.0629
2023-09-13 07:00 | 42.9785 | 53.2313
2023-09-13 08:00 | 44.2783 | 53.1857
2023-09-13 09:00 | 44.2011 | 52.6967
2023-09-13 10:00 | 44.3528 | 51.1199
2023-09-13 11:00 | 44.6251 | 50.5521
2023-09-13 12:00 | 44.7722 | 53.4624
2023-09-13 13:00 | 45.3661 | 54.0802
2023-09-13 14:00 | 45.2094 | 52.5776
2023-09-13 15:00 | 45.9417 | 55.0928
2023-09-13 16:00 | 46.8563 | 59.8831
2023-09-13 17:00 | 47.8409 | 63.8194
2023-09-13 18:00 | 45.8381 | 65.6663
2023-09-13 19:00 | 44.4056 | 65.55
2023-09-13 20:00 | 43.4522 | 63.5901
2023-09-13 21:00 | 40.8803 | 58.8719
2023-09-13 22:00 | 37.6448 | 54.0281
2023-09-13 23:00 | 34.059 | 49.8405
2023-09-14 | 31.1686 | 47.5701
2023-09-14 01:00 | 31.8589 | 42.9596
2023-09-14 02:00 | 31.6422 | 41.7379
2023-09-14 03:00 | 31.8779 | 41.376
2023-09-14 04:00 | 32.3213 | 41.0628
2023-09-14 05:00 | 34.4076 | 42.7345
2023-09-14 06:00 | 39.5968 | 49.3489
2023-09-14 07:00 | 44.1853 | 54.3822
2023-09-14 08:00 | 46.6789 | 55.1238
2023-09-14 09:00 | 47.9868 | 56.189
2023-09-14 10:00 | 49.7032 | 56.0895
2023-09-14 11:00 | 50.9108 | 55.916
2023-09-14 12:00 | 53.0313 | 55.1082
2023-09-14 13:00 | 54.3129 | 55.5932
2023-09-14 14:00 | 54.4249 | 54.539
2023-09-14 15:00 | 55.0582 | 58.0253
2023-09-14 16:00 | 56.156 | 64.3881
2023-09-14 17:00 | 57.0327 | 69.7797
2023-09-14 18:00 | 55.603 | 70.7752
2023-09-14 19:00 | 53.9809 | 70.3109
2023-09-14 20:00 | 52.1861 | 67.8606
2023-09-14 21:00 | 48.7151 | 62.2674
2023-09-14 22:00 | 44.4641 | 57.3324
2023-09-14 23:00 | 39.848 | 52.9258
2023-09-15 | 37.6396 | 51.1252
2023-09-15 01:00 | 34.9685 | 49.0918
2023-09-15 02:00 | 34.2325 | 47.4869
2023-09-15 03:00 | 33.7817 | 46.6612
2023-09-15 04:00 | 33.7542 | 46.1188
2023-09-15 05:00 | 35.4998 | 47.1312
2023-09-15 06:00 | 40.14 | 54.6374
2023-09-15 07:00 | 44.4184 | 59.8836
2023-09-15 08:00 | 46.0958 | 61.2063
2023-09-15 09:00 | 46.4123 | 63.6486
2023-09-15 10:00 | 47.0107 | 64.0972
2023-09-15 11:00 | 47.1002 | 64.916
2023-09-15 12:00 | 48.6029 | 65.8707
2023-09-15 13:00 | 48.7954 | 66.9403
2023-09-15 14:00 | 48.2287 | 66.9944
2023-09-15 15:00 | 47.845 | 70.4626
2023-09-15 16:00 | 47.8751 | 76.4269
2023-09-15 17:00 | 47.9823 | 80.6575
2023-09-15 18:00 | 47.1647 | 80.589
2023-09-15 19:00 | 45.0443 | 79.9813
2023-09-15 20:00 | 42.9214 | 76.6437
2023-09-15 21:00 | 39.3691 | 70.3503
2023-09-15 22:00 | 35.581 | 64.3685
2023-09-15 23:00 | 31.6933 | 59.3347
2023-09-16 | 30.7511 | 56.5452
2023-09-16 01:00 | 28.7074 | 50.6948
2023-09-16 02:00 | 28.2236 | 47.6462
2023-09-16 03:00 | 28.0504 | 46.0081
2023-09-16 04:00 | 28.0934 | 44.8205
2023-09-16 05:00 | 28.9976 | 45.1581
2023-09-16 06:00 | 31.4915 | 50.0437
2023-09-16 07:00 | 34.7748 | 53.5152
2023-09-16 08:00 | 37.3477 | 56.9128
2023-09-16 09:00 | 39.2076 | 60.7577
2023-09-16 10:00 | 40.2478 | 63.4579
2023-09-16 11:00 | 39.7418 | 64.4198
2023-09-16 12:00 | 38.7054 | 65.1507
2023-09-16 13:00 | 38.2434 | 65.9004
2023-09-16 14:00 | 37.5296 | 65.7178
2023-09-16 15:00 | 37.6542 | 69.5906
2023-09-16 16:00 | 39.0162 | 74.2023
2023-09-16 17:00 | 40.3129 | 78.4131
2023-09-16 18:00 | 39.9479 | 77.6842
2023-09-16 19:00 | 38.4609 | 75.7337
2023-09-16 20:00 | 36.4239 | 71.5303
2023-09-16 21:00 | 33.5976 | 65.829
2023-09-16 22:00 | 31.3478 | 61.143
2023-09-16 23:00 | 29.032 | 56.8217
2023-09-17 | 27.6277 | 55.6374
2023-09-17 01:00 | 26.3285 | 50.5942
2023-09-17 02:00 | 26.0857 | 48.0428
2023-09-17 03:00 | 26.1187 | 46.3304
2023-09-17 04:00 | 26.1736 | 44.8834
2023-09-17 05:00 | 27.0224 | 44.914
2023-09-17 06:00 | 29.2934 | 50.0178
2023-09-17 07:00 | 31.7772 | 52.1985
2023-09-17 08:00 | 33.6713 | 53.4068
2023-09-17 09:00 | 34.4026 | 55.5216
2023-09-17 10:00 | 34.4586 | 58.121
2023-09-17 11:00 | 34.441 | 59.9165
2023-09-17 12:00 | 34.61 | 61.1149
2023-09-17 13:00 | 34.9068 | 63.2693
2023-09-17 14:00 | 34.5101 | 63.7835
2023-09-17 15:00 | 35.3814 | 68.8044
2023-09-17 16:00 | 37.5979 | 73.5863
2023-09-17 17:00 | 40.0046 | 76.8235
2023-09-17 18:00 | 40.351 | 78.6338
2023-09-17 19:00 | 39.2448 | 76.4879
2023-09-17 20:00 | 37.5667 | 73.274
2023-09-17 21:00 | 34.6158 | 68.4987
2023-09-17 22:00 | 31.8581 | 63.3331
2023-09-17 23:00 | 29.2409 | 59.2726
2023-09-18 | 28.2271 | 54.2902
2023-09-18 01:00 | 27.6312 | 50.4558
2023-09-18 02:00 | 27.6464 | 48.0208
2023-09-18 03:00 | 27.9492 | 47.135
2023-09-18 04:00 | 28.4792 | 46.468
2023-09-18 05:00 | 30.5628 | 48.035
2023-09-18 06:00 | 36.3055 | 54.9429
2023-09-18 07:00 | 41.1767 | 59.8918
2023-09-18 08:00 | 42.9088 | 61.3731
2023-09-18 09:00 | 43.3712 | 62.6505
2023-09-18 10:00 | 44.1373 | 62.6699
2023-09-18 11:00 | 44.3321 | 62.0798
2023-09-18 12:00 | 43.733 | 59.7633
2023-09-18 13:00 | 44.8315 | 60.6087
2023-09-18 14:00 | 45.2281 | 58.7575
2023-09-18 15:00 | 46.5701 | 61.6259
2023-09-18 16:00 | 48.3707 | 66.7047
2023-09-18 17:00 | 49.7978 | 71.6442
2023-09-18 18:00 | 47.918 | 70.1845
2023-09-18 19:00 | 46.7346 | 68.1567
2023-09-18 20:00 | 44.9854 | 65.2922
2023-09-18 21:00 | 41.3259 | 60.0708
2023-09-18 22:00 | 37.4252 | 54.9684
2023-09-18 23:00 | 33.4764 | 50.9648
2023-09-19 | 31.7613 | 47.633
2023-09-19 01:00 | 29.4356 | 45.8862
2023-09-19 02:00 | 29.124 | 44.1468
2023-09-19 03:00 | 29.185 | 43.7353
2023-09-19 04:00 | 29.5609 | 43.4005
2023-09-19 05:00 | 31.5663 | 45.2532
2023-09-19 06:00 | 36.7478 | 50.0477
2023-09-19 07:00 | 41.4782 | 54.6271
2023-09-19 08:00 | 43.0022 | 55.2414
2023-09-19 09:00 | 43.4342 | 54.35
2023-09-19 10:00 | 43.9538 | 53.9309
2023-09-19 11:00 | 43.7067 | 54.8103
2023-09-19 12:00 | 43.5351 | 55.4445
2023-09-19 13:00 | 44.2119 | 56.9603
2023-09-19 14:00 | 44.4136 | 55.7352
2023-09-19 15:00 | 45.2749 | 59.0752
2023-09-19 16:00 | 46.8906 | 64.8752
2023-09-19 17:00 | 48.3364 | 68.8297
2023-09-19 18:00 | 46.503 | 68.2737
2023-09-19 19:00 | 45.2765 | 66.7774
2023-09-19 20:00 | 43.6853 | 64.6313
2023-09-19 21:00 | 40.0825 | 60.2104
2023-09-19 22:00 | 36.3498 | 55.355
2023-09-19 23:00 | 32.5854 | 51.8521
2023-09-20 | 31.3626 | 47.8574
2023-09-20 01:00 | 29.4133 | 46.5451
2023-09-20 02:00 | 29.123 | 45.0764
2023-09-20 03:00 | 29.1701 | 44.6306
2023-09-20 04:00 | 29.5286 | 44.4233
2023-09-20 05:00 | 31.454 | 45.9079
2023-09-20 06:00 | 37.3595 | 50.403
2023-09-20 07:00 | 42.0633 | 54.5901
2023-09-20 08:00 | 43.1957 | 54.6929
2023-09-20 09:00 | 43.2586 | 54.1643
2023-09-20 10:00 | 43.2192 | 53.6228
2023-09-20 11:00 | 42.9041 | 54.1998
2023-09-20 12:00 | 42.5595 | 54.3008
2023-09-20 13:00 | 43.2057 | 55.7291
2023-09-20 14:00 | 43.1668 | 54.9886
2023-09-20 15:00 | 43.7566 | 58.3384
2023-09-20 16:00 | 44.9326 | 64.4286
2023-09-20 17:00 | 46.031 | 69.8917
2023-09-20 18:00 | 44.5643 | 69.197
2023-09-20 19:00 | 43.4358 | 68.6719
2023-09-20 20:00 | 41.9325 | 65.7775
2023-09-20 21:00 | 38.7013 | 60.1872
2023-09-20 22:00 | 35.1842 | 55.1044
2023-09-20 23:00 | 31.4587 | 50.7504
2023-09-21 | 30.439 | 47.768
2023-09-21 01:00 | 29.0702 | 43.6106
2023-09-21 02:00 | 28.8681 | 41.9061
2023-09-21 03:00 | 28.9951 | 41.3293
2023-09-21 04:00 | 29.4128 | 40.9388
2023-09-21 05:00 | 31.4208 | 42.4999
2023-09-21 06:00 | 36.7017 | 49.4415
2023-09-21 07:00 | 41.0729 | 54.4546
2023-09-21 08:00 | 42.1085 | 54.7701
2023-09-21 09:00 | 42.2051 | 55.2983
2023-09-21 10:00 | 42.4904 | 54.579
2023-09-21 11:00 | 42.3711 | 54.0191
2023-09-21 12:00 | 41.6497 | 52.9138
2023-09-21 13:00 | 42.2402 | 53.0994
2023-09-21 14:00 | 42.2374 | 51.7189
2023-09-21 15:00 | 42.9967 | 55.0228
2023-09-21 16:00 | 44.2817 | 61.1524
2023-09-21 17:00 | 45.1531 | 66.5418
2023-09-21 18:00 | 44.9853 | 65.6812
2023-09-21 19:00 | 44.3772 | 65.2497
2023-09-21 20:00 | 43.0117 | 62.6126
2023-09-21 21:00 | 39.6643 | 57.1929
2023-09-21 22:00 | 36.2009 | 52.6747
2023-09-21 23:00 | 32.5688 | 48.7911
2023-09-22 | 30.426 | 47.6102
2023-09-22 01:00 | 29.0077 | 44.4524
2023-09-22 02:00 | 28.8033 | 43.0442
2023-09-22 03:00 | 28.9214 | 42.5107
2023-09-22 04:00 | 29.3208 | 42.1138
2023-09-22 05:00 | 31.3107 | 43.3927
2023-09-22 06:00 | 36.4894 | 49.6425
2023-09-22 07:00 | 40.647 | 55.143
2023-09-22 08:00 | 41.6393 | 56.0554
2023-09-22 09:00 | 41.973 | 57.2593
2023-09-22 10:00 | 42.5547 | 56.8049
2023-09-22 11:00 | 42.6149 | 56.8425
2023-09-22 12:00 | 42.2913 | 57.2096
2023-09-22 13:00 | 42.6711 | 58.2475
2023-09-22 14:00 | 42.505 | 57.5498
2023-09-22 15:00 | 42.766 | 60.5704
2023-09-22 16:00 | 43.4145 | 65.7524
2023-09-22 17:00 | 43.9571 | 69.3085
2023-09-22 18:00 | 43.3782 | 69.2642
2023-09-22 19:00 | 42.7404 | 68.4221
2023-09-22 20:00 | 41.1637 | 66.1066
2023-09-22 21:00 | 37.8451 | 61.4942
2023-09-22 22:00 | 34.4651 | 56.5602
2023-09-22 23:00 | 30.9667 | 52.9006
2023-09-23 | 29.0713 | 49.3639
2023-09-23 01:00 | 27.5706 | 45.6508
2023-09-23 02:00 | 27.3065 | 43.2905
2023-09-23 03:00 | 27.2906 | 42.2432
2023-09-23 04:00 | 27.612 | 41.35
2023-09-23 05:00 | 28.6879 | 41.8081
2023-09-23 06:00 | 30.5371 | 47.314
2023-09-23 07:00 | 32.9904 | 49.002
2023-09-23 08:00 | 34.6412 | 49.4153
2023-09-23 09:00 | 35.739 | 51.1896
2023-09-23 10:00 | 36.6587 | 50.799
2023-09-23 11:00 | 37.1973 | 50.3428
2023-09-23 12:00 | 38.0556 | 52.1361
2023-09-23 13:00 | 38.3104 | 52.6567
2023-09-23 14:00 | 38.2027 | 51.0685
2023-09-23 15:00 | 38.7656 | 54.5088
2023-09-23 16:00 | 40.4421 | 57.6076
2023-09-23 17:00 | 41.989 | 60.4864
2023-09-23 18:00 | 39.8753 | 61.6672
2023-09-23 19:00 | 38.6872 | 60.4615
2023-09-23 20:00 | 37.0274 | 56.3592
2023-09-23 21:00 | 34.5329 | 51.4306
2023-09-23 22:00 | 32.4162 | 47.9344
2023-09-23 23:00 | 30.1913 | 44.4214
2023-09-24 | 28.0529 | 42.5411
2023-09-24 01:00 | 27.3014 | 41.2307
2023-09-24 02:00 | 26.9421 | 39.7042
2023-09-24 03:00 | 26.8076 | 38.92
2023-09-24 04:00 | 27.005 | 38.1777
2023-09-24 05:00 | 27.8891 | 38.8296
2023-09-24 06:00 | 28.673 | 44.9639
2023-09-24 07:00 | 30.8705 | 46.9634
2023-09-24 08:00 | 32.4837 | 47.4886
2023-09-24 09:00 | 33.6161 | 49.9287
2023-09-24 10:00 | 34.3319 | 50.885
2023-09-24 11:00 | 34.6701 | 51.6848
2023-09-24 12:00 | 35.6178 | 51.6948
2023-09-24 13:00 | 36.256 | 53.3148
2023-09-24 14:00 | 36.609 | 54.3114
2023-09-24 15:00 | 37.7792 | 59.8629
2023-09-24 16:00 | 40.0766 | 65.3425
2023-09-24 17:00 | 42.1498 | 70.2489
2023-09-24 18:00 | 40.465 | 68.9113
2023-09-24 19:00 | 39.4317 | 67.8883
2023-09-24 20:00 | 37.5536 | 64.3168
2023-09-24 21:00 | 34.6477 | 59.3134
2023-09-24 22:00 | 32.0574 | 55.488
2023-09-24 23:00 | 29.4746 | 51.5941
2023-09-25 | 27.7026 | 50.6321
2023-09-25 01:00 | 27.5099 | 47.9096
2023-09-25 02:00 | 27.465 | 46.0279
2023-09-25 03:00 | 27.6965 | 45.1861
2023-09-25 04:00 | 28.2179 | 44.6407
2023-09-25 05:00 | 30.2804 | 46.2424
2023-09-25 06:00 | 35.696 | 54.1832
2023-09-25 07:00 | 40.1529 | 59.2691
2023-09-25 08:00 | 41.2194 | 60.5298
2023-09-25 09:00 | 41.4933 | 62.1903
2023-09-25 10:00 | 42.138 | 61.8258
2023-09-25 11:00 | 42.2594 | 61.475
2023-09-25 12:00 | 41.8425 | 65.0439
2023-09-25 13:00 | 42.4421 | 66.0034
2023-09-25 14:00 | 42.3467 | 63.9228
2023-09-25 15:00 | 43.2314 | 65.7917
2023-09-25 16:00 | 44.5211 | 69.3189
2023-09-25 17:00 | 45.2574 | 71.4793
2023-09-25 18:00 | 44.7098 | 73.3005
2023-09-25 19:00 | 44.0909 | 71.4813
2023-09-25 20:00 | 42.4634 | 68.8841
2023-09-25 21:00 | 38.9178 | 63.9515
2023-09-25 22:00 | 35.3964 | 58.5518
2023-09-25 23:00 | 31.7957 | 54.9664
2023-09-26 | 29.8221 | 51.0341
2023-09-26 01:00 | 28.4767 | 46.7734
2023-09-26 02:00 | 28.3966 | 44.519
2023-09-26 03:00 | 28.609 | 43.7809
2023-09-26 04:00 | 29.164 | 42.9541
2023-09-26 05:00 | 31.3515 | 44.5219
2023-09-26 06:00 | 36.3152 | 50.6138
2023-09-26 07:00 | 40.794 | 55.3996
2023-09-26 08:00 | 41.7883 | 55.5142
2023-09-26 09:00 | 41.5777 | 55.0284
2023-09-26 10:00 | 41.923 | 52.2349
2023-09-26 11:00 | 41.9028 | 52.7081
2023-09-26 12:00 | 41.732 | 54.2918
2023-09-26 13:00 | 42.1555 | 53.3092
2023-09-26 14:00 | 42.0565 | 50.1772
2023-09-26 15:00 | 42.6891 | 52.3333
2023-09-26 16:00 | 43.6889 | 56.8971
2023-09-26 17:00 | 44.4079 | 60.8541
2023-09-26 18:00 | 43.8583 | 63.1428
2023-09-26 19:00 | 43.2323 | 63.0081
2023-09-26 20:00 | 41.6739 | 59.9509
2023-09-26 21:00 | 38.3193 | 55.1735
2023-09-26 22:00 | 34.9086 | 50.6068
2023-09-26 23:00 | 31.4792 | 46.5458
2023-09-27 | 29.4213 | 44.7681
2023-09-27 01:00 | 29.14 | 41.5556
2023-09-27 02:00 | 29.2061 | 40.1287
2023-09-27 03:00 | 29.4818 | 39.8875
2023-09-27 04:00 | 30.0914 | 39.7394
2023-09-27 05:00 | 32.3009 | 41.4135
2023-09-27 06:00 | 36.4113 | 47.8177
2023-09-27 07:00 | 41.9747 | 52.7708
2023-09-27 08:00 | 43.5007 | 52.7522
2023-09-27 09:00 | 43.5445 | 52.4248
2023-09-27 10:00 | 43.3978 | 50.0401
2023-09-27 11:00 | 42.86 | 50.1341
2023-09-27 12:00 | 40.5121 | 49.7294
2023-09-27 13:00 | 41.1074 | 50.1722
2023-09-27 14:00 | 40.8921 | 47.379
2023-09-27 15:00 | 41.5098 | 49.5973
2023-09-27 16:00 | 42.4622 | 54.4615
2023-09-27 17:00 | 43.2206 | 59.2997
2023-09-27 18:00 | 42.8255 | 63.4968
2023-09-27 19:00 | 42.2538 | 63.5509
2023-09-27 20:00 | 40.7385 | 60.9167
2023-09-27 21:00 | 37.5768 | 56.4354
2023-09-27 22:00 | 34.3023 | 51.6316
2023-09-27 23:00 | 31.0407 | 47.7298
2023-09-28 | 28.961 | 44.657
2023-09-28 01:00 | 28.5454 | 45.7196
2023-09-28 02:00 | 28.5656 | 44.7185
2023-09-28 03:00 | 28.8525 | 44.4855
2023-09-28 04:00 | 29.5466 | 44.6442
2023-09-28 05:00 | 31.8306 | 46.7264
2023-09-28 06:00 | 36.4235 | 52.6276
2023-09-28 07:00 | 41.4136 | 57.4175
2023-09-28 08:00 | 42.3735 | 57.8053
2023-09-28 09:00 | 41.5559 | 58.1448
2023-09-28 10:00 | 41.1414 | 57.4979
2023-09-28 11:00 | 40.2461 | 57.7711
2023-09-28 12:00 | 40.5584 | 60.2723
2023-09-28 13:00 | 40.8576 | 61.8458
2023-09-28 14:00 | 40.5822 | 61.2792
2023-09-28 15:00 | 41.0273 | 64.3407
2023-09-28 16:00 | 41.8048 | 70.3466
2023-09-28 17:00 | 42.3417 | 74.3688
2023-09-28 18:00 | 41.5281 | 72.3438
2023-09-28 19:00 | 41.3774 | 71.6614
2023-09-28 20:00 | 40.1615 | 69.7134
2023-09-28 21:00 | 37.2876 | 65.1128
2023-09-28 22:00 | 34.1569 | 59.6418
2023-09-28 23:00 | 31.0501 | 56.0409
2023-09-29 | 29.0047 | 53.1477
2023-09-29 01:00 | 28.6335 | 48.7
2023-09-29 02:00 | 28.5528 | 46.5411
2023-09-29 03:00 | 28.7856 | 45.7295
2023-09-29 04:00 | 29.4228 | 45.2224
2023-09-29 05:00 | 31.6383 | 46.7114
2023-09-29 06:00 | 36.2049 | 51.6784
2023-09-29 07:00 | 40.5825 | 55.9331
2023-09-29 08:00 | 41.5036 | 55.4711
2023-09-29 09:00 | 41.0291 | 53.8088
2023-09-29 10:00 | 40.9567 | 52.1009
2023-09-29 11:00 | 40.2541 | 52.8246
2023-09-29 12:00 | 40.2959 | 56.2708
2023-09-29 13:00 | 40.3971 | 56.338
2023-09-29 14:00 | 39.9432 | 55.2264
2023-09-29 15:00 | 39.7869 | 57.5838
2023-09-29 16:00 | 40.0451 | 60.9965
2023-09-29 17:00 | 40.4393 | 63.3771
2023-09-29 18:00 | 39.7219 | 59.8595
2023-09-29 19:00 | 39.5984 | 59.21
2023-09-29 20:00 | 38.2116 | 56.7401
2023-09-29 21:00 | 35.309 | 51.8008
2023-09-29 22:00 | 32.2642 | 47.8206
2023-09-29 23:00 | 29.3029 | 44.4831
2023-09-30 | 27.5575 | 44.8237
2023-09-30 01:00 | 27.4015 | 41.3293
2023-09-30 02:00 | 27.2378 | 39.8478
2023-09-30 03:00 | 27.3466 | 39.3033
2023-09-30 04:00 | 27.8393 | 38.2693
2023-09-30 05:00 | 29.187 | 38.9259
2023-09-30 06:00 | 31.8375 | 42.1999
2023-09-30 07:00 | 34.7763 | 44.7801
2023-09-30 08:00 | 35.8552 | 44.7555
2023-09-30 09:00 | 35.8703 | 44.5585
2023-09-30 10:00 | 35.5112 | 42.6254
2023-09-30 11:00 | 34.5596 | 42.2786
2023-09-30 12:00 | 35.2941 | 46.732
2023-09-30 13:00 | 34.8856 | 46.7015
2023-09-30 14:00 | 34.0923 | 44.3865
2023-09-30 15:00 | 34.2178 | 46.5717
2023-09-30 16:00 | 35.9269 | 50.7873
2023-09-30 17:00 | 37.8468 | 54.4515
2023-09-30 18:00 | 38.6764 | 56.4302
2023-09-30 19:00 | 38.2269 | 56.0152
2023-09-30 20:00 | 36.5597 | 52.5757
2023-09-30 21:00 | 33.7232 | 49.1725
2023-09-30 22:00 | 31.4482 | 45.838
2023-09-30 23:00 | 29.2877 | 42.945
2023-10-01 | 27.3758 | 41.2877
2023-10-01 01:00 | 27.2361 | 39.2839
2023-10-01 02:00 | 27.1153 | 37.4452
2023-10-01 03:00 | 27.2669 | 36.4239
2023-10-01 04:00 | 27.727 | 35.8616
2023-10-01 05:00 | 28.8898 | 37.3505
2023-10-01 06:00 | 30.6986 | 41.0881
2023-10-01 07:00 | 33.7169 | 42.4932
2023-10-01 08:00 | 35.1802 | 41.7941
2023-10-01 09:00 | 34.9744 | 43.3347
2023-10-01 10:00 | 34.4729 | 41.3033
2023-10-01 11:00 | 33.6819 | 41.4912
2023-10-01 12:00 | 33.6852 | 42.4775
2023-10-01 13:00 | 33.2552 | 43.2076
2023-10-01 14:00 | 32.6406 | 42.1791
2023-10-01 15:00 | 32.8775 | 46.6402
2023-10-01 16:00 | 34.838 | 50.4267
2023-10-01 17:00 | 37.4956 | 56.193
2023-10-01 18:00 | 39.8303 | 60.0652
2023-10-01 19:00 | 40.127 | 60.1781
2023-10-01 20:00 | 38.0234 | 56.5681
2023-10-01 21:00 | 35.2554 | 52.3069
2023-10-01 22:00 | 32.6847 | 48.8894
2023-10-01 23:00 | 30.2653 | 46.144
2023-10-02 | 28.2716 | 43.6108
2023-10-02 01:00 | 28.3374 | 41.1437
2023-10-02 02:00 | 28.5168 | 40.4824
2023-10-02 03:00 | 28.9722 | 40.0595
2023-10-02 04:00 | 29.8551 | 39.6301
2023-10-02 05:00 | 32.0558 | 42.1188
2023-10-02 06:00 | 35.999 | 48.5326
2023-10-02 07:00 | 41.3029 | 53.5412
2023-10-02 08:00 | 42.5452 | 55.4486
2023-10-02 09:00 | 41.6391 | 56.4658
2023-10-02 10:00 | 41.2084 | 57.8394
2023-10-02 11:00 | 40.5994 | 57.9783
2023-10-02 12:00 | 40.6198 | 52.6192
2023-10-02 13:00 | 40.8064 | 51.8582
2023-10-02 14:00 | 40.355 | 49.8173
2023-10-02 15:00 | 40.6605 | 51.3616
2023-10-02 16:00 | 41.6899 | 55.1193
2023-10-02 17:00 | 42.7586 | 58.8159
2023-10-02 18:00 | 43.935 | 61.1029
2023-10-02 19:00 | 43.6879 | 61.1613
2023-10-02 20:00 | 41.3421 | 57.4154
2023-10-02 21:00 | 38.2067 | 52.8866
2023-10-02 22:00 | 34.8787 | 48.9382
2023-10-02 23:00 | 31.6537 | 45.6947
2023-10-03 | 29.5917 | 43.509
2023-10-03 01:00 | 28.9115 | 40.1916
2023-10-03 02:00 | 28.9229 | 38.8709
2023-10-03 03:00 | 29.2358 | 38.6751
2023-10-03 04:00 | 30.0884 | 38.79
2023-10-03 05:00 | 32.2369 | 41.2637
2023-10-03 06:00 | 36.4177 | 47.7414
2023-10-03 07:00 | 41.6706 | 54.1578
2023-10-03 08:00 | 43.0028 | 55.8818
2023-10-03 09:00 | 42.4633 | 57.2449
2023-10-03 10:00 | 42.1727 | 55.8867
2023-10-03 11:00 | 41.6459 | 54.6171
2023-10-03 12:00 | 39.9122 | 48.9607
2023-10-03 13:00 | 39.8948 | 48.7842
2023-10-03 14:00 | 39.4888 | 45.219
2023-10-03 15:00 | 39.5501 | 47.281
2023-10-03 16:00 | 40.4448 | 51.6494
2023-10-03 17:00 | 41.71 | 56.4671
2023-10-03 18:00 | 42.5033 | 58.5286
2023-10-03 19:00 | 42.6544 | 59.6772
2023-10-03 20:00 | 40.7563 | 56.7594
2023-10-03 21:00 | 37.897 | 52.8544
2023-10-03 22:00 | 34.7631 | 48.8983
2023-10-03 23:00 | 31.6882 | 45.9592
2023-10-04 | 30.2329 | 43.7983
2023-10-04 01:00 | 29.3911 | 40.9036
2023-10-04 02:00 | 29.4057 | 39.6664
2023-10-04 03:00 | 29.7151 | 38.9111
2023-10-04 04:00 | 30.4456 | 39.2996
2023-10-04 05:00 | 32.571 | 41.4214
2023-10-04 06:00 | 36.4639 | 48.7521
2023-10-04 07:00 | 42.2705 | 53.8393
2023-10-04 08:00 | 43.7282 | 53.5834
2023-10-04 09:00 | 42.9385 | 52.0316
2023-10-04 10:00 | 42.0287 | 49.8969
2023-10-04 11:00 | 40.8216 | 48.584
2023-10-04 12:00 | 39.4412 | 47.7796
2023-10-04 13:00 | 39.514 | 47.2883
2023-10-04 14:00 | 39.0482 | 45.2062
2023-10-04 15:00 | 39.086 | 47.5329
2023-10-04 16:00 | 39.8608 | 51.6909
2023-10-04 17:00 | 41.0686 | 56.9846
2023-10-04 18:00 | 41.3593 | 59.8311
2023-10-04 19:00 | 41.5333 | 61.6111
2023-10-04 20:00 | 39.6809 | 59.1727
2023-10-04 21:00 | 36.8749 | 55.324
2023-10-04 22:00 | 33.7936 | 50.6936
2023-10-04 23:00 | 30.7439 | 46.9189
2023-10-05 | 29.0701 | 45.9558
2023-10-05 01:00 | 28.3158 | 40.9186
2023-10-05 02:00 | 28.2364 | 39.3588
2023-10-05 03:00 | 28.5064 | 38.7603
2023-10-05 04:00 | 29.2724 | 38.4087
2023-10-05 05:00 | 31.371 | 40.951
2023-10-05 06:00 | 35.9588 | 48.6997
2023-10-05 07:00 | 41.4404 | 54.2077
2023-10-05 08:00 | 42.8446 | 53.8383
2023-10-05 09:00 | 42.2729 | 52.2641
2023-10-05 10:00 | 41.6731 | 49.4281
2023-10-05 11:00 | 40.4544 | 48.1378
2023-10-05 12:00 | 38.8981 | 48.139
2023-10-05 13:00 | 39.1091 | 46.7534
2023-10-05 14:00 | 38.8716 | 44.5234
2023-10-05 15:00 | 39.0821 | 46.9844
2023-10-05 16:00 | 40.0921 | 51.0176
2023-10-05 17:00 | 41.1591 | 56.5587
2023-10-05 18:00 | 41.7769 | 60.1744
2023-10-05 19:00 | 42.1204 | 61.4753
2023-10-05 20:00 | 40.3737 | 58.8366
2023-10-05 21:00 | 37.5333 | 54.6801
2023-10-05 22:00 | 34.5062 | 50.1909
2023-10-05 23:00 | 31.3921 | 46.6052
2023-10-06 | 29.6585 | 45.4319
2023-10-06 01:00 | 29.0597 | 42.2497
2023-10-06 02:00 | 28.8784 | 40.7325
2023-10-06 03:00 | 29.0856 | 39.9376
2023-10-06 04:00 | 29.8234 | 39.5687
2023-10-06 05:00 | 31.8194 | 41.551
2023-10-06 06:00 | 36.8281 | 48.5164
2023-10-06 07:00 | 42.0914 | 54.2353
2023-10-06 08:00 | 43.4302 | 54.1923
2023-10-06 09:00 | 43.2148 | 53.7476
2023-10-06 10:00 | 43.1902 | 51.8287
2023-10-06 11:00 | 42.7111 | 51.453
2023-10-06 12:00 | 42.9203 | 52.1471
2023-10-06 13:00 | 43.1839 | 52.4167
2023-10-06 14:00 | 42.7282 | 50.934
2023-10-06 15:00 | 42.4193 | 53.7741
2023-10-06 16:00 | 42.7749 | 58.0747
2023-10-06 17:00 | 43.3949 | 62.9509
2023-10-06 18:00 | 42.4979 | 64.42
2023-10-06 19:00 | 42.5174 | 64.8805
2023-10-06 20:00 | 40.5977 | 61.7356
2023-10-06 21:00 | 37.9503 | 57.1888
2023-10-06 22:00 | 34.9049 | 52.6356
2023-10-06 23:00 | 31.604 | 49.267
2023-10-07 | 30.2052 | 47.3077
2023-10-07 01:00 | 28.9342 | 42.3789
2023-10-07 02:00 | 28.5056 | 40.1233
2023-10-07 03:00 | 28.4224 | 38.8979
2023-10-07 04:00 | 28.8417 | 38.4845
2023-10-07 05:00 | 29.8592 | 39.8758
2023-10-07 06:00 | 31.6709 | 46.1494
2023-10-07 07:00 | 35.5854 | 49.814
2023-10-07 08:00 | 38.0028 | 52.5981
2023-10-07 09:00 | 39.2747 | 56.1367
2023-10-07 10:00 | 39.723 | 57.0672
2023-10-07 11:00 | 39.1219 | 55.8954
2023-10-07 12:00 | 36.7673 | 56.9967
2023-10-07 13:00 | 36.0603 | 56.5224
2023-10-07 14:00 | 35.6393 | 55.0682
2023-10-07 15:00 | 35.6193 | 58.192
2023-10-07 16:00 | 36.9876 | 61.1133
2023-10-07 17:00 | 38.1707 | 65.2972
2023-10-07 18:00 | 38.6109 | 66.9695
2023-10-07 19:00 | 38.0348 | 65.9945
2023-10-07 20:00 | 35.3615 | 61.2922
2023-10-07 21:00 | 32.764 | 56.6509
2023-10-07 22:00 | 30.5698 | 53.0279
2023-10-07 23:00 | 28.3948 | 49.8421
2023-10-08 | 26.847 | 48.9737
2023-10-08 01:00 | 26.2677 | 43.6988
2023-10-08 02:00 | 26.1326 | 41.3199
2023-10-08 03:00 | 26.2489 | 39.4822
2023-10-08 04:00 | 26.6968 | 38.7188
2023-10-08 05:00 | 27.7541 | 39.5761
2023-10-08 06:00 | 29.6923 | 44.7887
2023-10-08 07:00 | 33.1674 | 47.545
2023-10-08 08:00 | 35.7469 | 49.042
2023-10-08 09:00 | 36.6191 | 51.4887
2023-10-08 10:00 | 36.2928 | 52.2641
2023-10-08 11:00 | 35.4075 | 51.64
2023-10-08 12:00 | 35.0681 | 51.7945
2023-10-08 13:00 | 34.8768 | 52.117
2023-10-08 14:00 | 34.0014 | 51.4903
2023-10-08 15:00 | 34.4451 | 55.8531
2023-10-08 16:00 | 36.162 | 59.5192
2023-10-08 17:00 | 38.7525 | 64.0987
2023-10-08 18:00 | 40.2655 | 65.5378
2023-10-08 19:00 | 40.3085 | 64.9753
2023-10-08 20:00 | 37.9822 | 60.4729
2023-10-08 21:00 | 35.2435 | 55.586
2023-10-08 22:00 | 32.7047 | 51.8147
2023-10-08 23:00 | 30.2036 | 48.3791
2023-10-09 | 28.198 | 47.3506
2023-10-09 01:00 | 26.793 | 43.808
2023-10-09 02:00 | 26.6487 | 40.8582
2023-10-09 03:00 | 26.8958 | 39.4473
2023-10-09 04:00 | 27.6303 | 38.8932
2023-10-09 05:00 | 28.6595 | 39.2964
2023-10-09 06:00 | 30.3517 | 44.3307
2023-10-09 07:00 | 33.4642 | 46.7032
2023-10-09 08:00 | 36.2388 | 49.8608
2023-10-09 09:00 | 37.3813 | 52.6268
2023-10-09 10:00 | 37.8081 | 55.2796
2023-10-09 11:00 | 37.1764 | 55.189
2023-10-09 12:00 | 35.6491 | 55.8
2023-10-09 13:00 | 34.8447 | 56.5509
2023-10-09 14:00 | 34.4106 | 56.3857
2023-10-09 15:00 | 34.6717 | 61.5151
2023-10-09 16:00 | 36.6391 | 63.9056
2023-10-09 17:00 | 38.3128 | 67.2476
2023-10-09 18:00 | 39.8547 | 66.6915
2023-10-09 19:00 | 39.6722 | 66.9252
2023-10-09 20:00 | 37.512 | 62.9383
2023-10-09 21:00 | 35.0374 | 57.711
2023-10-09 22:00 | 32.5087 | 53.5346
2023-10-09 23:00 | 30.1627 | 50.3165
2023-10-10 | 28.4877 | 51.4438
2023-10-10 01:00 | 29.1655 | 47.3859
2023-10-10 02:00 | 29.1626 | 45.1827
2023-10-10 03:00 | 29.5539 | 44.18
2023-10-10 04:00 | 30.4822 | 43.4126
2023-10-10 05:00 | 32.647 | 45.7419
2023-10-10 06:00 | 37.0649 | 50.9855
2023-10-10 07:00 | 42.4604 | 56.8055
2023-10-10 08:00 | 43.5672 | 59.676
2023-10-10 09:00 | 42.0523 | 61.1556
2023-10-10 10:00 | 40.8591 | 60.9647
2023-10-10 11:00 | 39.5749 | 61.647
2023-10-10 12:00 | 39.1212 | 58.1714
2023-10-10 13:00 | 38.9462 | 57.6032
2023-10-10 14:00 | 38.4511 | 56.2747
2023-10-10 15:00 | 38.5314 | 58.2608
2023-10-10 16:00 | 39.5561 | 61.7027
2023-10-10 17:00 | 41.0597 | 64.0681
2023-10-10 18:00 | 42.4027 | 63.3312
2023-10-10 19:00 | 42.3435 | 62.5541
2023-10-10 20:00 | 40.3984 | 59.0185
2023-10-10 21:00 | 37.6473 | 54.0238
2023-10-10 22:00 | 34.5885 | 49.7658
2023-10-10 23:00 | 31.522 | 46.6364
2023-10-11 | 29.6034 | 43.0347
2023-10-11 01:00 | 28.9469 | 42.0971
2023-10-11 02:00 | 28.9199 | 40.9357
2023-10-11 03:00 | 29.2469 | 40.4753
2023-10-11 04:00 | 30.1249 | 40.6062
2023-10-11 05:00 | 32.1945 | 42.7772
2023-10-11 06:00 | 36.4441 | 48.0738
2023-10-11 07:00 | 41.9544 | 54.2409
2023-10-11 08:00 | 43.1031 | 55.3852
2023-10-11 09:00 | 41.91 | 56.5731
2023-10-11 10:00 | 40.7519 | 56.9986
2023-10-11 11:00 | 39.5972 | 57.8584
2023-10-11 12:00 | 39.3852 | 53.9078
2023-10-11 13:00 | 39.3855 | 53.9316
2023-10-11 14:00 | 39.0343 | 50.7422
2023-10-11 15:00 | 39.1014 | 52.2362
2023-10-11 16:00 | 40.0515 | 56.0546
2023-10-11 17:00 | 41.3669 | 60.4921
2023-10-11 18:00 | 42.8294 | 62.8423
2023-10-11 19:00 | 42.1745 | 63.044
2023-10-11 20:00 | 39.9606 | 59.6844
2023-10-11 21:00 | 37.0627 | 55.6259
2023-10-11 22:00 | 33.9243 | 51.4228
2023-10-11 23:00 | 30.8007 | 47.5701
2023-10-12 | 29.1954 | 45.0909
2023-10-12 01:00 | 28.5263 | 42.0975
2023-10-12 02:00 | 28.4718 | 41.3062
2023-10-12 03:00 | 28.7592 | 40.9462
2023-10-12 04:00 | 29.6404 | 41.198
2023-10-12 05:00 | 31.6927 | 43.7864
2023-10-12 06:00 | 36.2596 | 50.3368
2023-10-12 07:00 | 41.7227 | 55.7916
2023-10-12 08:00 | 42.9557 | 57.1541
2023-10-12 09:00 | 41.7379 | 57.0038
2023-10-12 10:00 | 40.6445 | 56.9667
2023-10-12 11:00 | 39.4409 | 55.9328
2023-10-12 12:00 | 37.0921 | 54.9707
2023-10-12 13:00 | 36.7382 | 54.3219
2023-10-12 14:00 | 36.3724 | 52.4027
2023-10-12 15:00 | 36.3942 | 53.6065
2023-10-12 16:00 | 37.4016 | 57.0812
2023-10-12 17:00 | 38.9087 | 60.3518
2023-10-12 18:00 | 41.3263 | 62.612
2023-10-12 19:00 | 41.3813 | 62.3611
2023-10-12 20:00 | 39.6315 | 58.8351
2023-10-12 21:00 | 37.043 | 54.4193
2023-10-12 22:00 | 34.1359 | 49.9303
2023-10-12 23:00 | 31.1605 | 46.4806
2023-10-13 | 29.388 | 44.8609
2023-10-13 01:00 | 28.8008 | 42.0138
2023-10-13 02:00 | 28.7325 | 41.1321
2023-10-13 03:00 | 29.0681 | 40.7703
2023-10-13 04:00 | 30.0121 | 40.6327
2023-10-13 05:00 | 32.0642 | 43.3309
2023-10-13 06:00 | 36.4122 | 49.2819
2023-10-13 07:00 | 41.857 | 55.4867
2023-10-13 08:00 | 42.9353 | 57.0755
2023-10-13 09:00 | 41.4169 | 57.405
2023-10-13 10:00 | 40.1758 | 55.785
2023-10-13 11:00 | 38.863 | 55.0225
2023-10-13 12:00 | 37.6165 | 51.8911
2023-10-13 13:00 | 37.2595 | 51.2801
2023-10-13 14:00 | 36.6685 | 50.2117
2023-10-13 15:00 | 36.2721 | 51.6224
2023-10-13 16:00 | 36.9379 | 54.3265
2023-10-13 17:00 | 38.316 | 56.8596
2023-10-13 18:00 | 40.5596 | 56.4197
2023-10-13 19:00 | 40.6573 | 56.9571
2023-10-13 20:00 | 38.7761 | 54.5708
2023-10-13 21:00 | 36.2292 | 50.903
2023-10-13 22:00 | 33.3618 | 46.7775
2023-10-13 23:00 | 30.4226 | 43.8131
2023-10-14 | 28.6264 | 41.1544
2023-10-14 01:00 | 28.1384 | 40.8599
2023-10-14 02:00 | 27.9567 | 39.6733
2023-10-14 03:00 | 28.1412 | 39.6084
2023-10-14 04:00 | 28.8342 | 39.2578
2023-10-14 05:00 | 30.0253 | 41.0266
2023-10-14 06:00 | 32.3344 | 45.5744
2023-10-14 07:00 | 36.3141 | 48.6444
2023-10-14 08:00 | 38.0846 | 50.2099
2023-10-14 09:00 | 38.4332 | 52.4841
2023-10-14 10:00 | 38.0947 | 52.2624
2023-10-14 11:00 | 37.1109 | 52.1279
2023-10-14 12:00 | 34.8813 | 48.0482
2023-10-14 13:00 | 34.0875 | 47.8475
2023-10-14 14:00 | 33.2737 | 46.5328
2023-10-14 15:00 | 33.1769 | 49.2993
2023-10-14 16:00 | 34.8089 | 53.1609
2023-10-14 17:00 | 37.022 | 56.1153
2023-10-14 18:00 | 39.1668 | 55.9386
2023-10-14 19:00 | 38.6199 | 55.1538
2023-10-14 20:00 | 36.3113 | 51.9966
2023-10-14 21:00 | 33.6324 | 48.3538
2023-10-14 22:00 | 31.3946 | 45.2429
2023-10-14 23:00 | 29.2368 | 43.5157
2023-10-15 | 27.83 | 41.0031
2023-10-15 01:00 | 27.236 | 39.1798
2023-10-15 02:00 | 27.0101 | 38.2534
2023-10-15 03:00 | 27.1202 | 37.8215
2023-10-15 04:00 | 27.7371 | 37.4615
2023-10-15 05:00 | 28.7585 | 39.1714
2023-10-15 06:00 | 30.6769 | 42.5206
2023-10-15 07:00 | 34.2341 | 45.215
2023-10-15 08:00 | 35.9911 | 46.5397
2023-10-15 09:00 | 36.2644 | 47.8509
2023-10-15 10:00 | 35.7389 | 47.8567
2023-10-15 11:00 | 34.9185 | 48.0752
2023-10-15 12:00 | 34.6234 | 41.4901
2023-10-15 13:00 | 34.3079 | 41.6592
2023-10-15 14:00 | 33.5745 | 42.1405
2023-10-15 15:00 | 33.9386 | 46.1728
2023-10-15 16:00 | 36.0065 | 50.9996
2023-10-15 17:00 | 38.5504 | 55.0102
2023-10-15 18:00 | 40.7933 | 55.0395
2023-10-15 19:00 | 39.6724 | 55.0061
2023-10-15 20:00 | 37.0246 | 52.4125
2023-10-15 21:00 | 34.2362 | 48.8814
2023-10-15 22:00 | 31.6263 | 45.7807
2023-10-15 23:00 | 29.2152 | 43.6775
2023-10-16 | 28.0232 | 41.2523
2023-10-16 01:00 | 27.6816 | 40.5122
2023-10-16 02:00 | 27.7464 | 39.712
2023-10-16 03:00 | 28.1466 | 39.2782
2023-10-16 04:00 | 29.0604 | 39.0014
2023-10-16 05:00 | 31.0827 | 41.8908
2023-10-16 06:00 | 35.5707 | 48.3606
2023-10-16 07:00 | 41.2274 | 54.5501
2023-10-16 08:00 | 42.717 | 55.4873
2023-10-16 09:00 | 42.1768 | 55.896
2023-10-16 10:00 | 41.6086 | 53.8075
2023-10-16 11:00 | 40.9015 | 53.3963
2023-10-16 12:00 | 40.3442 | 50.7098
2023-10-16 13:00 | 40.2943 | 50.8496
2023-10-16 14:00 | 39.9649 | 49.5745
2023-10-16 15:00 | 40.3499 | 51.5758
2023-10-16 16:00 | 41.3049 | 55.7635
2023-10-16 17:00 | 42.2965 | 59.9759
2023-10-16 18:00 | 42.5299 | 60.6957
2023-10-16 19:00 | 42.2224 | 60.4381
2023-10-16 20:00 | 40.153 | 57.7748
2023-10-16 21:00 | 37.3217 | 53.4662
2023-10-16 22:00 | 34.239 | 49.1232
2023-10-16 23:00 | 31.0759 | 46.0369
2023-10-17 | 29.2619 | 42.9901
2023-10-17 01:00 | 28.249 | 40.288
2023-10-17 02:00 | 28.0943 | 39.2304
2023-10-17 03:00 | 28.3407 | 38.4036
2023-10-17 04:00 | 29.1687 | 38.2236
2023-10-17 05:00 | 31.1171 | 41.1185
2023-10-17 06:00 | 36.0395 | 48.4957
2023-10-17 07:00 | 41.2747 | 55.1497
2023-10-17 08:00 | 42.4254 | 57.2359
2023-10-17 09:00 | 42.0931 | 58.1201
2023-10-17 10:00 | 41.6466 | 57.2506
2023-10-17 11:00 | 41.2696 | 56.5772
2023-10-17 12:00 | 40.1606 | 50.9812
2023-10-17 13:00 | 40.2425 | 50.1871
2023-10-17 14:00 | 40.1272 | 48.3875
2023-10-17 15:00 | 40.6699 | 50.5953
2023-10-17 16:00 | 41.8446 | 55.1589
2023-10-17 17:00 | 43.0765 | 59.2851
2023-10-17 18:00 | 43.701 | 60.9825
2023-10-17 19:00 | 43.3412 | 61.0304
2023-10-17 20:00 | 41.364 | 58.1864
2023-10-17 21:00 | 38.4177 | 53.8269
2023-10-17 22:00 | 35.3301 | 49.4931
2023-10-17 23:00 | 32.0411 | 46.0156
2023-10-18 | 30.3484 | 44.6536
2023-10-18 01:00 | 28.6702 | 41.1096
2023-10-18 02:00 | 28.4943 | 40.0578
2023-10-18 03:00 | 28.7366 | 39.5282
2023-10-18 04:00 | 29.5406 | 39.2928
2023-10-18 05:00 | 31.4091 | 41.9219
2023-10-18 06:00 | 35.8612 | 48.8869
2023-10-18 07:00 | 41.6729 | 54.7031
2023-10-18 08:00 | 43.0165 | 55.4282
2023-10-18 09:00 | 42.5352 | 55.0302
2023-10-18 10:00 | 41.8059 | 52.3137
2023-10-18 11:00 | 41.0833 | 51.5931
2023-10-18 12:00 | 40.4991 | 45.5349
2023-10-18 13:00 | 40.5153 | 45.3917
2023-10-18 14:00 | 40.3207 | 44.3859
2023-10-18 15:00 | 40.6395 | 46.577
2023-10-18 16:00 | 41.6433 | 51.0889
2023-10-18 17:00 | 42.5989 | 55.956
2023-10-18 18:00 | 43.1362 | 57.8337
2023-10-18 19:00 | 42.6381 | 58.2968
2023-10-18 20:00 | 40.5557 | 56.2431
2023-10-18 21:00 | 37.5775 | 52.2424
2023-10-18 22:00 | 34.493 | 48.0339
2023-10-18 23:00 | 31.2568 | 44.3609
2023-10-19 | 29.3959 | 42.6174
2023-10-19 01:00 | 28.5301 | 42.6543
2023-10-19 02:00 | 28.399 | 41.4873
2023-10-19 03:00 | 28.6836 | 40.8902
2023-10-19 04:00 | 29.5198 | 40.8815
2023-10-19 05:00 | 31.4829 | 43.397
2023-10-19 06:00 | 36.0096 | 49.3065
2023-10-19 07:00 | 42.0755 | 54.9321
2023-10-19 08:00 | 43.554 | 54.6748
2023-10-19 09:00 | 42.965 | 54.0742
2023-10-19 10:00 | 42.1189 | 53.0786
2023-10-19 11:00 | 41.2687 | 53.5847
2023-10-19 12:00 | 40.7074 | 54.025
2023-10-19 13:00 | 40.7309 | 53.8503
2023-10-19 14:00 | 40.4719 | 51.8003
2023-10-19 15:00 | 40.7025 | 53.7033
2023-10-19 16:00 | 41.475 | 57.6132
2023-10-19 17:00 | 42.2233 | 60.1614
2023-10-19 18:00 | 42.9216 | 63.279
2023-10-19 19:00 | 42.6223 | 62.1842
2023-10-19 20:00 | 40.5289 | 59.1347
2023-10-19 21:00 | 37.7715 | 54.8272
2023-10-19 22:00 | 34.755 | 50.8121
2023-10-19 23:00 | 31.5164 | 47.5977
2023-10-20 | 29.2761 | 44.0964
2023-10-20 01:00 | 28.5256 | 43.0291
2023-10-20 02:00 | 28.3847 | 42.1494
2023-10-20 03:00 | 28.6703 | 41.8845
2023-10-20 04:00 | 29.5589 | 41.8192
2023-10-20 05:00 | 31.5379 | 43.9904
2023-10-20 06:00 | 36.2311 | 48.7975
2023-10-20 07:00 | 41.8204 | 54.7021
2023-10-20 08:00 | 43.5585 | 55.5771
2023-10-20 09:00 | 43.2687 | 55.3739
2023-10-20 10:00 | 43.0137 | 53.3306
2023-10-20 11:00 | 42.235 | 52.7476
2023-10-20 12:00 | 41.0978 | 48.4479
2023-10-20 13:00 | 41.0813 | 47.7113
2023-10-20 14:00 | 40.4531 | 45.7891
2023-10-20 15:00 | 40.3063 | 46.7964
2023-10-20 16:00 | 40.7284 | 50.3599
2023-10-20 17:00 | 41.4167 | 54.114
2023-10-20 18:00 | 41.4888 | 56.5866
2023-10-20 19:00 | 40.7797 | 56.6378
2023-10-20 20:00 | 38.4191 | 54.1648
2023-10-20 21:00 | 35.6695 | 50.1833
2023-10-20 22:00 | 32.766 | 46.2049
2023-10-20 23:00 | 29.7085 | 43.1305
2023-10-21 | 27.9459 | 40.1683
2023-10-21 01:00 | 26.9591 | 40.5041
2023-10-21 02:00 | 26.7028 | 39.6497
2023-10-21 03:00 | 26.8562 | 39.2175
2023-10-21 04:00 | 27.5528 | 38.6823
2023-10-21 05:00 | 28.5512 | 40.4559
2023-10-21 06:00 | 30.791 | 44.3822
2023-10-21 07:00 | 34.9872 | 47.0012
2023-10-21 08:00 | 37.4579 | 47.859
2023-10-21 09:00 | 38.3265 | 48.2858
2023-10-21 10:00 | 38.1921 | 46.5814
2023-10-21 11:00 | 37.6213 | 46.3728
2023-10-21 12:00 | 36.3549 | 41.2354
2023-10-21 13:00 | 35.4661 | 40.6494
2023-10-21 14:00 | 34.4974 | 40.0246
2023-10-21 15:00 | 34.4441 | 42.7132
2023-10-21 16:00 | 36.0706 | 47.1325
2023-10-21 17:00 | 38.0995 | 51.0373
2023-10-21 18:00 | 39.1704 | 52.4235
2023-10-21 19:00 | 38.151 | 51.7488
2023-10-21 20:00 | 35.4657 | 49.1897
2023-10-21 21:00 | 33.0562 | 46.1032
2023-10-21 22:00 | 31.0315 | 43.2777
2023-10-21 23:00 | 28.8783 | 41.4165
2023-10-22 | 27.0748 | 39.7282
2023-10-22 01:00 | 26.4648 | 37.2114
2023-10-22 02:00 | 26.2341 | 36.5064
2023-10-22 03:00 | 26.3851 | 36.2507
2023-10-22 04:00 | 27.0363 | 35.9325
2023-10-22 05:00 | 27.9181 | 37.5371
2023-10-22 06:00 | 29.8432 | 42.1874
2023-10-22 07:00 | 33.7865 | 44.9731
2023-10-22 08:00 | 36.0944 | 46.1994
2023-10-22 09:00 | 36.6728 | 47.942
2023-10-22 10:00 | 36.1155 | 48.781
2023-10-22 11:00 | 35.4356 | 48.969
2023-10-22 12:00 | 37.3239 | 49.9454
2023-10-22 13:00 | 37.153 | 49.8104
2023-10-22 14:00 | 36.4268 | 49.5315
2023-10-22 15:00 | 36.9668 | 52.37
2023-10-22 16:00 | 39.053 | 56.0616
2023-10-22 17:00 | 41.3748 | 57.9892
2023-10-22 18:00 | 41.7005 | 56.7796
2023-10-22 19:00 | 40.2169 | 56.1253
2023-10-22 20:00 | 37.3931 | 53.4115
2023-10-22 21:00 | 34.6661 | 49.9915
2023-10-22 22:00 | 32.1839 | 47.0587
2023-10-22 23:00 | 29.6921 | 44.7824
2023-10-23 | 27.9792 | 41.2403
2023-10-23 01:00 | 27.7941 | 38.0356
2023-10-23 02:00 | 27.8738 | 37.4742
2023-10-23 03:00 | 28.3182 | 37.5564
2023-10-23 04:00 | 29.4392 | 37.6715
2023-10-23 05:00 | 31.4027 | 40.7355
2023-10-23 06:00 | 35.9758 | 48.4238
2023-10-23 07:00 | 42.2961 | 55.274
2023-10-23 08:00 | 44.2874 | 57.2417
2023-10-23 09:00 | 43.9269 | 57.9428
2023-10-23 10:00 | 43.3066 | 56.8173
2023-10-23 11:00 | 42.4067 | 55.3007
2023-10-23 12:00 | 42.8043 | 56.2772
2023-10-23 13:00 | 43.0525 | 56.1229
2023-10-23 14:00 | 42.4566 | 54.4378
2023-10-23 15:00 | 42.9031 | 55.7138
2023-10-23 16:00 | 44.1117 | 59.1008
2023-10-23 17:00 | 45.215 | 62.2078
2023-10-23 18:00 | 45.0033 | 61.1879
2023-10-23 19:00 | 43.8855 | 60.5511
2023-10-23 20:00 | 41.4215 | 57.4937
2023-10-23 21:00 | 38.5411 | 53.3676
2023-10-23 22:00 | 35.4057 | 49.0138
2023-10-23 23:00 | 32.1862 | 45.3036
2023-10-24 | 30.329 | 42.783
2023-10-24 01:00 | 29.3465 | 39.7646
2023-10-24 02:00 | 29.2876 | 38.8592
2023-10-24 03:00 | 29.6713 | 38.811
2023-10-24 04:00 | 30.7576 | 38.8734
2023-10-24 05:00 | 32.7542 | 41.7833
2023-10-24 06:00 | 37.252 | 49.4901
2023-10-24 07:00 | 43.3557 | 56.4593
2023-10-24 08:00 | 44.9678 | 58.2928
2023-10-24 09:00 | 43.8763 | 57.4895
2023-10-24 10:00 | 42.4889 | 55.1028
2023-10-24 11:00 | 41.0299 | 53.1378
2023-10-24 12:00 | 41.8189 | 52.6302
2023-10-24 13:00 | 41.8995 | 50.992
2023-10-24 14:00 | 41.3824 | 48.7162
2023-10-24 15:00 | 41.7082 | 49.7754
2023-10-24 16:00 | 42.8323 | 53.8269
2023-10-24 17:00 | 44.1475 | 58.4216
2023-10-24 18:00 | 45.1364 | 61.3679
2023-10-24 19:00 | 43.8013 | 61.134
2023-10-24 20:00 | 41.3394 | 58.2834
2023-10-24 21:00 | 38.4714 | 54.3431
2023-10-24 22:00 | 35.3734 | 50.1114
2023-10-24 23:00 | 32.2006 | 46.3146
2023-10-25 | 30.3908 | 44.29
2023-10-25 01:00 | 29.6579 | 42.0281
2023-10-25 02:00 | 29.5767 | 41.1609
2023-10-25 03:00 | 29.9077 | 40.9668
2023-10-25 04:00 | 30.9503 | 40.9923
2023-10-25 05:00 | 32.844 | 43.4833
2023-10-25 06:00 | 37.2085 | 50.2075
2023-10-25 07:00 | 43.3174 | 56.9072
2023-10-25 08:00 | 44.9084 | 58.4239
2023-10-25 09:00 | 44.0948 | 59.0462
2023-10-25 10:00 | 42.7588 | 58.3859
2023-10-25 11:00 | 41.4981 | 58.4128
2023-10-25 12:00 | 42.4433 | 57.8133
2023-10-25 13:00 | 42.5934 | 57.656
2023-10-25 14:00 | 42.0927 | 56.4719
2023-10-25 15:00 | 42.292 | 58.1758
2023-10-25 16:00 | 43.3461 | 61.1642
2023-10-25 17:00 | 44.5477 | 63.7813
2023-10-25 18:00 | 43.6321 | 65.2977
2023-10-25 19:00 | 42.9309 | 64.2081
2023-10-25 20:00 | 40.8342 | 61.2281
2023-10-25 21:00 | 38.2806 | 57.1885
2023-10-25 22:00 | 35.3595 | 52.6734
2023-10-25 23:00 | 32.216 | 48.821
2023-10-26 | 30.3502 | 45.2805
2023-10-26 01:00 | 29.4435 | 42.911
2023-10-26 02:00 | 29.3448 | 42.0569
2023-10-26 03:00 | 29.6708 | 41.8943
2023-10-26 04:00 | 30.6931 | 41.8143
2023-10-26 05:00 | 32.6371 | 44.42
2023-10-26 06:00 | 36.979 | 51.4048
2023-10-26 07:00 | 42.9281 | 58.3292
2023-10-26 08:00 | 44.3362 | 60.577
2023-10-26 09:00 | 43.1087 | 62.8838
2023-10-26 10:00 | 41.5546 | 63.685
2023-10-26 11:00 | 40.0086 | 63.363
2023-10-26 12:00 | 39.9248 | 60.3485
2023-10-26 13:00 | 39.7107 | 59.9243
2023-10-26 14:00 | 39.3183 | 58.7788
2023-10-26 15:00 | 39.5384 | 60.4493
2023-10-26 16:00 | 40.6409 | 63.1796
2023-10-26 17:00 | 42.0001 | 64.79
2023-10-26 18:00 | 43.689 | 64.6252
2023-10-26 19:00 | 42.6815 | 63.2567
2023-10-26 20:00 | 40.4389 | 59.8023
2023-10-26 21:00 | 37.7747 | 55.2891
2023-10-26 22:00 | 34.8738 | 50.73
2023-10-26 23:00 | 31.7705 | 47.0601
2023-10-27 | 29.581 | 45.6374
2023-10-27 01:00 | 29.2068 | 41.7106
2023-10-27 02:00 | 29.065 | 40.9392
2023-10-27 03:00 | 29.3351 | 40.7703
2023-10-27 04:00 | 30.3034 | 40.6539
2023-10-27 05:00 | 32.1276 | 42.9619
2023-10-27 06:00 | 36.1452 | 50.5899
2023-10-27 07:00 | 42.0828 | 56.9095
2023-10-27 08:00 | 43.2702 | 57.3407
2023-10-27 09:00 | 42.5376 | 55.9827
2023-10-27 10:00 | 41.5028 | 53.6928
2023-10-27 11:00 | 40.8106 | 52.7357
2023-10-27 12:00 | 39.3708 | 54.412
2023-10-27 13:00 | 39.3598 | 53.9835
2023-10-27 14:00 | 39.1121 | 52.8547
2023-10-27 15:00 | 39.2426 | 54.5717
2023-10-27 16:00 | 39.9488 | 57.5365
2023-10-27 17:00 | 40.8499 | 59.664
2023-10-27 18:00 | 41.6787 | 62.3536
2023-10-27 19:00 | 40.9801 | 61.2097
2023-10-27 20:00 | 38.7797 | 58.0596
2023-10-27 21:00 | 36.1149 | 53.8924
2023-10-27 22:00 | 33.3339 | 49.5315
2023-10-27 23:00 | 30.2633 | 46.0679
2023-10-28 | 28.5584 | 42.9008
2023-10-28 01:00 | 27.4812 | 42.1268
2023-10-28 02:00 | 27.1406 | 41.3442
2023-10-28 03:00 | 27.2153 | 41.0529
2023-10-28 04:00 | 28.0362 | 40.6694
2023-10-28 05:00 | 28.964 | 42.2821
2023-10-28 06:00 | 31.8922 | 47.4423
2023-10-28 07:00 | 36.2041 | 51.138
2023-10-28 08:00 | 38.0842 | 52.7701
2023-10-28 09:00 | 38.3694 | 56.3162
2023-10-28 10:00 | 37.8002 | 58.4809
2023-10-28 11:00 | 36.7324 | 58.7001
2023-10-28 12:00 | 34.9127 | 56.9631
2023-10-28 13:00 | 33.877 | 56.7395
2023-10-28 14:00 | 33.1999 | 55.5832
2023-10-28 15:00 | 33.1226 | 57.1524
2023-10-28 16:00 | 35.0101 | 59.7997
2023-10-28 17:00 | 37.2848 | 60.6347
2023-10-28 18:00 | 40.4462 | 60.2142
2023-10-28 19:00 | 38.7027 | 58.0451
2023-10-28 20:00 | 35.7761 | 54.5475
2023-10-28 21:00 | 33.3459 | 50.804
2023-10-28 22:00 | 31.3124 | 47.6838
2023-10-28 23:00 | 29.0752 | 45.7831
2023-10-29 | 27.8184 | 43.403
2023-10-29 01:00 | 26.2413 | 41.1799
2023-10-29 02:00 | 25.9402 | 40.4853
2023-10-29 03:00 | 26.0076 | 40.068
2023-10-29 04:00 | 26.7193 | 39.7866
2023-10-29 05:00 | 27.4922 | 41.1847
2023-10-29 06:00 | 29.699 | 45.3837
2023-10-29 07:00 | 33.7457 | 48.1772
2023-10-29 08:00 | 35.9272 | 48.0912
2023-10-29 09:00 | 37.0038 | 49.498
2023-10-29 10:00 | 36.5493 | 50.3887
2023-10-29 11:00 | 36.3849 | 51.1897
2023-10-29 12:00 | 35.2403 | 48.5181
2023-10-29 13:00 | 35.2216 | 48.5316
2023-10-29 14:00 | 34.6065 | 48.6165
2023-10-29 15:00 | 35.35 | 51.9737
2023-10-29 16:00 | 37.5049 | 55.9407
2023-10-29 17:00 | 40.0201 | 58.9507
2023-10-29 18:00 | 41.8844 | 61.5343
2023-10-29 19:00 | 40.1023 | 59.751
2023-10-29 20:00 | 37.3693 | 56.2197
2023-10-29 21:00 | 34.6911 | 52.0379
2023-10-29 22:00 | 32.168 | 48.7027
2023-10-29 23:00 | 29.6078 | 46.4354
2023-10-30 | 28.3565 | 44.3229
2023-10-30 01:00 | 27.8482 | 40.2909
2023-10-30 02:00 | 27.8882 | 39.8517
2023-10-30 03:00 | 28.2775 | 39.9147
2023-10-30 04:00 | 29.4479 | 39.8424
2023-10-30 05:00 | 31.2981 | 42.644
2023-10-30 06:00 | 35.7534 | 50.0074
2023-10-30 07:00 | 42.1553 | 57.0859
2023-10-30 08:00 | 44.1752 | 59.2488
2023-10-30 09:00 | 44.2965 | 60.9555
2023-10-30 10:00 | 44.0833 | 60.9564
2023-10-30 11:00 | 43.7792 | 60.642
2023-10-30 12:00 | 42.3926 | 56.4766
2023-10-30 13:00 | 42.6399 | 56.3948
2023-10-30 14:00 | 42.0606 | 55.3306
2023-10-30 15:00 | 42.608 | 57.099
2023-10-30 16:00 | 43.8828 | 60.6088
2023-10-30 17:00 | 45.0203 | 63.8258
2023-10-30 18:00 | 46.0035 | 63.957
2023-10-30 19:00 | 44.2627 | 62.7692
2023-10-30 20:00 | 41.5095 | 59.5229
2023-10-30 21:00 | 38.6099 | 55.107
2023-10-30 22:00 | 35.505 | 50.5029
2023-10-30 23:00 | 32.2409 | 46.6681
2023-10-31 | 30.5046 | 44.7332
2023-10-31 01:00 | 29.3055 | 42.126
2023-10-31 02:00 | 29.2062 | 41.1648
2023-10-31 03:00 | 29.5224 | 41.0128
2023-10-31 04:00 | 30.6601 | 41.0463
2023-10-31 05:00 | 32.5085 | 43.8034
2023-10-31 06:00 | 36.9535 | 50.8849
2023-10-31 07:00 | 43.2183 | 57.953
2023-10-31 08:00 | 44.9808 | 59.693
2023-10-31 09:00 | 44.3686 | 59.6767
2023-10-31 10:00 | 43.2914 | 58.1036
2023-10-31 11:00 | 42.3082 | 57.254
2023-10-31 12:00 | 40.029 | 56.2464
2023-10-31 13:00 | 39.8404 | 55.612
2023-10-31 14:00 | 39.3477 | 54.3196
2023-10-31 15:00 | 39.6644 | 56.6134
2023-10-31 16:00 | 40.9511 | 60.5348
2023-10-31 17:00 | 42.6589 | 63.545
2023-10-31 18:00 | 43.6429 | 65.0679
2023-10-31 19:00 | 42.7429 | 63.7881
2023-10-31 20:00 | 40.7002 | 60.3594
2023-10-31 21:00 | 38.2169 | 55.8772
2023-10-31 22:00 | 35.3645 | 51.2772
2023-10-31 23:00 | 32.2767 | 47.4641
2023-11-01 | 30.953 | 46.0977
2023-11-01 01:00 | 29.4682 | 44.2978
2023-11-01 02:00 | 29.4201 | 42.9392
2023-11-01 03:00 | 29.8555 | 42.7796
2023-11-01 04:00 | 30.923 | 42.7243
2023-11-01 05:00 | 32.8059 | 45.1823
2023-11-01 06:00 | 37.3244 | 51.6959
2023-11-01 07:00 | 43.2032 | 58.3496
2023-11-01 08:00 | 44.6672 | 59.0122
2023-11-01 09:00 | 43.3133 | 58.1495
2023-11-01 10:00 | 41.9638 | 55.7665
2023-11-01 11:00 | 40.4235 | 55.5744
2023-11-01 12:00 | 41.8381 | 51.6704
2023-11-01 13:00 | 41.9102 | 50.964
2023-11-01 14:00 | 41.4198 | 48.667
2023-11-01 15:00 | 41.5945 | 50.6371
2023-11-01 16:00 | 42.6366 | 53.4334
2023-11-01 17:00 | 43.9999 | 59.2136
2023-11-01 18:00 | 44.9838 | 63.3424
2023-11-01 19:00 | 43.1844 | 62.9194
2023-11-01 20:00 | 40.5093 | 60.4657
2023-11-01 21:00 | 37.7625 | 56.5657
2023-11-01 22:00 | 34.6301 | 52.1472
2023-11-01 23:00 | 31.4214 | 48.1988
2023-11-02 | 29.3419 | 46.0544
2023-11-02 01:00 | 29.1752 | 43.297
2023-11-02 02:00 | 29.0788 | 41.8486
2023-11-02 03:00 | 29.4301 | 41.728
2023-11-02 04:00 | 30.3927 | 41.7232
2023-11-02 05:00 | 32.1857 | 44.453
2023-11-02 06:00 | 37.0169 | 51.6169
2023-11-02 07:00 | 42.3845 | 57.969
2023-11-02 08:00 | 43.5342 | 57.7109
2023-11-02 09:00 | 42.6516 | 55.4448
2023-11-02 10:00 | 41.6615 | 51.5703
2023-11-02 11:00 | 40.7493 | 50.0149
2023-11-02 12:00 | 39.561 | 50.1979
2023-11-02 13:00 | 39.506 | 49.3705
2023-11-02 14:00 | 39.5682 | 46.7084
2023-11-02 15:00 | 40.1959 | 48.9952
2023-11-02 16:00 | 41.445 | 52.2935
2023-11-02 17:00 | 42.6724 | 57.799
2023-11-02 18:00 | 44.2845 | 62.7664
2023-11-02 19:00 | 43.3864 | 61.8805
2023-11-02 20:00 | 41.2818 | 59.3667
2023-11-02 21:00 | 38.5824 | 55.1981
2023-11-02 22:00 | 35.6224 | 50.7702
2023-11-02 23:00 | 32.3114 | 47.2279
2023-11-03 | 30.6595 | 44.9157
2023-11-03 01:00 | 29.458 | 42.9177
2023-11-03 02:00 | 29.2802 | 41.5143
2023-11-03 03:00 | 29.5908 | 41.2861
2023-11-03 04:00 | 30.5311 | 41.1702
2023-11-03 05:00 | 32.2159 | 43.6411
2023-11-03 06:00 | 36.4521 | 50.6991
2023-11-03 07:00 | 42.1157 | 57.164
2023-11-03 08:00 | 43.6244 | 57.7801
2023-11-03 09:00 | 42.918 | 56.9215
2023-11-03 10:00 | 42.3036 | 53.5237
2023-11-03 11:00 | 41.3145 | 53.2901
2023-11-03 12:00 | 40.5551 | 50.4844
2023-11-03 13:00 | 40.095 | 50.3934
2023-11-03 14:00 | 39.7697 | 49.2262
2023-11-03 15:00 | 39.6455 | 51.4671
2023-11-03 16:00 | 40.3607 | 54.0078
2023-11-03 17:00 | 41.3022 | 57.743
2023-11-03 18:00 | 42.6573 | 59.5749
2023-11-03 19:00 | 41.5538 | 58.6776
2023-11-03 20:00 | 39.1602 | 56.244
2023-11-03 21:00 | 36.4018 | 52.0173
2023-11-03 22:00 | 33.4725 | 47.7236
2023-11-03 23:00 | 30.36 | 44.57
2023-11-04 | 28.5782 | 42.1016
2023-11-04 01:00 | 27.6067 | 40.3479
2023-11-04 02:00 | 27.34 | 39.1445
2023-11-04 03:00 | 27.4502 | 39.1199
2023-11-04 04:00 | 28.2429 | 38.6147
2023-11-04 05:00 | 29.0714 | 40.1734
2023-11-04 06:00 | 31.4827 | 45.1506
2023-11-04 07:00 | 35.5356 | 49.0126
2023-11-04 08:00 | 38.0388 | 50.7181
2023-11-04 09:00 | 39.2277 | 53.1066
2023-11-04 10:00 | 39.2401 | 53.6174
2023-11-04 11:00 | 38.6046 | 53.8964
2023-11-04 12:00 | 37.8474 | 52.0996
2023-11-04 13:00 | 37.4218 | 51.9578
2023-11-04 14:00 | 36.7599 | 50.1119
2023-11-04 15:00 | 37.2 | 53.042
2023-11-04 16:00 | 38.8897 | 55.578
2023-11-04 17:00 | 40.9005 | 58.4202
2023-11-04 18:00 | 42.1081 | 58.4678
2023-11-04 19:00 | 39.9913 | 56.4504
2023-11-04 20:00 | 36.9352 | 53.3304
2023-11-04 21:00 | 34.5814 | 49.825
2023-11-04 22:00 | 32.2864 | 46.836
2023-11-04 23:00 | 29.8994 | 44.818
2023-11-05 | 27.7945 | 42.4498
2023-11-05 01:00 | 27.6562 | 42.7417
2023-11-05 02:00 | 27.1575 | 40.4002
2023-11-05 03:00 | 27.2268 | 39.5723
2023-11-05 04:00 | 27.4231 | 38.9878
2023-11-05 05:00 | 27.2152 | 39.1031
2023-11-05 06:00 | 27.4156 | 40.4728
2023-11-05 07:00 | 30.7159 | 41.7989
2023-11-05 08:00 | 35.209 | 44.6001
2023-11-05 09:00 | 36.2472 | 44.3886
2023-11-05 10:00 | 35.2475 | 42.9643
2023-11-05 11:00 | 34.5134 | 40.8254
2023-11-05 12:00 | 37.4917 | 42.0083
2023-11-05 13:00 | 36.7108 | 41.4206
2023-11-05 14:00 | 36.1377 | 40.2843
2023-11-05 15:00 | 36.5069 | 44.4064
2023-11-05 16:00 | 38.3856 | 48.5743
2023-11-05 17:00 | 41.5313 | 55.7576
2023-11-05 18:00 | 44.5838 | 61.1803
2023-11-05 19:00 | 42.4777 | 59.0916
2023-11-05 20:00 | 39.5182 | 56.0503
2023-11-05 21:00 | 37.3128 | 53.3376
2023-11-05 22:00 | 35.4754 | 51.6719
2023-11-05 23:00 | 33.0601 | 49.1857
2023-11-06 | 30.6115 | 47.1759
2023-11-06 01:00 | 28.8426 | 45.4086
2023-11-06 02:00 | 28.5967 | 43.1411
2023-11-06 03:00 | 28.9654 | 42.3308
2023-11-06 04:00 | 29.6466 | 41.8837
2023-11-06 05:00 | 30.5911 | 43.021
2023-11-06 06:00 | 33.4079 | 48.3204
2023-11-06 07:00 | 39.0187 | 52.6321
2023-11-06 08:00 | 42.8269 | 54.8493
2023-11-06 09:00 | 43.4279 | 53.7353
2023-11-06 10:00 | 42.922 | 49.7425
2023-11-06 11:00 | 42.4994 | 47.557
2023-11-06 12:00 | 41.3139 | 44.1361
2023-11-06 13:00 | 41.1206 | 44.3662
2023-11-06 14:00 | 40.8291 | 42.2364
2023-11-06 15:00 | 41.3355 | 45.1427
2023-11-06 16:00 | 42.5013 | 49.7412
2023-11-06 17:00 | 44.3445 | 57.4291
2023-11-06 18:00 | 46.9513 | 63.7289
2023-11-06 19:00 | 44.5425 | 61.9856
2023-11-06 20:00 | 41.8622 | 59.9229
2023-11-06 21:00 | 39.5082 | 57
2023-11-06 22:00 | 36.8953 | 53.9885
2023-11-06 23:00 | 33.8217 | 50.5025
2023-11-07 | 31.0321 | 47.92
2023-11-07 01:00 | 29.4378 | 44.7873
2023-11-07 02:00 | 29.0418 | 42.1701
2023-11-07 03:00 | 29.2914 | 41.2176
2023-11-07 04:00 | 29.9378 | 40.5442
2023-11-07 05:00 | 30.7933 | 41.6271
2023-11-07 06:00 | 33.5052 | 46.7585
2023-11-07 07:00 | 39.049 | 51.6365
2023-11-07 08:00 | 42.8042 | 55.2813
2023-11-07 09:00 | 43.5255 | 54.8505
2023-11-07 10:00 | 42.9748 | 52.2858
2023-11-07 11:00 | 42.6045 | 51.2914
2023-11-07 12:00 | 42.6226 | 47.09
2023-11-07 13:00 | 42.3944 | 46.1231
2023-11-07 14:00 | 42.3486 | 43.5879
2023-11-07 15:00 | 42.604 | 46.4156
2023-11-07 16:00 | 43.6647 | 50.8836
2023-11-07 17:00 | 45.5265 | 58.0784
2023-11-07 18:00 | 47.93 | 62.7079
2023-11-07 19:00 | 45.6088 | 61.2126
2023-11-07 20:00 | 43.0849 | 59.0569
2023-11-07 21:00 | 40.8632 | 56.1566
2023-11-07 22:00 | 38.3669 | 53.1863
2023-11-07 23:00 | 35.2838 | 49.4029
2023-11-08 | 32.6297 | 48.2368
2023-11-08 01:00 | 30.9351 | 45.1035
2023-11-08 02:00 | 30.5911 | 42.5958
2023-11-08 03:00 | 30.8855 | 41.6344
2023-11-08 04:00 | 31.5135 | 41.0535
2023-11-08 05:00 | 32.3735 | 42.3343
2023-11-08 06:00 | 35.164 | 45.1193
2023-11-08 07:00 | 40.6793 | 50.4646
2023-11-08 08:00 | 44.3246 | 54.6035
2023-11-08 09:00 | 44.0435 | 54.5147
2023-11-08 10:00 | 42.3812 | 52.4262
2023-11-08 11:00 | 41.1591 | 50.9139
2023-11-08 12:00 | 40.0169 | 52.2582
2023-11-08 13:00 | 39.3802 | 51.884
2023-11-08 14:00 | 39.1758 | 50.4413
2023-11-08 15:00 | 39.3478 | 52.3625
2023-11-08 16:00 | 40.6579 | 55.753
2023-11-08 17:00 | 43.2087 | 61.809
2023-11-08 18:00 | 47.258 | 64.1421
2023-11-08 19:00 | 45.7986 | 62.0785
2023-11-08 20:00 | 43.8052 | 59.9056
2023-11-08 21:00 | 41.8974 | 56.9652
2023-11-08 22:00 | 39.497 | 54.164
2023-11-08 23:00 | 36.4167 | 50.5433
2023-11-09 | 33.2245 | 46.9064
2023-11-09 01:00 | 31.7276 | 47.2337
2023-11-09 02:00 | 31.3565 | 44.7302
2023-11-09 03:00 | 31.6819 | 43.9486
2023-11-09 04:00 | 32.2981 | 43.4001
2023-11-09 05:00 | 33.1842 | 44.349
2023-11-09 06:00 | 36.057 | 46.6875
2023-11-09 07:00 | 41.4642 | 51.5154
2023-11-09 08:00 | 45.0753 | 55.1012
2023-11-09 09:00 | 44.6024 | 55.3274
2023-11-09 10:00 | 42.7837 | 53.3483
2023-11-09 11:00 | 41.2594 | 52.1713
2023-11-09 12:00 | 39.9513 | 45.9905
2023-11-09 13:00 | 39.2497 | 46.256
2023-11-09 14:00 | 39.0637 | 44.5144
2023-11-09 15:00 | 39.1559 | 47.4977
2023-11-09 16:00 | 40.4399 | 52.1026
2023-11-09 17:00 | 42.7586 | 58.5229
2023-11-09 18:00 | 46.8169 | 59.9667
2023-11-09 19:00 | 45.6512 | 59.119
2023-11-09 20:00 | 43.8129 | 58.4247
2023-11-09 21:00 | 41.9063 | 55.8461
2023-11-09 22:00 | 39.5819 | 53.0689
2023-11-09 23:00 | 36.5361 | 49.6328
2023-11-10 | 33.665 | 47.2789
2023-11-10 01:00 | 31.8739 | 46.0457
2023-11-10 02:00 | 31.407 | 43.6514
2023-11-10 03:00 | 31.6656 | 42.6241
2023-11-10 04:00 | 32.2132 | 42.1587
2023-11-10 05:00 | 33.0277 | 42.7417
2023-11-10 06:00 | 35.7076 | 46.4958
2023-11-10 07:00 | 40.8232 | 51.2631
2023-11-10 08:00 | 44.0028 | 55.252
2023-11-10 09:00 | 43.2939 | 55.2897
2023-11-10 10:00 | 41.5346 | 54.312
2023-11-10 11:00 | 40.1169 | 52.3711
2023-11-10 12:00 | 40.7709 | 55.0317
2023-11-10 13:00 | 40.1207 | 54.3861
2023-11-10 14:00 | 39.984 | 52.1877
2023-11-10 15:00 | 39.7682 | 53.7468
2023-11-10 16:00 | 40.5607 | 56.4463
2023-11-10 17:00 | 42.5449 | 60.9304
2023-11-10 18:00 | 46.5338 | 65.3716
2023-11-10 19:00 | 44.5823 | 62.6053
2023-11-10 20:00 | 42.0523 | 59.238
2023-11-10 21:00 | 39.8989 | 56.0782
2023-11-10 22:00 | 37.5186 | 53.3323
2023-11-10 23:00 | 34.4739 | 49.6095
2023-11-11 | 31.4088 | 47.4164
2023-11-11 01:00 | 29.6658 | 44.1951
2023-11-11 02:00 | 29.039 | 41.8507
2023-11-11 03:00 | 29.0379 | 41.0789
2023-11-11 04:00 | 29.3415 | 40.3169
2023-11-11 05:00 | 29.3476 | 40.4857
2023-11-11 06:00 | 30.2856 | 42.2708
2023-11-11 07:00 | 33.8604 | 44.4662
2023-11-11 08:00 | 37.749 | 49.2466
2023-11-11 09:00 | 39.7246 | 51.8176
2023-11-11 10:00 | 39.8785 | 51.9287
2023-11-11 11:00 | 39.8305 | 49.9987
2023-11-11 12:00 | 38.7441 | 49.0148
2023-11-11 13:00 | 37.8974 | 47.9446
2023-11-11 14:00 | 37.273 | 45.7177
2023-11-11 15:00 | 37.2218 | 47.9368
2023-11-11 16:00 | 38.6754 | 51.1958
2023-11-11 17:00 | 41.3285 | 57.4604
2023-11-11 18:00 | 43.9757 | 60.8858
2023-11-11 19:00 | 41.4529 | 58.1699
2023-11-11 20:00 | 38.4291 | 54.8677
2023-11-11 21:00 | 36.4079 | 52.5566
2023-11-11 22:00 | 34.7193 | 51.0739
2023-11-11 23:00 | 32.562 | 48.6311
2023-11-12 | 30.3377 | 47.2595
2023-11-12 01:00 | 28.3485 | 44.9009
2023-11-12 02:00 | 27.7694 | 42.6209
2023-11-12 03:00 | 27.8571 | 41.4495
2023-11-12 04:00 | 28.0391 | 40.6901
2023-11-12 05:00 | 27.8634 | 40.501
2023-11-12 06:00 | 28.3305 | 41.2505
2023-11-12 07:00 | 31.7695 | 42.2974
2023-11-12 08:00 | 35.2837 | 45.9826
2023-11-12 09:00 | 36.2764 | 48.5063
2023-11-12 10:00 | 35.6035 | 50.0422
2023-11-12 11:00 | 35.665 | 50.1103
2023-11-12 12:00 | 35.4517 | 48.5446
2023-11-12 13:00 | 35.0506 | 48.458
2023-11-12 14:00 | 35.0156 | 47.7449
2023-11-12 15:00 | 35.7068 | 51.7335
2023-11-12 16:00 | 37.8459 | 55.3609
2023-11-12 17:00 | 41.0153 | 60.8646
2023-11-12 18:00 | 44.0692 | 64.858
2023-11-12 19:00 | 42.1396 | 61.9109
2023-11-12 20:00 | 39.5992 | 59.2304
2023-11-12 21:00 | 37.5203 | 56.9018
2023-11-12 22:00 | 35.7136 | 55.3539
2023-11-12 23:00 | 33.2896 | 52.9335
2023-11-13 | 30.5747 | 48.267
2023-11-13 01:00 | 29.0197 | 46.5511
2023-11-13 02:00 | 28.7044 | 44.347
2023-11-13 03:00 | 29.0433 | 43.6763
2023-11-13 04:00 | 29.6067 | 43.1816
2023-11-13 05:00 | 30.3818 | 44.204
2023-11-13 06:00 | 33.2408 | 48.6244
2023-11-13 07:00 | 38.9802 | 53.564
2023-11-13 08:00 | 43.0062 | 58.3647
2023-11-13 09:00 | 43.3009 | 60.9202
2023-11-13 10:00 | 42.6311 | 61.4655
2023-11-13 11:00 | 41.9699 | 60.8004
2023-11-13 12:00 | 40.9354 | 60.828
2023-11-13 13:00 | 40.3631 | 61.1416
2023-11-13 14:00 | 40.2947 | 59.0497
2023-11-13 15:00 | 40.5147 | 61.0976
2023-11-13 16:00 | 41.9446 | 64.0726
2023-11-13 17:00 | 44.2694 | 68.787
2023-11-13 18:00 | 47.379 | 71.0351
2023-11-13 19:00 | 45.6979 | 68.1941
2023-11-13 20:00 | 43.6103 | 65.1793
2023-11-13 21:00 | 41.4773 | 62.091
2023-11-13 22:00 | 39.0305 | 58.8797
2023-11-13 23:00 | 35.9392 | 54.8535
2023-11-14 | 32.82 | 51.4045
2023-11-14 01:00 | 30.8418 | 47.4647
2023-11-14 02:00 | 30.4466 | 44.9931
2023-11-14 03:00 | 30.8013 | 44.2352
2023-11-14 04:00 | 31.3525 | 43.7068
2023-11-14 05:00 | 32.2446 | 44.7427
2023-11-14 06:00 | 35.1469 | 48.6883
2023-11-14 07:00 | 40.7058 | 54.1062
2023-11-14 08:00 | 44.4386 | 59.2946
2023-11-14 09:00 | 44.4092 | 60.8745
2023-11-14 10:00 | 43.1849 | 60.8106
2023-11-14 11:00 | 42.4002 | 60.1216
2023-11-14 12:00 | 40.992 | 58.3048
2023-11-14 13:00 | 40.4896 | 57.8835
2023-11-14 14:00 | 40.3132 | 56.0576
2023-11-14 15:00 | 40.409 | 58.466
2023-11-14 16:00 | 41.6238 | 61.8037
2023-11-14 17:00 | 44.2213 | 66.636
2023-11-14 18:00 | 47.5065 | 67.588
2023-11-14 19:00 | 46.0468 | 65.9633
2023-11-14 20:00 | 44.1132 | 63.3368
2023-11-14 21:00 | 42.1913 | 60.6707
2023-11-14 22:00 | 39.7593 | 57.802
2023-11-14 23:00 | 36.6261 | 53.5009
2023-11-15 | 33.338 | 51.7078
2023-11-15 01:00 | 31.6776 | 47.0312
2023-11-15 02:00 | 31.2852 | 44.5365
2023-11-15 03:00 | 31.6222 | 43.6835
2023-11-15 04:00 | 32.1125 | 43.3459
2023-11-15 05:00 | 32.9409 | 44.3548
2023-11-15 06:00 | 35.7302 | 48.0572
2023-11-15 07:00 | 41.2575 | 53.0223
2023-11-15 08:00 | 45.0304 | 57.0647
2023-11-15 09:00 | 44.6999 | 56.5499
2023-11-15 10:00 | 43.2752 | 54.115
2023-11-15 11:00 | 42.0339 | 51.8874
2023-11-15 12:00 | 42.1825 | 49.9935
2023-11-15 13:00 | 41.6765 | 49.041
2023-11-15 14:00 | 41.4019 | 46.5806
2023-11-15 15:00 | 41.3722 | 48.045
2023-11-15 16:00 | 42.5199 | 51.7765
2023-11-15 17:00 | 44.9166 | 59.6635
2023-11-15 18:00 | 47.7166 | 66.4868
2023-11-15 19:00 | 45.9298 | 64.6827
2023-11-15 20:00 | 43.7829 | 62.146
2023-11-15 21:00 | 41.8368 | 59.6718
2023-11-15 22:00 | 39.449 | 56.622
2023-11-15 23:00 | 36.3121 | 52.2597
2023-11-16 | 33.0458 | 49.7018
2023-11-16 01:00 | 31.0885 | 48.2306
2023-11-16 02:00 | 30.63 | 45.4593
2023-11-16 03:00 | 30.8985 | 44.6126
2023-11-16 04:00 | 31.2987 | 44.141
2023-11-16 05:00 | 32.0944 | 44.8135
2023-11-16 06:00 | 34.384 | 49.2143
2023-11-16 07:00 | 39.7266 | 53.6707
2023-11-16 08:00 | 43.4288 | 56.945
2023-11-16 09:00 | 43.8863 | 56.7928
2023-11-16 10:00 | 43.1819 | 53.8684
2023-11-16 11:00 | 42.7094 | 52.4597
2023-11-16 12:00 | 41.7467 | 45.37
2023-11-16 13:00 | 41.2622 | 45.7509
2023-11-16 14:00 | 41.3597 | 44.5306
2023-11-16 15:00 | 41.409 | 47.5463
2023-11-16 16:00 | 42.4224 | 52.3742
2023-11-16 17:00 | 44.4745 | 59.269
2023-11-16 18:00 | 46.3455 | 62.6871
2023-11-16 19:00 | 44.8731 | 61.8183
2023-11-16 20:00 | 42.9489 | 60.6515
2023-11-16 21:00 | 41.1471 | 58.2121
2023-11-16 22:00 | 38.9262 | 55.0242
2023-11-16 23:00 | 35.888 | 50.9679
2023-11-17 | 32.076 | 49.3907
2023-11-17 01:00 | 30.8435 | 48.6376
2023-11-17 02:00 | 30.3926 | 45.9525
2023-11-17 03:00 | 30.6607 | 44.8313
2023-11-17 04:00 | 31.1292 | 44.2349
2023-11-17 05:00 | 31.8715 | 44.7802
2023-11-17 06:00 | 34.0768 | 47.3666
2023-11-17 07:00 | 39.5643 | 52.2013
2023-11-17 08:00 | 43.6516 | 56.8467
2023-11-17 09:00 | 44.3864 | 56.8898
2023-11-17 10:00 | 43.9986 | 55.2938
2023-11-17 11:00 | 43.5378 | 53.2248
2023-11-17 12:00 | 41.7432 | 57.3233
2023-11-17 13:00 | 41.0463 | 56.442
2023-11-17 14:00 | 40.9379 | 54.7182
2023-11-17 15:00 | 40.4342 | 56.1201
2023-11-17 16:00 | 41.1596 | 58.6386
2023-11-17 17:00 | 43.3155 | 63.7572
2023-11-17 18:00 | 45.9047 | 67.3229
2023-11-17 19:00 | 44.3038 | 64.6323
2023-11-17 20:00 | 42.2616 | 61.1031
2023-11-17 21:00 | 40.4304 | 57.91
2023-11-17 22:00 | 38.2364 | 54.8705
2023-11-17 23:00 | 35.2713 | 50.666
2023-11-18 | 32.2991 | 49.598
2023-11-18 01:00 | 30.4395 | 47.1369
2023-11-18 02:00 | 29.8845 | 44.8693
2023-11-18 03:00 | 30.0707 | 44.1156
2023-11-18 04:00 | 30.2725 | 43.2959
2023-11-18 05:00 | 30.2828 | 43.2115
2023-11-18 06:00 | 31.0769 | 44.6373
2023-11-18 07:00 | 34.8452 | 46.6553
2023-11-18 08:00 | 38.5605 | 51.1812
2023-11-18 09:00 | 39.5731 | 54.8441
2023-11-18 10:00 | 39.0791 | 55.651
2023-11-18 11:00 | 38.4217 | 55.0878
2023-11-18 12:00 | 39.0506 | 53.6089
2023-11-18 13:00 | 38.1414 | 53.5399
2023-11-18 14:00 | 37.9356 | 51.7934
2023-11-18 15:00 | 37.7952 | 54.4023
2023-11-18 16:00 | 39.3876 | 57.5867
2023-11-18 17:00 | 42.3753 | 62.4725
2023-11-18 18:00 | 46.4777 | 65.8769
2023-11-18 19:00 | 44.004 | 62.1675
2023-11-18 20:00 | 41.226 | 58.6877
2023-11-18 21:00 | 38.9235 | 56.4619
2023-11-18 22:00 | 37.1744 | 54.9267
2023-11-18 23:00 | 34.8053 | 52.3403
2023-11-19 | 31.4758 | 49.8953
2023-11-19 01:00 | 29.4177 | 45.836
2023-11-19 02:00 | 28.7325 | 43.4983
2023-11-19 03:00 | 28.7169 | 42.1187
2023-11-19 04:00 | 28.773 | 41.1782
2023-11-19 05:00 | 28.4533 | 41.0323
2023-11-19 06:00 | 28.6484 | 42.9993
2023-11-19 07:00 | 31.9352 | 43.2596
2023-11-19 08:00 | 36.1143 | 46.5962
2023-11-19 09:00 | 37.8941 | 49.2822
2023-11-19 10:00 | 37.8538 | 51.1284
2023-11-19 11:00 | 37.9113 | 52.1405
2023-11-19 12:00 | 36.0859 | 51.7001
2023-11-19 13:00 | 35.3637 | 51.9943
2023-11-19 14:00 | 35.1677 | 51.7145
2023-11-19 15:00 | 35.5034 | 55.0679
2023-11-19 16:00 | 37.6901 | 58.3363
2023-11-19 17:00 | 41.2713 | 63.2923
2023-11-19 18:00 | 45.95 | 67.4191
2023-11-19 19:00 | 43.4848 | 64.4076
2023-11-19 20:00 | 40.7648 | 61.3618
2023-11-19 21:00 | 38.9041 | 58.811
2023-11-19 22:00 | 36.9583 | 57.161
2023-11-19 23:00 | 34.5205 | 54.6118
2023-11-20 | 31.2841 | 49.3355
2023-11-20 01:00 | 30.3124 | 48.2902
2023-11-20 02:00 | 30.0707 | 46.0402
2023-11-20 03:00 | 30.488 | 45.4587
2023-11-20 04:00 | 31.0298 | 44.9631
2023-11-20 05:00 | 31.7584 | 45.9708
2023-11-20 06:00 | 34.1148 | 49.4441
2023-11-20 07:00 | 39.9323 | 54.483
2023-11-20 08:00 | 44.4195 | 60.0034
2023-11-20 09:00 | 45.3015 | 62.8776
2023-11-20 10:00 | 45.0714 | 63.3613
2023-11-20 11:00 | 44.8209 | 62.9356
2023-11-20 12:00 | 44.9356 | 60.2484
2023-11-20 13:00 | 44.5467 | 60.6099
2023-11-20 14:00 | 44.615 | 58.9589
2023-11-20 15:00 | 44.8486 | 61.2693
2023-11-20 16:00 | 46.3121 | 64.7596
2023-11-20 17:00 | 48.646 | 70.4782
2023-11-20 18:00 | 50.4084 | 72.272
2023-11-20 19:00 | 48.7874 | 70.2887
2023-11-20 20:00 | 46.6521 | 67.6339
2023-11-20 21:00 | 44.6893 | 64.8306
2023-11-20 22:00 | 42.2963 | 61.5024
2023-11-20 23:00 | 39.0244 | 56.8953
2023-11-21 | 35.0514 | 53.7398
2023-11-21 01:00 | 33.7426 | 49.1926
2023-11-21 02:00 | 33.42 | 46.7197
2023-11-21 03:00 | 33.7878 | 46.2778
2023-11-21 04:00 | 34.2803 | 45.7778
2023-11-21 05:00 | 35.0309 | 46.9399
2023-11-21 06:00 | 37.0398 | 51.3058
2023-11-21 07:00 | 42.5526 | 56.8027
2023-11-21 08:00 | 46.9393 | 63.2254
2023-11-21 09:00 | 47.4795 | 66.0522
2023-11-21 10:00 | 46.6813 | 66.3018
2023-11-21 11:00 | 46.1493 | 65.2097
2023-11-21 12:00 | 44.15 | 64.5667
2023-11-21 13:00 | 43.4843 | 64.4128
2023-11-21 14:00 | 43.2946 | 63.0517
2023-11-21 15:00 | 43.5416 | 65.7874
2023-11-21 16:00 | 45.031 | 68.6352
2023-11-21 17:00 | 47.8561 | 73.1643
2023-11-21 18:00 | 50.88 | 75.4835
2023-11-21 19:00 | 49.3364 | 72.6555
2023-11-21 20:00 | 47.3749 | 68.9163
2023-11-21 21:00 | 45.4252 | 65.6713
2023-11-21 22:00 | 42.9766 | 62.3388
2023-11-21 23:00 | 39.7399 | 57.7685
2023-11-22 | 36.3429 | 54.9564
2023-11-22 01:00 | 33.9408 | 50.7139
2023-11-22 02:00 | 33.5017 | 48.3166
2023-11-22 03:00 | 33.8146 | 47.5422
2023-11-22 04:00 | 34.1977 | 46.9662
2023-11-22 05:00 | 34.8396 | 47.7366
2023-11-22 06:00 | 37.0762 | 51.4716
2023-11-22 07:00 | 42.5507 | 56.4824
2023-11-22 08:00 | 46.667 | 62.0428
2023-11-22 09:00 | 47.2121 | 64.5153
2023-11-22 10:00 | 46.2819 | 64.6356
2023-11-22 11:00 | 45.6472 | 63.7168
2023-11-22 12:00 | 46.1129 | 58.4271
2023-11-22 13:00 | 45.8295 | 58.4533
2023-11-22 14:00 | 45.7622 | 57.1188
2023-11-22 15:00 | 45.8334 | 59.2495
2023-11-22 16:00 | 47.0441 | 62.167
2023-11-22 17:00 | 49.2667 | 67.7772
2023-11-22 18:00 | 51.7479 | 69.9773
2023-11-22 19:00 | 49.4394 | 68.6343
2023-11-22 20:00 | 46.8434 | 66.3637
2023-11-22 21:00 | 44.6462 | 64.1214
2023-11-22 22:00 | 42.1167 | 60.9212
2023-11-22 23:00 | 38.7438 | 56.1789
2023-11-23 | 35.1395 | 53.3769
2023-11-23 01:00 | 33.2275 | 50.4287
2023-11-23 02:00 | 32.7715 | 47.7942
2023-11-23 03:00 | 33.024 | 46.92
2023-11-23 04:00 | 33.3861 | 46.4254
2023-11-23 05:00 | 34.0159 | 47.2904
2023-11-23 06:00 | 36.5296 | 50.7647
2023-11-23 07:00 | 41.8168 | 55.3823
2023-11-23 08:00 | 45.7486 | 59.6435
2023-11-23 09:00 | 45.5935 | 59.6905
2023-11-23 10:00 | 44.284 | 57.483
2023-11-23 11:00 | 43.1112 | 55.0146
2023-11-23 12:00 | 43.9195 | 56.0408
2023-11-23 13:00 | 43.1755 | 55.2205
2023-11-23 14:00 | 43.381 | 53.0835
2023-11-23 15:00 | 43.3455 | 54.5584
2023-11-23 16:00 | 44.6353 | 58.13
2023-11-23 17:00 | 47.0392 | 64.5962
2023-11-23 18:00 | 49.1987 | 71.4166
2023-11-23 19:00 | 47.7675 | 68.8117
2023-11-23 20:00 | 45.8851 | 65.8575
2023-11-23 21:00 | 43.9925 | 62.9031
2023-11-23 22:00 | 41.7426 | 59.4734
2023-11-23 23:00 | 38.5215 | 55.239
2023-11-24 | 35.3107 | 52.575
2023-11-24 01:00 | 33.7196 | 48.5574
2023-11-24 02:00 | 33.2741 | 45.9824
2023-11-24 03:00 | 33.5513 | 45.178
2023-11-24 04:00 | 33.9808 | 44.7091
2023-11-24 05:00 | 34.5985 | 45.3542
2023-11-24 06:00 | 37.0347 | 48.8853
2023-11-24 07:00 | 42.4181 | 53.7421
2023-11-24 08:00 | 46.6971 | 58.9086
2023-11-24 09:00 | 46.7149 | 60.8099
2023-11-24 10:00 | 45.5231 | 60.8002
2023-11-24 11:00 | 44.2544 | 60.3411
2023-11-24 12:00 | 44.1528 | 61.0489
2023-11-24 13:00 | 43.248 | 61.1912
2023-11-24 14:00 | 43.0981 | 60.1014
2023-11-24 15:00 | 42.5584 | 61.8239
2023-11-24 16:00 | 43.5148 | 64.1639
2023-11-24 17:00 | 45.9838 | 67.9213
2023-11-24 18:00 | 48.9539 | 69.792
2023-11-24 19:00 | 47.5217 | 67.159
2023-11-24 20:00 | 45.5576 | 63.7652
2023-11-24 21:00 | 43.6503 | 60.7738
2023-11-24 22:00 | 41.3989 | 57.527
2023-11-24 23:00 | 38.2485 | 53.2218
2023-11-25 | 35.3497 | 50.3056
2023-11-25 01:00 | 33.1967 | 48.3689
2023-11-25 02:00 | 32.5769 | 45.9363
2023-11-25 03:00 | 32.6877 | 45.3097
2023-11-25 04:00 | 32.8337 | 44.6451
2023-11-25 05:00 | 32.9205 | 44.7469
2023-11-25 06:00 | 33.7392 | 47.9839
2023-11-25 07:00 | 37.2638 | 49.5192
2023-11-25 08:00 | 40.7605 | 53.0851
2023-11-25 09:00 | 42.6126 | 56.003
2023-11-25 10:00 | 43.076 | 56.8
2023-11-25 11:00 | 42.9371 | 56.4529
2023-11-25 12:00 | 43.6334 | 57.5773
2023-11-25 13:00 | 43.0667 | 57.6572
2023-11-25 14:00 | 42.9299 | 56.6046
2023-11-25 15:00 | 42.7743 | 58.4996
2023-11-25 16:00 | 44.0533 | 61.0396
2023-11-25 17:00 | 46.9037 | 65.9372
2023-11-25 18:00 | 49.9324 | 70.8448
2023-11-25 19:00 | 47.4789 | 67.7476
2023-11-25 20:00 | 44.3964 | 63.9019
2023-11-25 21:00 | 41.8063 | 61.1579
2023-11-25 22:00 | 39.8398 | 59.0947
2023-11-25 23:00 | 37.3087 | 56.3812
2023-11-26 | 33.4845 | 52.3737
2023-11-26 01:00 | 31.4172 | 49.4434
2023-11-26 02:00 | 30.7238 | 47.3552
2023-11-26 03:00 | 30.6984 | 46.6989
2023-11-26 04:00 | 30.736 | 46.2569
2023-11-26 05:00 | 30.5644 | 46.2598
2023-11-26 06:00 | 30.9654 | 47.3908
2023-11-26 07:00 | 33.92 | 48.8231
2023-11-26 08:00 | 37.4845 | 51.8634
2023-11-26 09:00 | 39.1902 | 54.0801
2023-11-26 10:00 | 39.5115 | 54.1884
2023-11-26 11:00 | 39.748 | 52.8018
2023-11-26 12:00 | 39.7801 | 52.1221
2023-11-26 13:00 | 39.4211 | 51.8385
2023-11-26 14:00 | 39.2103 | 51.3246
2023-11-26 15:00 | 39.4809 | 54.5354
2023-11-26 16:00 | 41.3743 | 58.0866
2023-11-26 17:00 | 44.9019 | 65.7437
2023-11-26 18:00 | 48.6943 | 72.9125
2023-11-26 19:00 | 46.2387 | 70.0179
2023-11-26 20:00 | 43.2101 | 65.8197
2023-11-26 21:00 | 41.0098 | 62.6766
2023-11-26 22:00 | 38.9337 | 60.5313
2023-11-26 23:00 | 36.3503 | 57.503
2023-11-27 | 33.2839 | 54.8374
2023-11-27 01:00 | 31.7574 | 51.8422
2023-11-27 02:00 | 31.4696 | 49.7544
2023-11-27 03:00 | 31.8325 | 49.4387
2023-11-27 04:00 | 32.2521 | 48.7168
2023-11-27 05:00 | 32.8558 | 49.6698
2023-11-27 06:00 | 34.9659 | 54.2215
2023-11-27 07:00 | 40.577 | 58.8953
2023-11-27 08:00 | 45.1616 | 64.782
2023-11-27 09:00 | 46.1569 | 67.6288
2023-11-27 10:00 | 46.0366 | 67.3703
2023-11-27 11:00 | 45.8981 | 65.9739
2023-11-27 12:00 | 44.9506 | 64.5279
2023-11-27 13:00 | 44.425 | 64.7983
2023-11-27 14:00 | 44.5956 | 63.3521
2023-11-27 15:00 | 44.7879 | 65.7809
2023-11-27 16:00 | 46.2539 | 68.7149
2023-11-27 17:00 | 48.7501 | 74.4711
2023-11-27 18:00 | 51.2635 | 79.5487
2023-11-27 19:00 | 48.9169 | 76.9787
2023-11-27 20:00 | 46.5465 | 74.1983
2023-11-27 21:00 | 44.2876 | 71.4027
2023-11-27 22:00 | 41.7676 | 67.7671
2023-11-27 23:00 | 38.4369 | 63.1825
2023-11-28 | 35.6057 | 57.4041
2023-11-28 01:00 | 32.8966 | 54.6056
2023-11-28 02:00 | 32.4341 | 51.9174
2023-11-28 03:00 | 32.7311 | 51.2232
2023-11-28 04:00 | 33.1038 | 50.6402
2023-11-28 05:00 | 33.7333 | 51.5364
2023-11-28 06:00 | 36.4259 | 54.7429
2023-11-28 07:00 | 41.8753 | 59.5767
2023-11-28 08:00 | 46.2557 | 65.1759
2023-11-28 09:00 | 46.8254 | 65.5777
2023-11-28 10:00 | 46.2317 | 63.2608
2023-11-28 11:00 | 45.8141 | 60.8307
2023-11-28 12:00 | 45.9626 | 61.9924
2023-11-28 13:00 | 45.5086 | 61.416
2023-11-28 14:00 | 45.473 | 59.8888
2023-11-28 15:00 | 45.6027 | 62.3896
2023-11-28 16:00 | 46.8668 | 65.9681
2023-11-28 17:00 | 49.3784 | 71.9274
2023-11-28 18:00 | 50.9633 | 77.1278
2023-11-28 19:00 | 48.7364 | 75.3186
2023-11-28 20:00 | 46.5453 | 72.5525
2023-11-28 21:00 | 44.4387 | 69.8256
2023-11-28 22:00 | 41.9695 | 66.273
2023-11-28 23:00 | 38.7343 | 61.538
2023-11-29 | 35.7751 | 58.4072
2023-11-29 01:00 | 33.1998 | 53.0534
2023-11-29 02:00 | 32.704 | 50.6163
2023-11-29 03:00 | 32.9972 | 50.103
2023-11-29 04:00 | 33.2993 | 49.4829
2023-11-29 05:00 | 33.8607 | 50.1191
2023-11-29 06:00 | 36.2768 | 53.1503
2023-11-29 07:00 | 41.7095 | 58.3673
2023-11-29 08:00 | 45.8529 | 65.0452
2023-11-29 09:00 | 46.4025 | 68.5281
2023-11-29 10:00 | 45.7067 | 69.0017
2023-11-29 11:00 | 45.3753 | 68.1143
2023-11-29 12:00 | 44.0501 | 66.2749
2023-11-29 13:00 | 43.576 | 66.5409
2023-11-29 14:00 | 43.6529 | 65.7997
2023-11-29 15:00 | 43.6247 | 68.1827
2023-11-29 16:00 | 44.9221 | 70.3412
2023-11-29 17:00 | 47.5264 | 75.3467
2023-11-29 18:00 | 51.3078 | 77.5359
2023-11-29 19:00 | 48.9328 | 74.9548
2023-11-29 20:00 | 46.5248 | 71.3934
2023-11-29 21:00 | 44.4335 | 68.3047
2023-11-29 22:00 | 41.9793 | 64.4335
2023-11-29 23:00 | 38.6559 | 59.5243
2023-11-30 | 35.2601 | 56.9227
2023-11-30 01:00 | 33.2051 | 52.4202
2023-11-30 02:00 | 32.7207 | 49.8982
2023-11-30 03:00 | 33.0063 | 49.2666
2023-11-30 04:00 | 33.2636 | 48.6563
2023-11-30 05:00 | 33.8589 | 49.5929
2023-11-30 06:00 | 36.1196 | 53.2589
2023-11-30 07:00 | 41.3614 | 57.9751
2023-11-30 08:00 | 45.2695 | 63.6413
2023-11-30 09:00 | 44.793 | 65.9978
2023-11-30 10:00 | 43.4312 | 65.9214
2023-11-30 11:00 | 42.2621 | 64.8738
2023-11-30 12:00 | 40.8316 | 65.3954
2023-11-30 13:00 | 39.9589 | 65.5735
2023-11-30 14:00 | 40.1282 | 64.7756
2023-11-30 15:00 | 39.9863 | 66.9998
2023-11-30 16:00 | 41.2687 | 69.3604
2023-11-30 17:00 | 44.0294 | 73.2607
2023-11-30 18:00 | 47.6336 | 75.3155
2023-11-30 19:00 | 46.1318 | 72.5886
2023-11-30 20:00 | 44.4087 | 69.319
2023-11-30 21:00 | 42.6546 | 66.2713
2023-11-30 22:00 | 40.4817 | 62.6547
2023-11-30 23:00 | 37.392 | 58.2233
2023-12-01 | 34.5955 | 55.0521
2023-12-01 01:00 | 31.8934 | 51.919
2023-12-01 02:00 | 31.3057 | 49.2573
2023-12-01 03:00 | 31.6913 | 47.9261
2023-12-01 04:00 | 31.9084 | 47.2927
2023-12-01 05:00 | 32.6826 | 47.6823
2023-12-01 06:00 | 35.1564 | 51.6597
2023-12-01 07:00 | 40.6051 | 56.2587
2023-12-01 08:00 | 44.2597 | 59.9987
2023-12-01 09:00 | 45.3253 | 60.9464
2023-12-01 10:00 | 44.8925 | 60.7298
2023-12-01 11:00 | 44.3066 | 59.7845
2023-12-01 12:00 | 43.7043 | 59.7907
2023-12-01 13:00 | 43.0265 | 59.3155
2023-12-01 14:00 | 43.103 | 57.8852
2023-12-01 15:00 | 42.8034 | 59.7301
2023-12-01 16:00 | 43.5117 | 62.0486
2023-12-01 17:00 | 45.6322 | 65.5394
2023-12-01 18:00 | 47.8247 | 69.5975
2023-12-01 19:00 | 45.6663 | 67.5019
2023-12-01 20:00 | 43.758 | 65.0804
2023-12-01 21:00 | 41.5539 | 62.3399
2023-12-01 22:00 | 39.2443 | 59.7386
2023-12-01 23:00 | 36.0117 | 55.4634
2023-12-02 | 32.8146 | 51.4159
2023-12-02 01:00 | 30.529 | 49.4539
2023-12-02 02:00 | 29.8495 | 46.7845
2023-12-02 03:00 | 30.1233 | 45.5874
2023-12-02 04:00 | 30.1107 | 44.4796
2023-12-02 05:00 | 30.1579 | 44.2116
2023-12-02 06:00 | 31.178 | 45.4405
2023-12-02 07:00 | 34.9881 | 47.2645
2023-12-02 08:00 | 38.5889 | 51.1283
2023-12-02 09:00 | 40.2474 | 54.7904
2023-12-02 10:00 | 40.0411 | 57.3415
2023-12-02 11:00 | 39.555 | 58.2853
2023-12-02 12:00 | 40.4568 | 57.741
2023-12-02 13:00 | 39.5113 | 57.7485
2023-12-02 14:00 | 39.1656 | 55.8902
2023-12-02 15:00 | 39.028 | 57.7679
2023-12-02 16:00 | 40.5164 | 60.3596
2023-12-02 17:00 | 43.5167 | 63.7442
2023-12-02 18:00 | 46.1036 | 66.3023
2023-12-02 19:00 | 43.5315 | 63.1045
2023-12-02 20:00 | 41.1191 | 60.4044
2023-12-02 21:00 | 38.9025 | 58.1631
2023-12-02 22:00 | 37.2447 | 56.6868
2023-12-02 23:00 | 34.7793 | 53.6819
2023-12-03 | 31.8323 | 50.7969
2023-12-03 01:00 | 29.2481 | 47.1948
2023-12-03 02:00 | 28.5226 | 44.7096
2023-12-03 03:00 | 28.7288 | 43.7484
2023-12-03 04:00 | 28.6093 | 43.0484
2023-12-03 05:00 | 28.4041 | 42.5689
2023-12-03 06:00 | 28.884 | 44.0173
2023-12-03 07:00 | 32.3444 | 45.6675
2023-12-03 08:00 | 36.2416 | 49.5124
2023-12-03 09:00 | 38.5547 | 54.1005
2023-12-03 10:00 | 38.7433 | 57.2268
2023-12-03 11:00 | 38.9717 | 58.2726
2023-12-03 12:00 | 38.6694 | 58.9216
2023-12-03 13:00 | 38.0497 | 59.0948
2023-12-03 14:00 | 37.89 | 59.1448
2023-12-03 15:00 | 38.2149 | 62.6967
2023-12-03 16:00 | 40.2826 | 65.1726
2023-12-03 17:00 | 43.8142 | 68.8765
2023-12-03 18:00 | 45.8056 | 70.8748
2023-12-03 19:00 | 43.5263 | 68.1698
2023-12-03 20:00 | 41.4315 | 64.8446
2023-12-03 21:00 | 39.4008 | 61.8434
2023-12-03 22:00 | 37.567 | 60.027
2023-12-03 23:00 | 34.9582 | 56.5198
2023-12-04 | 32.3111 | 53.2578
2023-12-04 01:00 | 30.1002 | 48.9884
2023-12-04 02:00 | 29.7033 | 46.8156
2023-12-04 03:00 | 30.2364 | 46.1253
2023-12-04 04:00 | 30.5418 | 45.5203
2023-12-04 05:00 | 31.3223 | 46.7015
2023-12-04 06:00 | 34.1955 | 50.5563
2023-12-04 07:00 | 40.1022 | 55.9327
2023-12-04 08:00 | 44.1547 | 61.7793
2023-12-04 09:00 | 45.4629 | 65.3456
2023-12-04 10:00 | 45.3316 | 66.5782
2023-12-04 11:00 | 45.1222 | 66.1313
2023-12-04 12:00 | 44.5457 | 65.5234
2023-12-04 13:00 | 44.1975 | 65.4228
2023-12-04 14:00 | 44.221 | 63.8808
2023-12-04 15:00 | 44.5061 | 66.0206
2023-12-04 16:00 | 45.819 | 68.5271
2023-12-04 17:00 | 48.1628 | 73.1885
2023-12-04 18:00 | 50.8888 | 75.0719
2023-12-04 19:00 | 48.4954 | 72.3966
2023-12-04 20:00 | 46.4953 | 68.9761
2023-12-04 21:00 | 44.1566 | 65.7429
2023-12-04 22:00 | 41.6237 | 62.974
2023-12-04 23:00 | 38.2095 | 58.037
2023-12-05 | 34.7567 | 54.9413
2023-12-05 01:00 | 32.591 | 52.244
2023-12-05 02:00 | 32.1099 | 49.5923
2023-12-05 03:00 | 32.6146 | 48.7259
2023-12-05 04:00 | 32.9332 | 48.0212
2023-12-05 05:00 | 33.7306 | 48.828
2023-12-05 06:00 | 36.45 | 52.6636
2023-12-05 07:00 | 42.1483 | 57.8959
2023-12-05 08:00 | 46.2737 | 63.7939
2023-12-05 09:00 | 47.5469 | 67.6991
2023-12-05 10:00 | 47.1631 | 69.0266
2023-12-05 11:00 | 46.8253 | 68.8201
2023-12-05 12:00 | 46.0681 | 67.6512
2023-12-05 13:00 | 45.6283 | 66.8104
2023-12-05 14:00 | 45.6391 | 64.28
2023-12-05 15:00 | 45.9852 | 66.3806
2023-12-05 16:00 | 47.3945 | 69.2801
2023-12-05 17:00 | 49.9479 | 73.374
2023-12-05 18:00 | 52.5049 | 76.249
2023-12-05 19:00 | 50.5165 | 74.8397
2023-12-05 20:00 | 48.7372 | 72.947
2023-12-05 21:00 | 46.5651 | 70.5355
2023-12-05 22:00 | 44.1025 | 67.797
2023-12-05 23:00 | 40.6506 | 62.996
2023-12-06 | 36.7191 | 57.8235
2023-12-06 01:00 | 34.6819 | 55.2435
2023-12-06 02:00 | 34.2162 | 52.4523
2023-12-06 03:00 | 34.7532 | 51.3713
2023-12-06 04:00 | 35.0279 | 50.9013
2023-12-06 05:00 | 35.7856 | 51.5748
2023-12-06 06:00 | 38.3484 | 54.3275
2023-12-06 07:00 | 44.005 | 59.3242
2023-12-06 08:00 | 47.8685 | 64.8657
2023-12-06 09:00 | 48.0566 | 67.78
2023-12-06 10:00 | 46.4416 | 68.5337
2023-12-06 11:00 | 44.9943 | 67.9782
2023-12-06 12:00 | 44.8053 | 67.6704
2023-12-06 13:00 | 44.1211 | 67.1149
2023-12-06 14:00 | 43.9816 | 65.488
2023-12-06 15:00 | 44.0357 | 67.3641
2023-12-06 16:00 | 45.4929 | 69.7263
2023-12-06 17:00 | 48.3317 | 74.3879
2023-12-06 18:00 | 51.8578 | 77.6699
2023-12-06 19:00 | 50.1411 | 76.023
2023-12-06 20:00 | 48.5018 | 73.5464
2023-12-06 21:00 | 46.3565 | 70.7851
2023-12-06 22:00 | 43.9065 | 67.7254
2023-12-06 23:00 | 40.4235 | 62.4843
2023-12-07 | 37.1546 | 58.8897
2023-12-07 01:00 | 34.7974 | 53.4724
2023-12-07 02:00 | 34.2546 | 50.9374
2023-12-07 03:00 | 34.7126 | 50.2965
2023-12-07 04:00 | 34.9089 | 49.6574
2023-12-07 05:00 | 35.6405 | 50.6007
2023-12-07 06:00 | 38.0226 | 54.6178
2023-12-07 07:00 | 43.371 | 59.7813
2023-12-07 08:00 | 47.296 | 65.4954
2023-12-07 09:00 | 48.3737 | 68.8738
2023-12-07 10:00 | 47.6139 | 69.7971
2023-12-07 11:00 | 46.8225 | 68.6396
2023-12-07 12:00 | 46.1697 | 67.5511
2023-12-07 13:00 | 45.5806 | 67.0217
2023-12-07 14:00 | 45.7487 | 65.443
2023-12-07 15:00 | 45.9783 | 68.078
2023-12-07 16:00 | 47.2747 | 70.5505
2023-12-07 17:00 | 49.5381 | 74.5955
2023-12-07 18:00 | 51.8619 | 78.3536
2023-12-07 19:00 | 49.7331 | 76.519
2023-12-07 20:00 | 47.8042 | 74.2518
2023-12-07 21:00 | 45.4517 | 71.4207
2023-12-07 22:00 | 43.0123 | 68.4038
2023-12-07 23:00 | 39.5228 | 63.5798
2023-12-08 | 36.1498 | 58.1144
2023-12-08 01:00 | 34.0381 | 55.6736
2023-12-08 02:00 | 33.4478 | 52.9697
2023-12-08 03:00 | 33.8433 | 52.034
2023-12-08 04:00 | 34.0622 | 51.3726
2023-12-08 05:00 | 34.7147 | 51.8274
2023-12-08 06:00 | 36.9591 | 54.9672
2023-12-08 07:00 | 42.3348 | 59.6637
2023-12-08 08:00 | 46.2798 | 64.8278
2023-12-08 09:00 | 47.4035 | 67.6176
2023-12-08 10:00 | 46.8356 | 68.2689
2023-12-08 11:00 | 45.9572 | 67.7073
2023-12-08 12:00 | 46.3158 | 67.6712
2023-12-08 13:00 | 45.5528 | 67.1868
2023-12-08 14:00 | 45.7366 | 65.6974
2023-12-08 15:00 | 45.4963 | 68.1426
2023-12-08 16:00 | 46.4224 | 70.0006
2023-12-08 17:00 | 48.6165 | 73.5737
2023-12-08 18:00 | 51.61 | 76.2409
2023-12-08 19:00 | 49.3656 | 74.5004
2023-12-08 20:00 | 47.1848 | 71.5703
2023-12-08 21:00 | 44.8697 | 68.55
2023-12-08 22:00 | 42.535 | 65.4526
2023-12-08 23:00 | 39.0871 | 60.6238
2023-12-09 | 35.2087 | 57.7993
2023-12-09 01:00 | 33.489 | 53.7753
2023-12-09 02:00 | 32.868 | 51.4718
2023-12-09 03:00 | 33.1926 | 50.8411
2023-12-09 04:00 | 33.2594 | 50.2964
2023-12-09 05:00 | 33.555 | 50.6316
2023-12-09 06:00 | 34.9812 | 53.9528
2023-12-09 07:00 | 38.4369 | 55.8835
2023-12-09 08:00 | 41.2115 | 58.3119
2023-12-09 09:00 | 43.134 | 62.1809
2023-12-09 10:00 | 43.6233 | 64.433
2023-12-09 11:00 | 43.2328 | 64.3407
2023-12-09 12:00 | 43.0213 | 63.0695
2023-12-09 13:00 | 42.2692 | 62.7772
2023-12-09 14:00 | 42.097 | 60.7282
2023-12-09 15:00 | 41.9432 | 62.4069
2023-12-09 16:00 | 43.265 | 64.6564
2023-12-09 17:00 | 46.6566 | 69.2885
2023-12-09 18:00 | 50.1048 | 72.5888
2023-12-09 19:00 | 48.4316 | 71.0277
2023-12-09 20:00 | 46.1415 | 68.3584
2023-12-09 21:00 | 43.2926 | 66.0224
2023-12-09 22:00 | 41.493 | 64.4256
2023-12-09 23:00 | 38.8036 | 61.3685
2023-12-10 | 35.7691 | 57.3869
2023-12-10 01:00 | 33.7615 | 56.0037
2023-12-10 02:00 | 33.1237 | 53.5603
2023-12-10 03:00 | 33.4457 | 52.3804
2023-12-10 04:00 | 33.4596 | 51.9478
2023-12-10 05:00 | 33.7161 | 52.141
2023-12-10 06:00 | 34.826 | 53.7147
2023-12-10 07:00 | 37.8003 | 54.4985
2023-12-10 08:00 | 40.0803 | 55.438
2023-12-10 09:00 | 41.5548 | 57.2134
2023-12-10 10:00 | 41.634 | 58.0839
2023-12-10 11:00 | 40.8935 | 57.465
2023-12-10 12:00 | 42.1295 | 57.2861
2023-12-10 13:00 | 41.9821 | 56.9162
2023-12-10 14:00 | 42.135 | 55.6495
2023-12-10 15:00 | 42.3829 | 58.24
2023-12-10 16:00 | 44.0866 | 61.2466
2023-12-10 17:00 | 47.807 | 67.9801
2023-12-10 18:00 | 52.4491 | 74.3127
2023-12-10 19:00 | 50.7511 | 72.6046
2023-12-10 20:00 | 48.5906 | 69.2795
2023-12-10 21:00 | 45.3006 | 66.2012
2023-12-10 22:00 | 42.9751 | 64.3974
2023-12-10 23:00 | 39.9823 | 61.113
2023-12-11 | 37.0771 | 59.2325
2023-12-11 01:00 | 35.7337 | 54.1404
2023-12-11 02:00 | 35.352 | 51.8363
2023-12-11 03:00 | 35.8911 | 51.2181
2023-12-11 04:00 | 36.2059 | 50.5536
2023-12-11 05:00 | 36.819 | 51.6339
2023-12-11 06:00 | 39.4439 | 55.8126
2023-12-11 07:00 | 44.9565 | 60.4976
2023-12-11 08:00 | 49.1579 | 65.6624
2023-12-11 09:00 | 49.7124 | 66.8343
2023-12-11 10:00 | 48.423 | 65.3802
2023-12-11 11:00 | 46.9887 | 62.898
2023-12-11 12:00 | 47.2139 | 62.9227
2023-12-11 13:00 | 46.4878 | 62.0702
2023-12-11 14:00 | 46.5343 | 60.1583
2023-12-11 15:00 | 47.0008 | 62.325
2023-12-11 16:00 | 48.7538 | 65.3998
2023-12-11 17:00 | 51.4475 | 72.0426
2023-12-11 18:00 | 55.2422 | 78.5715
2023-12-11 19:00 | 53.1282 | 76.6191
2023-12-11 20:00 | 50.9402 | 73.7665
2023-12-11 21:00 | 48.3791 | 70.6883
2023-12-11 22:00 | 45.7571 | 67.4164
2023-12-11 23:00 | 42.0442 | 62.5694
2023-12-12 | 38.6322 | 58.8359
2023-12-12 01:00 | 36.2091 | 55.9095
2023-12-12 02:00 | 35.6931 | 53.1219
2023-12-12 03:00 | 36.1013 | 52.0863
2023-12-12 04:00 | 36.378 | 51.3149
2023-12-12 05:00 | 36.9654 | 51.9884
2023-12-12 06:00 | 39.1916 | 56.0467
2023-12-12 07:00 | 44.4816 | 60.6835
2023-12-12 08:00 | 48.8379 | 66.2371
2023-12-12 09:00 | 50.4301 | 69.1772
2023-12-12 10:00 | 50.0048 | 69.9292
2023-12-12 11:00 | 49.3749 | 69.5161
2023-12-12 12:00 | 48.2538 | 66.4481
2023-12-12 13:00 | 47.4464 | 65.807
2023-12-12 14:00 | 47.8043 | 63.9998
2023-12-12 15:00 | 48.1758 | 66.7332
2023-12-12 16:00 | 49.8185 | 69.7137
2023-12-12 17:00 | 52.4862 | 73.9763
2023-12-12 18:00 | 55.4538 | 79.4192
2023-12-12 19:00 | 53.2411 | 77.2356
2023-12-12 20:00 | 51.1552 | 74.7035
2023-12-12 21:00 | 48.6573 | 71.8565
2023-12-12 22:00 | 46.1426 | 68.7581
2023-12-12 23:00 | 42.4421 | 64.2306
2023-12-13 | 39.1635 | 59.5257
2023-12-13 01:00 | 36.2323 | 56.9699
2023-12-13 02:00 | 35.6978 | 54.0855
2023-12-13 03:00 | 36.0471 | 52.8861
2023-12-13 04:00 | 36.2248 | 52.2993
2023-12-13 05:00 | 36.7661 | 52.7986
2023-12-13 06:00 | 38.7936 | 56.0795
2023-12-13 07:00 | 43.9997 | 60.3208
2023-12-13 08:00 | 48.1281 | 65.1061
2023-12-13 09:00 | 49.5501 | 66.65
2023-12-13 10:00 | 48.8845 | 66.185
2023-12-13 11:00 | 48.2719 | 65.3185
2023-12-13 12:00 | 47.0594 | 66.4632
2023-12-13 13:00 | 46.2309 | 66.2279
2023-12-13 14:00 | 46.4867 | 64.7511
2023-12-13 15:00 | 46.7918 | 67.173
2023-12-13 16:00 | 48.2773 | 69.7622
2023-12-13 17:00 | 51.0125 | 74.447
2023-12-13 18:00 | 53.9569 | 78.5033
2023-12-13 19:00 | 51.7254 | 76.7341
2023-12-13 20:00 | 49.7045 | 74.2697
2023-12-13 21:00 | 47.3195 | 71.5211
2023-12-13 22:00 | 44.8398 | 68.2582
2023-12-13 23:00 | 41.2173 | 63.2799
2023-12-14 | 37.7417 | 59.763
2023-12-14 01:00 | 34.6539 | 56.3656
2023-12-14 02:00 | 34.0627 | 53.5897
2023-12-14 03:00 | 34.4026 | 52.5596
2023-12-14 04:00 | 34.5396 | 51.8642
2023-12-14 05:00 | 35.1142 | 52.671
2023-12-14 06:00 | 37.2368 | 55.0258
2023-12-14 07:00 | 42.3463 | 59.7013
2023-12-14 08:00 | 46.1931 | 65.244
2023-12-14 09:00 | 47.3417 | 68.3946
2023-12-14 10:00 | 46.763 | 69.4032
2023-12-14 11:00 | 46.1538 | 69.1461
2023-12-14 12:00 | 44.3636 | 68.6288
2023-12-14 13:00 | 43.4595 | 68.2826
2023-12-14 14:00 | 43.8558 | 66.902
2023-12-14 15:00 | 44.0503 | 69.5158
2023-12-14 16:00 | 45.4048 | 71.7844
2023-12-14 17:00 | 47.9541 | 75.3765
2023-12-14 18:00 | 52.1484 | 78.4275
2023-12-14 19:00 | 49.9344 | 76.5722
2023-12-14 20:00 | 48.0052 | 74.3096
2023-12-14 21:00 | 45.716 | 71.5801
2023-12-14 22:00 | 43.3861 | 68.5347
2023-12-14 23:00 | 39.9095 | 63.8802
2023-12-15 | 36.3984 | 59.3852
2023-12-15 01:00 | 33.5967 | 55.4291
2023-12-15 02:00 | 32.9607 | 52.6965
2023-12-15 03:00 | 33.2877 | 52.1396
2023-12-15 04:00 | 33.4489 | 51.5498
2023-12-15 05:00 | 33.9949 | 52.2802
2023-12-15 06:00 | 36.1566 | 56.1943
2023-12-15 07:00 | 41.3852 | 60.8725
2023-12-15 08:00 | 45.3674 | 66.8484
2023-12-15 09:00 | 46.6533 | 69.2374
2023-12-15 10:00 | 46.3704 | 68.4893
2023-12-15 11:00 | 45.8209 | 66.1121
2023-12-15 12:00 | 44.8697 | 66.2203
2023-12-15 13:00 | 44.0579 | 64.7359
2023-12-15 14:00 | 44.2521 | 62.2412
2023-12-15 15:00 | 44.076 | 64.1831
2023-12-15 16:00 | 44.9623 | 66.4821
2023-12-15 17:00 | 47.2732 | 72.4012
2023-12-15 18:00 | 49.7647 | 77.5488
2023-12-15 19:00 | 47.5282 | 76.9009
2023-12-15 20:00 | 45.5384 | 74.6727
2023-12-15 21:00 | 43.3601 | 72.0784
2023-12-15 22:00 | 41.127 | 68.8481
2023-12-15 23:00 | 37.8384 | 63.8474
2023-12-16 | 34.8071 | 59.8178
2023-12-16 01:00 | 31.9569 | 55.3261
2023-12-16 02:00 | 31.2175 | 53.3351
2023-12-16 03:00 | 31.4919 | 53.032
2023-12-16 04:00 | 31.4707 | 52.7309
2023-12-16 05:00 | 31.4931 | 53.1993
2023-12-16 06:00 | 32.5392 | 56.3985
2023-12-16 07:00 | 36.0901 | 58.9085
2023-12-16 08:00 | 39.3551 | 61.9327
2023-12-16 09:00 | 41.4535 | 65.8451
2023-12-16 10:00 | 41.8822 | 67.0942
2023-12-16 11:00 | 41.8838 | 64.5714
2023-12-16 12:00 | 40.5734 | 65.7154
2023-12-16 13:00 | 39.6884 | 64.9299
2023-12-16 14:00 | 39.4128 | 62.4259
2023-12-16 15:00 | 39.2188 | 64.3379
2023-12-16 16:00 | 40.6381 | 66.3035
2023-12-16 17:00 | 43.8967 | 71.6108
2023-12-16 18:00 | 48.0814 | 74.1028
2023-12-16 19:00 | 45.6807 | 72.1489
2023-12-16 20:00 | 43.172 | 68.7443
2023-12-16 21:00 | 40.7565 | 66.3533
2023-12-16 22:00 | 39.1099 | 64.6831
2023-12-16 23:00 | 36.5858 | 61.6859
2023-12-17 | 33.8075 | 59.6531
2023-12-17 01:00 | 31.1017 | 56.1035
2023-12-17 02:00 | 30.3338 | 53.8213
2023-12-17 03:00 | 30.5717 | 52.6629
2023-12-17 04:00 | 30.4634 | 51.917
2023-12-17 05:00 | 30.3105 | 52.4872
2023-12-17 06:00 | 30.8562 | 53.9261
2023-12-17 07:00 | 34.0123 | 54.5935
2023-12-17 08:00 | 37.3697 | 56.456
2023-12-17 09:00 | 39.6744 | 60.5071
2023-12-17 10:00 | 40.1617 | 63.656
2023-12-17 11:00 | 40.4257 | 64.6797
2023-12-17 12:00 | 40.379 | 64.8458
2023-12-17 13:00 | 40.054 | 65.456
2023-12-17 14:00 | 40.0032 | 64.2144
2023-12-17 15:00 | 40.3417 | 66.4596
2023-12-17 16:00 | 42.2539 | 68.3699
2023-12-17 17:00 | 45.7816 | 72.6314
2023-12-17 18:00 | 48.9923 | 75.9164
2023-12-17 19:00 | 46.5395 | 74.0308
2023-12-17 20:00 | 44.1734 | 70.8367
2023-12-17 21:00 | 41.6715 | 67.8498
2023-12-17 22:00 | 39.6928 | 66.249
2023-12-17 23:00 | 36.9677 | 63.5233
2023-12-18 | 34.4012 | 58.9675
2023-12-18 01:00 | 32.0251 | 56.8481
2023-12-18 02:00 | 31.5501 | 54.3562
2023-12-18 03:00 | 32.0902 | 53.3279
2023-12-18 04:00 | 32.3447 | 52.5212
2023-12-18 05:00 | 32.9811 | 53.3477
2023-12-18 06:00 | 35.4684 | 56.3911
2023-12-18 07:00 | 40.9967 | 60.5685
2023-12-18 08:00 | 44.9055 | 65.8558
2023-12-18 09:00 | 45.9276 | 68.627
2023-12-18 10:00 | 45.5409 | 69.2279
2023-12-18 11:00 | 45.1926 | 68.9189
2023-12-18 12:00 | 44.0791 | 67.3775
2023-12-18 13:00 | 43.5912 | 67.6504
2023-12-18 14:00 | 43.6435 | 66.4188
2023-12-18 15:00 | 44.0144 | 69.203
2023-12-18 16:00 | 45.4557 | 71.6806
2023-12-18 17:00 | 47.9873 | 75.6589
2023-12-18 18:00 | 50.7823 | 79.156
2023-12-18 19:00 | 48.692 | 76.9185
2023-12-18 20:00 | 46.801 | 74.3022
2023-12-18 21:00 | 44.6277 | 71.4006
2023-12-18 22:00 | 42.257 | 68.1208
2023-12-18 23:00 | 38.8935 | 63.7152
2023-12-19 | 35.4512 | 59.5407
2023-12-19 01:00 | 32.7539 | 54.7273
2023-12-19 02:00 | 32.1664 | 51.9535
2023-12-19 03:00 | 32.6756 | 51.0002
2023-12-19 04:00 | 32.8989 | 50.1598
2023-12-19 05:00 | 33.624 | 50.9296
2023-12-19 06:00 | 36.0707 | 54.6439
2023-12-19 07:00 | 41.4518 | 59.1318
2023-12-19 08:00 | 45.0666 | 64.7668
2023-12-19 09:00 | 45.0779 | 67.1065
2023-12-19 10:00 | 43.8244 | 67.1125
2023-12-19 11:00 | 42.5597 | 66.6638
2023-12-19 12:00 | 41.8831 | 64.9609
2023-12-19 13:00 | 41.0603 | 64.1738
2023-12-19 14:00 | 41.1678 | 61.9385
2023-12-19 15:00 | 41.2832 | 64.3997
2023-12-19 16:00 | 42.6292 | 67.5718
2023-12-19 17:00 | 45.5364 | 72.1453
2023-12-19 18:00 | 49.0901 | 78.0483
2023-12-19 19:00 | 47.3555 | 76.1841
2023-12-19 20:00 | 45.8586 | 73.931
2023-12-19 21:00 | 43.9527 | 71.3642
2023-12-19 22:00 | 41.7712 | 68.3034
2023-12-19 23:00 | 38.5487 | 64.0016
2023-12-20 | 34.9645 | 58.9092
2023-12-20 01:00 | 32.8919 | 55.4991
2023-12-20 02:00 | 32.3076 | 52.7097
2023-12-20 03:00 | 32.7993 | 51.7049
2023-12-20 04:00 | 32.9968 | 51.0356
2023-12-20 05:00 | 33.6621 | 51.7276
2023-12-20 06:00 | 36.0737 | 54.5343
2023-12-20 07:00 | 41.5104 | 58.8649
2023-12-20 08:00 | 45.1038 | 64.4009
2023-12-20 09:00 | 45.0693 | 67.0142
2023-12-20 10:00 | 43.6059 | 67.4591
2023-12-20 11:00 | 42.2942 | 67.7423
2023-12-20 12:00 | 42.1526 | 63.5387
2023-12-20 13:00 | 41.4086 | 63.1071
2023-12-20 14:00 | 41.425 | 61.3134
2023-12-20 15:00 | 41.4043 | 63.8042
2023-12-20 16:00 | 42.6929 | 66.7117
2023-12-20 17:00 | 45.5572 | 72.291
2023-12-20 18:00 | 49.2135 | 77.6189
2023-12-20 19:00 | 47.5155 | 76.0912
2023-12-20 20:00 | 46.0433 | 73.6697
2023-12-20 21:00 | 44.2083 | 71.1295
2023-12-20 22:00 | 42.0421 | 67.9349
2023-12-20 23:00 | 38.7986 | 63.0983
2023-12-21 | 35.1392 | 59.4021
2023-12-21 01:00 | 33.1479 | 54.7193
2023-12-21 02:00 | 32.5525 | 52.0866
2023-12-21 03:00 | 33.04 | 51.4388
2023-12-21 04:00 | 33.2374 | 50.6946
2023-12-21 05:00 | 33.9159 | 51.7958
2023-12-21 06:00 | 36.364 | 55.4358
2023-12-21 07:00 | 41.7414 | 59.9546
2023-12-21 08:00 | 45.4757 | 65.97
2023-12-21 09:00 | 45.5886 | 69.5438
2023-12-21 10:00 | 44.2586 | 70.5997
2023-12-21 11:00 | 42.8882 | 70.3873
2023-12-21 12:00 | 42.7609 | 69.0068
2023-12-21 13:00 | 42.0249 | 68.607
2023-12-21 14:00 | 42.0358 | 66.9131
2023-12-21 15:00 | 42.1289 | 69.7735
2023-12-21 16:00 | 43.3869 | 71.9414
2023-12-21 17:00 | 45.9725 | 75.7882
2023-12-21 18:00 | 50.793 | 78.806
2023-12-21 19:00 | 48.674 | 76.9906
2023-12-21 20:00 | 46.8659 | 74.3936
2023-12-21 21:00 | 44.8184 | 71.6303
2023-12-21 22:00 | 42.5861 | 68.5084
2023-12-21 23:00 | 39.3033 | 63.9456
2023-12-22 | 35.3941 | 59.5784
2023-12-22 01:00 | 33.444 | 57.1935
2023-12-22 02:00 | 32.7812 | 54.3662
2023-12-22 03:00 | 33.196 | 53.4275
2023-12-22 04:00 | 33.3923 | 52.7466
2023-12-22 05:00 | 33.9372 | 53.5802
2023-12-22 06:00 | 36.1554 | 56.9225
2023-12-22 07:00 | 41.5509 | 60.9305
2023-12-22 08:00 | 45.5596 | 66.339
2023-12-22 09:00 | 46.5252 | 68.1562
2023-12-22 10:00 | 45.9595 | 67.3538
2023-12-22 11:00 | 45.0711 | 65.7194
2023-12-22 12:00 | 43.6202 | 67.975
2023-12-22 13:00 | 42.8966 | 67.3814
2023-12-22 14:00 | 42.7833 | 65.436
2023-12-22 15:00 | 42.5139 | 67.8452
2023-12-22 16:00 | 43.3811 | 69.5453
2023-12-22 17:00 | 45.744 | 73.1729
2023-12-22 18:00 | 48.8072 | 75.9631
2023-12-22 19:00 | 47.1926 | 75.2369
2023-12-22 20:00 | 45.4292 | 73.3189
2023-12-22 21:00 | 43.62 | 71.1585
2023-12-22 22:00 | 41.5728 | 68.2282
2023-12-22 23:00 | 38.4099 | 63.7118
2023-12-23 | 34.7652 | 59.1663
2023-12-23 01:00 | 32.419 | 56.7402
2023-12-23 02:00 | 31.6642 | 54.3566
2023-12-23 03:00 | 31.9716 | 53.4723
2023-12-23 04:00 | 31.9653 | 52.758
2023-12-23 05:00 | 31.9647 | 53.2374
2023-12-23 06:00 | 32.5599 | 55.0028
2023-12-23 07:00 | 36.1294 | 56.5001
2023-12-23 08:00 | 39.595 | 59.6333
2023-12-23 09:00 | 41.0739 | 64.549
2023-12-23 10:00 | 40.8748 | 67.511
2023-12-23 11:00 | 39.873 | 67.8652
2023-12-23 12:00 | 39.6234 | 67.8845
2023-12-23 13:00 | 38.6511 | 68.1795
2023-12-23 14:00 | 38.2112 | 65.9541
2023-12-23 15:00 | 38.0438 | 67.9287
2023-12-23 16:00 | 39.5077 | 69.2996
2023-12-23 17:00 | 42.7839 | 72.3051
2023-12-23 18:00 | 46.8576 | 73.0986
2023-12-23 19:00 | 44.9561 | 70.8179
2023-12-23 20:00 | 42.7915 | 67.3104
2023-12-23 21:00 | 40.7498 | 64.8559
2023-12-23 22:00 | 39.2736 | 63.2334
2023-12-23 23:00 | 36.926 | 60.7301
2023-12-24 | 33.2805 | 58.9103
2023-12-24 01:00 | 31.1245 | 54.0959
2023-12-24 02:00 | 30.1524 | 51.9338
2023-12-24 03:00 | 30.3766 | 50.9459
2023-12-24 04:00 | 30.0898 | 50.431
2023-12-24 05:00 | 29.8515 | 50.7753
2023-12-24 06:00 | 29.937 | 52.2787
2023-12-24 07:00 | 32.0601 | 51.7049
2023-12-24 08:00 | 34.5828 | 51.5545
2023-12-24 09:00 | 36.6492 | 55.3139
2023-12-24 10:00 | 37.2738 | 58.7183
2023-12-24 11:00 | 36.7236 | 58.8087
2023-12-24 12:00 | 35.8704 | 58.2134
2023-12-24 13:00 | 35.4647 | 59.7704
2023-12-24 14:00 | 34.9555 | 60.4776
2023-12-24 15:00 | 34.9836 | 64.0803
2023-12-24 16:00 | 36.2255 | 64.5025
2023-12-24 17:00 | 40.0526 | 67.9293
2023-12-24 18:00 | 44.8584 | 71.0798
2023-12-24 19:00 | 42.4662 | 67.12
2023-12-24 20:00 | 39.8935 | 62.4828
2023-12-24 21:00 | 37.6129 | 59.3789
2023-12-24 22:00 | 36.784 | 59.4586
2023-12-24 23:00 | 35.4202 | 58.5093
2023-12-25 | 33.4747 | 55.7273
2023-12-25 01:00 | 31.4381 | 53.3145
2023-12-25 02:00 | 30.52 | 51.0536
2023-12-25 03:00 | 30.6703 | 49.7805
2023-12-25 04:00 | 30.7644 | 48.7218
2023-12-25 05:00 | 31.1877 | 48.5599
2023-12-25 06:00 | 32.7351 | 51.6268
2023-12-25 07:00 | 36.3923 | 54.1424
2023-12-25 08:00 | 39.1921 | 56.0433
2023-12-25 09:00 | 41.3373 | 60.1663
2023-12-25 10:00 | 41.8255 | 62.9131
2023-12-25 11:00 | 41.3081 | 62.8831
2023-12-25 12:00 | 41.6589 | 61.7832
2023-12-25 13:00 | 41.7234 | 61.9846
2023-12-25 14:00 | 41.2617 | 60.4205
2023-12-25 15:00 | 41.3368 | 63.1814
2023-12-25 16:00 | 42.575 | 64.9135
2023-12-25 17:00 | 44.576 | 67.4751
2023-12-25 18:00 | 45.1872 | 69.0751
2023-12-25 19:00 | 42.4137 | 65.328
2023-12-25 20:00 | 40.4603 | 64.1376
2023-12-25 21:00 | 38.8255 | 62.8622
2023-12-25 22:00 | 37.8271 | 62.1294
2023-12-25 23:00 | 35.9687 | 60.8594
2023-12-26 | 33.8976 | 57.8484
2023-12-26 01:00 | 30.5819 | 52.6382
2023-12-26 02:00 | 29.8852 | 50.0706
2023-12-26 03:00 | 30.2072 | 48.5855
2023-12-26 04:00 | 30.3308 | 47.9285
2023-12-26 05:00 | 30.5843 | 48.1275
2023-12-26 06:00 | 31.8067 | 50.3774
2023-12-26 07:00 | 34.6306 | 51.1932
2023-12-26 08:00 | 36.0936 | 52.0893
2023-12-26 09:00 | 37.5325 | 56.3119
2023-12-26 10:00 | 39.2097 | 59.5974
2023-12-26 11:00 | 40.542 | 61.4655
2023-12-26 12:00 | 41.3991 | 60.6383
2023-12-26 13:00 | 41.7639 | 61.6799
2023-12-26 14:00 | 41.1262 | 60.789
2023-12-26 15:00 | 41.1832 | 63.4175
2023-12-26 16:00 | 42.0573 | 64.6811
2023-12-26 17:00 | 44.3786 | 66.144
2023-12-26 18:00 | 47.536 | 69.4462
2023-12-26 19:00 | 44.9386 | 67.221
2023-12-26 20:00 | 42.2518 | 62.6216
2023-12-26 21:00 | 40.0024 | 59.2424
2023-12-26 22:00 | 38.3966 | 57.9106
2023-12-26 23:00 | 36.0917 | 57.2681
2023-12-27 | 33.095 | 55.026
2023-12-27 01:00 | 34.274 | 52.3403
2023-12-27 02:00 | 33.7461 | 49.6692
2023-12-27 03:00 | 34.2175 | 48.6589
2023-12-27 04:00 | 34.5337 | 47.8632
2023-12-27 05:00 | 35.0483 | 48.7227
2023-12-27 06:00 | 37.2386 | 51.6199
2023-12-27 07:00 | 42.7812 | 55.944
2023-12-27 08:00 | 47.0844 | 61.7564
2023-12-27 09:00 | 47.7985 | 64.6298
2023-12-27 10:00 | 46.6839 | 65.1334
2023-12-27 11:00 | 45.459 | 65.417
2023-12-27 12:00 | 44.115 | 64.532
2023-12-27 13:00 | 43.3473 | 64.6421
2023-12-27 14:00 | 43.3094 | 62.8619
2023-12-27 15:00 | 43.5124 | 65.5098
2023-12-27 16:00 | 45.1195 | 67.6075
2023-12-27 17:00 | 48.0741 | 71.6761
2023-12-27 18:00 | 52.4159 | 74.2167
2023-12-27 19:00 | 50.9232 | 71.914
2023-12-27 20:00 | 49.3522 | 68.848
2023-12-27 21:00 | 47.533 | 66.211
2023-12-27 22:00 | 45.3722 | 63.1691
2023-12-27 23:00 | 42.005 | 58.9338
2023-12-28 | 38.5002 | 56.0154
2023-12-28 01:00 | 36.0317 | 51.5036
2023-12-28 02:00 | 35.4545 | 48.8918
2023-12-28 03:00 | 35.9646 | 48.0619
2023-12-28 04:00 | 36.2457 | 47.1931
2023-12-28 05:00 | 36.8319 | 48.3448
2023-12-28 06:00 | 38.7296 | 51.7357
2023-12-28 07:00 | 43.9766 | 55.879
2023-12-28 08:00 | 48.205 | 61.3226
2023-12-28 09:00 | 49.4414 | 63.9526
2023-12-28 10:00 | 48.6381 | 64.3752
2023-12-28 11:00 | 47.7898 | 64.6877
2023-12-28 12:00 | 46.1772 | 64.1435
2023-12-28 13:00 | 45.666 | 64.0146
2023-12-28 14:00 | 45.5374 | 62.0103
2023-12-28 15:00 | 46.0386 | 64.9429
2023-12-28 16:00 | 47.5074 | 67.3217
2023-12-28 17:00 | 49.8651 | 71.0704
2023-12-28 18:00 | 53.6973 | 74.1428
2023-12-28 19:00 | 51.6857 | 71.9559
2023-12-28 20:00 | 49.6571 | 69.2727
2023-12-28 21:00 | 47.5051 | 66.7144
2023-12-28 22:00 | 45.1985 | 63.8722
2023-12-28 23:00 | 41.795 | 59.9301
2023-12-29 | 37.8395 | 55.8986
2023-12-29 01:00 | 35.2421 | 52.8127
2023-12-29 02:00 | 34.512 | 50.1548
2023-12-29 03:00 | 34.8868 | 49.1744
2023-12-29 04:00 | 35.0933 | 48.2575
2023-12-29 05:00 | 35.5295 | 49.0513
2023-12-29 06:00 | 37.3772 | 52.7487
2023-12-29 07:00 | 42.4904 | 56.5134
2023-12-29 08:00 | 46.3917 | 61.8778
2023-12-29 09:00 | 47.7298 | 64.5883
2023-12-29 10:00 | 47.2662 | 65.0796
2023-12-29 11:00 | 46.4478 | 65.4689
2023-12-29 12:00 | 44.6414 | 65.8362
2023-12-29 13:00 | 44.0736 | 65.8603
2023-12-29 14:00 | 44.1006 | 63.7939
2023-12-29 15:00 | 43.9673 | 66.4224
2023-12-29 16:00 | 44.8418 | 68.0603
2023-12-29 17:00 | 46.8227 | 70.6489
2023-12-29 18:00 | 50.3935 | 73.1849
2023-12-29 19:00 | 48.016 | 71.2577
2023-12-29 20:00 | 45.6303 | 68.5534
2023-12-29 21:00 | 43.3996 | 66.2208
2023-12-29 22:00 | 41.2104 | 63.5277
2023-12-29 23:00 | 37.9327 | 59.6491
2023-12-30 | 35.2502 | 55.4787
2023-12-30 01:00 | 32.7067 | 51.9031
2023-12-30 02:00 | 31.88 | 49.5073
2023-12-30 03:00 | 32.0812 | 48.6733
2023-12-30 04:00 | 32.1763 | 47.7556
2023-12-30 05:00 | 32.2298 | 48.2534
2023-12-30 06:00 | 33.3305 | 49.6291
2023-12-30 07:00 | 36.5673 | 50.8506
2023-12-30 08:00 | 39.7625 | 55.0602
2023-12-30 09:00 | 42.4715 | 58.6385
2023-12-30 10:00 | 43.454 | 59.7608
2023-12-30 11:00 | 43.5581 | 59.3556
2023-12-30 12:00 | 42.7185 | 61.7277
2023-12-30 13:00 | 42.2708 | 61.717
2023-12-30 14:00 | 41.6475 | 59.4172
2023-12-30 15:00 | 41.5597 | 62.3617
2023-12-30 16:00 | 42.6711 | 64.1956
2023-12-30 17:00 | 45.4311 | 67.8141
2023-12-30 18:00 | 48.6403 | 69.9754
2023-12-30 19:00 | 46.2279 | 67.009
2023-12-30 20:00 | 43.3304 | 63.2048
2023-12-30 21:00 | 40.9008 | 60.9557
2023-12-30 22:00 | 39.3116 | 59.5556
2023-12-30 23:00 | 36.9037 | 57.4449
2023-12-31 | 34.3444 | 55.2347
2023-12-31 01:00 | 32.454 | 49.8794
2023-12-31 02:00 | 31.7464 | 49.0733
2023-12-31 03:00 | 31.9317 | 47.7303
2023-12-31 04:00 | 31.876 | 47.2718
2023-12-31 05:00 | 31.71 | 46.7373
2023-12-31 06:00 | 31.9814 | 47.9543
2023-12-31 07:00 | 33.0887 | 45.9217
2023-12-31 08:00 | 34.3508 | 45.7282
2023-12-31 09:00 | 36.6614 | 48.2949
2023-12-31 10:00 | 38.1686 | 50.7112
2023-12-31 11:00 | 39.1469 | 52.575
2023-12-31 12:00 | 38.8696 | 53.8915
2023-12-31 13:00 | 39.3892 | 53.0584
2023-12-31 14:00 | 38.6994 | 53.8961
2023-12-31 15:00 | 38.2868 | 56.5276
2023-12-31 16:00 | 39.8709 | 58.7369
2023-12-31 17:00 | 44.2316 | 62.7692
2023-12-31 18:00 | 48.5815 | 67.7147
2023-12-31 19:00 | 47.0295 | 64.4736
2023-12-31 20:00 | 43.7637 | 59.848
2023-12-31 21:00 | 40.0991 | 58.4363
2023-12-31 22:00 | 38.6656 | 58.1973
2023-12-31 23:00 | 37.2383 | 57.3087
2024-01-01 | 36.3118 | 56.9693
2024-01-01 01:00 | 31.5094 | 51.2777
2024-01-01 02:00 | 30.6069 | 49.1184
2024-01-01 03:00 | 30.3856 | 48.2212
2024-01-01 04:00 | 30.037 | 47.6372
2024-01-01 05:00 | 30.1083 | 48.623
2024-01-01 06:00 | 31.0853 | 52.1138
2024-01-01 07:00 | 33.4532 | 51.4983
2024-01-01 08:00 | 34.5143 | 50.851
2024-01-01 09:00 | 35.3079 | 52.8009
2024-01-01 10:00 | 36.1349 | 53.6345
2024-01-01 11:00 | 36.8387 | 55.5633
2024-01-01 12:00 | 37.3638 | 58.9903
2024-01-01 13:00 | 38.1608 | 60.0926
2024-01-01 14:00 | 38.4278 | 60.0394
2024-01-01 15:00 | 38.4986 | 62.6255
2024-01-01 16:00 | 39.7849 | 64.5141
2024-01-01 17:00 | 42.6021 | 68.3862
2024-01-01 18:00 | 45.4644 | 71.335
2024-01-01 19:00 | 43.2071 | 67.8268
2024-01-01 20:00 | 40.4307 | 64.3606
2024-01-01 21:00 | 37.7418 | 60.9427
2024-01-01 22:00 | 35.8271 | 58.3656
2024-01-01 23:00 | 33.3838 | 56.8899
2024-01-02 | 31.475 | 54.7035
2024-01-02 01:00 | 32.7498 | 53.009
2024-01-02 02:00 | 32.3916 | 50.4216
2024-01-02 03:00 | 32.8073 | 49.4071
2024-01-02 04:00 | 33.1821 | 48.6251
2024-01-02 05:00 | 33.9223 | 49.1953
2024-01-02 06:00 | 36.2696 | 52.9437
2024-01-02 07:00 | 41.673 | 58.1474
2024-01-02 08:00 | 45.877 | 64.2527
2024-01-02 09:00 | 46.8265 | 67.5147
2024-01-02 10:00 | 46.297 | 67.9236
2024-01-02 11:00 | 45.8577 | 67.8376
2024-01-02 12:00 | 47.0123 | 67.8218
2024-01-02 13:00 | 46.6287 | 67.6976
2024-01-02 14:00 | 46.7821 | 66.2891
2024-01-02 15:00 | 46.9542 | 67.8339
2024-01-02 16:00 | 48.4444 | 71.0097
2024-01-02 17:00 | 50.7766 | 74.5041
2024-01-02 18:00 | 52.5676 | 76.7144
2024-01-02 19:00 | 50.2514 | 74.2025
2024-01-02 20:00 | 47.8782 | 71.3832
2024-01-02 21:00 | 45.5611 | 68.4688
2024-01-02 22:00 | 43.1906 | 65.5024
2024-01-02 23:00 | 39.9455 | 60.8379
2024-01-03 | 36.3446 | 56.5533
2024-01-03 01:00 | 33.9996 | 52.8949
2024-01-03 02:00 | 33.6461 | 50.2747
2024-01-03 03:00 | 34.0686 | 49.5492
2024-01-03 04:00 | 34.4193 | 49.0457
2024-01-03 05:00 | 35.1282 | 49.6276
2024-01-03 06:00 | 37.6024 | 52.4569
2024-01-03 07:00 | 43.0203 | 57.9574
2024-01-03 08:00 | 47.043 | 64.81
2024-01-03 09:00 | 47.431 | 69.0306
2024-01-03 10:00 | 46.1 | 69.7045
2024-01-03 11:00 | 45.2246 | 69.2859
2024-01-03 12:00 | 43.6661 | 69.0962
2024-01-03 13:00 | 43.1264 | 69.1403
2024-01-03 14:00 | 42.817 | 67.6549
2024-01-03 15:00 | 42.8193 | 69.1723
2024-01-03 16:00 | 44.3122 | 72.0531
2024-01-03 17:00 | 47.0426 | 76.7918
2024-01-03 18:00 | 52.9196 | 79.2315
2024-01-03 19:00 | 50.6466 | 77.314
2024-01-03 20:00 | 48.2333 | 74.858
2024-01-03 21:00 | 45.9566 | 72.0729
2024-01-03 22:00 | 43.5065 | 68.7441
2024-01-03 23:00 | 40.2651 | 63.5748
2024-01-04 | 36.4063 | 58.0836
2024-01-04 01:00 | 35.0452 | 56.007
2024-01-04 02:00 | 34.7334 | 53.3484
2024-01-04 03:00 | 35.2497 | 52.769
2024-01-04 04:00 | 35.6519 | 52.3033
2024-01-04 05:00 | 36.4108 | 53.3525
2024-01-04 06:00 | 38.4788 | 56.3933
2024-01-04 07:00 | 43.8763 | 61.7578
2024-01-04 08:00 | 48.0582 | 68.4558
2024-01-04 09:00 | 48.3923 | 71.3597
2024-01-04 10:00 | 47.0118 | 70.8034
2024-01-04 11:00 | 45.8063 | 68.7332
2024-01-04 12:00 | 46.5713 | 70.4677
2024-01-04 13:00 | 46.2721 | 70.0113
2024-01-04 14:00 | 46.0957 | 68.7583
2024-01-04 15:00 | 46.18 | 70.7857
2024-01-04 16:00 | 47.6971 | 73.7159
2024-01-04 17:00 | 49.8203 | 78.3577
2024-01-04 18:00 | 52.0958 | 82.3054
2024-01-04 19:00 | 50.1789 | 80.1601
2024-01-04 20:00 | 47.9844 | 77.0925
2024-01-04 21:00 | 45.6931 | 73.7971
2024-01-04 22:00 | 43.3357 | 70.4664
2024-01-04 23:00 | 40.1408 | 65.2941
2024-01-05 | 37.6309 | 61.063
2024-01-05 01:00 | 36.1354 | 57.0634
2024-01-05 02:00 | 35.7437 | 54.6496
2024-01-05 03:00 | 36.184 | 53.7361
2024-01-05 04:00 | 36.6473 | 52.8723
2024-01-05 05:00 | 37.2769 | 53.3634
2024-01-05 06:00 | 39.7712 | 56.5563
2024-01-05 07:00 | 45.0976 | 61.4412
2024-01-05 08:00 | 49.6563 | 67.5542
2024-01-05 09:00 | 50.7935 | 70.7958
2024-01-05 10:00 | 49.9185 | 70.9909
2024-01-05 11:00 | 48.9915 | 69.9564
2024-01-05 12:00 | 47.0309 | 67.7763
2024-01-05 13:00 | 46.358 | 67.6437
2024-01-05 14:00 | 45.9528 | 66.6601
2024-01-05 15:00 | 45.6807 | 68.5204
2024-01-05 16:00 | 47.0383 | 70.3648
2024-01-05 17:00 | 49.3881 | 73.5288
2024-01-05 18:00 | 53.2183 | 76.9381
2024-01-05 19:00 | 51.6998 | 74.5875
2024-01-05 20:00 | 49.3193 | 71.1608
2024-01-05 21:00 | 47.107 | 68.137
2024-01-05 22:00 | 44.8223 | 65.1544
2024-01-05 23:00 | 41.5835 | 60.52
2024-01-06 | 38.1594 | 57.6031
2024-01-06 01:00 | 35.5591 | 53.9347
2024-01-06 02:00 | 34.9862 | 51.5804
2024-01-06 03:00 | 35.2002 | 50.7266
2024-01-06 04:00 | 35.4567 | 49.6578
2024-01-06 05:00 | 35.819 | 50.0446
2024-01-06 06:00 | 37.4162 | 52.6468
2024-01-06 07:00 | 40.6725 | 54.3932
2024-01-06 08:00 | 43.3007 | 58.3736
2024-01-06 09:00 | 44.9972 | 63.5487
2024-01-06 10:00 | 45.0788 | 66.4504
2024-01-06 11:00 | 44.0598 | 67.1439
2024-01-06 12:00 | 44.516 | 66.5602
2024-01-06 13:00 | 44.2851 | 66.966
2024-01-06 14:00 | 43.8274 | 65.3055
2024-01-06 15:00 | 43.5373 | 65.7873
2024-01-06 16:00 | 44.7358 | 67.4058
2024-01-06 17:00 | 47.4246 | 71.1442
2024-01-06 18:00 | 51.6506 | 74.4071
2024-01-06 19:00 | 49.6373 | 70.9767
2024-01-06 20:00 | 46.7182 | 66.2661
2024-01-06 21:00 | 43.4547 | 62.6306
2024-01-06 22:00 | 41.338 | 60.7422
2024-01-06 23:00 | 38.8784 | 58.1536
2024-01-07 | 36.5002 | 55.915
2024-01-07 01:00 | 34.3735 | 52.4366
2024-01-07 02:00 | 33.7325 | 50.5147
2024-01-07 03:00 | 33.8316 | 50.1029
2024-01-07 04:00 | 33.9857 | 49.4021
2024-01-07 05:00 | 34.1524 | 49.045
2024-01-07 06:00 | 35.1488 | 50.799
2024-01-07 07:00 | 37.8601 | 52.899
2024-01-07 08:00 | 40.642 | 56.4647
2024-01-07 09:00 | 42.8091 | 61.4029
2024-01-07 10:00 | 43.158 | 64.0155
2024-01-07 11:00 | 43.0712 | 64.0808
2024-01-07 12:00 | 42.3119 | 63.0853
2024-01-07 13:00 | 42.3392 | 63.8165
2024-01-07 14:00 | 41.9541 | 63.4885
2024-01-07 15:00 | 42.1236 | 66.5724
2024-01-07 16:00 | 43.8234 | 69.1487
2024-01-07 17:00 | 47.0201 | 73.3379
2024-01-07 18:00 | 50.985 | 75.8145
2024-01-07 19:00 | 49.1862 | 72.5703
2024-01-07 20:00 | 46.1663 | 68.5406
2024-01-07 21:00 | 43.4105 | 65.2397
2024-01-07 22:00 | 41.2061 | 62.9509
2024-01-07 23:00 | 38.602 | 59.7028
2024-01-08 | 35.7072 | 57.8008
2024-01-08 01:00 | 34.5683 | 52.7555
2024-01-08 02:00 | 34.364 | 50.7175
2024-01-08 03:00 | 34.8567 | 50.4294
2024-01-08 04:00 | 35.4031 | 49.6556
2024-01-08 05:00 | 36.0688 | 50.7027
2024-01-08 06:00 | 38.5025 | 54.7417
2024-01-08 07:00 | 43.8973 | 60.1254
2024-01-08 08:00 | 48.3764 | 67.1827
2024-01-08 09:00 | 49.0613 | 71.6445
2024-01-08 10:00 | 47.8659 | 72.3384
2024-01-08 11:00 | 46.5443 | 71.2485
2024-01-08 12:00 | 45.3511 | 67.9966
2024-01-08 13:00 | 44.4738 | 68.2038
2024-01-08 14:00 | 44.4396 | 66.5997
2024-01-08 15:00 | 44.6453 | 68.6938
2024-01-08 16:00 | 46.5855 | 71.7819
2024-01-08 17:00 | 49.3193 | 76.4919
2024-01-08 18:00 | 53.0455 | 78.2802
2024-01-08 19:00 | 51.7539 | 77.0904
2024-01-08 20:00 | 49.6852 | 75.1118
2024-01-08 21:00 | 47.4041 | 72.5215
2024-01-08 22:00 | 45.0773 | 69.2925
2024-01-08 23:00 | 41.7526 | 64.5666
2024-01-09 | 38.4895 | 58.7117
2024-01-09 01:00 | 36.1069 | 55.2514
2024-01-09 02:00 | 35.7701 | 52.6211
2024-01-09 03:00 | 36.2223 | 51.9886
2024-01-09 04:00 | 36.723 | 51.3368
2024-01-09 05:00 | 37.4811 | 52.3455
2024-01-09 06:00 | 39.7991 | 56.0506
2024-01-09 07:00 | 44.8737 | 61.3686
2024-01-09 08:00 | 49.0239 | 68.2098
2024-01-09 09:00 | 49.604 | 71.6443
2024-01-09 10:00 | 48.214 | 71.7376
2024-01-09 11:00 | 47.0797 | 70.6303
2024-01-09 12:00 | 47.5011 | 70.039
2024-01-09 13:00 | 46.9645 | 69.8148
2024-01-09 14:00 | 46.7429 | 68.2618
2024-01-09 15:00 | 47.1192 | 70.8522
2024-01-09 16:00 | 48.762 | 73.7916
2024-01-09 17:00 | 51.1699 | 77.4501
2024-01-09 18:00 | 53.6496 | 81.366
2024-01-09 19:00 | 51.543 | 78.8055
2024-01-09 20:00 | 49.1384 | 75.5519
2024-01-09 21:00 | 46.6232 | 72.2824
2024-01-09 22:00 | 44.1275 | 68.9798
2024-01-09 23:00 | 40.8548 | 64.5057
2024-01-10 | 37.8084 | 59.9188
2024-01-10 01:00 | 36.0147 | 57.54
2024-01-10 02:00 | 35.6377 | 54.8923
2024-01-10 03:00 | 36.0405 | 53.6688
2024-01-10 04:00 | 36.506 | 52.9212
2024-01-10 05:00 | 37.1281 | 53.4287
2024-01-10 06:00 | 39.5037 | 56.1574
2024-01-10 07:00 | 44.6641 | 60.6345
2024-01-10 08:00 | 48.8889 | 65.9055
2024-01-10 09:00 | 49.7742 | 67.7792
2024-01-10 10:00 | 48.5188 | 67.1339
2024-01-10 11:00 | 47.4781 | 66.4208
2024-01-10 12:00 | 45.3804 | 65.3751
2024-01-10 13:00 | 44.6775 | 65.4459
2024-01-10 14:00 | 44.5309 | 64.1907
2024-01-10 15:00 | 44.6513 | 66.1606
2024-01-10 16:00 | 46.3768 | 68.7622
2024-01-10 17:00 | 49.0003 | 72.9731
2024-01-10 18:00 | 52.4809 | 77.2097
2024-01-10 19:00 | 51.1409 | 74.6763
2024-01-10 20:00 | 49.0106 | 71.383
2024-01-10 21:00 | 46.8744 | 68.3084
2024-01-10 22:00 | 44.6113 | 65.062
2024-01-10 23:00 | 41.3409 | 60.5387
2024-01-11 | 38.0368 | 58.5119
2024-01-11 01:00 | 36.1284 | 57.8352
2024-01-11 02:00 | 35.7711 | 54.984
2024-01-11 03:00 | 36.1968 | 53.71
2024-01-11 04:00 | 36.6708 | 52.9511
2024-01-11 05:00 | 37.3827 | 53.474
2024-01-11 06:00 | 39.5441 | 54.0274
2024-01-11 07:00 | 44.6021 | 58.796
2024-01-11 08:00 | 48.6157 | 64.3513
2024-01-11 09:00 | 48.7922 | 67.3888
2024-01-11 10:00 | 46.9684 | 67.4688
2024-01-11 11:00 | 45.2327 | 66.8554
2024-01-11 12:00 | 45.7981 | 65.2205
2024-01-11 13:00 | 45.1424 | 65.0113
2024-01-11 14:00 | 44.99 | 63.1391
2024-01-11 15:00 | 45.1527 | 65.563
2024-01-11 16:00 | 46.7188 | 68.5229
2024-01-11 17:00 | 48.9275 | 72.9171
2024-01-11 18:00 | 53.3296 | 77.1072
2024-01-11 19:00 | 51.3473 | 74.4377
2024-01-11 20:00 | 48.885 | 71.1977
2024-01-11 21:00 | 46.4447 | 67.8404
2024-01-11 22:00 | 44.086 | 64.4644
2024-01-11 23:00 | 40.8323 | 60.3046
2024-01-12 | 37.529 | 59.0572
2024-01-12 01:00 | 35.3494 | 55.3426
2024-01-12 02:00 | 34.8705 | 52.6404
2024-01-12 03:00 | 35.1912 | 51.9511
2024-01-12 04:00 | 35.6321 | 51.3726
2024-01-12 05:00 | 36.2262 | 52.0581
2024-01-12 06:00 | 38.396 | 53.8036
2024-01-12 07:00 | 43.3811 | 59.0965
2024-01-12 08:00 | 47.4791 | 65.8838
2024-01-12 09:00 | 48.6888 | 69.0655
2024-01-12 10:00 | 47.9066 | 68.9395
2024-01-12 11:00 | 47.0554 | 67.6267
2024-01-12 12:00 | 45.0336 | 68.6627
2024-01-12 13:00 | 44.4693 | 68.3572
2024-01-12 14:00 | 44.2603 | 66.6507
2024-01-12 15:00 | 44.0958 | 68.7042
2024-01-12 16:00 | 45.173 | 71.0162
2024-01-12 17:00 | 47.0731 | 74.573
2024-01-12 18:00 | 51.2054 | 76.2421
2024-01-12 19:00 | 49.0987 | 75.2091
2024-01-12 20:00 | 46.3606 | 72.7775
2024-01-12 21:00 | 43.98 | 69.9899
2024-01-12 22:00 | 41.7143 | 66.8245
2024-01-12 23:00 | 38.5938 | 62.2825
2024-01-13 | 35.4748 | 58.4419
2024-01-13 01:00 | 33.932 | 59.3675
2024-01-13 02:00 | 33.4429 | 57.0218
2024-01-13 03:00 | 33.7188 | 55.9698
2024-01-13 04:00 | 34.0887 | 55.4815
2024-01-13 05:00 | 34.4329 | 55.571
2024-01-13 06:00 | 35.6239 | 56.2197
2024-01-13 07:00 | 38.685 | 58.0626
2024-01-13 08:00 | 41.5771 | 61.5597
2024-01-13 09:00 | 43.9242 | 65.7877
2024-01-13 10:00 | 44.6271 | 67.0901
2024-01-13 11:00 | 44.5817 | 65.4096
2024-01-13 12:00 | 43.052 | 67.8738
2024-01-13 13:00 | 42.7378 | 67.7594
2024-01-13 14:00 | 42.0954 | 65.5178
2024-01-13 15:00 | 42.0428 | 67.4155
2024-01-13 16:00 | 43.4551 | 69.4665
2024-01-13 17:00 | 46.2739 | 72.7591
2024-01-13 18:00 | 49.3116 | 76.3264
2024-01-13 19:00 | 47.9321 | 73.3029
2024-01-13 20:00 | 45.1507 | 69.7467
2024-01-13 21:00 | 42.3192 | 67.1828
2024-01-13 22:00 | 40.6469 | 65.6256
2024-01-13 23:00 | 38.3333 | 63.4555
2024-01-14 | 36.0535 | 60.3815
2024-01-14 01:00 | 34.4416 | 57.6631
2024-01-14 02:00 | 33.9401 | 55.3216
2024-01-14 03:00 | 34.2259 | 53.952
2024-01-14 04:00 | 34.5033 | 53.0853
2024-01-14 05:00 | 34.7556 | 53.3163
2024-01-14 06:00 | 35.4835 | 52.481
2024-01-14 07:00 | 38.2028 | 53.4226
2024-01-14 08:00 | 40.6808 | 56.2551
2024-01-14 09:00 | 42.6618 | 60.0163
2024-01-14 10:00 | 42.8519 | 61.9072
2024-01-14 11:00 | 42.6827 | 61.8362
2024-01-14 12:00 | 41.8773 | 60.8136
2024-01-14 13:00 | 42.0041 | 61.177
2024-01-14 14:00 | 41.9294 | 59.7807
2024-01-14 15:00 | 42.2306 | 61.9571
2024-01-14 16:00 | 44.0288 | 64.6436
2024-01-14 17:00 | 47.2062 | 69.6167
2024-01-14 18:00 | 51.776 | 75.9291
2024-01-14 19:00 | 50.145 | 73.4602
2024-01-14 20:00 | 47.3118 | 69.5787
2024-01-14 21:00 | 44.0319 | 66.1531
2024-01-14 22:00 | 41.797 | 64.4356
2024-01-14 23:00 | 39.0918 | 62.1867
2024-01-15 | 36.7586 | 59.3667
2024-01-15 01:00 | 35.6474 | 56.6902
2024-01-15 02:00 | 35.4032 | 54.3826
2024-01-15 03:00 | 35.9123 | 53.7904
2024-01-15 04:00 | 36.5356 | 53.0236
2024-01-15 05:00 | 37.1979 | 53.953
2024-01-15 06:00 | 39.7056 | 58.448
2024-01-15 07:00 | 44.9788 | 62.9764
2024-01-15 08:00 | 49.3564 | 69.041
2024-01-15 09:00 | 50.3656 | 72.1069
2024-01-15 10:00 | 49.2215 | 71.9455
2024-01-15 11:00 | 48.1054 | 70.2403
2024-01-15 12:00 | 47.1581 | 69.716
2024-01-15 13:00 | 46.7478 | 69.5466
2024-01-15 14:00 | 46.5341 | 67.57
2024-01-15 15:00 | 47.0712 | 69.4425
2024-01-15 16:00 | 48.9731 | 72.1021
2024-01-15 17:00 | 51.1665 | 76.5175
2024-01-15 18:00 | 55.606 | 81.0636
2024-01-15 19:00 | 53.6205 | 78.7396
2024-01-15 20:00 | 50.784 | 75.4852
2024-01-15 21:00 | 48.1501 | 72.0593
2024-01-15 22:00 | 45.6179 | 68.4789
2024-01-15 23:00 | 42.1895 | 64.1885
2024-01-16 | 38.6923 | 60.8976
2024-01-16 01:00 | 37.0449 | 56.1412
2024-01-16 02:00 | 36.7005 | 53.6275
2024-01-16 03:00 | 37.0769 | 53.2404
2024-01-16 04:00 | 37.6511 | 52.425
2024-01-16 05:00 | 38.3017 | 53.3531
2024-01-16 06:00 | 40.7178 | 57.0629
2024-01-16 07:00 | 45.7626 | 62.6342
2024-01-16 08:00 | 49.9926 | 69.9835
2024-01-16 09:00 | 50.4172 | 72.8706
2024-01-16 10:00 | 48.7042 | 71.9968
2024-01-16 11:00 | 46.9828 | 69.3109
2024-01-16 12:00 | 46.8891 | 69.1539
2024-01-16 13:00 | 46.163 | 68.0569
2024-01-16 14:00 | 46.0089 | 65.9238
2024-01-16 15:00 | 46.3131 | 68.3147
2024-01-16 16:00 | 48.0803 | 71.0454
2024-01-16 17:00 | 50.5343 | 76.0483
2024-01-16 18:00 | 54.6942 | 82.2764
2024-01-16 19:00 | 52.7845 | 79.9861
2024-01-16 20:00 | 50.2411 | 76.4068
2024-01-16 21:00 | 47.667 | 72.9217
2024-01-16 22:00 | 45.215 | 69.4187
2024-01-16 23:00 | 41.8627 | 65.0791
2024-01-17 | 39.4293 | 61.7114
2024-01-17 01:00 | 37.1034 | 58.5226
2024-01-17 02:00 | 36.7362 | 55.9422
2024-01-17 03:00 | 37.0775 | 55.2797
2024-01-17 04:00 | 37.578 | 54.5909
2024-01-17 05:00 | 38.2132 | 55.3375
2024-01-17 06:00 | 40.4465 | 58.8333
2024-01-17 07:00 | 45.3979 | 63.643
2024-01-17 08:00 | 49.5064 | 69.8579
2024-01-17 09:00 | 50.2134 | 72.4546
2024-01-17 10:00 | 48.6306 | 71.8903
2024-01-17 11:00 | 47.2647 | 70.2228
2024-01-17 12:00 | 46.7509 | 66.2343
2024-01-17 13:00 | 46.107 | 65.7345
2024-01-17 14:00 | 46.0131 | 63.9728
2024-01-17 15:00 | 46.3548 | 66.3196
2024-01-17 16:00 | 48.0421 | 68.9919
2024-01-17 17:00 | 50.4306 | 74.2479
2024-01-17 18:00 | 53.9915 | 81.5264
2024-01-17 19:00 | 52.1051 | 79.9332
2024-01-17 20:00 | 49.5529 | 77.2221
2024-01-17 21:00 | 47.0571 | 74.3421
2024-01-17 22:00 | 44.637 | 70.8461
2024-01-17 23:00 | 41.2911 | 66.2932
2024-01-18 | 38.2357 | 61.7832
2024-01-18 01:00 | 36.1841 | 57.9588
2024-01-18 02:00 | 35.7827 | 55.4237
2024-01-18 03:00 | 36.087 | 54.9826
2024-01-18 04:00 | 36.5773 | 54.2107
2024-01-18 05:00 | 37.2266 | 55.1203
2024-01-18 06:00 | 39.5272 | 58.8193
2024-01-18 07:00 | 44.4373 | 63.7851
2024-01-18 08:00 | 48.6911 | 70.0692
2024-01-18 09:00 | 50.0082 | 72.8729
2024-01-18 10:00 | 49.0812 | 72.2229
2024-01-18 11:00 | 48.1672 | 69.7228
2024-01-18 12:00 | 46.8662 | 68.0017
2024-01-18 13:00 | 46.2275 | 67.3551
2024-01-18 14:00 | 46.2773 | 65.5109
2024-01-18 15:00 | 46.6511 | 68.2579
2024-01-18 16:00 | 48.2573 | 70.7777
2024-01-18 17:00 | 50.3324 | 75.3477
2024-01-18 18:00 | 52.7933 | 81.152
2024-01-18 19:00 | 51.7674 | 79.3894
2024-01-18 20:00 | 49.6581 | 76.3538
2024-01-18 21:00 | 47.5107 | 73.0721
2024-01-18 22:00 | 45.3535 | 69.4677
2024-01-18 23:00 | 42.1025 | 65.1763
2024-01-19 | 38.0537 | 61.6854
2024-01-19 01:00 | 37.2473 | 58.639
2024-01-19 02:00 | 36.918 | 56.0341
2024-01-19 03:00 | 37.2948 | 55.835
2024-01-19 04:00 | 37.9275 | 55.1971
2024-01-19 05:00 | 38.5822 | 55.9012
2024-01-19 06:00 | 40.7391 | 59.9904
2024-01-19 07:00 | 45.8363 | 64.881
2024-01-19 08:00 | 50.354 | 71.2088
2024-01-19 09:00 | 51.2013 | 73.1249
2024-01-19 10:00 | 49.7817 | 71.3928
2024-01-19 11:00 | 48.1726 | 68.2077
2024-01-19 12:00 | 48.294 | 64.4882
2024-01-19 13:00 | 47.5945 | 62.8993
2024-01-19 14:00 | 47.3291 | 60.5318
2024-01-19 15:00 | 47.2247 | 62.9024
2024-01-19 16:00 | 48.6355 | 65.6138
2024-01-19 17:00 | 50.6865 | 72.3756
2024-01-19 18:00 | 54.9387 | 80.3425
2024-01-19 19:00 | 53.3976 | 80.0615
2024-01-19 20:00 | 50.861 | 77.3994
2024-01-19 21:00 | 48.388 | 74.3911
2024-01-19 22:00 | 46.0588 | 70.7115
2024-01-19 23:00 | 42.735 | 65.9934
2024-01-20 | 39.7085 | 62.6693
2024-01-20 01:00 | 37.847 | 59.3519
2024-01-20 02:00 | 37.3228 | 57.518
2024-01-20 03:00 | 37.4664 | 57.3597
2024-01-20 04:00 | 37.8206 | 57.1013
2024-01-20 05:00 | 38.3248 | 57.6646
2024-01-20 06:00 | 39.8856 | 60.4137
2024-01-20 07:00 | 42.8973 | 63.0292
2024-01-20 08:00 | 44.8762 | 65.4511
2024-01-20 09:00 | 46.6397 | 68.5726
2024-01-20 10:00 | 46.7909 | 68.772
2024-01-20 11:00 | 45.6804 | 65.2963
2024-01-20 12:00 | 44.6808 | 63.5198
2024-01-20 13:00 | 44.4987 | 62.9622
2024-01-20 14:00 | 44.3108 | 59.7973
2024-01-20 15:00 | 44.0552 | 61.6237
2024-01-20 16:00 | 45.0223 | 64.1945
2024-01-20 17:00 | 47.7003 | 69.7468
2024-01-20 18:00 | 52.6231 | 77.6601
2024-01-20 19:00 | 51.5423 | 75.1448
2024-01-20 20:00 | 48.7333 | 71.4861
2024-01-20 21:00 | 45.1749 | 68.962
2024-01-20 22:00 | 42.9991 | 67.1105
2024-01-20 23:00 | 40.4175 | 64.8971
2024-01-21 | 38.2601 | 61.6497
2024-01-21 01:00 | 36.714 | 59.5872
2024-01-21 02:00 | 36.176 | 57.1824
2024-01-21 03:00 | 36.2809 | 56.0261
2024-01-21 04:00 | 36.6438 | 55.2482
2024-01-21 05:00 | 37.2239 | 55.8883
2024-01-21 06:00 | 38.61 | 56.7516
2024-01-21 07:00 | 40.8736 | 57.6137
2024-01-21 08:00 | 42.6638 | 59.3522
2024-01-21 09:00 | 44.2589 | 62.7427
2024-01-21 10:00 | 44.4713 | 64.6883
2024-01-21 11:00 | 43.3855 | 64.2402
2024-01-21 12:00 | 43.7196 | 69.8384
2024-01-21 13:00 | 44.0215 | 71.0155
2024-01-21 14:00 | 43.5861 | 69.9326
2024-01-21 15:00 | 43.8506 | 71.4536
2024-01-21 16:00 | 45.2703 | 72.2639
2024-01-21 17:00 | 48.4947 | 74.986
2024-01-21 18:00 | 52.7254 | 78.8811
2024-01-21 19:00 | 52.206 | 76.698
2024-01-21 20:00 | 49.5587 | 72.6556
2024-01-21 21:00 | 46.2129 | 68.962
2024-01-21 22:00 | 43.9081 | 66.9347
2024-01-21 23:00 | 41.2575 | 64.7871
2024-01-22 | 38.4958 | 60.7044
2024-01-22 01:00 | 38.1924 | 59.2639
2024-01-22 02:00 | 38.0276 | 56.7649
2024-01-22 03:00 | 38.4285 | 56.2893
2024-01-22 04:00 | 39.0357 | 55.7071
2024-01-22 05:00 | 39.7171 | 56.7236
2024-01-22 06:00 | 41.5632 | 60.3153
2024-01-22 07:00 | 46.656 | 65.2545
2024-01-22 08:00 | 51.3356 | 71.8207
2024-01-22 09:00 | 52.597 | 74.5377
2024-01-22 10:00 | 51.385 | 73.8108
2024-01-22 11:00 | 49.9392 | 70.8835
2024-01-22 12:00 | 49.3093 | 69.0072
2024-01-22 13:00 | 48.5844 | 68.04
2024-01-22 14:00 | 48.5414 | 66.0222
2024-01-22 15:00 | 49.1728 | 67.6148
2024-01-22 16:00 | 51.1043 | 70.1492
2024-01-22 17:00 | 53.4064 | 75.8531
2024-01-22 18:00 | 56.7189 | 80.6663
2024-01-22 19:00 | 55.1916 | 80.1064
2024-01-22 20:00 | 52.546 | 77.4778
2024-01-22 21:00 | 49.7951 | 74.3392
2024-01-22 22:00 | 47.2454 | 70.5588
2024-01-22 23:00 | 43.6751 | 65.9072
2024-01-23 | 40.1047 | 63.1818
2024-01-23 01:00 | 37.7861 | 58.891
2024-01-23 02:00 | 37.4163 | 56.2083
2024-01-23 03:00 | 37.6412 | 55.953
2024-01-23 04:00 | 38.121 | 55.3066
2024-01-23 05:00 | 38.7728 | 56.3896
2024-01-23 06:00 | 40.6604 | 60.0019
2024-01-23 07:00 | 45.443 | 65.6299
2024-01-23 08:00 | 49.6613 | 73.1027
2024-01-23 09:00 | 51.0019 | 75.6928
2024-01-23 10:00 | 50.0652 | 74.3189
2024-01-23 11:00 | 49.091 | 70.6936
2024-01-23 12:00 | 47.6137 | 70.7467
2024-01-23 13:00 | 46.898 | 69.229
2024-01-23 14:00 | 46.9798 | 67.0618
2024-01-23 15:00 | 47.3814 | 69.4185
2024-01-23 16:00 | 48.9359 | 71.7528
2024-01-23 17:00 | 51.1591 | 77.083
2024-01-23 18:00 | 54.1057 | 82.6513
2024-01-23 19:00 | 52.3712 | 81.9091
2024-01-23 20:00 | 49.8267 | 78.8363
2024-01-23 21:00 | 47.2023 | 75.6573
2024-01-23 22:00 | 44.7849 | 71.9807
2024-01-23 23:00 | 41.4088 | 67.3296
2024-01-24 | 38.6382 | 64.2583
2024-01-24 01:00 | 36.5645 | 60.9958
2024-01-24 02:00 | 36.2153 | 58.3848
2024-01-24 03:00 | 36.4323 | 58.1942
2024-01-24 04:00 | 36.9434 | 57.5983
2024-01-24 05:00 | 37.5757 | 58.4228
2024-01-24 06:00 | 39.6904 | 61.8556
2024-01-24 07:00 | 44.6855 | 67.2942
2024-01-24 08:00 | 49.0118 | 74.6443
2024-01-24 09:00 | 50.4862 | 77.5344
2024-01-24 10:00 | 49.5782 | 76.2724
2024-01-24 11:00 | 48.7254 | 72.4662
2024-01-24 12:00 | 46.4445 | 69.7662
2024-01-24 13:00 | 45.7051 | 68.3484
2024-01-24 14:00 | 45.8341 | 66.2966
2024-01-24 15:00 | 46.0459 | 68.4884
2024-01-24 16:00 | 47.6713 | 70.5059
2024-01-24 17:00 | 50.0389 | 77.0163
2024-01-24 18:00 | 53.7741 | 83.1216
2024-01-24 19:00 | 52.5645 | 83.6545
2024-01-24 20:00 | 50.3898 | 81.6406
2024-01-24 21:00 | 48.0367 | 79.0879
2024-01-24 22:00 | 45.7441 | 75.2507
2024-01-24 23:00 | 42.3628 | 70.1471
2024-01-25 | 39.232 | 65.8861
2024-01-25 01:00 | 37.8392 | 63.1011
2024-01-25 02:00 | 37.5578 | 60.4152
2024-01-25 03:00 | 37.865 | 60.1499
2024-01-25 04:00 | 38.4155 | 59.5199
2024-01-25 05:00 | 39.163 | 60.5762
2024-01-25 06:00 | 41.4163 | 63.4608
2024-01-25 07:00 | 46.2772 | 68.6007
2024-01-25 08:00 | 50.5056 | 75.4282
2024-01-25 09:00 | 50.8596 | 79.4269
2024-01-25 10:00 | 49.0064 | 80.0411
2024-01-25 11:00 | 47.2941 | 78.1612
2024-01-25 12:00 | 45.0883 | 75.4437
2024-01-25 13:00 | 44.0095 | 74.92
2024-01-25 14:00 | 43.8901 | 73.8394
2024-01-25 15:00 | 44.2248 | 77.1971
2024-01-25 16:00 | 46.0435 | 78.4951
2024-01-25 17:00 | 48.75 | 81.7753
2024-01-25 18:00 | 53.4003 | 83.7666
2024-01-25 19:00 | 52.96 | 83.9487
2024-01-25 20:00 | 51.2197 | 81.76
2024-01-25 21:00 | 49.06 | 78.9338
2024-01-25 22:00 | 46.8542 | 75.1282
2024-01-25 23:00 | 43.5662 | 70.4321
2024-01-26 | 40.1013 | 66.3831
2024-01-26 01:00 | 38.1204 | 63.7952
2024-01-26 02:00 | 37.7212 | 60.9905
2024-01-26 03:00 | 38.0038 | 60.3255
2024-01-26 04:00 | 38.502 | 59.6665
2024-01-26 05:00 | 39.2179 | 60.2587
2024-01-26 06:00 | 41.2292 | 62.5436
2024-01-26 07:00 | 46.2198 | 67.4825
2024-01-26 08:00 | 50.5851 | 73.6626
2024-01-26 09:00 | 51.7709 | 75.3758
2024-01-26 10:00 | 50.6045 | 73.5421
2024-01-26 11:00 | 49.1522 | 69.4529
2024-01-26 12:00 | 49.3773 | 69.131
2024-01-26 13:00 | 48.8506 | 67.9343
2024-01-26 14:00 | 48.536 | 66.431
2024-01-26 15:00 | 48.5089 | 68.8792
2024-01-26 16:00 | 49.5474 | 69.9279
2024-01-26 17:00 | 51.2552 | 74.3428
2024-01-26 18:00 | 53.581 | 81.367
2024-01-26 19:00 | 52.0713 | 80.8064
2024-01-26 20:00 | 49.3215 | 77.935
2024-01-26 21:00 | 46.7818 | 74.9558
2024-01-26 22:00 | 44.444 | 71.2442
2024-01-26 23:00 | 41.1465 | 66.9438
2024-01-27 | 37.557 | 63.3869
2024-01-27 01:00 | 35.797 | 60.3159
2024-01-27 02:00 | 35.2009 | 58.2178
2024-01-27 03:00 | 35.1653 | 57.8497
2024-01-27 04:00 | 35.4747 | 57.0462
2024-01-27 05:00 | 35.9153 | 57.3929
2024-01-27 06:00 | 37.1849 | 60.43
2024-01-27 07:00 | 40.122 | 62.6007
2024-01-27 08:00 | 42.7661 | 64.5511
2024-01-27 09:00 | 45.2814 | 69.1639
2024-01-27 10:00 | 46.0215 | 72.0795
2024-01-27 11:00 | 45.7298 | 71.8408
2024-01-27 12:00 | 44.8412 | 69.051
2024-01-27 13:00 | 44.7035 | 69.707
2024-01-27 14:00 | 44.0068 | 67.2024
2024-01-27 15:00 | 43.7896 | 68.3638
2024-01-27 16:00 | 44.6149 | 69.1832
2024-01-27 17:00 | 46.9249 | 71.9963
2024-01-27 18:00 | 49.5897 | 76.3212
2024-01-27 19:00 | 48.0677 | 74.2175
2024-01-27 20:00 | 44.8588 | 70.5552
2024-01-27 21:00 | 41.9115 | 67.796
2024-01-27 22:00 | 40.0037 | 65.5984
2024-01-27 23:00 | 37.6806 | 63.4231
2024-01-28 | 35.8681 | 60.9478
2024-01-28 01:00 | 33.979 | 57.741
2024-01-28 02:00 | 33.4288 | 55.5366
2024-01-28 03:00 | 33.4323 | 55.0805
2024-01-28 04:00 | 33.6447 | 54.4049
2024-01-28 05:00 | 33.9102 | 54.5147
2024-01-28 06:00 | 34.7539 | 56.6579
2024-01-28 07:00 | 37.3368 | 58.3424
2024-01-28 08:00 | 39.8559 | 59.9805
2024-01-28 09:00 | 41.9184 | 64.7644
2024-01-28 10:00 | 42.2152 | 68.1598
2024-01-28 11:00 | 42.388 | 68.9842
2024-01-28 12:00 | 42.4158 | 64.4734
2024-01-28 13:00 | 42.4444 | 65.3255
2024-01-28 14:00 | 42.0474 | 64.6309
2024-01-28 15:00 | 42.1909 | 67.0763
2024-01-28 16:00 | 43.6183 | 68.1848
2024-01-28 17:00 | 46.6447 | 72.2771
2024-01-28 18:00 | 50.9898 | 74.8113
2024-01-28 19:00 | 49.6679 | 74.8817
2024-01-28 20:00 | 46.4182 | 71.9503
2024-01-28 21:00 | 43.6232 | 69.0357
2024-01-28 22:00 | 41.6139 | 66.6156
2024-01-28 23:00 | 38.929 | 63.7169
2024-01-29 | 35.859 | 61.5257
2024-01-29 01:00 | 35.5408 | 58.1595
2024-01-29 02:00 | 35.4522 | 55.8128
2024-01-29 03:00 | 35.8473 | 55.873
2024-01-29 04:00 | 36.5188 | 55.3667
2024-01-29 05:00 | 37.3159 | 56.6747
2024-01-29 06:00 | 39.5435 | 60.1489
2024-01-29 07:00 | 45.0013 | 65.8007
2024-01-29 08:00 | 49.6797 | 73.0501
2024-01-29 09:00 | 50.3811 | 75.7261
2024-01-29 10:00 | 49.0004 | 74.3792
2024-01-29 11:00 | 47.38 | 70.4818
2024-01-29 12:00 | 46.4507 | 69.0179
2024-01-29 13:00 | 45.6372 | 67.9327
2024-01-29 14:00 | 45.3959 | 66.2321
2024-01-29 15:00 | 45.6567 | 68.7617
2024-01-29 16:00 | 47.4659 | 70.793
2024-01-29 17:00 | 50.0374 | 77.3512
2024-01-29 18:00 | 55.1924 | 83.6458
2024-01-29 19:00 | 54.2267 | 83.3018
2024-01-29 20:00 | 52.0404 | 80.2288
2024-01-29 21:00 | 49.5822 | 76.9753
2024-01-29 22:00 | 47.1752 | 73.0667
2024-01-29 23:00 | 43.7778 | 68.2419
2024-01-30 | 40.528 | 64.234
2024-01-30 01:00 | 38.7005 | 59.9604
2024-01-30 02:00 | 38.4379 | 57.4007
2024-01-30 03:00 | 38.7852 | 56.9816
2024-01-30 04:00 | 39.3352 | 56.1338
2024-01-30 05:00 | 40.2124 | 57.0828
2024-01-30 06:00 | 42.3384 | 61.1741
2024-01-30 07:00 | 47.3908 | 66.1934
2024-01-30 08:00 | 51.7107 | 72.165
2024-01-30 09:00 | 52.1449 | 74.3556
2024-01-30 10:00 | 50.3208 | 73.8103
2024-01-30 11:00 | 48.5256 | 72.4276
2024-01-30 12:00 | 48.2606 | 67.9841
2024-01-30 13:00 | 47.6413 | 67.4157
2024-01-30 14:00 | 47.2814 | 66.2902
2024-01-30 15:00 | 47.8205 | 69.9105
2024-01-30 16:00 | 49.4174 | 71.8228
2024-01-30 17:00 | 51.8385 | 75.6609
2024-01-30 18:00 | 53.8942 | 81.3578
2024-01-30 19:00 | 53.2394 | 80.3878
2024-01-30 20:00 | 51.18 | 76.8755
2024-01-30 21:00 | 48.8573 | 73.7576
2024-01-30 22:00 | 46.487 | 70.2593
2024-01-30 23:00 | 43.1726 | 65.8975
2024-01-31 | 39.4175 | 63.112
2024-01-31 01:00 | 38.249 | 58.5439
2024-01-31 02:00 | 37.9388 | 55.9068
2024-01-31 03:00 | 38.2155 | 55.5293
2024-01-31 04:00 | 38.7345 | 54.8617
2024-01-31 05:00 | 39.4897 | 55.4596
2024-01-31 06:00 | 41.6297 | 59.3348
2024-01-31 07:00 | 46.7456 | 64.2267
2024-01-31 08:00 | 50.9306 | 69.9195
2024-01-31 09:00 | 51.4121 | 72.8613
2024-01-31 10:00 | 49.5456 | 72.5628
2024-01-31 11:00 | 47.5795 | 71.1821
2024-01-31 12:00 | 48.5446 | 63.1061
2024-01-31 13:00 | 47.9382 | 61.9129
2024-01-31 14:00 | 47.9427 | 59.663
2024-01-31 15:00 | 48.1145 | 62.0239
2024-01-31 16:00 | 49.667 | 64.2558
2024-01-31 17:00 | 51.8563 | 70.9737
2024-01-31 18:00 | 55.0483 | 78.1188
2024-01-31 19:00 | 53.9261 | 78.6434
2024-01-31 20:00 | 51.4796 | 76.5369
2024-01-31 21:00 | 48.9607 | 74.1003
2024-01-31 22:00 | 46.5858 | 70.3266
2024-01-31 23:00 | 43.0849 | 65.6149
2024-02-01 | 39.7435 | 61.9039
2024-02-01 01:00 | 37.6966 | 56.737
2024-02-01 02:00 | 37.2877 | 54.571
2024-02-01 03:00 | 37.5232 | 54.3534
2024-02-01 04:00 | 38.156 | 53.7105
2024-02-01 05:00 | 38.8711 | 54.9581
2024-02-01 06:00 | 41.2024 | 58.6132
2024-02-01 07:00 | 46.3032 | 63.4638
2024-02-01 08:00 | 50.3718 | 69.154
2024-02-01 09:00 | 50.5022 | 69.6263
2024-02-01 10:00 | 48.1902 | 66.7338
2024-02-01 11:00 | 46.166 | 63.8092
2024-02-01 12:00 | 44.9204 | 60.3604
2024-02-01 13:00 | 43.8667 | 59.0195
2024-02-01 14:00 | 43.5233 | 56.6649
2024-02-01 15:00 | 43.7509 | 58.7448
2024-02-01 16:00 | 45.7317 | 62.8284
2024-02-01 17:00 | 48.2309 | 70.3531
2024-02-01 18:00 | 52.6735 | 77.2781
2024-02-01 19:00 | 51.9986 | 77.8238
2024-02-01 20:00 | 49.9201 | 75.6957
2024-02-01 21:00 | 47.3998 | 72.5495
2024-02-01 22:00 | 45.0328 | 68.9334
2024-02-01 23:00 | 41.7586 | 64.5538
2024-02-02 | 38.951 | 61.1994
2024-02-02 01:00 | 36.7678 | 56.883
2024-02-02 02:00 | 36.2686 | 54.8349
2024-02-02 03:00 | 36.4271 | 54.2812
2024-02-02 04:00 | 37.0269 | 53.4481
2024-02-02 05:00 | 37.6779 | 54.3757
2024-02-02 06:00 | 39.7373 | 57.7926
2024-02-02 07:00 | 44.9151 | 62.5374
2024-02-02 08:00 | 49.1639 | 68.4649
2024-02-02 09:00 | 50.4511 | 70.0851
2024-02-02 10:00 | 49.2854 | 68.3741
2024-02-02 11:00 | 48.135 | 66.1167
2024-02-02 12:00 | 47.205 | 68.2406
2024-02-02 13:00 | 46.4768 | 68.1686
2024-02-02 14:00 | 46.073 | 66.7975
2024-02-02 15:00 | 45.9843 | 68.8375
2024-02-02 16:00 | 47.3452 | 70.3942
2024-02-02 17:00 | 49.2125 | 73.3072
2024-02-02 18:00 | 51.2741 | 75.4823
2024-02-02 19:00 | 50.3992 | 74.6429
2024-02-02 20:00 | 47.9319 | 71.336
2024-02-02 21:00 | 45.459 | 68.0482
2024-02-02 22:00 | 43.1926 | 64.8088
2024-02-02 23:00 | 40.0488 | 60.9021
2024-02-03 | 36.8862 | 57.7217
2024-02-03 01:00 | 35.1982 | 53.8547
2024-02-03 02:00 | 34.6586 | 52.3007
2024-02-03 03:00 | 34.7673 | 51.8168
2024-02-03 04:00 | 35.2596 | 50.538
2024-02-03 05:00 | 35.839 | 50.9814
2024-02-03 06:00 | 36.9522 | 53.6868
2024-02-03 07:00 | 40.217 | 54.9332
2024-02-03 08:00 | 42.6494 | 57.1205
2024-02-03 09:00 | 44.8233 | 59.0666
2024-02-03 10:00 | 45.1827 | 59.1572
2024-02-03 11:00 | 44.98 | 59.3662
2024-02-03 12:00 | 45.0248 | 56.7128
2024-02-03 13:00 | 44.9101 | 57.1013
2024-02-03 14:00 | 44.0205 | 53.9845
2024-02-03 15:00 | 43.8123 | 55.4191
2024-02-03 16:00 | 45.0165 | 58.5463
2024-02-03 17:00 | 47.4754 | 63.7496
2024-02-03 18:00 | 50.1758 | 69.0085
2024-02-03 19:00 | 49.1606 | 66.9262
2024-02-03 20:00 | 45.968 | 63.2057
2024-02-03 21:00 | 42.7157 | 60.4128
2024-02-03 22:00 | 40.7826 | 58.6858
2024-02-03 23:00 | 38.3982 | 56.8855
2024-02-04 | 36.0031 | 55.0331
2024-02-04 01:00 | 34.4946 | 51.9008
2024-02-04 02:00 | 33.9238 | 50.1984
2024-02-04 03:00 | 33.9624 | 49.5797
2024-02-04 04:00 | 34.3327 | 48.3909
2024-02-04 05:00 | 34.6761 | 48.2549
2024-02-04 06:00 | 35.5546 | 50.2846
2024-02-04 07:00 | 38.4178 | 51.1263
2024-02-04 08:00 | 40.7657 | 53.427
2024-02-04 09:00 | 42.7485 | 56.2706
2024-02-04 10:00 | 42.8153 | 57.4927
2024-02-04 11:00 | 42.8397 | 58.6271
2024-02-04 12:00 | 41.9231 | 56.5318
2024-02-04 13:00 | 41.9765 | 57.3334
2024-02-04 14:00 | 41.573 | 55.9677
2024-02-04 15:00 | 41.8626 | 58.3602
2024-02-04 16:00 | 43.7323 | 61.2689
2024-02-04 17:00 | 46.9157 | 65.8475
2024-02-04 18:00 | 50.1787 | 69.4987
2024-02-04 19:00 | 49.8133 | 68.5243
2024-02-04 20:00 | 47.1247 | 65.7845
2024-02-04 21:00 | 44.0359 | 63.0854
2024-02-04 22:00 | 41.8829 | 61.029
2024-02-04 23:00 | 39.2375 | 58.6451
2024-02-05 | 36.6713 | 55.5347
2024-02-05 01:00 | 35.3946 | 51.8889
2024-02-05 02:00 | 35.1504 | 50.1194
2024-02-05 03:00 | 35.4876 | 49.7148
2024-02-05 04:00 | 36.2293 | 48.9225
2024-02-05 05:00 | 37.0129 | 50.1737
2024-02-05 06:00 | 39.2796 | 53.7759
2024-02-05 07:00 | 44.7689 | 58.2772
2024-02-05 08:00 | 48.9833 | 63.0923
2024-02-05 09:00 | 49.8084 | 64.0914
2024-02-05 10:00 | 48.3777 | 62.283
2024-02-05 11:00 | 47.302 | 61.9901
2024-02-05 12:00 | 46.7112 | 60.7712
2024-02-05 13:00 | 46.1567 | 61.0923
2024-02-05 14:00 | 45.7676 | 59.1696
2024-02-05 15:00 | 46.2651 | 61.5687
2024-02-05 16:00 | 48.3287 | 65.1439
2024-02-05 17:00 | 50.5858 | 70.83
2024-02-05 18:00 | 53.6646 | 75.4521
2024-02-05 19:00 | 52.7637 | 74.5982
2024-02-05 20:00 | 50.368 | 71.681
2024-02-05 21:00 | 47.6784 | 68.5083
2024-02-05 22:00 | 45.143 | 65.2662
2024-02-05 23:00 | 41.8049 | 61.3022
2024-02-06 | 38.961 | 56.9735
2024-02-06 01:00 | 36.1983 | 53.9615
2024-02-06 02:00 | 35.763 | 51.8595
2024-02-06 03:00 | 35.9555 | 51.2105
2024-02-06 04:00 | 36.526 | 50.2531
2024-02-06 05:00 | 37.3552 | 51.2335
2024-02-06 06:00 | 39.4532 | 56.164
2024-02-06 07:00 | 44.5918 | 60.286
2024-02-06 08:00 | 48.3808 | 64.6275
2024-02-06 09:00 | 48.9989 | 65.1881
2024-02-06 10:00 | 47.4525 | 63.2999
2024-02-06 11:00 | 46.3423 | 63.4233
2024-02-06 12:00 | 44.8494 | 62.1036
2024-02-06 13:00 | 44.0982 | 61.9827
2024-02-06 14:00 | 43.7083 | 59.6805
2024-02-06 15:00 | 44.0686 | 62.2797
2024-02-06 16:00 | 45.7454 | 65.9108
2024-02-06 17:00 | 48.1445 | 70.3367
2024-02-06 18:00 | 50.3228 | 74.5405
2024-02-06 19:00 | 49.6414 | 74.8844
2024-02-06 20:00 | 47.478 | 73.3456
2024-02-06 21:00 | 45.0709 | 71.1418
2024-02-06 22:00 | 42.7333 | 68.299
2024-02-06 23:00 | 39.6351 | 64.4971
2024-02-07 | 36.356 | 58.2729
2024-02-07 01:00 | 34.8264 | 56.9734
2024-02-07 02:00 | 34.4428 | 54.7098
2024-02-07 03:00 | 34.6479 | 54.0762
2024-02-07 04:00 | 35.263 | 53.3444
2024-02-07 05:00 | 36.0797 | 54.0779
2024-02-07 06:00 | 38.1632 | 56.6469
2024-02-07 07:00 | 43.5794 | 61.368
2024-02-07 08:00 | 47.3734 | 66.8829
2024-02-07 09:00 | 47.492 | 67.9505
2024-02-07 10:00 | 45.4965 | 65.2574
2024-02-07 11:00 | 43.8391 | 62.9214
2024-02-07 12:00 | 42.2634 | 64.911
2024-02-07 13:00 | 41.3482 | 64.4808
2024-02-07 14:00 | 41.1512 | 62.0036
2024-02-07 15:00 | 41.0575 | 64.0433
2024-02-07 16:00 | 42.807 | 66.847
2024-02-07 17:00 | 45.4014 | 72.8946
2024-02-07 18:00 | 49.1899 | 78.2937
2024-02-07 19:00 | 49.0797 | 78.1036
2024-02-07 20:00 | 47.4169 | 75.2773
2024-02-07 21:00 | 45.2627 | 72.2676
2024-02-07 22:00 | 43.0896 | 68.7329
2024-02-07 23:00 | 39.9596 | 64.2856
2024-02-08 | 37.1299 | 61.2453
2024-02-08 01:00 | 35.3764 | 56.4697
2024-02-08 02:00 | 34.9908 | 54.4101
2024-02-08 03:00 | 35.1787 | 53.9883
2024-02-08 04:00 | 35.8069 | 53.2135
2024-02-08 05:00 | 36.6808 | 54.4471
2024-02-08 06:00 | 39.0779 | 58.2318
2024-02-08 07:00 | 44.3226 | 63.1776
2024-02-08 08:00 | 48.3324 | 69.0648
2024-02-08 09:00 | 49.1655 | 71.439
2024-02-08 10:00 | 47.7059 | 70.721
2024-02-08 11:00 | 46.7568 | 69.1678
2024-02-08 12:00 | 45.2911 | 68.144
2024-02-08 13:00 | 44.6256 | 67.7063
2024-02-08 14:00 | 44.1973 | 66.0751
2024-02-08 15:00 | 44.5142 | 68.1181
2024-02-08 16:00 | 46.1873 | 70.1826
2024-02-08 17:00 | 48.3526 | 73.9987
2024-02-08 18:00 | 50.8776 | 77.4584
2024-02-08 19:00 | 50.3597 | 77.0859
2024-02-08 20:00 | 48.4551 | 74.1999
2024-02-08 21:00 | 46.0514 | 71.0359
2024-02-08 22:00 | 43.7146 | 67.8376
2024-02-08 23:00 | 40.6217 | 63.6421
2024-02-09 | 37.6336 | 59.8095
2024-02-09 01:00 | 36.726 | 57.0775
2024-02-09 02:00 | 36.3378 | 55.0144
2024-02-09 03:00 | 36.5549 | 54.6795
2024-02-09 04:00 | 37.2616 | 53.7593
2024-02-09 05:00 | 38.0595 | 54.3354
2024-02-09 06:00 | 40.2744 | 57.5753
2024-02-09 07:00 | 45.6713 | 62.4142
2024-02-09 08:00 | 50.0204 | 68.086
2024-02-09 09:00 | 51.1626 | 70.3633
2024-02-09 10:00 | 49.9004 | 68.744
2024-02-09 11:00 | 48.8126 | 66.5752
2024-02-09 12:00 | 45.9633 | 60.5003
2024-02-09 13:00 | 45.1939 | 59.2755
2024-02-09 14:00 | 44.6287 | 56.4649
2024-02-09 15:00 | 44.4852 | 58.5885
2024-02-09 16:00 | 46.0186 | 61.2015
2024-02-09 17:00 | 48.1849 | 67.9129
2024-02-09 18:00 | 51.2121 | 74.5838
2024-02-09 19:00 | 51.4516 | 75.568
2024-02-09 20:00 | 49.5584 | 73.2034
2024-02-09 21:00 | 47.3481 | 70.4696
2024-02-09 22:00 | 45.1432 | 67.0559
2024-02-09 23:00 | 41.974 | 62.8665
2024-02-10 | 38.8155 | 59.8113
2024-02-10 01:00 | 37.04 | 57.2788
2024-02-10 02:00 | 36.5156 | 55.6431
2024-02-10 03:00 | 36.5391 | 55.423
2024-02-10 04:00 | 37.023 | 54.8634
2024-02-10 05:00 | 37.733 | 55.1815
2024-02-10 06:00 | 39.1394 | 58.7042
2024-02-10 07:00 | 42.2645 | 60.5752
2024-02-10 08:00 | 43.8635 | 61.9007
2024-02-10 09:00 | 44.7588 | 63.7716
2024-02-10 10:00 | 44.1202 | 63.2767
2024-02-10 11:00 | 42.6586 | 61.552
2024-02-10 12:00 | 42.1374 | 56.7135
2024-02-10 13:00 | 41.7492 | 56.1851
2024-02-10 14:00 | 41.2286 | 53.109
2024-02-10 15:00 | 40.9753 | 54.6826
2024-02-10 16:00 | 42.2118 | 57.7709
2024-02-10 17:00 | 45.0555 | 64.2485
2024-02-10 18:00 | 50.2708 | 73.224
2024-02-10 19:00 | 50.1799 | 72.4735
2024-02-10 20:00 | 47.7316 | 69.2414
2024-02-10 21:00 | 44.1831 | 66.7134
2024-02-10 22:00 | 42.0153 | 64.7409
2024-02-10 23:00 | 39.5569 | 62.6006
2024-02-11 | 37.2938 | 59.6022
2024-02-11 01:00 | 35.698 | 55.8376
2024-02-11 02:00 | 35.0607 | 54.1505
2024-02-11 03:00 | 34.8857 | 53.4977
2024-02-11 04:00 | 35.2592 | 52.6621
2024-02-11 05:00 | 35.7515 | 53.0248
2024-02-11 06:00 | 36.9546 | 55.8297
2024-02-11 07:00 | 39.7685 | 56.7476
2024-02-11 08:00 | 41.8332 | 58.1321
2024-02-11 09:00 | 43.2948 | 61.1898
2024-02-11 10:00 | 42.8547 | 62.5855
2024-02-11 11:00 | 41.7892 | 62.583
2024-02-11 12:00 | 40.8625 | 59.9826
2024-02-11 13:00 | 40.7822 | 60.1074
2024-02-11 14:00 | 40.0386 | 58.4472
2024-02-11 15:00 | 40.0024 | 59.9507
2024-02-11 16:00 | 41.5043 | 62.1252
2024-02-11 17:00 | 44.6671 | 67.7638
2024-02-11 18:00 | 48.2268 | 71.8503
2024-02-11 19:00 | 48.4269 | 72.3291
2024-02-11 20:00 | 45.9963 | 68.9087
2024-02-11 21:00 | 43.0297 | 65.598
2024-02-11 22:00 | 40.7956 | 63.65
2024-02-11 23:00 | 38.3513 | 61.1295
2024-02-12 | 36.5458 | 59.2186
2024-02-12 01:00 | 34.2751 | 56.0688
2024-02-12 02:00 | 33.9683 | 54.1799
2024-02-12 03:00 | 34.1284 | 53.9275
2024-02-12 04:00 | 34.7175 | 53.277
2024-02-12 05:00 | 35.6117 | 54.5488
2024-02-12 06:00 | 37.7746 | 57.9835
2024-02-12 07:00 | 43.1186 | 63.3629
2024-02-12 08:00 | 47.0667 | 69.8925
2024-02-12 09:00 | 48.1405 | 73.0316
2024-02-12 10:00 | 47.0812 | 72.3792
2024-02-12 11:00 | 46.1137 | 69.9285
2024-02-12 12:00 | 44.5727 | 71.6
2024-02-12 13:00 | 43.7399 | 71.7813
2024-02-12 14:00 | 43.6814 | 70.2829
2024-02-12 15:00 | 44.0967 | 72.3235
2024-02-12 16:00 | 45.7931 | 73.974
2024-02-12 17:00 | 48.0503 | 77.5627
2024-02-12 18:00 | 50.5884 | 78.8066
2024-02-12 19:00 | 49.9038 | 79.1601
2024-02-12 20:00 | 47.5661 | 77.0146
2024-02-12 21:00 | 44.9385 | 74.1103
2024-02-12 22:00 | 42.5356 | 70.6479
2024-02-12 23:00 | 39.2901 | 66.4579
2024-02-13 | 35.2924 | 60.2104
2024-02-13 01:00 | 33.7943 | 57.4206
2024-02-13 02:00 | 33.4334 | 55.1505
2024-02-13 03:00 | 33.5154 | 54.9841
2024-02-13 04:00 | 34.1461 | 54.3025
2024-02-13 05:00 | 35.0612 | 55.3536
2024-02-13 06:00 | 37.4954 | 58.0995
2024-02-13 07:00 | 42.7022 | 64.0876
2024-02-13 08:00 | 46.5206 | 71.501
2024-02-13 09:00 | 47.1535 | 75.0211
2024-02-13 10:00 | 45.9047 | 74.2364
2024-02-13 11:00 | 45.0613 | 71.5055
2024-02-13 12:00 | 42.3044 | 72.586
2024-02-13 13:00 | 41.2782 | 71.9076
2024-02-13 14:00 | 41.2243 | 69.8229
2024-02-13 15:00 | 41.4059 | 72.4381
2024-02-13 16:00 | 43.1231 | 74.4491
2024-02-13 17:00 | 45.7941 | 78.5318
2024-02-13 18:00 | 49.0857 | 81.9009
2024-02-13 19:00 | 49.0786 | 81.9361
2024-02-13 20:00 | 47.5129 | 78.8838
2024-02-13 21:00 | 45.2766 | 75.4891
2024-02-13 22:00 | 43.0615 | 71.7862
2024-02-13 23:00 | 39.9723 | 67.4515
2024-02-14 | 37.0145 | 63.0566
2024-02-14 01:00 | 34.7489 | 60.0643
2024-02-14 02:00 | 34.4103 | 57.889
2024-02-14 03:00 | 34.5819 | 57.4928
2024-02-14 04:00 | 35.1704 | 56.8261
2024-02-14 05:00 | 36.179 | 57.6243
2024-02-14 06:00 | 38.5045 | 62.6861
2024-02-14 07:00 | 43.7771 | 67.5493
2024-02-14 08:00 | 47.1349 | 73.3835
2024-02-14 09:00 | 46.7643 | 75.3069
2024-02-14 10:00 | 44.4489 | 74.0068
2024-02-14 11:00 | 42.986 | 71.2901
2024-02-14 12:00 | 41.7761 | 70.0373
2024-02-14 13:00 | 41.0067 | 69.5341
2024-02-14 14:00 | 40.5134 | 68.0313
2024-02-14 15:00 | 40.6394 | 69.9667
2024-02-14 16:00 | 42.1825 | 71.7267
2024-02-14 17:00 | 44.77 | 76.1358
2024-02-14 18:00 | 48.9666 | 78.4972
2024-02-14 19:00 | 48.6167 | 80.2342
2024-02-14 20:00 | 46.8338 | 78.4489
2024-02-14 21:00 | 44.4879 | 75.9115
2024-02-14 22:00 | 42.0996 | 72.4072
2024-02-14 23:00 | 39.0011 | 67.5597
2024-02-15 | 35.842 | 63.3353
2024-02-15 01:00 | 33.9108 | 59.1844
2024-02-15 02:00 | 33.4813 | 57.0745
2024-02-15 03:00 | 33.6081 | 57.0587
2024-02-15 04:00 | 34.1361 | 56.3329
2024-02-15 05:00 | 35.1291 | 57.3644
2024-02-15 06:00 | 37.4557 | 61.8635
2024-02-15 07:00 | 42.5559 | 66.7898
2024-02-15 08:00 | 45.6637 | 71.9066
2024-02-15 09:00 | 45.7507 | 73.0394
2024-02-15 10:00 | 44.0964 | 70.5713
2024-02-15 11:00 | 43.231 | 67.2749
2024-02-15 12:00 | 41.7878 | 65.7164
2024-02-15 13:00 | 41.276 | 65.0315
2024-02-15 14:00 | 41.0232 | 63.1795
2024-02-15 15:00 | 41.1183 | 66.5859
2024-02-15 16:00 | 42.4439 | 69.0524
2024-02-15 17:00 | 44.365 | 74.6929
2024-02-15 18:00 | 47.485 | 78.1957
2024-02-15 19:00 | 47.1391 | 80.1625
2024-02-15 20:00 | 45.2756 | 78.3637
2024-02-15 21:00 | 42.9286 | 75.6204
2024-02-15 22:00 | 40.6639 | 71.8817
2024-02-15 23:00 | 37.6439 | 67.3816
2024-02-16 | 34.9086 | 63.467
2024-02-16 01:00 | 32.8208 | 59.1743
2024-02-16 02:00 | 32.3263 | 57.0818
2024-02-16 03:00 | 32.3498 | 56.893
2024-02-16 04:00 | 32.8578 | 56.1552
2024-02-16 05:00 | 33.7833 | 56.8237
2024-02-16 06:00 | 36.1369 | 61.13
2024-02-16 07:00 | 41.4921 | 66.1426
2024-02-16 08:00 | 44.9572 | 71.4557
2024-02-16 09:00 | 45.6108 | 73.1606
2024-02-16 10:00 | 44.4926 | 71.9679
2024-02-16 11:00 | 43.5837 | 69.9125
2024-02-16 12:00 | 42.9581 | 61.3384
2024-02-16 13:00 | 42.4781 | 60.0871
2024-02-16 14:00 | 42.0784 | 58.4394
2024-02-16 15:00 | 41.6573 | 60.9059
2024-02-16 16:00 | 42.3544 | 63.0613
2024-02-16 17:00 | 43.9135 | 69.1607
2024-02-16 18:00 | 45.7453 | 75.2573
2024-02-16 19:00 | 45.0702 | 77.2793
2024-02-16 20:00 | 42.9109 | 75.1319
2024-02-16 21:00 | 40.525 | 72.3725
2024-02-16 22:00 | 38.3155 | 68.8483
2024-02-16 23:00 | 35.4321 | 64.4142
2024-02-17 | 33.0801 | 60.8702
2024-02-17 01:00 | 31.5621 | 58.7126
2024-02-17 02:00 | 31.0607 | 56.8175
2024-02-17 03:00 | 31.0307 | 56.628
2024-02-17 04:00 | 31.391 | 56.1414
2024-02-17 05:00 | 31.7418 | 56.9352
2024-02-17 06:00 | 32.8413 | 60.3358
2024-02-17 07:00 | 36.4579 | 62.905
2024-02-17 08:00 | 39.982 | 64.3168
2024-02-17 09:00 | 42.0852 | 67.5162
2024-02-17 10:00 | 42.1277 | 68.2152
2024-02-17 11:00 | 42.1415 | 66.222
2024-02-17 12:00 | 40.7019 | 62.1378
2024-02-17 13:00 | 40.0046 | 61.6679
2024-02-17 14:00 | 39.2713 | 59.2842
2024-02-17 15:00 | 39.2659 | 59.7024
2024-02-17 16:00 | 40.8872 | 60.8244
2024-02-17 17:00 | 43.5709 | 67.3548
2024-02-17 18:00 | 45.576 | 75.0816
2024-02-17 19:00 | 44.9896 | 75.9367
2024-02-17 20:00 | 42.4678 | 72.0168
2024-02-17 21:00 | 39.9219 | 68.5034
2024-02-17 22:00 | 38.3621 | 66.1848
2024-02-17 23:00 | 36.114 | 63.8773
2024-02-18 | 33.4648 | 61.38
2024-02-18 01:00 | 31.9806 | 59.333
2024-02-18 02:00 | 31.5226 | 57.9109
2024-02-18 03:00 | 31.5145 | 57.8289
2024-02-18 04:00 | 31.8282 | 57.5004
2024-02-18 05:00 | 32.1507 | 57.6809
2024-02-18 06:00 | 32.8118 | 60.6143
2024-02-18 07:00 | 35.9884 | 63.0252
2024-02-18 08:00 | 38.8164 | 64.0522
2024-02-18 09:00 | 40.4401 | 68.5021
2024-02-18 10:00 | 40.0917 | 70.8583
2024-02-18 11:00 | 39.8816 | 69.4714
2024-02-18 12:00 | 37.0144 | 68.5068
2024-02-18 13:00 | 36.5215 | 69.1447
2024-02-18 14:00 | 36.1892 | 68.2316
2024-02-18 15:00 | 36.4015 | 70.6895
2024-02-18 16:00 | 38.5287 | 71.4723
2024-02-18 17:00 | 42.0885 | 75.5733
2024-02-18 18:00 | 46.0828 | 78.8415
2024-02-18 19:00 | 46.6602 | 78.8712
2024-02-18 20:00 | 45.0342 | 74.7147
2024-02-18 21:00 | 42.264 | 70.9372
2024-02-18 22:00 | 40.3712 | 68.4242
2024-02-18 23:00 | 37.8549 | 65.7578
2024-02-19 | 35.5797 | 63.6944
2024-02-19 01:00 | 33.1776 | 60.2724
2024-02-19 02:00 | 32.9647 | 58.9192
2024-02-19 03:00 | 33.0317 | 58.7853
2024-02-19 04:00 | 33.5686 | 58.0364
2024-02-19 05:00 | 34.2882 | 57.421
2024-02-19 06:00 | 35.5835 | 60.131
2024-02-19 07:00 | 38.6352 | 61.4271
2024-02-19 08:00 | 40.0605 | 62.6067
2024-02-19 09:00 | 40.9568 | 65.981
2024-02-19 10:00 | 40.8736 | 66.9201
2024-02-19 11:00 | 40.9351 | 68.4936
2024-02-19 12:00 | 41.1724 | 66.7116
2024-02-19 13:00 | 41.3659 | 67.6751
2024-02-19 14:00 | 40.5106 | 66.6451
2024-02-19 15:00 | 40.3368 | 70.1066
2024-02-19 16:00 | 41.6579 | 68.8615
2024-02-19 17:00 | 44.5018 | 73.7472
2024-02-19 18:00 | 47.4362 | 75.3981
2024-02-19 19:00 | 47.2202 | 74.9443
2024-02-19 20:00 | 44.9597 | 70.4613
2024-02-19 21:00 | 42.2689 | 67.1073
2024-02-19 22:00 | 40.3858 | 64.9357
2024-02-19 23:00 | 37.9842 | 61.4014
2024-02-20 | 35.215 | 59.5047
2024-02-20 01:00 | 35.5225 | 58.4981
2024-02-20 02:00 | 35.2043 | 56.24
2024-02-20 03:00 | 35.3466 | 55.7292
2024-02-20 04:00 | 35.9914 | 54.8968
2024-02-20 05:00 | 37.0807 | 55.5034
2024-02-20 06:00 | 39.5223 | 59.1931
2024-02-20 07:00 | 44.968 | 64.3372
2024-02-20 08:00 | 48.5843 | 68.9597
2024-02-20 09:00 | 48.4481 | 70.11
2024-02-20 10:00 | 46.3138 | 68.7063
2024-02-20 11:00 | 44.4769 | 67.3963
2024-02-20 12:00 | 44.2821 | 64.9118
2024-02-20 13:00 | 43.5416 | 64.2731
2024-02-20 14:00 | 43.2188 | 62.6937
2024-02-20 15:00 | 43.2897 | 65.6421
2024-02-20 16:00 | 44.7971 | 67.872
2024-02-20 17:00 | 47.0983 | 72.303
2024-02-20 18:00 | 51.0301 | 77.1012
2024-02-20 19:00 | 50.8584 | 77.6609
2024-02-20 20:00 | 48.8014 | 74.7298
2024-02-20 21:00 | 46.2568 | 71.456
2024-02-20 22:00 | 43.8475 | 67.8
2024-02-20 23:00 | 40.61 | 63.7499
2024-02-21 | 37.2206 | 60.7639
2024-02-21 01:00 | 36.0535 | 57.4214
2024-02-21 02:00 | 35.7628 | 55.0541
2024-02-21 03:00 | 35.8255 | 54.2962
2024-02-21 04:00 | 36.4271 | 53.7284
2024-02-21 05:00 | 37.45 | 54.2221
2024-02-21 06:00 | 39.7779 | 57.7481
2024-02-21 07:00 | 45.0559 | 62.3672
2024-02-21 08:00 | 48.541 | 65.8065
2024-02-21 09:00 | 48.3129 | 65.8631
2024-02-21 10:00 | 45.9725 | 64.1543
2024-02-21 11:00 | 44.2412 | 63.6832
2024-02-21 12:00 | 42.7675 | 62.7962
2024-02-21 13:00 | 41.8216 | 62.4785
2024-02-21 14:00 | 41.5713 | 61.1236
2024-02-21 15:00 | 41.6236 | 63.2191
2024-02-21 16:00 | 43.2215 | 65.2615
2024-02-21 17:00 | 45.8109 | 70.0885
2024-02-21 18:00 | 48.9786 | 72.3714
2024-02-21 19:00 | 49.6478 | 74.2657
2024-02-21 20:00 | 48.2244 | 72.4104
2024-02-21 21:00 | 45.9748 | 69.8578
2024-02-21 22:00 | 43.6885 | 66.3618
2024-02-21 23:00 | 40.4698 | 61.8905
2024-02-22 | 37.4676 | 58.7432
2024-02-22 01:00 | 35.6117 | 54.8984
2024-02-22 02:00 | 35.2851 | 52.5499
2024-02-22 03:00 | 35.3417 | 52.0692
2024-02-22 04:00 | 35.9257 | 51.6163
2024-02-22 05:00 | 37.0265 | 52.6631
2024-02-22 06:00 | 39.5459 | 56.6435
2024-02-22 07:00 | 44.6229 | 61.4073
2024-02-22 08:00 | 47.8738 | 64.4081
2024-02-22 09:00 | 47.5566 | 62.4524
2024-02-22 10:00 | 45.2883 | 58.3695
2024-02-22 11:00 | 43.6679 | 55.5497
2024-02-22 12:00 | 42.9726 | 54.3724
2024-02-22 13:00 | 42.0834 | 52.5848
2024-02-22 14:00 | 41.935 | 49.9992
2024-02-22 15:00 | 42.1234 | 51.5436
2024-02-22 16:00 | 43.6246 | 54.9523
2024-02-22 17:00 | 45.8576 | 62.5868
2024-02-22 18:00 | 48.1706 | 71.5391
2024-02-22 19:00 | 48.8578 | 73.8756
2024-02-22 20:00 | 47.4966 | 72.834
2024-02-22 21:00 | 45.1866 | 70.5913
2024-02-22 22:00 | 42.9187 | 67.4675
2024-02-22 23:00 | 39.7407 | 63.1203
2024-02-23 | 36.6359 | 57.5229
2024-02-23 01:00 | 34.9635 | 55.4018
2024-02-23 02:00 | 34.558 | 53.0954
2024-02-23 03:00 | 34.5181 | 52.2971
2024-02-23 04:00 | 35.0715 | 51.6802
2024-02-23 05:00 | 36.0878 | 52.2452
2024-02-23 06:00 | 38.3878 | 55.9028
2024-02-23 07:00 | 43.5379 | 60.807
2024-02-23 08:00 | 46.9892 | 64.615
2024-02-23 09:00 | 47.6794 | 64.0415
2024-02-23 10:00 | 46.3946 | 61.1246
2024-02-23 11:00 | 45.4583 | 58.249
2024-02-23 12:00 | 45.0609 | 57.7438
2024-02-23 13:00 | 44.3926 | 56.7613
2024-02-23 14:00 | 44.0568 | 54.9358
2024-02-23 15:00 | 43.7488 | 56.6402
2024-02-23 16:00 | 44.5641 | 58.462
2024-02-23 17:00 | 46.2206 | 63.5456
2024-02-23 18:00 | 47.7701 | 65.2828
2024-02-23 19:00 | 47.5094 | 67.8449
2024-02-23 20:00 | 45.3663 | 65.6374
2024-02-23 21:00 | 42.7804 | 63.2382
2024-02-23 22:00 | 40.4598 | 60.2769
2024-02-23 23:00 | 37.4053 | 55.9371
2024-02-24 | 34.9624 | 55.3137
2024-02-24 01:00 | 33.8933 | 51.2285
2024-02-24 02:00 | 33.4816 | 49.2324
2024-02-24 03:00 | 33.3665 | 48.8964
2024-02-24 04:00 | 33.8112 | 48.1452
2024-02-24 05:00 | 34.5235 | 48.5604
2024-02-24 06:00 | 35.9272 | 51.1271
2024-02-24 07:00 | 39.2222 | 52.971
2024-02-24 08:00 | 41.6567 | 54.5943
2024-02-24 09:00 | 43.516 | 55.6363
2024-02-24 10:00 | 43.6671 | 55.0583
2024-02-24 11:00 | 43.4429 | 55.0765
2024-02-24 12:00 | 43.2452 | 55.7615
2024-02-24 13:00 | 42.8279 | 55.5243
2024-02-24 14:00 | 42.1589 | 53.544
2024-02-24 15:00 | 42.0313 | 55.4855
2024-02-24 16:00 | 43.2255 | 57.3718
2024-02-24 17:00 | 45.7957 | 62.3222
2024-02-24 18:00 | 48.3704 | 67.8685
2024-02-24 19:00 | 48.5252 | 68.0229
2024-02-24 20:00 | 46.0189 | 64.5976
2024-02-24 21:00 | 42.8577 | 61.9742
2024-02-24 22:00 | 41.0295 | 60.2542
2024-02-24 23:00 | 38.5862 | 57.8833
2024-02-25 | 35.8369 | 53.8745
2024-02-25 01:00 | 34.5135 | 53.5963
2024-02-25 02:00 | 34.0746 | 51.5411
2024-02-25 03:00 | 33.8825 | 50.9606
2024-02-25 04:00 | 34.1864 | 50.45
2024-02-25 05:00 | 34.702 | 50.3652
2024-02-25 06:00 | 35.2639 | 53.0828
2024-02-25 07:00 | 38.1524 | 54.1626
2024-02-25 08:00 | 40.2069 | 54.5504
2024-02-25 09:00 | 41.6285 | 56.6624
2024-02-25 10:00 | 41.1813 | 57.6852
2024-02-25 11:00 | 40.9453 | 58.861
2024-02-25 12:00 | 40.5457 | 58.7655
2024-02-25 13:00 | 40.2422 | 58.8027
2024-02-25 14:00 | 40.0988 | 58.6333
2024-02-25 15:00 | 40.3524 | 61.4041
2024-02-25 16:00 | 42.0853 | 62.7471
2024-02-25 17:00 | 45.326 | 67.7526
2024-02-25 18:00 | 47.8485 | 69.8869
2024-02-25 19:00 | 48.5694 | 72.2804
2024-02-25 20:00 | 46.5305 | 69.4267
2024-02-25 21:00 | 43.4989 | 66.4472
2024-02-25 22:00 | 41.3495 | 64.3902
2024-02-25 23:00 | 38.7151 | 61.2959
2024-02-26 | 36.2613 | 58.5648
2024-02-26 01:00 | 34.7437 | 54.1557
2024-02-26 02:00 | 34.598 | 52.4604
2024-02-26 03:00 | 34.7384 | 52.7338
2024-02-26 04:00 | 35.4179 | 52.2181
2024-02-26 05:00 | 36.5751 | 53.6072
2024-02-26 06:00 | 39.0591 | 58.0825
2024-02-26 07:00 | 44.6519 | 64.2279
2024-02-26 08:00 | 48.2918 | 70.5001
2024-02-26 09:00 | 48.282 | 73.8196
2024-02-26 10:00 | 46.2829 | 73.6302
2024-02-26 11:00 | 44.544 | 71.3294
2024-02-26 12:00 | 44.8739 | 64.8799
2024-02-26 13:00 | 44.2481 | 64.1052
2024-02-26 14:00 | 44.041 | 62.5069
2024-02-26 15:00 | 44.3484 | 65.0692
2024-02-26 16:00 | 45.9273 | 66.8944
2024-02-26 17:00 | 48.0116 | 73.2486
2024-02-26 18:00 | 50.8965 | 77.9843
2024-02-26 19:00 | 50.9493 | 79.4116
2024-02-26 20:00 | 48.8923 | 76.3527
2024-02-26 21:00 | 46.1362 | 73.1303
2024-02-26 22:00 | 43.575 | 69.6169
2024-02-26 23:00 | 40.1915 | 64.7848
2024-02-27 | 36.9417 | 60.6833
2024-02-27 01:00 | 35.8297 | 57.8758
2024-02-27 02:00 | 35.5831 | 55.6731
2024-02-27 03:00 | 35.5657 | 55.7492
2024-02-27 04:00 | 36.196 | 55.2193
2024-02-27 05:00 | 37.3091 | 56.2971
2024-02-27 06:00 | 39.501 | 60.2854
2024-02-27 07:00 | 44.8066 | 66.5809
2024-02-27 08:00 | 48.5748 | 72.7282
2024-02-27 09:00 | 49.3737 | 74.5084
2024-02-27 10:00 | 48.003 | 72.3335
2024-02-27 11:00 | 47.0741 | 68.036
2024-02-27 12:00 | 46.6494 | 70.7124
2024-02-27 13:00 | 45.9155 | 69.1977
2024-02-27 14:00 | 45.7995 | 67.0367
2024-02-27 15:00 | 46.1321 | 69.4638
2024-02-27 16:00 | 47.5919 | 70.7984
2024-02-27 17:00 | 49.7662 | 75.8366
2024-02-27 18:00 | 50.8529 | 78.5375
2024-02-27 19:00 | 51.2094 | 80.6067
2024-02-27 20:00 | 49.4855 | 78.0294
2024-02-27 21:00 | 47.001 | 74.9682
2024-02-27 22:00 | 44.6043 | 71.3952
2024-02-27 23:00 | 41.3224 | 66.4402
2024-02-28 | 37.8982 | 63.3913
2024-02-28 01:00 | 36.6935 | 58.4821
2024-02-28 02:00 | 36.51 | 56.3038
2024-02-28 03:00 | 36.5574 | 56.347
2024-02-28 04:00 | 37.1921 | 56.0226
2024-02-28 05:00 | 38.3087 | 56.9923
2024-02-28 06:00 | 40.5117 | 61.3565
2024-02-28 07:00 | 45.998 | 67.0537
2024-02-28 08:00 | 49.9503 | 71.7093
2024-02-28 09:00 | 50.2138 | 71.2292
2024-02-28 10:00 | 48.0831 | 67.8268
2024-02-28 11:00 | 46.3501 | 63.6814
2024-02-28 12:00 | 44.9991 | 64.3049
2024-02-28 13:00 | 43.9636 | 62.6681
2024-02-28 14:00 | 43.702 | 61.001
2024-02-28 15:00 | 43.8467 | 63.0251
2024-02-28 16:00 | 45.4937 | 64.6875
2024-02-28 17:00 | 48.1511 | 71.8148
2024-02-28 18:00 | 50.3433 | 76.5276
2024-02-28 19:00 | 51.4194 | 79.355
2024-02-28 20:00 | 50.1946 | 77.2836
2024-02-28 21:00 | 47.9504 | 74.4547
2024-02-28 22:00 | 45.5952 | 70.7171
2024-02-28 23:00 | 42.2198 | 65.4833
2024-02-29 | 38.6093 | 62.4381
2024-02-29 01:00 | 37.0378 | 58.6626
2024-02-29 02:00 | 36.8082 | 56.4557
2024-02-29 03:00 | 36.8723 | 56.3703
2024-02-29 04:00 | 37.4705 | 55.926
2024-02-29 05:00 | 38.6353 | 56.9339
2024-02-29 06:00 | 41.0924 | 61.2552
2024-02-29 07:00 | 46.2344 | 66.9118
2024-02-29 08:00 | 49.6938 | 71.8134
2024-02-29 09:00 | 49.311 | 73.5585
2024-02-29 10:00 | 46.7552 | 72.5936
2024-02-29 11:00 | 44.7932 | 69.4825
2024-02-29 12:00 | 43.945 | 66.4046
2024-02-29 13:00 | 42.9005 | 65.042
2024-02-29 14:00 | 42.6031 | 63.4577
2024-02-29 15:00 | 42.7135 | 65.6717
2024-02-29 16:00 | 44.2381 | 67.1748
2024-02-29 17:00 | 46.5972 | 72.3084
2024-02-29 18:00 | 50.2731 | 75.6565
2024-02-29 19:00 | 50.7785 | 77.7098
2024-02-29 20:00 | 49.2682 | 75.532
2024-02-29 21:00 | 46.7283 | 72.3849
2024-02-29 22:00 | 44.276 | 68.7895
2024-02-29 23:00 | 40.9737 | 64.029
2024-03-01 | 38.0174 | 61.2349
2024-03-01 01:00 | 35.8824 | 55.6908
2024-03-01 02:00 | 35.5221 | 53.2928
2024-03-01 03:00 | 35.447 | 52.8452
2024-03-01 04:00 | 35.8487 | 52.458
2024-03-01 05:00 | 36.9019 | 53.4558
2024-03-01 06:00 | 39.3625 | 57.1233
2024-03-01 07:00 | 44.4322 | 61.3821
2024-03-01 08:00 | 47.9131 | 64.5372
2024-03-01 09:00 | 47.8513 | 63.1685
2024-03-01 10:00 | 45.9614 | 59.501
2024-03-01 11:00 | 44.0887 | 56.8776
2024-03-01 12:00 | 44.8541 | 53.8913
2024-03-01 13:00 | 43.9586 | 51.4264
2024-03-01 14:00 | 43.4929 | 49.6244
2024-03-01 15:00 | 43.0796 | 51.5549
2024-03-01 16:00 | 43.8001 | 53.9569
2024-03-01 17:00 | 45.3188 | 60.2482
2024-03-01 18:00 | 47.5111 | 66.5296
2024-03-01 19:00 | 47.3783 | 69.9777
2024-03-01 20:00 | 45.4774 | 68.7329
2024-03-01 21:00 | 42.9983 | 66.3357
2024-03-01 22:00 | 40.7752 | 62.6025
2024-03-01 23:00 | 37.672 | 58.2479
2024-03-02 | 35.0562 | 56.6976
2024-03-02 01:00 | 33.2556 | 52.1333
2024-03-02 02:00 | 32.7747 | 50.4012
2024-03-02 03:00 | 32.5324 | 50.3828
2024-03-02 04:00 | 32.7632 | 49.8599
2024-03-02 05:00 | 33.4511 | 50.4961
2024-03-02 06:00 | 34.935 | 54.0108
2024-03-02 07:00 | 38.2399 | 55.74
2024-03-02 08:00 | 40.9303 | 55.8543
2024-03-02 09:00 | 42.4365 | 55.0626
2024-03-02 10:00 | 42.2254 | 52.7488
2024-03-02 11:00 | 41.6347 | 50.5023
2024-03-02 12:00 | 41.2895 | 52.2514
2024-03-02 13:00 | 40.6106 | 50.9662
2024-03-02 14:00 | 39.5702 | 48.4193
2024-03-02 15:00 | 39.0979 | 49.9015
2024-03-02 16:00 | 39.9482 | 52.3724
2024-03-02 17:00 | 42.1616 | 57.8728
2024-03-02 18:00 | 44.406 | 64.2949
2024-03-02 19:00 | 44.2236 | 65.2972
2024-03-02 20:00 | 41.8024 | 62.9837
2024-03-02 21:00 | 39.2724 | 60.7658
2024-03-02 22:00 | 37.6184 | 58.4691
2024-03-02 23:00 | 35.4079 | 56.112
2024-03-03 | 33.2311 | 54.8044
2024-03-03 01:00 | 31.8452 | 50.9476
2024-03-03 02:00 | 31.4589 | 49.0693
2024-03-03 03:00 | 31.3129 | 48.6593
2024-03-03 04:00 | 31.4583 | 48.1321
2024-03-03 05:00 | 31.9909 | 48.6037
2024-03-03 06:00 | 32.7206 | 50.6067
2024-03-03 07:00 | 35.3282 | 51.6143
2024-03-03 08:00 | 37.5488 | 52.1318
2024-03-03 09:00 | 38.7416 | 53.8298
2024-03-03 10:00 | 38.4622 | 54.5445
2024-03-03 11:00 | 38.8524 | 55.0265
2024-03-03 12:00 | 38.3523 | 54.2835
2024-03-03 13:00 | 37.8845 | 54.055
2024-03-03 14:00 | 37.3882 | 53.5546
2024-03-03 15:00 | 37.5775 | 56.2763
2024-03-03 16:00 | 39.2965 | 58.4006
2024-03-03 17:00 | 42.3965 | 62.673
2024-03-03 18:00 | 45.8395 | 64.012
2024-03-03 19:00 | 46.3508 | 67.2946
2024-03-03 20:00 | 44.4468 | 66.6354
2024-03-03 21:00 | 41.9624 | 64.6934
2024-03-03 22:00 | 40.1471 | 62.5326
2024-03-03 23:00 | 37.5129 | 59.8899
2024-03-04 | 34.2397 | 55.5095
2024-03-04 01:00 | 34.0333 | 53.3232
2024-03-04 02:00 | 34.0497 | 51.296
2024-03-04 03:00 | 34.2888 | 51.6405
2024-03-04 04:00 | 34.894 | 51.4382
2024-03-04 05:00 | 36.1212 | 53.088
2024-03-04 06:00 | 38.5907 | 57.0405
2024-03-04 07:00 | 43.8996 | 62.5791
2024-03-04 08:00 | 47.5313 | 69.0249
2024-03-04 09:00 | 46.9264 | 71.4357
2024-03-04 10:00 | 44.8072 | 69.7382
2024-03-04 11:00 | 43.2982 | 65.7143
2024-03-04 12:00 | 42.5016 | 60.3426
2024-03-04 13:00 | 41.5081 | 57.8845
2024-03-04 14:00 | 40.9358 | 55.5417
2024-03-04 15:00 | 41.1078 | 57.6752
2024-03-04 16:00 | 42.8405 | 60.7945
2024-03-04 17:00 | 45.2877 | 69.1639
2024-03-04 18:00 | 48.5029 | 74.5576
2024-03-04 19:00 | 49.6458 | 77.7903
2024-03-04 20:00 | 48.8889 | 76.4138
2024-03-04 21:00 | 46.7683 | 73.5302
2024-03-04 22:00 | 44.4401 | 69.3982
2024-03-04 23:00 | 41.1798 | 64.4179
2024-03-05 | 38.3024 | 61.8091
2024-03-05 01:00 | 36.827 | 57.3355
2024-03-05 02:00 | 36.6627 | 55.1253
2024-03-05 03:00 | 36.8461 | 54.5067
2024-03-05 04:00 | 37.3258 | 53.9274
2024-03-05 05:00 | 38.585 | 55.351
2024-03-05 06:00 | 41.0617 | 59.5219
2024-03-05 07:00 | 45.9158 | 63.9508
2024-03-05 08:00 | 49.1391 | 67.8324
2024-03-05 09:00 | 48.1512 | 66.9786
2024-03-05 10:00 | 45.5424 | 64.6987
2024-03-05 11:00 | 43.777 | 62.9959
2024-03-05 12:00 | 43.6661 | 61.3763
2024-03-05 13:00 | 42.7263 | 59.8079
2024-03-05 14:00 | 42.1709 | 59.2198
2024-03-05 15:00 | 42.49 | 61.8915
2024-03-05 16:00 | 44.0668 | 63.9947
2024-03-05 17:00 | 46.4439 | 67.2906
2024-03-05 18:00 | 49.9383 | 71.246
2024-03-05 19:00 | 50.5759 | 73.0521
2024-03-05 20:00 | 49.3565 | 71.2877
2024-03-05 21:00 | 47.1232 | 68.6745
2024-03-05 22:00 | 44.7338 | 65.5209
2024-03-05 23:00 | 41.4532 | 61.2738
2024-03-06 | 37.4458 | 59.0061
2024-03-06 01:00 | 37.3853 | 55.7799
2024-03-06 02:00 | 37.266 | 53.4303
2024-03-06 03:00 | 37.4113 | 52.9619
2024-03-06 04:00 | 37.8842 | 52.4267
2024-03-06 05:00 | 39.0066 | 53.0339
2024-03-06 06:00 | 40.9716 | 56.0015
2024-03-06 07:00 | 45.9534 | 60.4857
2024-03-06 08:00 | 49.5875 | 64.7248
2024-03-06 09:00 | 49.2377 | 66.9749
2024-03-06 10:00 | 46.9285 | 65.95
2024-03-06 11:00 | 45.1612 | 64.2306
2024-03-06 12:00 | 44.5778 | 64.6178
2024-03-06 13:00 | 43.468 | 63.3585
2024-03-06 14:00 | 43.2201 | 61.0231
2024-03-06 15:00 | 43.2519 | 63.1507
2024-03-06 16:00 | 44.9652 | 64.9791
2024-03-06 17:00 | 47.3733 | 69.3281
2024-03-06 18:00 | 50.9985 | 72.249
2024-03-06 19:00 | 51.9749 | 74.1374
2024-03-06 20:00 | 50.9004 | 73.1049
2024-03-06 21:00 | 48.7504 | 70.527
2024-03-06 22:00 | 46.4498 | 66.519
2024-03-06 23:00 | 42.9672 | 62.1871
2024-03-07 | 39.127 | 59.0385
2024-03-07 01:00 | 38.0528 | 55.2723
2024-03-07 02:00 | 37.9189 | 52.824
2024-03-07 03:00 | 38.0148 | 52.5431
2024-03-07 04:00 | 38.4279 | 52.3367
2024-03-07 05:00 | 39.5902 | 53.5964
2024-03-07 06:00 | 41.6839 | 57.2678
2024-03-07 07:00 | 46.5529 | 61.8682
2024-03-07 08:00 | 50.455 | 65.9384
2024-03-07 09:00 | 50.2916 | 66.2778
2024-03-07 10:00 | 47.9842 | 65.3407
2024-03-07 11:00 | 45.9195 | 64.3177
2024-03-07 12:00 | 44.8557 | 57.0437
2024-03-07 13:00 | 43.5462 | 54.6792
2024-03-07 14:00 | 43.1395 | 53.385
2024-03-07 15:00 | 43.2538 | 55.4699
2024-03-07 16:00 | 44.7931 | 58.9039
2024-03-07 17:00 | 47.0671 | 65.3081
2024-03-07 18:00 | 50.0815 | 68.003
2024-03-07 19:00 | 50.8347 | 72.0806
2024-03-07 20:00 | 49.7819 | 71.9522
2024-03-07 21:00 | 47.4899 | 69.5639
2024-03-07 22:00 | 45.1641 | 65.933
2024-03-07 23:00 | 41.8725 | 61.1982
2024-03-08 | 38.4262 | 59.37
2024-03-08 01:00 | 36.6226 | 54.1769
2024-03-08 02:00 | 36.3669 | 51.9467
2024-03-08 03:00 | 36.4229 | 51.6557
2024-03-08 04:00 | 36.7915 | 51.3146
2024-03-08 05:00 | 37.9119 | 52.511
2024-03-08 06:00 | 40.2266 | 56.4018
2024-03-08 07:00 | 45.0504 | 60.8562
2024-03-08 08:00 | 48.6828 | 64.5396
2024-03-08 09:00 | 48.4878 | 62.9999
2024-03-08 10:00 | 46.4292 | 59.2093
2024-03-08 11:00 | 44.411 | 55.4209
2024-03-08 12:00 | 44.1211 | 61.0895
2024-03-08 13:00 | 42.8243 | 59.2168
2024-03-08 14:00 | 42.415 | 57.7218
2024-03-08 15:00 | 41.9872 | 59.5115
2024-03-08 16:00 | 42.9716 | 61.1165
2024-03-08 17:00 | 44.9334 | 65.1449
2024-03-08 18:00 | 46.96 | 70.6433
2024-03-08 19:00 | 47.5174 | 72.0856
2024-03-08 20:00 | 46.2662 | 70.3691
2024-03-08 21:00 | 44.0122 | 67.5376
2024-03-08 22:00 | 41.7943 | 64.2111
2024-03-08 23:00 | 38.663 | 60.0243
2024-03-09 | 35.5791 | 56.057
2024-03-09 01:00 | 34.1641 | 54.5987
2024-03-09 02:00 | 33.7875 | 52.6861
2024-03-09 03:00 | 33.6915 | 52.0632
2024-03-09 04:00 | 33.8947 | 51.4273
2024-03-09 05:00 | 34.7902 | 51.9785
2024-03-09 06:00 | 36.2987 | 53.0922
2024-03-09 07:00 | 39.0671 | 55.0987
2024-03-09 08:00 | 40.9157 | 57.9695
2024-03-09 09:00 | 41.6151 | 62.0336
2024-03-09 10:00 | 41.0574 | 64.4183
2024-03-09 11:00 | 40.4644 | 63.1069
2024-03-09 12:00 | 41.1843 | 59.6601
2024-03-09 13:00 | 40.4614 | 58.8335
2024-03-09 14:00 | 39.608 | 56.2536
2024-03-09 15:00 | 39.2036 | 57.1614
2024-03-09 16:00 | 40.1083 | 59.0376
2024-03-09 17:00 | 42.5739 | 62.24
2024-03-09 18:00 | 45.4785 | 65.0764
2024-03-09 19:00 | 45.255 | 64.765
2024-03-09 20:00 | 42.948 | 62.2804
2024-03-09 21:00 | 40.1272 | 59.6605
2024-03-09 22:00 | 38.2073 | 57.88
2024-03-09 23:00 | 35.8628 | 55.8124
2024-03-10 | 33.6106 | 54.7897
2024-03-10 01:00 | 31.2689 | 50.8062
2024-03-10 02:00 | 31.1823 | 49.5399
2024-03-10 03:00 | 31.2343 | 49.3806
2024-03-10 04:00 | 31.6738 | 49.2309
2024-03-10 05:00 | 33.0553 | 51.0947
2024-03-10 06:00 | 35.2068 | 55.4816
2024-03-10 07:00 | 38.554 | 57.5817
2024-03-10 08:00 | 39.4535 | 54.547
2024-03-10 09:00 | 39.0151 | 55.7818
2024-03-10 10:00 | 38.0514 | 56.0156
2024-03-10 11:00 | 37.5855 | 58.011
2024-03-10 12:00 | 36.4079 | 57.1829
2024-03-10 13:00 | 36.1277 | 56.8541
2024-03-10 14:00 | 35.401 | 56.8867
2024-03-10 15:00 | 35.7555 | 58.3603
2024-03-10 16:00 | 37.56 | 59.4977
2024-03-10 17:00 | 39.834 | 63.3297
2024-03-10 18:00 | 40.4902 | 66.2291
2024-03-10 19:00 | 40.8243 | 69.2577
2024-03-10 20:00 | 38.7354 | 66.959
2024-03-10 21:00 | 36.2239 | 61.9812
2024-03-10 22:00 | 33.7717 | 57.9963
2024-03-10 23:00 | 31.2196 | 55.2158
2024-03-11 | 29.8341 | 54.2697
2024-03-11 01:00 | 29.535 | 53.2207
2024-03-11 02:00 | 29.8161 | 52.3331
2024-03-11 03:00 | 30.2332 | 52.8232
2024-03-11 04:00 | 31.1447 | 52.822
2024-03-11 05:00 | 33.3128 | 55.8512
2024-03-11 06:00 | 37.5969 | 62.2537
2024-03-11 07:00 | 43.1509 | 69.1214
2024-03-11 08:00 | 44.5412 | 72.6966
2024-03-11 09:00 | 43.0644 | 74.3311
2024-03-11 10:00 | 41.8162 | 72.449
2024-03-11 11:00 | 40.7143 | 69.3122
2024-03-11 12:00 | 41.8104 | 69.7089
2024-03-11 13:00 | 41.3487 | 68.3884
2024-03-11 14:00 | 40.8084 | 67.2857
2024-03-11 15:00 | 40.889 | 68.6002
2024-03-11 16:00 | 42.3903 | 70.1793
2024-03-11 17:00 | 43.8939 | 73.1116
2024-03-11 18:00 | 45.434 | 72.7405
2024-03-11 19:00 | 45.1862 | 75.6855
2024-03-11 20:00 | 43.7033 | 74.5918
2024-03-11 21:00 | 40.7567 | 70.3507
2024-03-11 22:00 | 37.6761 | 65.4525
2024-03-11 23:00 | 34.4168 | 60.6654
2024-03-12 | 32.7043 | 57.6051
2024-03-12 01:00 | 31.7916 | 54.3311
2024-03-12 02:00 | 31.9469 | 53.1061
2024-03-12 03:00 | 32.3026 | 53.2389
2024-03-12 04:00 | 33.1189 | 53.0517
2024-03-12 05:00 | 35.3126 | 55.8197
2024-03-12 06:00 | 39.6033 | 62.2083
2024-03-12 07:00 | 45.2294 | 68.3276
2024-03-12 08:00 | 47.0698 | 70.0728
2024-03-12 09:00 | 46.2676 | 70.9792
2024-03-12 10:00 | 45.1931 | 68.968
2024-03-12 11:00 | 44.1345 | 67.8456
2024-03-12 12:00 | 44.2748 | 65.9881
2024-03-12 13:00 | 44.0539 | 64.5209
2024-03-12 14:00 | 43.034 | 62.7494
2024-03-12 15:00 | 43.1991 | 65.0007
2024-03-12 16:00 | 44.3622 | 66.8929
2024-03-12 17:00 | 45.745 | 69.2441
2024-03-12 18:00 | 46.1684 | 71.4593
2024-03-12 19:00 | 45.6082 | 73.4894
2024-03-12 20:00 | 43.9415 | 72.0573
2024-03-12 21:00 | 41.0131 | 67.8871
2024-03-12 22:00 | 37.8395 | 63.035
2024-03-12 23:00 | 34.6731 | 59.0595
2024-03-13 | 32.6162 | 56.2079
2024-03-13 01:00 | 31.9023 | 55.0705
2024-03-13 02:00 | 32.0468 | 53.633
2024-03-13 03:00 | 32.4239 | 53.3464
2024-03-13 04:00 | 33.2181 | 53.3013
2024-03-13 05:00 | 35.3174 | 55.4511
2024-03-13 06:00 | 39.4964 | 59.9762
2024-03-13 07:00 | 45.3467 | 65.5852
2024-03-13 08:00 | 47.4968 | 65.8302
2024-03-13 09:00 | 47.2922 | 65.1629
2024-03-13 10:00 | 46.5473 | 62.5396
2024-03-13 11:00 | 45.5691 | 62.4051
2024-03-13 12:00 | 44.8585 | 59.5633
2024-03-13 13:00 | 44.7681 | 58.6355
2024-03-13 14:00 | 43.9025 | 57.3436
2024-03-13 15:00 | 43.8205 | 59.7045
2024-03-13 16:00 | 45.0259 | 62.2226
2024-03-13 17:00 | 46.2162 | 66.1157
2024-03-13 18:00 | 45.8774 | 68.1441
2024-03-13 19:00 | 45.3971 | 70.7312
2024-03-13 20:00 | 43.7331 | 69.8414
2024-03-13 21:00 | 40.8428 | 65.7969
2024-03-13 22:00 | 37.7177 | 60.6639
2024-03-13 23:00 | 34.4596 | 56.5103
2024-03-14 | 33.2525 | 55.0141
2024-03-14 01:00 | 32.048 | 51.3279
2024-03-14 02:00 | 32.1647 | 50.047
2024-03-14 03:00 | 32.5164 | 50.3873
2024-03-14 04:00 | 33.2829 | 50.4273
2024-03-14 05:00 | 35.417 | 53.061
2024-03-14 06:00 | 39.9154 | 59.1273
2024-03-14 07:00 | 45.1427 | 65.1272
2024-03-14 08:00 | 46.5987 | 66.0087
2024-03-14 09:00 | 45.5925 | 66.1307
2024-03-14 10:00 | 44.411 | 64.3342
2024-03-14 11:00 | 43.5167 | 64.2557
2024-03-14 12:00 | 43.2121 | 57.8603
2024-03-14 13:00 | 42.8328 | 55.7449
2024-03-14 14:00 | 42.0843 | 53.7825
2024-03-14 15:00 | 42.1593 | 55.5489
2024-03-14 16:00 | 43.4499 | 58.8284
2024-03-14 17:00 | 44.7181 | 64.2019
2024-03-14 18:00 | 45.4346 | 68.8186
2024-03-14 19:00 | 45.132 | 71.6612
2024-03-14 20:00 | 43.6574 | 71.0869
2024-03-14 21:00 | 40.7601 | 66.8508
2024-03-14 22:00 | 37.6664 | 61.8743
2024-03-14 23:00 | 34.4665 | 57.5832
2024-03-15 | 32.9558 | 54.5661
2024-03-15 01:00 | 32.1497 | 51.6631
2024-03-15 02:00 | 32.2402 | 50.4555
2024-03-15 03:00 | 32.5861 | 50.6065
2024-03-15 04:00 | 33.3668 | 50.6139
2024-03-15 05:00 | 35.4483 | 53.1184
2024-03-15 06:00 | 40.0045 | 58.4778
2024-03-15 07:00 | 45.0393 | 64.1712
2024-03-15 08:00 | 46.3989 | 64.1832
2024-03-15 09:00 | 45.1377 | 61.9796
2024-03-15 10:00 | 43.9528 | 58.3255
2024-03-15 11:00 | 43.0162 | 57.8133
2024-03-15 12:00 | 42.6641 | 57.6156
2024-03-15 13:00 | 42.0422 | 55.9379
2024-03-15 14:00 | 41.3728 | 54.5595
2024-03-15 15:00 | 41.2236 | 56.3916
2024-03-15 16:00 | 42.3993 | 58.7312
2024-03-15 17:00 | 43.8372 | 62.66
2024-03-15 18:00 | 44.3307 | 66.5817
2024-03-15 19:00 | 44.5686 | 68.777
2024-03-15 20:00 | 43.2185 | 67.1804
2024-03-15 21:00 | 40.5306 | 62.8016
2024-03-15 22:00 | 37.5509 | 58.1458
2024-03-15 23:00 | 34.3078 | 54.0298
2024-03-16 | 32.1913 | 52.2565
2024-03-16 01:00 | 31.9597 | 49.0365
2024-03-16 02:00 | 32.0526 | 48.3011
2024-03-16 03:00 | 32.3522 | 48.5615
2024-03-16 04:00 | 32.9736 | 48.3932
2024-03-16 05:00 | 34.6868 | 50.6796
2024-03-16 06:00 | 37.6614 | 55.8296
2024-03-16 07:00 | 40.7251 | 58.7104
2024-03-16 08:00 | 40.9039 | 56.937
2024-03-16 09:00 | 40.3566 | 55.9362
2024-03-16 10:00 | 40.0474 | 53.3474
2024-03-16 11:00 | 39.3757 | 51.2942
2024-03-16 12:00 | 39.2983 | 51.8558
2024-03-16 13:00 | 38.733 | 49.8794
2024-03-16 14:00 | 37.7912 | 46.577
2024-03-16 15:00 | 37.6535 | 46.7467
2024-03-16 16:00 | 39.2196 | 49.7086
2024-03-16 17:00 | 41.5538 | 55.3828
2024-03-16 18:00 | 42.246 | 60.488
2024-03-16 19:00 | 43.1252 | 61.5841
2024-03-16 20:00 | 42.0344 | 59.6198
2024-03-16 21:00 | 38.805 | 55.7006
2024-03-16 22:00 | 36.329 | 52.7487
2024-03-16 23:00 | 33.8039 | 50.5707
2024-03-17 | 32.7348 | 49.8595
2024-03-17 01:00 | 32.1319 | 46.667
2024-03-17 02:00 | 32.1544 | 45.9304
2024-03-17 03:00 | 32.3976 | 46.0075
2024-03-17 04:00 | 32.9032 | 45.7487
2024-03-17 05:00 | 34.5028 | 47.5569
2024-03-17 06:00 | 37.1289 | 51.8665
2024-03-17 07:00 | 39.8151 | 54.2906
2024-03-17 08:00 | 39.7014 | 53.0281
2024-03-17 09:00 | 38.6511 | 52.8446
2024-03-17 10:00 | 37.6717 | 51.513
2024-03-17 11:00 | 36.6442 | 50.0533
2024-03-17 12:00 | 35.833 | 50.2143
2024-03-17 13:00 | 35.3326 | 48.9224
2024-03-17 14:00 | 34.6629 | 46.8457
2024-03-17 15:00 | 34.7366 | 48.0535
2024-03-17 16:00 | 36.7493 | 51.2954
2024-03-17 17:00 | 39.823 | 56.1396
2024-03-17 18:00 | 42.0766 | 59.9534
2024-03-17 19:00 | 43.2286 | 60.7815
2024-03-17 20:00 | 42.3994 | 59.3907
2024-03-17 21:00 | 39.2567 | 55.4514
2024-03-17 22:00 | 36.3934 | 52.3257
2024-03-17 23:00 | 33.661 | 49.7652
2024-03-18 | 32.5624 | 48.4973
2024-03-18 01:00 | 32.2613 | 45.1559
2024-03-18 02:00 | 32.5775 | 44.263
2024-03-18 03:00 | 33.1281 | 44.2131
2024-03-18 04:00 | 33.933 | 44.2028
2024-03-18 05:00 | 36.1321 | 46.9949
2024-03-18 06:00 | 40.5052 | 53.2989
2024-03-18 07:00 | 45.6839 | 58.971
2024-03-18 08:00 | 46.966 | 58.8359
2024-03-18 09:00 | 44.8753 | 56.5806
2024-03-18 10:00 | 42.8863 | 52.7481
2024-03-18 11:00 | 41.1288 | 51.4041
2024-03-18 12:00 | 39.5802 | 47.3101
2024-03-18 13:00 | 38.6664 | 45.6308
2024-03-18 14:00 | 38.0516 | 43.2192
2024-03-18 15:00 | 38.1775 | 44.0233
2024-03-18 16:00 | 39.9666 | 48.2968
2024-03-18 17:00 | 42.0341 | 54.9648
2024-03-18 18:00 | 43.3879 | 60.8399
2024-03-18 19:00 | 44.202 | 62.6103
2024-03-18 20:00 | 43.4884 | 61.9872
2024-03-18 21:00 | 40.7811 | 58.0284
2024-03-18 22:00 | 37.6519 | 53.7506
2024-03-18 23:00 | 34.2667 | 50.0942
2024-03-19 | 32.6436 | 47.1456
2024-03-19 01:00 | 31.9649 | 45.002
2024-03-19 02:00 | 32.1744 | 43.7609
2024-03-19 03:00 | 32.6259 | 43.7511
2024-03-19 04:00 | 33.3906 | 43.6666
2024-03-19 05:00 | 35.623 | 46.1635
2024-03-19 06:00 | 39.9664 | 52.5614
2024-03-19 07:00 | 45.129 | 57.904
2024-03-19 08:00 | 46.5521 | 56.7774
2024-03-19 09:00 | 44.6861 | 53.6179
2024-03-19 10:00 | 42.8527 | 49.7056
2024-03-19 11:00 | 41.0886 | 50.8176
2024-03-19 12:00 | 41.2249 | 44.8739
2024-03-19 13:00 | 40.2834 | 42.583
2024-03-19 14:00 | 39.6783 | 39.5386
2024-03-19 15:00 | 39.6037 | 41.2214
2024-03-19 16:00 | 41.1014 | 46.6152
2024-03-19 17:00 | 43.1009 | 54.1556
2024-03-19 18:00 | 44.2644 | 58.3755
2024-03-19 19:00 | 44.3735 | 61.6897
2024-03-19 20:00 | 43.4006 | 61.6667
2024-03-19 21:00 | 40.6617 | 58.1314
2024-03-19 22:00 | 37.588 | 53.9394
2024-03-19 23:00 | 34.4069 | 50.0102
2024-03-20 | 32.5739 | 49.1059
2024-03-20 01:00 | 31.8701 | 46.2947
2024-03-20 02:00 | 32.0978 | 45.0674
2024-03-20 03:00 | 32.5612 | 45.1517
2024-03-20 04:00 | 33.2704 | 45.3771
2024-03-20 05:00 | 35.4848 | 48.1055
2024-03-20 06:00 | 39.7178 | 54.8734
2024-03-20 07:00 | 44.5614 | 60.3044
2024-03-20 08:00 | 45.3996 | 59.8211
2024-03-20 09:00 | 43.037 | 56.2944
2024-03-20 10:00 | 40.8909 | 51.6048
2024-03-20 11:00 | 39.5816 | 50.6129
2024-03-20 12:00 | 39.4895 | 56.5961
2024-03-20 13:00 | 38.6686 | 54.9102
2024-03-20 14:00 | 38.081 | 52.6787
2024-03-20 15:00 | 38.1402 | 53.3386
2024-03-20 16:00 | 39.7165 | 56.5869
2024-03-20 17:00 | 41.8153 | 61.7239
2024-03-20 18:00 | 42.1169 | 65.6111
2024-03-20 19:00 | 42.8265 | 67.3105
2024-03-20 20:00 | 42.4416 | 66.6079
2024-03-20 21:00 | 39.9617 | 62.6397
2024-03-20 22:00 | 36.889 | 58.4307
2024-03-20 23:00 | 33.6276 | 54.0397
2024-03-21 | 31.9726 | 50.1581
2024-03-21 01:00 | 31.1302 | 46.7197
2024-03-21 02:00 | 31.3294 | 45.7805
2024-03-21 03:00 | 31.8244 | 45.9197
2024-03-21 04:00 | 32.5072 | 45.7593
2024-03-21 05:00 | 34.7671 | 48.4698
2024-03-21 06:00 | 39.266 | 55.3007
2024-03-21 07:00 | 44.3165 | 60.8036
2024-03-21 08:00 | 45.4445 | 60.6083
2024-03-21 09:00 | 43.2081 | 59.2935
2024-03-21 10:00 | 41.174 | 56.8622
2024-03-21 11:00 | 39.4754 | 56.8314
2024-03-21 12:00 | 39.2357 | 53.0392
2024-03-21 13:00 | 38.3793 | 51.7482
2024-03-21 14:00 | 37.6501 | 49.8525
2024-03-21 15:00 | 37.5231 | 51.9339
2024-03-21 16:00 | 38.9165 | 55.5197
2024-03-21 17:00 | 40.7484 | 59.9865
2024-03-21 18:00 | 43.907 | 62.0617
2024-03-21 19:00 | 43.4996 | 63.7579
2024-03-21 20:00 | 42.3102 | 62.7927
2024-03-21 21:00 | 39.4828 | 58.6988
2024-03-21 22:00 | 36.3284 | 54.5968
2024-03-21 23:00 | 33.2108 | 50.765
2024-03-22 | 31.3798 | 49.3739
2024-03-22 01:00 | 30.49 | 45.5589
2024-03-22 02:00 | 30.6139 | 44.6017
2024-03-22 03:00 | 31.0465 | 44.7145
2024-03-22 04:00 | 31.6937 | 44.5201
2024-03-22 05:00 | 33.8603 | 46.7141
2024-03-22 06:00 | 38.097 | 52.7118
2024-03-22 07:00 | 43.3395 | 58.569
2024-03-22 08:00 | 45.0191 | 59.0715
2024-03-22 09:00 | 44.3467 | 58.7944
2024-03-22 10:00 | 43.672 | 56.8985
2024-03-22 11:00 | 42.8587 | 56.6552
2024-03-22 12:00 | 40.2421 | 53.2623
2024-03-22 13:00 | 39.5995 | 52.0711
2024-03-22 14:00 | 38.7742 | 49.9739
2024-03-22 15:00 | 38.3071 | 51.6886
2024-03-22 16:00 | 39.1774 | 54.6655
2024-03-22 17:00 | 40.559 | 58.5279
2024-03-22 18:00 | 41.3016 | 61.4672
2024-03-22 19:00 | 41.1325 | 62.1168
2024-03-22 20:00 | 40.0486 | 60.2008
2024-03-22 21:00 | 37.3556 | 55.5736
2024-03-22 22:00 | 34.2566 | 51.3534
2024-03-22 23:00 | 31.1494 | 47.6871
2024-03-23 | 29.7376 | 46.8511
2024-03-23 01:00 | 29.4721 | 45.4161
2024-03-23 02:00 | 29.6272 | 44.4697
2024-03-23 03:00 | 30.083 | 44.6547
2024-03-23 04:00 | 30.6131 | 44.4135
2024-03-23 05:00 | 32.2696 | 46.0163
2024-03-23 06:00 | 35.3386 | 50.1303
2024-03-23 07:00 | 38.371 | 53.1189
2024-03-23 08:00 | 38.9576 | 52.9307
2024-03-23 09:00 | 37.8067 | 53.7243
2024-03-23 10:00 | 36.9835 | 53.0984
2024-03-23 11:00 | 36.1716 | 52.5984
2024-03-23 12:00 | 36.8023 | 53.1802
2024-03-23 13:00 | 35.8795 | 52.1388
2024-03-23 14:00 | 34.7896 | 50.2363
2024-03-23 15:00 | 34.6655 | 51.9343
2024-03-23 16:00 | 36.5452 | 54.9179
2024-03-23 17:00 | 39.1852 | 58.2985
2024-03-23 18:00 | 40.7589 | 58.7523
2024-03-23 19:00 | 41.0499 | 59.0351
2024-03-23 20:00 | 40.073 | 57.5222
2024-03-23 21:00 | 37.1013 | 53.6671
2024-03-23 22:00 | 34.6483 | 50.8081
2024-03-23 23:00 | 32.164 | 48.5374
2024-03-24 | 30.7637 | 47.479
2024-03-24 01:00 | 30.5669 | 44.6637
2024-03-24 02:00 | 30.6868 | 43.941
2024-03-24 03:00 | 31.0781 | 43.8868
2024-03-24 04:00 | 31.4703 | 43.6322
2024-03-24 05:00 | 32.9551 | 45.0241
2024-03-24 06:00 | 35.4752 | 48.2757
2024-03-24 07:00 | 38.1843 | 50.571
2024-03-24 08:00 | 38.4919 | 50.5569
2024-03-24 09:00 | 37.1326 | 52.3444
2024-03-24 10:00 | 35.862 | 53.1273
2024-03-24 11:00 | 34.8497 | 53.3013
2024-03-24 12:00 | 34.5997 | 50.8398
2024-03-24 13:00 | 33.8832 | 49.4949
2024-03-24 14:00 | 33.276 | 48.023
2024-03-24 15:00 | 33.375 | 50.0891
2024-03-24 16:00 | 35.6457 | 53.6812
2024-03-24 17:00 | 38.8739 | 58.0857
2024-03-24 18:00 | 41.3687 | 60.4304
2024-03-24 19:00 | 41.9147 | 60.4107
2024-03-24 20:00 | 41.2175 | 58.8307
2024-03-24 21:00 | 38.1088 | 54.6394
2024-03-24 22:00 | 35.2075 | 51.9066
2024-03-24 23:00 | 32.5433 | 49.5014
2024-03-25 | 31.7883 | 47.8253
2024-03-25 01:00 | 31.2125 | 43.4114
2024-03-25 02:00 | 31.5865 | 42.7122
2024-03-25 03:00 | 32.2803 | 42.9744
2024-03-25 04:00 | 33.0365 | 42.9533
2024-03-25 05:00 | 35.2986 | 45.7655
2024-03-25 06:00 | 39.8247 | 52.7023
2024-03-25 07:00 | 45.454 | 58.678
2024-03-25 08:00 | 47.5721 | 59.6296
2024-03-25 09:00 | 46.4248 | 58.9673
2024-03-25 10:00 | 45.0507 | 56.3988
2024-03-25 11:00 | 43.3561 | 54.4925
2024-03-25 12:00 | 44.4849 | 53.0868
2024-03-25 13:00 | 44.1379 | 51.4854
2024-03-25 14:00 | 43.2605 | 48.7069
2024-03-25 15:00 | 43.4058 | 49.1604
2024-03-25 16:00 | 44.9423 | 53.0589
2024-03-25 17:00 | 46.3424 | 58.8806
2024-03-25 18:00 | 46.248 | 61.6153
2024-03-25 19:00 | 45.4443 | 62.5971
2024-03-25 20:00 | 43.8811 | 61.5669
2024-03-25 21:00 | 40.7278 | 57.1682
2024-03-25 22:00 | 37.2653 | 53.0437
2024-03-25 23:00 | 33.9471 | 49.2238
2024-03-26 | 32.3163 | 47.3986
2024-03-26 01:00 | 31.8524 | 43.6624
2024-03-26 02:00 | 32.1235 | 42.6292
2024-03-26 03:00 | 32.6572 | 42.6545
2024-03-26 04:00 | 33.3596 | 42.5328
2024-03-26 05:00 | 35.5651 | 45.0674
2024-03-26 06:00 | 39.8044 | 52.5132
2024-03-26 07:00 | 44.979 | 58.1676
2024-03-26 08:00 | 47.0352 | 58.1624
2024-03-26 09:00 | 46.5566 | 56.2982
2024-03-26 10:00 | 45.8365 | 53.7829
2024-03-26 11:00 | 45.0668 | 53.7782
2024-03-26 12:00 | 40.9041 | 51.563
2024-03-26 13:00 | 39.9334 | 49.9703
2024-03-26 14:00 | 39.353 | 47.5236
2024-03-26 15:00 | 39.417 | 48.8616
2024-03-26 16:00 | 41.1344 | 53.3209
2024-03-26 17:00 | 43.3075 | 58.0049
2024-03-26 18:00 | 45.572 | 60.0187
2024-03-26 19:00 | 45.4455 | 61.3917
2024-03-26 20:00 | 44.4692 | 60.972
2024-03-26 21:00 | 41.6925 | 56.9607
2024-03-26 22:00 | 38.4436 | 53.2179
2024-03-26 23:00 | 35.1809 | 49.4844
2024-03-27 | 33.2418 | 47.142
2024-03-27 01:00 | 32.8406 | 44.2199
2024-03-27 02:00 | 33.1999 | 43.1834
2024-03-27 03:00 | 33.8064 | 43.287
2024-03-27 04:00 | 34.5137 | 43.3087
2024-03-27 05:00 | 36.7443 | 45.5969
2024-03-27 06:00 | 40.955 | 52.1424
2024-03-27 07:00 | 45.5613 | 57.7028
2024-03-27 08:00 | 46.5384 | 57.5341
2024-03-27 09:00 | 43.8939 | 55.6037
2024-03-27 10:00 | 41.4944 | 52.7163
2024-03-27 11:00 | 40.108 | 52.4426
2024-03-27 12:00 | 38.9724 | 50.5105
2024-03-27 13:00 | 37.8347 | 48.6724
2024-03-27 14:00 | 37.1687 | 45.7716
2024-03-27 15:00 | 37.1645 | 46.3866
2024-03-27 16:00 | 39.0716 | 50.7815
2024-03-27 17:00 | 41.619 | 57.3593
2024-03-27 18:00 | 43.8373 | 59.9229
2024-03-27 19:00 | 44.5705 | 62.2083
2024-03-27 20:00 | 44.3758 | 62.4069
2024-03-27 21:00 | 41.8438 | 58.7239
2024-03-27 22:00 | 38.5998 | 54.7038
2024-03-27 23:00 | 35.2324 | 50.5394
2024-03-28 | 33.8844 | 48.219
2024-03-28 01:00 | 33.0455 | 44.1454
2024-03-28 02:00 | 33.3489 | 43.2334
2024-03-28 03:00 | 33.9669 | 43.5605
2024-03-28 04:00 | 34.6176 | 43.5484
2024-03-28 05:00 | 36.8915 | 46.2451
2024-03-28 06:00 | 41.2966 | 53.3721
2024-03-28 07:00 | 45.6918 | 59.1361
2024-03-28 08:00 | 46.505 | 59.2745
2024-03-28 09:00 | 43.8132 | 57.2342
2024-03-28 10:00 | 41.4467 | 54.3931
2024-03-28 11:00 | 40.0592 | 53.1938
2024-03-28 12:00 | 39.3285 | 50.6293
2024-03-28 13:00 | 38.2412 | 48.5798
2024-03-28 14:00 | 37.5972 | 46.0791
2024-03-28 15:00 | 37.7467 | 47.1253
2024-03-28 16:00 | 39.5623 | 51.594
2024-03-28 17:00 | 41.7727 | 57.5992
2024-03-28 18:00 | 43.5613 | 62.743
2024-03-28 19:00 | 44.2799 | 63.6915
2024-03-28 20:00 | 44.0188 | 62.9507
2024-03-28 21:00 | 41.4415 | 58.5248
2024-03-28 22:00 | 38.2007 | 54.6268
2024-03-28 23:00 | 34.8435 | 50.7136
2024-03-29 | 32.9081 | 48.237
2024-03-29 01:00 | 30.4213 | 47.789
2024-03-29 02:00 | 30.514 | 45.415
2024-03-29 03:00 | 30.8688 | 43.7668
2024-03-29 04:00 | 31.0785 | 43.1036
2024-03-29 05:00 | 32.1919 | 44.3547
2024-03-29 06:00 | 33.4909 | 46.4652
2024-03-29 07:00 | 36.7621 | 47.9644
2024-03-29 08:00 | 39.276 | 46.0357
2024-03-29 09:00 | 39.5621 | 44.8095
2024-03-29 10:00 | 39.6602 | 42.8492
2024-03-29 11:00 | 39.2217 | 44.603
2024-03-29 12:00 | 40.8183 | 45.41
2024-03-29 13:00 | 39.8059 | 44.7333
2024-03-29 14:00 | 38.7331 | 42.9069
2024-03-29 15:00 | 37.9433 | 44.8921
2024-03-29 16:00 | 39.4638 | 47.1769
2024-03-29 17:00 | 41.1602 | 49.6374
2024-03-29 18:00 | 40.5689 | 55.4277
2024-03-29 19:00 | 38.9538 | 54.9242
2024-03-29 20:00 | 38.0129 | 54.7311
2024-03-29 21:00 | 35.5478 | 52.0512
2024-03-29 22:00 | 32.5764 | 49.8484
2024-03-29 23:00 | 30.1926 | 48.2527
2024-03-30 | 29.0597 | 45.7642
2024-03-30 01:00 | 29.6122 | 44.4204
2024-03-30 02:00 | 29.7105 | 43.279
2024-03-30 03:00 | 30.0952 | 43.157
2024-03-30 04:00 | 30.4935 | 42.7117
2024-03-30 05:00 | 32.0907 | 44.2834
2024-03-30 06:00 | 35.0594 | 48.6354
2024-03-30 07:00 | 37.7657 | 51.2782
2024-03-30 08:00 | 38.3806 | 52.3719
2024-03-30 09:00 | 37.876 | 55.5476
2024-03-30 10:00 | 37.5329 | 57.6867
2024-03-30 11:00 | 37.7165 | 58.3134
2024-03-30 12:00 | 36.428 | 58.4915
2024-03-30 13:00 | 35.4101 | 57.5939
2024-03-30 14:00 | 34.2365 | 55.7615
2024-03-30 15:00 | 33.9511 | 56.1717
2024-03-30 16:00 | 35.6582 | 58.5665
2024-03-30 17:00 | 38.1416 | 60.3647
2024-03-30 18:00 | 39.4997 | 60.7428
2024-03-30 19:00 | 39.1368 | 59.7338
2024-03-30 20:00 | 37.7689 | 57.8152
2024-03-30 21:00 | 35.0587 | 53.1715
2024-03-30 22:00 | 32.4412 | 50.5802
2024-03-30 23:00 | 30.0436 | 48.572
2024-03-31 | 29.2173 | 46.1321
2024-03-31 01:00 | 27.5176 | 44.3284
2024-03-31 02:00 | 27.7471 | 43.3626
2024-03-31 03:00 | 28.1682 | 43.6092
2024-03-31 04:00 | 28.4054 | 43.3942
2024-03-31 05:00 | 29.6181 | 43.9309
2024-03-31 06:00 | 31.8387 | 46.1497
2024-03-31 07:00 | 34.3765 | 49.5618
2024-03-31 08:00 | 35.975 | 53.4005
2024-03-31 09:00 | 34.3107 | 57.0119
2024-03-31 10:00 | 32.7009 | 57.282
2024-03-31 11:00 | 31.5957 | 55.6491
2024-03-31 12:00 | 33.4596 | 53.9441
2024-03-31 13:00 | 31.7577 | 53.8387
2024-03-31 14:00 | 31.5435 | 52.9644
2024-03-31 15:00 | 30.9265 | 54.8573
2024-03-31 16:00 | 33.5128 | 55.7675
2024-03-31 17:00 | 36.1976 | 60.0726
2024-03-31 18:00 | 36.9764 | 58.182
2024-03-31 19:00 | 36.6476 | 60.3071
2024-03-31 20:00 | 36.5702 | 57.1151
2024-03-31 21:00 | 34.8887 | 54.5784
2024-03-31 22:00 | 32.2207 | 54.5638
2024-03-31 23:00 | 30.0474 | 53.0107
2024-04-01 | 28.8769 | 50.3272
2024-04-01 01:00 | 28.4869 | 47.3629
2024-04-01 02:00 | 29.0342 | 47.6719
2024-04-01 03:00 | 29.717 | 48.4266
2024-04-01 04:00 | 30.2696 | 48.0829
2024-04-01 05:00 | 32.41 | 49.3891
2024-04-01 06:00 | 36.244 | 56.0783
2024-04-01 07:00 | 40.6333 | 62.9813
2024-04-01 08:00 | 41.6792 | 61.5902
2024-04-01 09:00 | 39.4401 | 59.5999
2024-04-01 10:00 | 38.3025 | 57.9662
2024-04-01 11:00 | 37.0451 | 56.1607
2024-04-01 12:00 | 35.1563 | 49.4977
2024-04-01 13:00 | 34.5603 | 48.9016
2024-04-01 14:00 | 34.3757 | 49.4973
2024-04-01 15:00 | 34.844 | 54.4678
2024-04-01 16:00 | 36.0668 | 59.1201
2024-04-01 17:00 | 38.0294 | 62.6573
2024-04-01 18:00 | 41.1979 | 64.3104
2024-04-01 19:00 | 41.1369 | 67.3849
2024-04-01 20:00 | 39.886 | 67.2976
2024-04-01 21:00 | 37.0532 | 63.8956
2024-04-01 22:00 | 34.0572 | 58.7942
2024-04-01 23:00 | 31.0643 | 54.2636
2024-04-02 | 30.0822 | 51.9921
2024-04-02 01:00 | 29.728 | 47.1772
2024-04-02 02:00 | 30.1105 | 46.5599
2024-04-02 03:00 | 30.8012 | 47.3284
2024-04-02 04:00 | 31.4273 | 47.35
2024-04-02 05:00 | 33.5619 | 49.9286
2024-04-02 06:00 | 37.9597 | 58.018
2024-04-02 07:00 | 42.9698 | 63.5334
2024-04-02 08:00 | 43.8515 | 63.4054
2024-04-02 09:00 | 42.1505 | 61.7291
2024-04-02 10:00 | 41.2669 | 59.5985
2024-04-02 11:00 | 41.0685 | 59.576
2024-04-02 12:00 | 38.2385 | 52.6946
2024-04-02 13:00 | 37.5615 | 51.0979
2024-04-02 14:00 | 37.086 | 49.6828
2024-04-02 15:00 | 37.8073 | 53.3756
2024-04-02 16:00 | 39.2001 | 57.7033
2024-04-02 17:00 | 41.0551 | 61.3687
2024-04-02 18:00 | 41.8227 | 62.3269
2024-04-02 19:00 | 41.9153 | 63.9238
2024-04-02 20:00 | 41.044 | 63.5961
2024-04-02 21:00 | 38.3783 | 59.9677
2024-04-02 22:00 | 35.2486 | 55.3215
2024-04-02 23:00 | 32.0891 | 51.374
2024-04-03 | 30.9894 | 50.278
2024-04-03 01:00 | 30.7741 | 47.1743
2024-04-03 02:00 | 31.2143 | 46.494
2024-04-03 03:00 | 31.9105 | 47.0766
2024-04-03 04:00 | 32.551 | 47.2272
2024-04-03 05:00 | 34.6357 | 49.4647
2024-04-03 06:00 | 38.8771 | 55.9454
2024-04-03 07:00 | 44.4119 | 61.6822
2024-04-03 08:00 | 46.3563 | 61.9943
2024-04-03 09:00 | 45.7123 | 61.1224
2024-04-03 10:00 | 45.1337 | 59.5926
2024-04-03 11:00 | 44.6277 | 59.4473
2024-04-03 12:00 | 40.9388 | 57.1213
2024-04-03 13:00 | 40.3609 | 55.982
2024-04-03 14:00 | 39.7387 | 54.8121
2024-04-03 15:00 | 40.4105 | 57.3005
2024-04-03 16:00 | 41.8319 | 60.5168
2024-04-03 17:00 | 43.6206 | 63.1986
2024-04-03 18:00 | 43.5508 | 65.9408
2024-04-03 19:00 | 43.7303 | 65.859
2024-04-03 20:00 | 42.9042 | 64.9036
2024-04-03 21:00 | 40.2957 | 60.7117
2024-04-03 22:00 | 37.1317 | 55.7974
2024-04-03 23:00 | 33.852 | 51.662
2024-04-04 | 32.4366 | 49.213
2024-04-04 01:00 | 31.3869 | 47.6218
2024-04-04 02:00 | 31.7753 | 46.8768
2024-04-04 03:00 | 32.5081 | 47.594
2024-04-04 04:00 | 33.1249 | 47.7356
2024-04-04 05:00 | 35.3049 | 50.1608
2024-04-04 06:00 | 40.1404 | 56.5191
2024-04-04 07:00 | 44.9166 | 63.0253
2024-04-04 08:00 | 45.4866 | 65.7526
2024-04-04 09:00 | 42.5132 | 68.7663
2024-04-04 10:00 | 40.3092 | 70.2337
2024-04-04 11:00 | 38.9387 | 69.4646
2024-04-04 12:00 | 38.3067 | 64.7693
2024-04-04 13:00 | 37.4246 | 63.3695
2024-04-04 14:00 | 36.7387 | 62.1252
2024-04-04 15:00 | 37.3715 | 64.2622
2024-04-04 16:00 | 38.8045 | 66.7841
2024-04-04 17:00 | 40.7014 | 67.8019
2024-04-04 18:00 | 44.5934 | 68.5575
2024-04-04 19:00 | 44.2021 | 68.108
2024-04-04 20:00 | 42.9061 | 67.0367
2024-04-04 21:00 | 40.101 | 62.411
2024-04-04 22:00 | 36.9178 | 57.4807
2024-04-04 23:00 | 33.7728 | 53.3609
2024-04-05 | 31.6065 | 50.7573
2024-04-05 01:00 | 30.9762 | 48.7
2024-04-05 02:00 | 31.2585 | 48.0109
2024-04-05 03:00 | 31.8654 | 48.656
2024-04-05 04:00 | 32.405 | 48.75
2024-04-05 05:00 | 34.4473 | 50.9716
2024-04-05 06:00 | 38.6643 | 57.2066
2024-04-05 07:00 | 44.0173 | 63.3912
2024-04-05 08:00 | 45.7704 | 65.7654
2024-04-05 09:00 | 45.2502 | 67.7585
2024-04-05 10:00 | 44.8904 | 68.4682
2024-04-05 11:00 | 44.08 | 67.7389
2024-04-05 12:00 | 40.0719 | 63.7093
2024-04-05 13:00 | 39.3212 | 62.3814
2024-04-05 14:00 | 38.5846 | 61.3961
2024-04-05 15:00 | 38.673 | 63.5233
2024-04-05 16:00 | 39.4104 | 65.4611
2024-04-05 17:00 | 40.7406 | 66.0377
2024-04-05 18:00 | 41.2473 | 66.5596
2024-04-05 19:00 | 41.064 | 66.8253
2024-04-05 20:00 | 39.7556 | 65.9368
2024-04-05 21:00 | 37.1739 | 61.7054
2024-04-05 22:00 | 34.2056 | 57.0204
2024-04-05 23:00 | 31.2197 | 52.8544
2024-04-06 | 29.5117 | 50.1123
2024-04-06 01:00 | 28.893 | 48.9368
2024-04-06 02:00 | 29.1136 | 48.518
2024-04-06 03:00 | 29.6111 | 49.0201
2024-04-06 04:00 | 29.9886 | 49.1049
2024-04-06 05:00 | 31.4083 | 51.0311
2024-04-06 06:00 | 34.358 | 55.0367
2024-04-06 07:00 | 37.8805 | 58.3125
2024-04-06 08:00 | 39.4115 | 58.8173
2024-04-06 09:00 | 39.07 | 62.5286
2024-04-06 10:00 | 38.7276 | 65.0236
2024-04-06 11:00 | 37.9139 | 64.2532
2024-04-06 12:00 | 37.4519 | 59.3354
2024-04-06 13:00 | 36.4436 | 58.2978
2024-04-06 14:00 | 35.1363 | 56.586
2024-04-06 15:00 | 35.3696 | 58.4316
2024-04-06 16:00 | 36.8408 | 60.8265
2024-04-06 17:00 | 39.011 | 62.0988
2024-04-06 18:00 | 39.5856 | 60.361
2024-04-06 19:00 | 38.7641 | 61.2707
2024-04-06 20:00 | 36.9462 | 61.2055
2024-04-06 21:00 | 34.3687 | 58.0919
2024-04-06 22:00 | 32.0455 | 55.0853
2024-04-06 23:00 | 29.862 | 52.9746
2024-04-07 | 28.5087 | 49.7637
2024-04-07 01:00 | 28.2264 | 48.8651
2024-04-07 02:00 | 28.4531 | 48.2324
2024-04-07 03:00 | 28.898 | 48.4165
2024-04-07 04:00 | 29.1346 | 48.5759
2024-04-07 05:00 | 30.2542 | 50.4312
2024-04-07 06:00 | 32.5583 | 54.4906
2024-04-07 07:00 | 35.3125 | 55.9352
2024-04-07 08:00 | 36.3851 | 52.856
2024-04-07 09:00 | 35.9457 | 51.2723
2024-04-07 10:00 | 35.5993 | 50.04
2024-04-07 11:00 | 35.9657 | 49.1078
2024-04-07 12:00 | 33.4173 | 41.5833
2024-04-07 13:00 | 32.5868 | 39.8674
2024-04-07 14:00 | 31.9289 | 38.8495
2024-04-07 15:00 | 32.723 | 41.6406
2024-04-07 16:00 | 34.9696 | 46.0987
2024-04-07 17:00 | 37.9126 | 53.0949
2024-04-07 18:00 | 40.749 | 58.5249
2024-04-07 19:00 | 40.2106 | 61.066
2024-04-07 20:00 | 38.7674 | 61.0697
2024-04-07 21:00 | 36.2313 | 57.377
2024-04-07 22:00 | 33.6025 | 53.8828
2024-04-07 23:00 | 30.9485 | 51.2377
2024-04-08 | 29.5266 | 50.863
2024-04-08 01:00 | 29.6745 | 48.8509
2024-04-08 02:00 | 30.2594 | 48.4321
2024-04-08 03:00 | 31.0078 | 49.0835
2024-04-08 04:00 | 31.6739 | 49.1732
2024-04-08 05:00 | 33.7633 | 51.846
2024-04-08 06:00 | 37.985 | 59.0838
2024-04-08 07:00 | 42.9847 | 64.2249
2024-04-08 08:00 | 44.2145 | 64.6509
2024-04-08 09:00 | 42.7501 | 63.7532
2024-04-08 10:00 | 42.1013 | 62.3162
2024-04-08 11:00 | 41.989 | 61.6511
2024-04-08 12:00 | 40.3492 | 55.6085
2024-04-08 13:00 | 39.8124 | 54.7492
2024-04-08 14:00 | 39.2547 | 53.7498
2024-04-08 15:00 | 40.1689 | 56.7985
2024-04-08 16:00 | 41.7561 | 60.7159
2024-04-08 17:00 | 43.5222 | 64.0858
2024-04-08 18:00 | 43.8614 | 66.7418
2024-04-08 19:00 | 43.8881 | 68.021
2024-04-08 20:00 | 43.1324 | 68.4493
2024-04-08 21:00 | 40.5887 | 64.686
2024-04-08 22:00 | 37.3538 | 59.8055
2024-04-08 23:00 | 33.9908 | 55.6333
2024-04-09 | 32.4 | 51.8781
2024-04-09 01:00 | 31.1716 | 50.0443
2024-04-09 02:00 | 31.5842 | 49.2057
2024-04-09 03:00 | 32.2749 | 49.5563
2024-04-09 04:00 | 32.8639 | 49.5242
2024-04-09 05:00 | 35.0323 | 51.8817
2024-04-09 06:00 | 39.6394 | 58.1928
2024-04-09 07:00 | 44.1751 | 63.5074
2024-04-09 08:00 | 44.5511 | 64.1814
2024-04-09 09:00 | 41.5392 | 63.4524
2024-04-09 10:00 | 39.5753 | 62.0591
2024-04-09 11:00 | 38.5491 | 61.6611
2024-04-09 12:00 | 36.3509 | 53.655
2024-04-09 13:00 | 35.46 | 52.2545
2024-04-09 14:00 | 34.7873 | 50.7957
2024-04-09 15:00 | 35.3537 | 54.4444
2024-04-09 16:00 | 36.7558 | 58.6817
2024-04-09 17:00 | 38.9418 | 62.1795
2024-04-09 18:00 | 41.7644 | 64.5317
2024-04-09 19:00 | 41.9377 | 65.9208
2024-04-09 20:00 | 41.5567 | 65.9966
2024-04-09 21:00 | 39.1711 | 62.1751
2024-04-09 22:00 | 36.0064 | 57.2849
2024-04-09 23:00 | 32.7523 | 53.2269
2024-04-10 | 31.4939 | 52.4233
2024-04-10 01:00 | 31.381 | 48.8208
2024-04-10 02:00 | 31.7877 | 47.995
2024-04-10 03:00 | 32.4087 | 48.3422
2024-04-10 04:00 | 33.001 | 48.5528
2024-04-10 05:00 | 35.018 | 50.9305
2024-04-10 06:00 | 39.4875 | 57.3699
2024-04-10 07:00 | 44.2521 | 62.5307
2024-04-10 08:00 | 45.2819 | 62.6393
2024-04-10 09:00 | 43.804 | 59.5477
2024-04-10 10:00 | 42.8057 | 55.7588
2024-04-10 11:00 | 42.4777 | 53.3017
2024-04-10 12:00 | 40.616 | 46.591
2024-04-10 13:00 | 40.043 | 44.2484
2024-04-10 14:00 | 39.5802 | 42.2977
2024-04-10 15:00 | 40.1801 | 44.3328
2024-04-10 16:00 | 41.6223 | 48.8628
2024-04-10 17:00 | 43.3854 | 55.5788
2024-04-10 18:00 | 45.5153 | 59.6954
2024-04-10 19:00 | 45.3732 | 62.8061
2024-04-10 20:00 | 44.5834 | 64.12
2024-04-10 21:00 | 42.1469 | 61.0189
2024-04-10 22:00 | 38.9583 | 56.1801
2024-04-10 23:00 | 35.4733 | 51.5432
2024-04-11 | 33.2214 | 50.7449
2024-04-11 01:00 | 33.0277 | 47.692
2024-04-11 02:00 | 33.4708 | 46.8098
2024-04-11 03:00 | 34.0764 | 47.1655
2024-04-11 04:00 | 34.6612 | 47.4391
2024-04-11 05:00 | 36.6943 | 50.2656
2024-04-11 06:00 | 41.0146 | 56.5139
2024-04-11 07:00 | 45.4632 | 61.7374
2024-04-11 08:00 | 46.5226 | 61.9563
2024-04-11 09:00 | 44.8655 | 59.2538
2024-04-11 10:00 | 43.6654 | 55.7941
2024-04-11 11:00 | 43.157 | 52.9172
2024-04-11 12:00 | 41.5781 | 44.8564
2024-04-11 13:00 | 40.8475 | 42.2821
2024-04-11 14:00 | 40.291 | 40.1367
2024-04-11 15:00 | 41.0563 | 42.297
2024-04-11 16:00 | 42.5349 | 47.0817
2024-04-11 17:00 | 44.2208 | 53.4854
2024-04-11 18:00 | 44.8187 | 58.2801
2024-04-11 19:00 | 44.9779 | 61.1044
2024-04-11 20:00 | 44.5393 | 62.4519
2024-04-11 21:00 | 42.1024 | 59.2108
2024-04-11 22:00 | 38.9233 | 54.5762
2024-04-11 23:00 | 35.5053 | 50.2506
2024-04-12 | 34.2207 | 49.2418
2024-04-12 01:00 | 32.9227 | 46.4466
2024-04-12 02:00 | 33.2441 | 45.567
2024-04-12 03:00 | 33.8126 | 45.7185
2024-04-12 04:00 | 34.343 | 45.942
2024-04-12 05:00 | 36.3506 | 48.4273
2024-04-12 06:00 | 40.7292 | 54.343
2024-04-12 07:00 | 45.1088 | 59.7556
2024-04-12 08:00 | 46.0107 | 60.8915
2024-04-12 09:00 | 44.384 | 59.6997
2024-04-12 10:00 | 43.3108 | 57.4197
2024-04-12 11:00 | 42.6125 | 54.6556
2024-04-12 12:00 | 40.1219 | 52.3687
2024-04-12 13:00 | 39.2411 | 50.1663
2024-04-12 14:00 | 38.6298 | 48.1505
2024-04-12 15:00 | 38.897 | 49.0991
2024-04-12 16:00 | 39.895 | 51.8633
2024-04-12 17:00 | 41.4791 | 55.1901
2024-04-12 18:00 | 42.0022 | 57.6535
2024-04-12 19:00 | 42.1331 | 59.1953
2024-04-12 20:00 | 41.5005 | 59.698
2024-04-12 21:00 | 39.1593 | 56.1556
2024-04-12 22:00 | 36.1112 | 51.7536
2024-04-12 23:00 | 32.8429 | 47.5842
2024-04-13 | 31.4063 | 46.064
2024-04-13 01:00 | 30.7354 | 45.489
2024-04-13 02:00 | 30.9509 | 44.7024
2024-04-13 03:00 | 31.3501 | 44.8791
2024-04-13 04:00 | 31.7167 | 44.8143
2024-04-13 05:00 | 33.2066 | 46.6672
2024-04-13 06:00 | 36.3916 | 51.7117
2024-04-13 07:00 | 38.9125 | 53.8137
2024-04-13 08:00 | 39.0804 | 54.0299
2024-04-13 09:00 | 37.6373 | 54.5947
2024-04-13 10:00 | 36.8367 | 54.2712
2024-04-13 11:00 | 36.0584 | 52.0594
2024-04-13 12:00 | 36.0189 | 48.4298
2024-04-13 13:00 | 34.948 | 46.4998
2024-04-13 14:00 | 33.8544 | 43.9355
2024-04-13 15:00 | 34.1328 | 44.8997
2024-04-13 16:00 | 35.6465 | 48.3208
2024-04-13 17:00 | 38.1181 | 51.7784
2024-04-13 18:00 | 40.1813 | 55.5851
2024-04-13 19:00 | 39.6722 | 56.2336
2024-04-13 20:00 | 38.3316 | 57.0814
2024-04-13 21:00 | 35.8606 | 54.4331
2024-04-13 22:00 | 33.415 | 51.4669
2024-04-13 23:00 | 31.0855 | 48.9121
2024-04-14 | 29.9374 | 45.9555
2024-04-14 01:00 | 29.6355 | 44.2066
2024-04-14 02:00 | 29.8923 | 43.494
2024-04-14 03:00 | 30.3422 | 43.5389
2024-04-14 04:00 | 30.6235 | 43.6046
2024-04-14 05:00 | 31.9595 | 45.2621
2024-04-14 06:00 | 34.7668 | 48.6426
2024-04-14 07:00 | 37.1994 | 49.0413
2024-04-14 08:00 | 37.575 | 45.2021
2024-04-14 09:00 | 36.2479 | 39.9865
2024-04-14 10:00 | 35.3155 | 35.7163
2024-04-14 11:00 | 34.727 | 35.0208
2024-04-14 12:00 | 35.096 | 34.7969
2024-04-14 13:00 | 34.4159 | 32.9919
2024-04-14 14:00 | 33.623 | 31.8333
2024-04-14 15:00 | 34.1317 | 35.4065
2024-04-14 16:00 | 36.0586 | 40.7202
2024-04-14 17:00 | 38.9746 | 47.9636
2024-04-14 18:00 | 42.6553 | 52.2014
2024-04-14 19:00 | 41.8466 | 55.0342
2024-04-14 20:00 | 40.2211 | 56.1433
2024-04-14 21:00 | 37.5579 | 53.4243
2024-04-14 22:00 | 34.8488 | 50.1981
2024-04-14 23:00 | 32.2285 | 47.243
2024-04-15 | 30.528 | 47.0666
2024-04-15 01:00 | 30.4035 | 43.9417
2024-04-15 02:00 | 30.9546 | 43.4444
2024-04-15 03:00 | 31.6831 | 43.5233
2024-04-15 04:00 | 32.3444 | 43.6196
2024-04-15 05:00 | 34.4631 | 46.5548
2024-04-15 06:00 | 39.3155 | 52.9377
2024-04-15 07:00 | 44.0941 | 57.2272
2024-04-15 08:00 | 45.0066 | 55.5577
2024-04-15 09:00 | 42.5326 | 50.3743
2024-04-15 10:00 | 40.8799 | 45.4207
2024-04-15 11:00 | 39.6837 | 43.9064
2024-04-15 12:00 | 38.949 | 39.1681
2024-04-15 13:00 | 38.1214 | 37.5209
2024-04-15 14:00 | 37.502 | 35.3017
2024-04-15 15:00 | 38.1593 | 37.2826
2024-04-15 16:00 | 39.7383 | 42.5517
2024-04-15 17:00 | 41.7681 | 49.3015
2024-04-15 18:00 | 43.2542 | 54.9792
2024-04-15 19:00 | 43.6226 | 57.3983
2024-04-15 20:00 | 43.2448 | 58.915
2024-04-15 21:00 | 41.0596 | 56.2184
2024-04-15 22:00 | 37.9328 | 52.0419
2024-04-15 23:00 | 34.603 | 48.0315
2024-04-16 | 32.2254 | 45.6602
2024-04-16 01:00 | 32.0032 | 47.4609
2024-04-16 02:00 | 32.4474 | 46.1527
2024-04-16 03:00 | 33.1179 | 45.6076
2024-04-16 04:00 | 33.7541 | 45.6557
2024-04-16 05:00 | 35.8891 | 47.3723
2024-04-16 06:00 | 40.5554 | 55.6497
2024-04-16 07:00 | 45.0338 | 60.1252
2024-04-16 08:00 | 45.6304 | 59.2428
2024-04-16 09:00 | 42.7636 | 58.3196
2024-04-16 10:00 | 40.7494 | 55.9461
2024-04-16 11:00 | 39.4266 | 53.9566
2024-04-16 12:00 | 38.3691 | 54.1493
2024-04-16 13:00 | 37.4024 | 54.0613
2024-04-16 14:00 | 36.8325 | 51.701
2024-04-16 15:00 | 37.3557 | 55.3005
2024-04-16 16:00 | 38.904 | 58.6314
2024-04-16 17:00 | 41.1391 | 60.7204
2024-04-16 18:00 | 42.9715 | 62.2215
2024-04-16 19:00 | 43.5126 | 63.7785
2024-04-16 20:00 | 43.3652 | 63.591
2024-04-16 21:00 | 41.311 | 58.6346
2024-04-16 22:00 | 38.2399 | 53.8954
2024-04-16 23:00 | 34.9071 | 49.1747
2024-04-17 | 32.9519 | 49.3456
2024-04-17 01:00 | 32.5138 | 45.8616
2024-04-17 02:00 | 32.9303 | 44.5632
2024-04-17 03:00 | 33.5521 | 44.3147
2024-04-17 04:00 | 34.124 | 43.9074
2024-04-17 05:00 | 36.1785 | 46.3421
2024-04-17 06:00 | 40.685 | 51.794
2024-04-17 07:00 | 45.3594 | 56.4753
2024-04-17 08:00 | 46.1816 | 57.5934
2024-04-17 09:00 | 43.7779 | 55.8095
2024-04-17 10:00 | 41.8242 | 55.0552
2024-04-17 11:00 | 40.3828 | 56.0358
2024-04-17 12:00 | 40.5847 | 57.0749
2024-04-17 13:00 | 39.9096 | 55.0043
2024-04-17 14:00 | 39.2546 | 54.2961
2024-04-17 15:00 | 39.6312 | 56.0397
2024-04-17 16:00 | 40.9335 | 58.8072
2024-04-17 17:00 | 42.7443 | 61.4141
2024-04-17 18:00 | 43.7068 | 62.9653
2024-04-17 19:00 | 43.4998 | 63.17
2024-04-17 20:00 | 42.8758 | 63.0837
2024-04-17 21:00 | 40.5944 | 59.0826
2024-04-17 22:00 | 37.3962 | 54.6596
2024-04-17 23:00 | 34.0046 | 49.9189
2024-04-18 | 32.4984 | 46.7337
2024-04-18 01:00 | 31.83 | 46.1832
2024-04-18 02:00 | 32.1884 | 45.0208
2024-04-18 03:00 | 32.7276 | 45.305
2024-04-18 04:00 | 33.2595 | 45.2956
2024-04-18 05:00 | 35.2721 | 47.905
2024-04-18 06:00 | 39.9758 | 53.9787
2024-04-18 07:00 | 44.3143 | 58.9682
2024-04-18 08:00 | 44.9075 | 58.0607
2024-04-18 09:00 | 42.6963 | 56.7434
2024-04-18 10:00 | 41.1637 | 53.9059
2024-04-18 11:00 | 40.223 | 53.5774
2024-04-18 12:00 | 39.5965 | 56.0458
2024-04-18 13:00 | 38.833 | 55.6988
2024-04-18 14:00 | 38.4638 | 52.4359
2024-04-18 15:00 | 38.9887 | 55.0255
2024-04-18 16:00 | 40.3152 | 58.7702
2024-04-18 17:00 | 41.9483 | 61.9789
2024-04-18 18:00 | 42.3128 | 65.3548
2024-04-18 19:00 | 42.51 | 66.1353
2024-04-18 20:00 | 42.1578 | 66.4857
2024-04-18 21:00 | 40.0469 | 62.8805
2024-04-18 22:00 | 36.9996 | 58.7241
2024-04-18 23:00 | 33.6581 | 54.4011
2024-04-19 | 32.0943 | 50.2536
2024-04-19 01:00 | 31.2882 | 47.0278
2024-04-19 02:00 | 31.6147 | 46.4986
2024-04-19 03:00 | 32.1392 | 46.2211
2024-04-19 04:00 | 32.6739 | 46.507
2024-04-19 05:00 | 34.6615 | 48.75
2024-04-19 06:00 | 38.9503 | 53.6214
2024-04-19 07:00 | 43.9294 | 58.6359
2024-04-19 08:00 | 45.4104 | 61.3845
2024-04-19 09:00 | 44.1947 | 62.9994
2024-04-19 10:00 | 43.3058 | 64.7002
2024-04-19 11:00 | 42.0171 | 62.7421
2024-04-19 12:00 | 40.5627 | 62.9169
2024-04-19 13:00 | 39.769 | 62.0981
2024-04-19 14:00 | 39.0105 | 61.0227
2024-04-19 15:00 | 38.822 | 62.0974
2024-04-19 16:00 | 39.4683 | 63.2224
2024-04-19 17:00 | 40.8328 | 62.2324
2024-04-19 18:00 | 40.074 | 62.1696
2024-04-19 19:00 | 40.0366 | 61.4995
2024-04-19 20:00 | 39.3701 | 60.1862
2024-04-19 21:00 | 37.3562 | 55.9438
2024-04-19 22:00 | 34.4593 | 51.7422
2024-04-19 23:00 | 31.4302 | 47.6089
2024-04-20 | 30.1975 | 46.2663
2024-04-20 01:00 | 29.6303 | 44.1578
2024-04-20 02:00 | 29.874 | 43.3595
2024-04-20 03:00 | 30.3204 | 43.1549
2024-04-20 04:00 | 30.6696 | 42.6019
2024-04-20 05:00 | 32.0165 | 45.0039
2024-04-20 06:00 | 34.9935 | 47.9321
2024-04-20 07:00 | 38.1667 | 49.6681
2024-04-20 08:00 | 39.1532 | 50.8043
2024-04-20 09:00 | 38.1669 | 52.4885
2024-04-20 10:00 | 37.3673 | 52.9617
2024-04-20 11:00 | 36.2941 | 52.4245
2024-04-20 12:00 | 35.796 | 49.421
2024-04-20 13:00 | 34.6318 | 48.1509
2024-04-20 14:00 | 33.4823 | 45.3013
2024-04-20 15:00 | 33.4449 | 45.7682
2024-04-20 16:00 | 34.9464 | 48.557
2024-04-20 17:00 | 37.4079 | 51.1879
2024-04-20 18:00 | 38.609 | 53.0681
2024-04-20 19:00 | 38.1806 | 53.2098
2024-04-20 20:00 | 36.9637 | 52.8042
2024-04-20 21:00 | 34.9293 | 49.828
2024-04-20 22:00 | 32.6824 | 46.9498
2024-04-20 23:00 | 30.4283 | 44.3175
2024-04-21 | 29.0978 | 42.8633
2024-04-21 01:00 | 28.3675 | 42.4432
2024-04-21 02:00 | 28.5552 | 41.3892
2024-04-21 03:00 | 28.9382 | 41.5093
2024-04-21 04:00 | 29.1614 | 41.2892
2024-04-21 05:00 | 30.2475 | 42.4689
2024-04-21 06:00 | 32.7412 | 44.3859
2024-04-21 07:00 | 35.1959 | 45.5241
2024-04-21 08:00 | 35.6557 | 44.5536
2024-04-21 09:00 | 33.7667 | 44.8225
2024-04-21 10:00 | 32.2152 | 44.2995
2024-04-21 11:00 | 31.4938 | 44.0563
2024-04-21 12:00 | 31.5586 | 45.3732
2024-04-21 13:00 | 30.5322 | 45.2928
2024-04-21 14:00 | 29.7559 | 44.0143
2024-04-21 15:00 | 30.2149 | 47.5964
2024-04-21 16:00 | 32.4369 | 51.5485
2024-04-21 17:00 | 35.5882 | 54.3181
2024-04-21 18:00 | 38.4053 | 55.5211
2024-04-21 19:00 | 38.0776 | 56.6737
2024-04-21 20:00 | 37.0762 | 56.9259
2024-04-21 21:00 | 35.3223 | 54.0679
2024-04-21 22:00 | 32.8321 | 50.4398
2024-04-21 23:00 | 30.3208 | 47.085
2024-04-22 | 28.6042 | 44.1724
2024-04-22 01:00 | 28.3796 | 43.7288
2024-04-22 02:00 | 28.8984 | 42.8713
2024-04-22 03:00 | 29.5778 | 42.4943
2024-04-22 04:00 | 30.146 | 42.1354
2024-04-22 05:00 | 32.2016 | 44.8689
2024-04-22 06:00 | 36.7068 | 48.7851
2024-04-22 07:00 | 42.4676 | 53.3586
2024-04-22 08:00 | 44.4807 | 53.2321
2024-04-22 09:00 | 43.8394 | 51.8592
2024-04-22 10:00 | 43.3666 | 49.5859
2024-04-22 11:00 | 42.2581 | 49.5267
2024-04-22 12:00 | 41.0439 | 49.708
2024-04-22 13:00 | 40.6614 | 49.1279
2024-04-22 14:00 | 39.9868 | 47.8112
2024-04-22 15:00 | 40.3207 | 49.5367
2024-04-22 16:00 | 41.162 | 53.2604
2024-04-22 17:00 | 42.2027 | 56.7421
2024-04-22 18:00 | 42.5665 | 59.2399
2024-04-22 19:00 | 41.611 | 60.4251
2024-04-22 20:00 | 40.271 | 60.6022
2024-04-22 21:00 | 38.003 | 57.147
2024-04-22 22:00 | 34.8485 | 52.6701
2024-04-22 23:00 | 31.7574 | 48.352
2024-04-23 | 29.8526 | 44.8852
2024-04-23 01:00 | 29.5023 | 41.4488
2024-04-23 02:00 | 29.8734 | 40.4881
2024-04-23 03:00 | 30.4294 | 40.5542
2024-04-23 04:00 | 31.0316 | 40.1972
2024-04-23 05:00 | 33.0403 | 42.7448
2024-04-23 06:00 | 37.9717 | 48.7478
2024-04-23 07:00 | 42.6009 | 54.6602
2024-04-23 08:00 | 43.0762 | 57.86
2024-04-23 09:00 | 40.5296 | 60.5518
2024-04-23 10:00 | 39.0647 | 61.8302
2024-04-23 11:00 | 38.3071 | 61.2992
2024-04-23 12:00 | 39.5201 | 61.9472
2024-04-23 13:00 | 38.9282 | 60.8485
2024-04-23 14:00 | 38.2764 | 58.3663
2024-04-23 15:00 | 38.5871 | 59.8816
2024-04-23 16:00 | 39.8435 | 62.3408
2024-04-23 17:00 | 41.6245 | 63.1398
2024-04-23 18:00 | 43.1705 | 64.3265
2024-04-23 19:00 | 42.5459 | 63.5025
2024-04-23 20:00 | 41.7118 | 63.0024
2024-04-23 21:00 | 39.6179 | 59.1307
2024-04-23 22:00 | 36.485 | 55.1829
2024-04-23 23:00 | 33.2972 | 51.064
2024-04-24 | 31.8122 | 46.1038
2024-04-24 01:00 | 31.023 | 45.8867
2024-04-24 02:00 | 31.4156 | 44.8397
2024-04-24 03:00 | 31.9744 | 44.6384
2024-04-24 04:00 | 32.511 | 44.9139
2024-04-24 05:00 | 34.4732 | 47.2409
2024-04-24 06:00 | 38.8067 | 51.893
2024-04-24 07:00 | 43.4506 | 56.3807
2024-04-24 08:00 | 43.9424 | 56.0678
2024-04-24 09:00 | 41.9583 | 54.118
2024-04-24 10:00 | 40.613 | 52.0397
2024-04-24 11:00 | 40.2512 | 51.6519
2024-04-24 12:00 | 40.437 | 49.3524
2024-04-24 13:00 | 40.1746 | 47.9359
2024-04-24 14:00 | 39.4557 | 44.6614
2024-04-24 15:00 | 39.8542 | 45.8475
2024-04-24 16:00 | 40.9935 | 49.9438
2024-04-24 17:00 | 42.6012 | 55.4018
2024-04-24 18:00 | 42.0941 | 58.8519
2024-04-24 19:00 | 42.005 | 61.4696
2024-04-24 20:00 | 41.4483 | 62.7075
2024-04-24 21:00 | 39.5657 | 60.1031
2024-04-24 22:00 | 36.3955 | 56.0337
2024-04-24 23:00 | 32.9959 | 51.2725
2024-04-25 | 31.502 | 49.1088
2024-04-25 01:00 | 30.2576 | 45.8649
2024-04-25 02:00 | 30.6034 | 45.0247
2024-04-25 03:00 | 31.1759 | 44.9142
2024-04-25 04:00 | 31.7303 | 45.1979
2024-04-25 05:00 | 33.758 | 48.0227
2024-04-25 06:00 | 38.4364 | 54.1536
2024-04-25 07:00 | 43.1365 | 57.844
2024-04-25 08:00 | 43.8585 | 56.0986
2024-04-25 09:00 | 42.0683 | 50.3104
2024-04-25 10:00 | 40.9943 | 45.5312
2024-04-25 11:00 | 40.2897 | 43.081
2024-04-25 12:00 | 41.3375 | 42.6955
2024-04-25 13:00 | 41.0383 | 40.4822
2024-04-25 14:00 | 40.3919 | 37.707
2024-04-25 15:00 | 40.64 | 39.4967
2024-04-25 16:00 | 41.6293 | 44.1849
2024-04-25 17:00 | 42.759 | 50.1709
2024-04-25 18:00 | 42.9631 | 53.4261
2024-04-25 19:00 | 41.9688 | 57.339
2024-04-25 20:00 | 40.7092 | 59.3178
2024-04-25 21:00 | 38.607 | 57.2351
2024-04-25 22:00 | 35.552 | 53.1789
2024-04-25 23:00 | 32.4635 | 48.7144
2024-04-26 | 30.8358 | 47.7319
2024-04-26 01:00 | 30.5033 | 44.3504
2024-04-26 02:00 | 30.8222 | 43.366
2024-04-26 03:00 | 31.3291 | 43.3419
2024-04-26 04:00 | 31.9016 | 43.4084
2024-04-26 05:00 | 33.8236 | 45.8913
2024-04-26 06:00 | 38.2007 | 51.4986
2024-04-26 07:00 | 43.6645 | 56.0859
2024-04-26 08:00 | 45.7535 | 55.6021
2024-04-26 09:00 | 45.5482 | 51.694
2024-04-26 10:00 | 45.3268 | 47.3461
2024-04-26 11:00 | 44.2703 | 44.4939
2024-04-26 12:00 | 43.8838 | 41.6659
2024-04-26 13:00 | 43.5905 | 39.8679
2024-04-26 14:00 | 42.7339 | 37.0461
2024-04-26 15:00 | 42.5426 | 38.9803
2024-04-26 16:00 | 43.0528 | 42.9335
2024-04-26 17:00 | 43.9273 | 48.3912
2024-04-26 18:00 | 44.0155 | 53.021
2024-04-26 19:00 | 42.5329 | 55.7947
2024-04-26 20:00 | 40.7287 | 56.8303
2024-04-26 21:00 | 38.4998 | 54.4404
2024-04-26 22:00 | 35.4072 | 50.2158
2024-04-26 23:00 | 32.3297 | 46.0565
2024-04-27 | 30.4479 | 44.8199
2024-04-27 01:00 | 29.7764 | 42.971
2024-04-27 02:00 | 29.9949 | 42.1539
2024-04-27 03:00 | 30.339 | 42.2675
2024-04-27 04:00 | 30.6583 | 42.1177
2024-04-27 05:00 | 31.808 | 43.9338
2024-04-27 06:00 | 34.4338 | 48.4581
2024-04-27 07:00 | 38.0723 | 50.5014
2024-04-27 08:00 | 40.0249 | 50.9691
2024-04-27 09:00 | 40.6582 | 50.7598
2024-04-27 10:00 | 40.8732 | 49.7845
2024-04-27 11:00 | 40.1763 | 46.7927
2024-04-27 12:00 | 39.4301 | 46.1767
2024-04-27 13:00 | 38.6323 | 44.2432
2024-04-27 14:00 | 37.4731 | 41.0052
2024-04-27 15:00 | 37.4132 | 41.8732
2024-04-27 16:00 | 38.7581 | 45.2024
2024-04-27 17:00 | 40.6768 | 48.9757
2024-04-27 18:00 | 40.0762 | 54.004
2024-04-27 19:00 | 38.8107 | 54.1836
2024-04-27 20:00 | 37.0425 | 54.6381
2024-04-27 21:00 | 35.0081 | 52.5344
2024-04-27 22:00 | 32.6636 | 49.785
2024-04-27 23:00 | 30.4699 | 46.9801
2024-04-28 | 29.4303 | 44.2339
2024-04-28 01:00 | 28.0876 | 42.4023
2024-04-28 02:00 | 28.2514 | 41.5366
2024-04-28 03:00 | 28.5757 | 41.1789
2024-04-28 04:00 | 28.7803 | 40.9573
2024-04-28 05:00 | 29.7843 | 42.5386
2024-04-28 06:00 | 32.0807 | 44.7783
2024-04-28 07:00 | 35.2268 | 46.2062
2024-04-28 08:00 | 36.8486 | 47.0128
2024-04-28 09:00 | 36.437 | 47.2392
2024-04-28 10:00 | 35.9574 | 46.9472
2024-04-28 11:00 | 35.1088 | 44.3316
2024-04-28 12:00 | 35.5772 | 43.0544
2024-04-28 13:00 | 35.1326 | 41.4122
2024-04-28 14:00 | 34.1297 | 39.2776
2024-04-28 15:00 | 34.5551 | 41.136
2024-04-28 16:00 | 36.4373 | 44.816
2024-04-28 17:00 | 38.7639 | 49.2153
2024-04-28 18:00 | 39.5147 | 49.6311
2024-04-28 19:00 | 38.8248 | 51.9326
2024-04-28 20:00 | 37.1617 | 53.366
2024-04-28 21:00 | 35.7506 | 51.6256
2024-04-28 22:00 | 33.1016 | 48.8834
2024-04-28 23:00 | 30.4973 | 45.8894
2024-04-29 | 28.3134 | 44.3489
2024-04-29 01:00 | 28.9166 | 43.0149
2024-04-29 02:00 | 29.3763 | 41.7556
2024-04-29 03:00 | 29.98 | 41.2142
2024-04-29 04:00 | 30.5864 | 41.324
2024-04-29 05:00 | 32.5648 | 43.537
2024-04-29 06:00 | 36.8505 | 50.8623
2024-04-29 07:00 | 42.0553 | 55.2748
2024-04-29 08:00 | 43.9882 | 54.6132
2024-04-29 09:00 | 43.6302 | 53.9571
2024-04-29 10:00 | 43.9888 | 50.6161
2024-04-29 11:00 | 44.1623 | 48.0638
2024-04-29 12:00 | 45.6606 | 45.2595
2024-04-29 13:00 | 46.239 | 45.5905
2024-04-29 14:00 | 46.4136 | 43.2763
2024-04-29 15:00 | 47.3797 | 45.5744
2024-04-29 16:00 | 48.8481 | 49.9276
2024-04-29 17:00 | 50.1356 | 54.4048
2024-04-29 18:00 | 49.1628 | 58.4627
2024-04-29 19:00 | 48.0944 | 59.6723
2024-04-29 20:00 | 45.9505 | 60.7651
2024-04-29 21:00 | 43.7627 | 57.5965
2024-04-29 22:00 | 40.077 | 52.9042
2024-04-29 23:00 | 36.0235 | 48.6146
2024-04-30 | 33.1828 | 47.0779
2024-04-30 01:00 | 30.8922 | 42.7729
2024-04-30 02:00 | 30.874 | 41.5617
2024-04-30 03:00 | 31.0857 | 41.1326
2024-04-30 04:00 | 31.4061 | 40.6793
2024-04-30 05:00 | 33.1832 | 43.4075
2024-04-30 06:00 | 37.748 | 48.5616
2024-04-30 07:00 | 42.7664 | 54.1409
2024-04-30 08:00 | 43.8218 | 57.7213
2024-04-30 09:00 | 42.5189 | 58.1447
2024-04-30 10:00 | 42.0076 | 58.1864
2024-04-30 11:00 | 41.6012 | 55.7314
2024-04-30 12:00 | 40.7755 | 48.734
2024-04-30 13:00 | 40.1357 | 45.7149
2024-04-30 14:00 | 39.4868 | 43.2037
2024-04-30 15:00 | 39.5458 | 44.0945
2024-04-30 16:00 | 40.6698 | 47.7595
2024-04-30 17:00 | 42.0682 | 52.1958
2024-04-30 18:00 | 40.2275 | 54.1678
2024-04-30 19:00 | 40.0373 | 56.3394
2024-04-30 20:00 | 39.6103 | 57.4086
2024-04-30 21:00 | 37.72 | 54.9101
2024-04-30 22:00 | 34.6217 | 51.1139
2024-04-30 23:00 | 31.3795 | 46.652
2024-05-01 | 30.4458 | 44.8435
2024-05-01 01:00 | 29.573 | 41.694
2024-05-01 02:00 | 29.6801 | 40.4629
2024-05-01 03:00 | 30.1465 | 40.628
2024-05-01 04:00 | 30.542 | 40.7391
2024-05-01 05:00 | 32.3275 | 42.9774
2024-05-01 06:00 | 37.3636 | 48.5673
2024-05-01 07:00 | 41.9457 | 52.9385
2024-05-01 08:00 | 42.6197 | 51.2976
2024-05-01 09:00 | 41.5452 | 47.5896
2024-05-01 10:00 | 40.7675 | 42.3842
2024-05-01 11:00 | 40.0594 | 41.8591
2024-05-01 12:00 | 39.6889 | 42.2856
2024-05-01 13:00 | 40.3969 | 42.3175
2024-05-01 14:00 | 39.9942 | 38.7041
2024-05-01 15:00 | 40.7014 | 41.3403
2024-05-01 16:00 | 41.73 | 45.5327
2024-05-01 17:00 | 43.3805 | 51.3976
2024-05-01 18:00 | 44.3355 | 53.7324
2024-05-01 19:00 | 42.6439 | 55.7688
2024-05-01 20:00 | 41.0495 | 56.6457
2024-05-01 21:00 | 39.053 | 54.632
2024-05-01 22:00 | 35.8384 | 50.9416
2024-05-01 23:00 | 32.1778 | 46.8273
2024-05-02 | 30.6644 | 45.2268
2024-05-02 01:00 | 29.2874 | 43.7523
2024-05-02 02:00 | 29.3899 | 42.9616
2024-05-02 03:00 | 29.8124 | 42.5446
2024-05-02 04:00 | 30.2206 | 42.8718
2024-05-02 05:00 | 32.0375 | 45.5715
2024-05-02 06:00 | 36.7488 | 49.0011
2024-05-02 07:00 | 41.9427 | 52.7499
2024-05-02 08:00 | 44.1342 | 52.239
2024-05-02 09:00 | 44.3882 | 50.3568
2024-05-02 10:00 | 45.0384 | 48.8635
2024-05-02 11:00 | 44.4954 | 49.2453
2024-05-02 12:00 | 41.4102 | 50.6141
2024-05-02 13:00 | 41.2554 | 50.1381
2024-05-02 14:00 | 40.8689 | 48.379
2024-05-02 15:00 | 41.162 | 50.0467
2024-05-02 16:00 | 42.3036 | 52.9207
2024-05-02 17:00 | 43.5298 | 54.9869
2024-05-02 18:00 | 42.9316 | 56.8952
2024-05-02 19:00 | 41.5506 | 57.4943
2024-05-02 20:00 | 40.4276 | 58.3587
2024-05-02 21:00 | 38.6168 | 55.5627
2024-05-02 22:00 | 35.5621 | 51.7507
2024-05-02 23:00 | 32.1151 | 47.7442
2024-05-03 | 30.1864 | 45.6344
2024-05-03 01:00 | 29.5135 | 42.4725
2024-05-03 02:00 | 29.665 | 41.4341
2024-05-03 03:00 | 30.1626 | 41.32
2024-05-03 04:00 | 30.6541 | 41.107
2024-05-03 05:00 | 32.513 | 43.1542
2024-05-03 06:00 | 37.1516 | 48.3266
2024-05-03 07:00 | 42.2932 | 53.2822
2024-05-03 08:00 | 43.4045 | 55.7694
2024-05-03 09:00 | 42.1405 | 57.6928
2024-05-03 10:00 | 41.0836 | 58.5765
2024-05-03 11:00 | 39.8581 | 58.297
2024-05-03 12:00 | 35.87 | 53.9829
2024-05-03 13:00 | 35.4951 | 52.6449
2024-05-03 14:00 | 34.9217 | 50.1998
2024-05-03 15:00 | 34.6073 | 50.982
2024-05-03 16:00 | 35.2659 | 52.141
2024-05-03 17:00 | 37.2333 | 53.563
2024-05-03 18:00 | 38.2324 | 53.7452
2024-05-03 19:00 | 38.3456 | 54.0349
2024-05-03 20:00 | 38.0743 | 54.0583
2024-05-03 21:00 | 36.9776 | 51.5476
2024-05-03 22:00 | 34.0905 | 48.0284
2024-05-03 23:00 | 30.6077 | 43.8873
2024-05-04 | 29.1884 | 42.4894
2024-05-04 01:00 | 28.6019 | 40.5019
2024-05-04 02:00 | 28.6346 | 39.4098
2024-05-04 03:00 | 28.9528 | 39.6499
2024-05-04 04:00 | 29.0637 | 39.3854
2024-05-04 05:00 | 29.8811 | 41.096
2024-05-04 06:00 | 32.0527 | 44.9504
2024-05-04 07:00 | 35.23 | 47.1032
2024-05-04 08:00 | 37.8706 | 49.4081
2024-05-04 09:00 | 38.3458 | 51.8852
2024-05-04 10:00 | 38.678 | 51.301
2024-05-04 11:00 | 38.0281 | 49.0945
2024-05-04 12:00 | 38.1656 | 47.9193
2024-05-04 13:00 | 36.9162 | 46.2725
2024-05-04 14:00 | 35.7717 | 43.2571
2024-05-04 15:00 | 35.4451 | 43.5825
2024-05-04 16:00 | 36.5204 | 45.3798
2024-05-04 17:00 | 38.3151 | 48.9009
2024-05-04 18:00 | 39.2303 | 52.2857
2024-05-04 19:00 | 37.9267 | 52.0459
2024-05-04 20:00 | 35.7658 | 51.3948
2024-05-04 21:00 | 34.7342 | 49.1244
2024-05-04 22:00 | 32.6028 | 46.7753
2024-05-04 23:00 | 30.0466 | 43.8219
2024-05-05 | 27.6104 | 43.404
2024-05-05 01:00 | 27.5773 | 41.3289
2024-05-05 02:00 | 27.6818 | 40.487
2024-05-05 03:00 | 28.0044 | 40.076
2024-05-05 04:00 | 28.1887 | 40.0072
2024-05-05 05:00 | 28.9705 | 41.2351
2024-05-05 06:00 | 30.3487 | 43.2625
2024-05-05 07:00 | 34.0861 | 44.2497
2024-05-05 08:00 | 36.3031 | 45.3706
2024-05-05 09:00 | 37.2568 | 45.843
2024-05-05 10:00 | 37.512 | 45.2092
2024-05-05 11:00 | 37.1655 | 42.8784
2024-05-05 12:00 | 34.6722 | 36.5314
2024-05-05 13:00 | 34.8818 | 34.3894
2024-05-05 14:00 | 34.1801 | 31.9732
2024-05-05 15:00 | 34.9679 | 34.8005
2024-05-05 16:00 | 37.0526 | 38.7468
2024-05-05 17:00 | 39.4294 | 44.9167
2024-05-05 18:00 | 40.6147 | 48.9749
2024-05-05 19:00 | 38.354 | 50.1503
2024-05-05 20:00 | 36.3933 | 50.9971
2024-05-05 21:00 | 34.7387 | 49.7237
2024-05-05 22:00 | 32.2472 | 47.4618
2024-05-05 23:00 | 29.6701 | 44.5046
2024-05-06 | 28.2782 | 43.8235
2024-05-06 01:00 | 27.7756 | 40.9821
2024-05-06 02:00 | 28.0683 | 40.2292
2024-05-06 03:00 | 28.6575 | 40.3924
2024-05-06 04:00 | 29.2083 | 40.4264
2024-05-06 05:00 | 31.0716 | 43.0379
2024-05-06 06:00 | 35.7944 | 48.9619
2024-05-06 07:00 | 41.4589 | 52.5917
2024-05-06 08:00 | 43.1818 | 50.9869
2024-05-06 09:00 | 42.1909 | 47.4559
2024-05-06 10:00 | 41.4857 | 43.9116
2024-05-06 11:00 | 40.0217 | 44.5836
2024-05-06 12:00 | 38.8649 | 42.1691
2024-05-06 13:00 | 38.74 | 41.9024
2024-05-06 14:00 | 38.2382 | 38.9383
2024-05-06 15:00 | 38.5743 | 41.4622
2024-05-06 16:00 | 39.7739 | 45.394
2024-05-06 17:00 | 41.4631 | 50.4674
2024-05-06 18:00 | 40.7629 | 50.5558
2024-05-06 19:00 | 39.9541 | 53.4001
2024-05-06 20:00 | 39.213 | 55.2545
2024-05-06 21:00 | 37.7823 | 54.0655
2024-05-06 22:00 | 34.7295 | 50.306
2024-05-06 23:00 | 31.3127 | 46.3807
2024-05-07 | 29.368 | 44.2583
2024-05-07 01:00 | 28.6377 | 43.6316
2024-05-07 02:00 | 28.8369 | 42.3016
2024-05-07 03:00 | 29.3891 | 41.9366
2024-05-07 04:00 | 29.9161 | 41.894
2024-05-07 05:00 | 31.8345 | 44.392
2024-05-07 06:00 | 36.5225 | 49.0724
2024-05-07 07:00 | 41.5355 | 54.3795
2024-05-07 08:00 | 42.6166 | 56.7176
2024-05-07 09:00 | 41.1779 | 57.8755
2024-05-07 10:00 | 40.4726 | 57.0371
2024-05-07 11:00 | 39.4161 | 56.2756
2024-05-07 12:00 | 39.823 | 50.5992
2024-05-07 13:00 | 40.0404 | 49.8216
2024-05-07 14:00 | 39.5381 | 47.3633
2024-05-07 15:00 | 39.8503 | 48.8142
2024-05-07 16:00 | 40.6056 | 51.7154
2024-05-07 17:00 | 41.9828 | 54.4032
2024-05-07 18:00 | 42.4334 | 56.502
2024-05-07 19:00 | 41.0982 | 57.0823
2024-05-07 20:00 | 39.6341 | 57.6712
2024-05-07 21:00 | 38.3413 | 55.3351
2024-05-07 22:00 | 35.189 | 51.5263
2024-05-07 23:00 | 31.6668 | 47.4976
2024-05-08 | 29.3427 | 45.3964
2024-05-08 01:00 | 28.9145 | 43.5467
2024-05-08 02:00 | 29.1311 | 42.3496
2024-05-08 03:00 | 29.6673 | 42.2719
2024-05-08 04:00 | 30.1809 | 42.084
2024-05-08 05:00 | 32.0386 | 44.3723
2024-05-08 06:00 | 36.4923 | 47.8507
2024-05-08 07:00 | 41.8101 | 53.0765
2024-05-08 08:00 | 43.0059 | 56.0624
2024-05-08 09:00 | 41.5467 | 57.431
2024-05-08 10:00 | 40.519 | 57.1286
2024-05-08 11:00 | 39.287 | 56.6107
2024-05-08 12:00 | 40.9307 | 52.7023
2024-05-08 13:00 | 40.9995 | 51.6066
2024-05-08 14:00 | 40.2885 | 49.9683
2024-05-08 15:00 | 40.2989 | 50.5505
2024-05-08 16:00 | 41.1057 | 52.3322
2024-05-08 17:00 | 42.5705 | 54.8369
2024-05-08 18:00 | 41.4902 | 56.3297
2024-05-08 19:00 | 39.9087 | 56.568
2024-05-08 20:00 | 38.6408 | 56.6824
2024-05-08 21:00 | 37.2733 | 54.3767
2024-05-08 22:00 | 34.3188 | 50.6834
2024-05-08 23:00 | 31.0786 | 46.3384
2024-05-09 | 29.429 | 43.086
2024-05-09 01:00 | 28.8328 | 42.8713
2024-05-09 02:00 | 29.0202 | 41.5334
2024-05-09 03:00 | 29.5493 | 41.329
2024-05-09 04:00 | 30.0242 | 41.2811
2024-05-09 05:00 | 31.8779 | 43.8361
2024-05-09 06:00 | 36.4138 | 48.7034
2024-05-09 07:00 | 41.3299 | 53.5236
2024-05-09 08:00 | 42.57 | 54.2328
2024-05-09 09:00 | 41.3155 | 54.7412
2024-05-09 10:00 | 40.612 | 52.9197
2024-05-09 11:00 | 39.4978 | 52.2915
2024-05-09 12:00 | 39.6563 | 49.5827
2024-05-09 13:00 | 39.6544 | 48.5817
2024-05-09 14:00 | 39.0843 | 45.0439
2024-05-09 15:00 | 39.1662 | 45.9744
2024-05-09 16:00 | 39.7962 | 48.7287
2024-05-09 17:00 | 41.0119 | 52.6402
2024-05-09 18:00 | 41.6933 | 54.9728
2024-05-09 19:00 | 40.5499 | 56.1732
2024-05-09 20:00 | 39.1978 | 56.5131
2024-05-09 21:00 | 38.0415 | 54.3118
2024-05-09 22:00 | 35.0417 | 50.5488
2024-05-09 23:00 | 31.6548 | 46.0986
2024-05-10 | 29.2485 | 44.9213
2024-05-10 01:00 | 28.7597 | 41.1084
2024-05-10 02:00 | 28.8733 | 40.1067
2024-05-10 03:00 | 29.3568 | 40.0863
2024-05-10 04:00 | 29.8248 | 40.0586
2024-05-10 05:00 | 31.5834 | 42.217
2024-05-10 06:00 | 36.0709 | 47.3595
2024-05-10 07:00 | 41.6671 | 51.2762
2024-05-10 08:00 | 43.3884 | 50.8305
2024-05-10 09:00 | 42.6568 | 47.5757
2024-05-10 10:00 | 42.1349 | 45.2205
2024-05-10 11:00 | 40.5231 | 45.521
2024-05-10 12:00 | 40.29 | 40.9655
2024-05-10 13:00 | 40.2161 | 39.0402
2024-05-10 14:00 | 39.5612 | 36.1097
2024-05-10 15:00 | 39.2953 | 37.3121
2024-05-10 16:00 | 39.5512 | 40.5295
2024-05-10 17:00 | 40.5185 | 45.3411
2024-05-10 18:00 | 40.8118 | 50.1812
2024-05-10 19:00 | 39.5775 | 51.82
2024-05-10 20:00 | 37.9503 | 52.3043
2024-05-10 21:00 | 36.808 | 50.5388
2024-05-10 22:00 | 33.8534 | 47.2393
2024-05-10 23:00 | 30.5021 | 43.1898
2024-05-11 | 28.2221 | 41.8013
2024-05-11 01:00 | 27.5774 | 41.4411
2024-05-11 02:00 | 27.5519 | 40.2761
2024-05-11 03:00 | 27.8542 | 40.4497
2024-05-11 04:00 | 28.0785 | 39.9244
2024-05-11 05:00 | 28.8772 | 41.6633
2024-05-11 06:00 | 31.3138 | 44.3664
2024-05-11 07:00 | 35.4464 | 45.8638
2024-05-11 08:00 | 37.6954 | 47.6155
2024-05-11 09:00 | 38.7059 | 50.4661
2024-05-11 10:00 | 39.0986 | 49.5871
2024-05-11 11:00 | 38.444 | 49.514
2024-05-11 12:00 | 36.6189 | 45.7395
2024-05-11 13:00 | 36.3677 | 45.1151
2024-05-11 14:00 | 35.595 | 42.4772
2024-05-11 15:00 | 35.7883 | 43.9169
2024-05-11 16:00 | 37.3114 | 46.2555
2024-05-11 17:00 | 39.2022 | 49.0902
2024-05-11 18:00 | 39.7459 | 50.9533
2024-05-11 19:00 | 37.7025 | 51.1424
2024-05-11 20:00 | 35.6486 | 50.6921
2024-05-11 21:00 | 34.4107 | 49.1044
2024-05-11 22:00 | 32.1215 | 46.8994
2024-05-11 23:00 | 29.5144 | 44.03
2024-05-12 | 27.5953 | 42.096
2024-05-12 01:00 | 27.1555 | 41.623
2024-05-12 02:00 | 27.1258 | 40.3982
2024-05-12 03:00 | 27.3869 | 39.9183
2024-05-12 04:00 | 27.6396 | 39.5153
2024-05-12 05:00 | 28.3033 | 40.5149
2024-05-12 06:00 | 30.3267 | 40.2897
2024-05-12 07:00 | 34.2805 | 40.3767
2024-05-12 08:00 | 36.5623 | 39.539
2024-05-12 09:00 | 37.6287 | 38.9717
2024-05-12 10:00 | 38.0419 | 38.4704
2024-05-12 11:00 | 37.6536 | 40.0177
2024-05-12 12:00 | 37.6853 | 39.5195
2024-05-12 13:00 | 38.0613 | 39.1917
2024-05-12 14:00 | 37.6017 | 38.0174
2024-05-12 15:00 | 37.9349 | 41.8007
2024-05-12 16:00 | 39.8093 | 45.3612
2024-05-12 17:00 | 42.0381 | 49.1422
2024-05-12 18:00 | 44.4777 | 49.684
2024-05-12 19:00 | 41.9001 | 50.9768
2024-05-12 20:00 | 39.0421 | 51.5877
2024-05-12 21:00 | 37.3947 | 50.2218
2024-05-12 22:00 | 34.5569 | 47.65
2024-05-12 23:00 | 31.347 | 44.5815
2024-05-13 | 28.8699 | 42.5417
2024-05-13 01:00 | 27.9617 | 42.6845
2024-05-13 02:00 | 28.0561 | 41.7403
2024-05-13 03:00 | 28.5103 | 41.6332
2024-05-13 04:00 | 28.9032 | 41.2465
2024-05-13 05:00 | 30.5531 | 43.4219
2024-05-13 06:00 | 35.3218 | 48.53
2024-05-13 07:00 | 40.9686 | 52.1149
2024-05-13 08:00 | 42.8557 | 50.5118
2024-05-13 09:00 | 42.4887 | 46.8074
2024-05-13 10:00 | 42.5538 | 43.8172
2024-05-13 11:00 | 41.8668 | 45.1563
2024-05-13 12:00 | 41.0802 | 42.4474
2024-05-13 13:00 | 41.2059 | 41.973
2024-05-13 14:00 | 40.7753 | 39.1794
2024-05-13 15:00 | 41.1807 | 41.4114
2024-05-13 16:00 | 42.1629 | 45.4321
2024-05-13 17:00 | 43.2378 | 50.1446
2024-05-13 18:00 | 43.8377 | 51.0115
2024-05-13 19:00 | 41.8989 | 53.5227
2024-05-13 20:00 | 39.8592 | 55.3205
2024-05-13 21:00 | 37.9443 | 54.3832
2024-05-13 22:00 | 34.7204 | 51.0691
2024-05-13 23:00 | 31.1416 | 47.1844
2024-05-14 | 29.0038 | 44.8339
2024-05-14 01:00 | 28.6305 | 42.8406
2024-05-14 02:00 | 28.8081 | 41.5666
2024-05-14 03:00 | 29.327 | 41.4779
2024-05-14 04:00 | 29.88 | 41.3906
2024-05-14 05:00 | 31.6408 | 43.3927
2024-05-14 06:00 | 36.1841 | 48.9502
2024-05-14 07:00 | 41.8238 | 52.6904
2024-05-14 08:00 | 43.46 | 50.603
2024-05-14 09:00 | 42.8519 | 46.4197
2024-05-14 10:00 | 42.5006 | 42.8491
2024-05-14 11:00 | 42.0282 | 44.287
2024-05-14 12:00 | 38.7577 | 43.1792
2024-05-14 13:00 | 38.6867 | 42.753
2024-05-14 14:00 | 38.235 | 39.22
2024-05-14 15:00 | 38.5472 | 41.8474
2024-05-14 16:00 | 39.7033 | 46.2215
2024-05-14 17:00 | 41.7865 | 50.4517
2024-05-14 18:00 | 42.9439 | 50.2725
2024-05-14 19:00 | 41.6848 | 53.1166
2024-05-14 20:00 | 40.3223 | 54.5141
2024-05-14 21:00 | 38.9805 | 53.595
2024-05-14 22:00 | 35.9304 | 50.3178
2024-05-14 23:00 | 32.3582 | 46.524
2024-05-15 | 30.4087 | 45.9328
2024-05-15 01:00 | 29.4532 | 42.6981
2024-05-15 02:00 | 29.6879 | 41.6101
2024-05-15 03:00 | 30.2438 | 41.6592
2024-05-15 04:00 | 30.7903 | 41.8246
2024-05-15 05:00 | 32.5866 | 43.9183
2024-05-15 06:00 | 37.1609 | 49.1249
2024-05-15 07:00 | 42.8339 | 54.0324
2024-05-15 08:00 | 44.3209 | 56.0887
2024-05-15 09:00 | 42.7004 | 56.9059
2024-05-15 10:00 | 41.3947 | 55.8451
2024-05-15 11:00 | 39.9277 | 54.3233
2024-05-15 12:00 | 41.239 | 51.5574
2024-05-15 13:00 | 41.3105 | 50.891
2024-05-15 14:00 | 40.4695 | 48.8849
2024-05-15 15:00 | 40.569 | 49.5002
2024-05-15 16:00 | 41.4331 | 51.5639
2024-05-15 17:00 | 43.1353 | 54.1463
2024-05-15 18:00 | 43.5704 | 54.4286
2024-05-15 19:00 | 41.5197 | 56.3549
2024-05-15 20:00 | 39.7012 | 56.2358
2024-05-15 21:00 | 38.2436 | 54.8912
2024-05-15 22:00 | 35.1573 | 51.1991
2024-05-15 23:00 | 31.7186 | 46.4552
2024-05-16 | 29.7303 | 43.9873
2024-05-16 01:00 | 28.9699 | 41.8059
2024-05-16 02:00 | 29.1532 | 40.5638
2024-05-16 03:00 | 29.7047 | 40.8328
2024-05-16 04:00 | 30.2425 | 40.766
2024-05-16 05:00 | 32.0231 | 43.0535
2024-05-16 06:00 | 36.484 | 47.5025
2024-05-16 07:00 | 42.0472 | 51.4751
2024-05-16 08:00 | 43.2078 | 49.8901
2024-05-16 09:00 | 41.2231 | 46.6506
2024-05-16 10:00 | 39.5997 | 43.0362
2024-05-16 11:00 | 37.903 | 42.8957
2024-05-16 12:00 | 36.7957 | 48.2092
2024-05-16 13:00 | 36.3971 | 47.4833
2024-05-16 14:00 | 35.8512 | 45.3955
2024-05-16 15:00 | 35.8216 | 46.757
2024-05-16 16:00 | 36.8152 | 49.3822
2024-05-16 17:00 | 38.7584 | 52.175
2024-05-16 18:00 | 38.2801 | 54.7067
2024-05-16 19:00 | 38.0875 | 55.5457
2024-05-16 20:00 | 37.6859 | 56.0343
2024-05-16 21:00 | 36.8506 | 54.2585
2024-05-16 22:00 | 34.1361 | 50.6568
2024-05-16 23:00 | 30.8028 | 46.6466
2024-05-17 | 29.3803 | 43.9829
2024-05-17 01:00 | 28.5492 | 43.8211
2024-05-17 02:00 | 28.636 | 42.6736
2024-05-17 03:00 | 29.1172 | 42.8759
2024-05-17 04:00 | 29.6248 | 42.4942
2024-05-17 05:00 | 31.3005 | 44.5279
2024-05-17 06:00 | 35.7449 | 48.4793
2024-05-17 07:00 | 40.9191 | 52.9356
2024-05-17 08:00 | 41.9881 | 53.7932
2024-05-17 09:00 | 40.5131 | 53.5806
2024-05-17 10:00 | 39.7052 | 51.6049
2024-05-17 11:00 | 38.616 | 52.1345
2024-05-17 12:00 | 38.8768 | 47.2481
2024-05-17 13:00 | 38.8343 | 46.546
2024-05-17 14:00 | 38.1929 | 44.6577
2024-05-17 15:00 | 37.9162 | 45.5481
2024-05-17 16:00 | 38.3516 | 47.4966
2024-05-17 17:00 | 39.7398 | 49.625
2024-05-17 18:00 | 40.3065 | 49.8342
2024-05-17 19:00 | 39.3501 | 52.4292
2024-05-17 20:00 | 37.6904 | 52.7554
2024-05-17 21:00 | 36.8541 | 51.7765
2024-05-17 22:00 | 33.934 | 48.3705
2024-05-17 23:00 | 30.4897 | 44.1749
2024-05-18 | 27.9861 | 40.9833
2024-05-18 01:00 | 27.4865 | 41.9256
2024-05-18 02:00 | 27.4653 | 40.7393
2024-05-18 03:00 | 27.7908 | 40.9498
2024-05-18 04:00 | 28.0661 | 40.3625
2024-05-18 05:00 | 28.777 | 41.8238
2024-05-18 06:00 | 30.8675 | 42.9091
2024-05-18 07:00 | 34.9815 | 43.7919
2024-05-18 08:00 | 36.3663 | 43.3726
2024-05-18 09:00 | 36.5863 | 43.2612
2024-05-18 10:00 | 36.8593 | 41.5354
2024-05-18 11:00 | 37.148 | 42.8308
2024-05-18 12:00 | 34.6307 | 45.2677
2024-05-18 13:00 | 34.8751 | 44.5474
2024-05-18 14:00 | 34.31 | 42.0704
2024-05-18 15:00 | 34.9084 | 43.7809
2024-05-18 16:00 | 36.9192 | 46.2088
2024-05-18 17:00 | 39.1053 | 48.8925
2024-05-18 18:00 | 39.8128 | 49.0638
2024-05-18 19:00 | 37.6676 | 50.4807
2024-05-18 20:00 | 35.4037 | 50.2571
2024-05-18 21:00 | 34.1407 | 49.575
2024-05-18 22:00 | 31.8999 | 47.3132
2024-05-18 23:00 | 29.2332 | 44.4918
2024-05-19 | 27.6003 | 41.9112
2024-05-19 01:00 | 26.4271 | 40.8289
2024-05-19 02:00 | 26.3369 | 39.4647
2024-05-19 03:00 | 26.6018 | 39.3923
2024-05-19 04:00 | 26.8258 | 39.0875
2024-05-19 05:00 | 27.4195 | 39.9992
2024-05-19 06:00 | 29.4875 | 40.3301
2024-05-19 07:00 | 32.6005 | 40.5358
2024-05-19 08:00 | 33.9946 | 38.751
2024-05-19 09:00 | 33.6376 | 37.3799
2024-05-19 10:00 | 33.3584 | 36.1329
2024-05-19 11:00 | 32.6994 | 36.8155
2024-05-19 12:00 | 34.7161 | 39.5485
2024-05-19 13:00 | 34.3068 | 38.981
2024-05-19 14:00 | 33.9403 | 36.536
2024-05-19 15:00 | 34.2058 | 39.9918
2024-05-19 16:00 | 36.0617 | 43.7094
2024-05-19 17:00 | 38.4557 | 48.4576
2024-05-19 18:00 | 39.1062 | 51.1382
2024-05-19 19:00 | 37.522 | 53.1091
2024-05-19 20:00 | 35.448 | 52.1809
2024-05-19 21:00 | 34.8123 | 51.0283
2024-05-19 22:00 | 32.4263 | 48.3435
2024-05-19 23:00 | 29.5944 | 44.6006
2024-05-20 | 27.3111 | 43.2243
2024-05-20 01:00 | 25.8788 | 40.0697
2024-05-20 02:00 | 25.9826 | 38.3835
2024-05-20 03:00 | 26.3845 | 37.6587
2024-05-20 04:00 | 26.482 | 37
2024-05-20 05:00 | 26.9498 | 37.5386
2024-05-20 06:00 | 28.5478 | 40.7824
2024-05-20 07:00 | 31.9525 | 40.7045
2024-05-20 08:00 | 33.529 | 39.6568
2024-05-20 09:00 | 33.8674 | 39.6946
2024-05-20 10:00 | 33.9088 | 37.9678
2024-05-20 11:00 | 33.8859 | 38.5649
2024-05-20 12:00 | 33.4471 | 36.5218
2024-05-20 13:00 | 32.8085 | 35.5918
2024-05-20 14:00 | 32.9987 | 34.6265
2024-05-20 15:00 | 33.4586 | 38.8198
2024-05-20 16:00 | 34.807 | 43.0723
2024-05-20 17:00 | 37.0057 | 48.066
2024-05-20 18:00 | 37.7806 | 51.8043
2024-05-20 19:00 | 36.2134 | 53.7262
2024-05-20 20:00 | 34.4026 | 53.3947
2024-05-20 21:00 | 33.7547 | 53.4578
2024-05-20 22:00 | 31.4958 | 51.2275
2024-05-20 23:00 | 29.0866 | 47.0206
2024-05-21 | 27.8107 | 43.9176
2024-05-21 01:00 | 28.2965 | 41.1927
2024-05-21 02:00 | 28.4985 | 39.8345
2024-05-21 03:00 | 29.0684 | 39.9667
2024-05-21 04:00 | 29.6908 | 39.5122
2024-05-21 05:00 | 31.4136 | 41.6094
2024-05-21 06:00 | 36.1229 | 46.7814
2024-05-21 07:00 | 42.078 | 52.0186
2024-05-21 08:00 | 43.8011 | 53.7742
2024-05-21 09:00 | 42.2529 | 54.0766
2024-05-21 10:00 | 41.1911 | 53.2071
2024-05-21 11:00 | 39.9012 | 53.2676
2024-05-21 12:00 | 37.7442 | 52.4285
2024-05-21 13:00 | 37.2778 | 51.3574
2024-05-21 14:00 | 36.7422 | 48.982
2024-05-21 15:00 | 36.9934 | 50.2581
2024-05-21 16:00 | 38.3529 | 52.9563
2024-05-21 17:00 | 40.7555 | 55.2746
2024-05-21 18:00 | 40.3558 | 54.8394
2024-05-21 19:00 | 40.1563 | 55.7658
2024-05-21 20:00 | 39.6065 | 55.6691
2024-05-21 21:00 | 38.7704 | 53.8649
2024-05-21 22:00 | 35.9641 | 50.5865
2024-05-21 23:00 | 32.4133 | 46.5628
2024-05-22 | 30.3222 | 44.1407
2024-05-22 01:00 | 29.2203 | 43.9913
2024-05-22 02:00 | 29.3969 | 42.6055
2024-05-22 03:00 | 29.9663 | 42.4046
2024-05-22 04:00 | 30.5142 | 42.4908
2024-05-22 05:00 | 32.2033 | 44.2523
2024-05-22 06:00 | 36.707 | 48.5291
2024-05-22 07:00 | 41.9876 | 53.5779
2024-05-22 08:00 | 42.1087 | 55.1985
2024-05-22 09:00 | 38.8298 | 55.1035
2024-05-22 10:00 | 36.2321 | 54.1903
2024-05-22 11:00 | 34.959 | 52.3068
2024-05-22 12:00 | 34.1769 | 41.7909
2024-05-22 13:00 | 33.7084 | 40.3135
2024-05-22 14:00 | 33.1459 | 36.2634
2024-05-22 15:00 | 33.2052 | 37.0008
2024-05-22 16:00 | 34.4198 | 40.9461
2024-05-22 17:00 | 37.0637 | 47.3394
2024-05-22 18:00 | 37.5076 | 47.885
2024-05-22 19:00 | 37.8388 | 51.6833
2024-05-22 20:00 | 37.6869 | 53.4156
2024-05-22 21:00 | 37.1057 | 53.0358
2024-05-22 22:00 | 34.3397 | 49.9478
2024-05-22 23:00 | 30.8196 | 45.7011
2024-05-23 | 29.2415 | 45.7688
2024-05-23 01:00 | 28.6301 | 41.5113
2024-05-23 02:00 | 28.7755 | 40.4769
2024-05-23 03:00 | 29.2973 | 40.7877
2024-05-23 04:00 | 29.8245 | 41.0181
2024-05-23 05:00 | 31.4439 | 43.2623
2024-05-23 06:00 | 35.7594 | 49.4137
2024-05-23 07:00 | 41.1119 | 53.1123
2024-05-23 08:00 | 42.0679 | 50.9298
2024-05-23 09:00 | 40.5555 | 45.3734
2024-05-23 10:00 | 39.6566 | 41.2689
2024-05-23 11:00 | 39.0316 | 40.8697
2024-05-23 12:00 | 38.7112 | 38.1301
2024-05-23 13:00 | 38.8811 | 36.6877
2024-05-23 14:00 | 38.5352 | 33.1382
2024-05-23 15:00 | 38.8846 | 34.9244
2024-05-23 16:00 | 39.907 | 39.4874
2024-05-23 17:00 | 41.459 | 45.5943
2024-05-23 18:00 | 41.9724 | 45.0603
2024-05-23 19:00 | 40.8475 | 49.7813
2024-05-23 20:00 | 39.1679 | 52.1028
2024-05-23 21:00 | 38.2246 | 52.119
2024-05-23 22:00 | 35.2796 | 49.0508
2024-05-23 23:00 | 31.642 | 45.0005
2024-05-24 | 29.4988 | 44.6725
2024-05-24 01:00 | 28.6606 | 42.5989
2024-05-24 02:00 | 28.6297 | 41.4984
2024-05-24 03:00 | 29.0018 | 41.6042
2024-05-24 04:00 | 29.4573 | 41.4876
2024-05-24 05:00 | 30.9169 | 43.4167
2024-05-24 06:00 | 35.2361 | 47.2903
2024-05-24 07:00 | 41.323 | 51.3538
2024-05-24 08:00 | 43.5256 | 49.9045
2024-05-24 09:00 | 43.5236 | 46.816
2024-05-24 10:00 | 43.4896 | 43.8733
2024-05-24 11:00 | 42.9125 | 44.5035
2024-05-24 12:00 | 43.1402 | 45.7936
2024-05-24 13:00 | 43.2668 | 45.2581
2024-05-24 14:00 | 42.8263 | 42.9219
2024-05-24 15:00 | 42.4721 | 44.0993
2024-05-24 16:00 | 43.1054 | 46.3902
2024-05-24 17:00 | 44.6032 | 49.0383
2024-05-24 18:00 | 44.8718 | 51.0138
2024-05-24 19:00 | 42.7719 | 53.6774
2024-05-24 20:00 | 40.0987 | 53.9013
2024-05-24 21:00 | 38.2429 | 53.2128
2024-05-24 22:00 | 34.8697 | 49.6938
2024-05-24 23:00 | 30.9808 | 45.5741
2024-05-25 | 30.4174 | 42.9373
2024-05-25 01:00 | 29.2376 | 42.3668
2024-05-25 02:00 | 28.8277 | 41.1716
2024-05-25 03:00 | 28.8625 | 41.5435
2024-05-25 04:00 | 29.0616 | 40.9723
2024-05-25 05:00 | 29.6144 | 42.0459
2024-05-25 06:00 | 32.4409 | 42.7413
2024-05-25 07:00 | 37.3573 | 44.6064
2024-05-25 08:00 | 40.4327 | 45.7008
2024-05-25 09:00 | 42.4148 | 45.9664
2024-05-25 10:00 | 43.7164 | 46.1406
2024-05-25 11:00 | 44.0484 | 46.5436
2024-05-25 12:00 | 44.5121 | 45.3924
2024-05-25 13:00 | 44.8864 | 44.1114
2024-05-25 14:00 | 44.8643 | 41.7291
2024-05-25 15:00 | 44.8763 | 43.1193
2024-05-25 16:00 | 46.6522 | 45.7371
2024-05-25 17:00 | 48.7754 | 48.5203
2024-05-25 18:00 | 49.204 | 50.091
2024-05-25 19:00 | 46.007 | 50.1538
2024-05-25 20:00 | 42.2406 | 49.1575
2024-05-25 21:00 | 40.0932 | 48.432
2024-05-25 22:00 | 36.9183 | 46.3266
2024-05-25 23:00 | 33.3926 | 43.6908
2024-05-26 | 32.0288 | 41.4102
2024-05-26 01:00 | 29.2624 | 39.2117
2024-05-26 02:00 | 28.6006 | 38.2072
2024-05-26 03:00 | 28.4165 | 38.4277
2024-05-26 04:00 | 28.2421 | 37.8878
2024-05-26 05:00 | 28.3921 | 39.2787
2024-05-26 06:00 | 30.1765 | 41.3877
2024-05-26 07:00 | 34.1671 | 43.2015
2024-05-26 08:00 | 36.6317 | 45.176
2024-05-26 09:00 | 37.0942 | 47.4535
2024-05-26 10:00 | 36.9614 | 48.1417
2024-05-26 11:00 | 36.7847 | 47.6828
2024-05-26 12:00 | 36.6469 | 42.6939
2024-05-26 13:00 | 36.2685 | 42.3071
2024-05-26 14:00 | 35.5987 | 41.1176
2024-05-26 15:00 | 35.9269 | 43.665
2024-05-26 16:00 | 37.5549 | 46.575
2024-05-26 17:00 | 39.8874 | 49.8328
2024-05-26 18:00 | 40.4713 | 52.4416
2024-05-26 19:00 | 38.3816 | 52.4335
2024-05-26 20:00 | 35.699 | 51.3282
2024-05-26 21:00 | 34.4489 | 50.0038
2024-05-26 22:00 | 31.9069 | 47.8753
2024-05-26 23:00 | 28.9551 | 44.8143
2024-05-27 | 27.5112 | 42.7975
2024-05-27 01:00 | 26.9972 | 40.3956
2024-05-27 02:00 | 27.1059 | 39.431
2024-05-27 03:00 | 27.6418 | 39.6985
2024-05-27 04:00 | 28.1508 | 39.5184
2024-05-27 05:00 | 29.6342 | 41.5945
2024-05-27 06:00 | 34.6532 | 47.353
2024-05-27 07:00 | 40.0608 | 52.5499
2024-05-27 08:00 | 41.5009 | 53.7136
2024-05-27 09:00 | 40.44 | 53.7868
2024-05-27 10:00 | 40.2906 | 52.5243
2024-05-27 11:00 | 40.1984 | 50.8263
2024-05-27 12:00 | 41.5826 | 49.6024
2024-05-27 13:00 | 41.7628 | 49.2154
2024-05-27 14:00 | 41.1269 | 46.7935
2024-05-27 15:00 | 41.5576 | 47.8982
2024-05-27 16:00 | 42.5298 | 50.709
2024-05-27 17:00 | 44.1432 | 54.1995
2024-05-27 18:00 | 44.2988 | 55.4782
2024-05-27 19:00 | 42.9564 | 56.0381
2024-05-27 20:00 | 40.5873 | 55.7015
2024-05-27 21:00 | 39.4034 | 54.0399
2024-05-27 22:00 | 36.1111 | 50.5117
2024-05-27 23:00 | 32.1078 | 46.3643
2024-05-28 | 29.3718 | 44.6454
2024-05-28 01:00 | 28.0715 | 42.0155
2024-05-28 02:00 | 28.1326 | 40.6429
2024-05-28 03:00 | 28.5693 | 40.7108
2024-05-28 04:00 | 28.997 | 40.2647
2024-05-28 05:00 | 30.5225 | 42.2599
2024-05-28 06:00 | 35.2612 | 47.8684
2024-05-28 07:00 | 41.5919 | 53.6748
2024-05-28 08:00 | 43.8224 | 56.5266
2024-05-28 09:00 | 43.6548 | 57.9401
2024-05-28 10:00 | 43.383 | 58.0053
2024-05-28 11:00 | 42.7903 | 57.2539
2024-05-28 12:00 | 40.4568 | 50.5277
2024-05-28 13:00 | 40.811 | 49.2372
2024-05-28 14:00 | 40.4893 | 46.4991
2024-05-28 15:00 | 40.9305 | 47.7514
2024-05-28 16:00 | 42.1416 | 50.6203
2024-05-28 17:00 | 44.0181 | 53.6882
2024-05-28 18:00 | 44.3968 | 55.9965
2024-05-28 19:00 | 41.9745 | 56.8675
2024-05-28 20:00 | 39.6465 | 55.9728
2024-05-28 21:00 | 37.8312 | 54.4258
2024-05-28 22:00 | 34.698 | 51.028
2024-05-28 23:00 | 31.122 | 46.6382
2024-05-29 | 29.9077 | 45.1782
2024-05-29 01:00 | 28.0024 | 42.701
2024-05-29 02:00 | 28.1116 | 41.0317
2024-05-29 03:00 | 28.6161 | 40.9697
2024-05-29 04:00 | 29.1251 | 40.7869
2024-05-29 05:00 | 30.6232 | 42.1969
2024-05-29 06:00 | 34.7481 | 47.0242
2024-05-29 07:00 | 41.7654 | 51.4825
2024-05-29 08:00 | 43.8076 | 50.1221
2024-05-29 09:00 | 43.0496 | 47.7696
2024-05-29 10:00 | 42.1438 | 44.9231
2024-05-29 11:00 | 41.06 | 45.2879
2024-05-29 12:00 | 39.4689 | 50.0153
2024-05-29 13:00 | 39.5698 | 49.5748
2024-05-29 14:00 | 38.9433 | 47.0363
2024-05-29 15:00 | 39.0033 | 48.4012
2024-05-29 16:00 | 39.9995 | 51.1492
2024-05-29 17:00 | 41.8358 | 54.8131
2024-05-29 18:00 | 42.2055 | 56.2273
2024-05-29 19:00 | 40.1671 | 58.5585
2024-05-29 20:00 | 38.0748 | 58.1417
2024-05-29 21:00 | 36.708 | 57.1581
2024-05-29 22:00 | 33.7526 | 53.4027
2024-05-29 23:00 | 30.3505 | 48.742
2024-05-30 | 28.7358 | 46.2326
2024-05-30 01:00 | 27.7145 | 42.6736
2024-05-30 02:00 | 27.8124 | 41.0713
2024-05-30 03:00 | 28.3213 | 40.9171
2024-05-30 04:00 | 28.8454 | 40.5884
2024-05-30 05:00 | 30.4157 | 42.1709
2024-05-30 06:00 | 34.8052 | 47.7175
2024-05-30 07:00 | 40.9944 | 52.3181
2024-05-30 08:00 | 42.5427 | 51.6466
2024-05-30 09:00 | 41.4049 | 50.0762
2024-05-30 10:00 | 40.4279 | 48.3943
2024-05-30 11:00 | 39.6819 | 47.6514
2024-05-30 12:00 | 39.5741 | 48.4779
2024-05-30 13:00 | 39.5728 | 47.7732
2024-05-30 14:00 | 39.0768 | 45.3884
2024-05-30 15:00 | 39.1754 | 47.4862
2024-05-30 16:00 | 40.0819 | 50.82
2024-05-30 17:00 | 41.7904 | 54.2755
2024-05-30 18:00 | 41.955 | 57.4947
2024-05-30 19:00 | 39.8745 | 59.3022
2024-05-30 20:00 | 37.8855 | 59.1868
2024-05-30 21:00 | 36.5711 | 57.6799
2024-05-30 22:00 | 33.6393 | 53.9547
2024-05-30 23:00 | 30.2598 | 49.7496
2024-05-31 | 28.8677 | 47.1004
2024-05-31 01:00 | 27.938 | 43.2991
2024-05-31 02:00 | 28.0054 | 41.7355
2024-05-31 03:00 | 28.4907 | 41.7519
2024-05-31 04:00 | 28.9657 | 41.1088
2024-05-31 05:00 | 30.4852 | 42.2954
2024-05-31 06:00 | 35.0326 | 46.4971
2024-05-31 07:00 | 40.363 | 51.0895
2024-05-31 08:00 | 41.593 | 50.7402
2024-05-31 09:00 | 40.3279 | 49.2333
2024-05-31 10:00 | 39.7559 | 47.254
2024-05-31 11:00 | 39.2379 | 46.3732
2024-05-31 12:00 | 40.163 | 49.8997
2024-05-31 13:00 | 39.9982 | 48.7015
2024-05-31 14:00 | 39.3019 | 46.1172
2024-05-31 15:00 | 39.0506 | 47.238
2024-05-31 16:00 | 39.2991 | 49.4661
2024-05-31 17:00 | 40.6223 | 52.2756
2024-05-31 18:00 | 40.5341 | 55.123
2024-05-31 19:00 | 39.4599 | 56.3005
2024-05-31 20:00 | 37.4074 | 55.5095
2024-05-31 21:00 | 36.7958 | 53.8711
2024-05-31 22:00 | 33.8915 | 50.609
2024-05-31 23:00 | 30.3073 | 46.6355
2024-06-01 | 27.8574 | 43.529
2024-06-01 01:00 | 28.0277 | 42.728
2024-06-01 02:00 | 27.7529 | 41.6263
2024-06-01 03:00 | 27.8586 | 40.8485
2024-06-01 04:00 | 27.9729 | 39.6838
2024-06-01 05:00 | 28.3814 | 40.6995
2024-06-01 06:00 | 30.3314 | 42.7425
2024-06-01 07:00 | 34.4892 | 44.4022
2024-06-01 08:00 | 36.5451 | 46.821
2024-06-01 09:00 | 37.1086 | 49.0433
2024-06-01 10:00 | 37.3075 | 48.6125
2024-06-01 11:00 | 37.1744 | 48.85
2024-06-01 12:00 | 37.6651 | 46.6793
2024-06-01 13:00 | 36.7438 | 46.0874
2024-06-01 14:00 | 36.038 | 45.1534
2024-06-01 15:00 | 36.0284 | 46.6546
2024-06-01 16:00 | 37.4681 | 48.9002
2024-06-01 17:00 | 39.3321 | 51.9118
2024-06-01 18:00 | 39.5852 | 51.5278
2024-06-01 19:00 | 37.7252 | 52.4665
2024-06-01 20:00 | 35.4591 | 51.6014
2024-06-01 21:00 | 34.6766 | 51.5401
2024-06-01 22:00 | 32.9623 | 50.3176
2024-06-01 23:00 | 30.4827 | 47.514
2024-06-02 | 28.427 | 44.6923
2024-06-02 01:00 | 26.9772 | 44.2726
2024-06-02 02:00 | 26.6724 | 43.1706
2024-06-02 03:00 | 26.7159 | 41.6454
2024-06-02 04:00 | 26.7507 | 40.5764
2024-06-02 05:00 | 27.0105 | 40.886
2024-06-02 06:00 | 28.7321 | 42.4578
2024-06-02 07:00 | 33.2126 | 42.5276
2024-06-02 08:00 | 35.198 | 42.6168
2024-06-02 09:00 | 36.0442 | 40.6981
2024-06-02 10:00 | 35.7956 | 38.5309
2024-06-02 11:00 | 35.8182 | 37.7402
2024-06-02 12:00 | 34.299 | 28.8971
2024-06-02 13:00 | 34.6554 | 26.8699
2024-06-02 14:00 | 34.3425 | 25.4771
2024-06-02 15:00 | 35.2767 | 28.3628
2024-06-02 16:00 | 37.5523 | 33.0483
2024-06-02 17:00 | 40.2586 | 41.1838
2024-06-02 18:00 | 41.1717 | 43.8891
2024-06-02 19:00 | 38.8404 | 47.7838
2024-06-02 20:00 | 36.7044 | 49.9932
2024-06-02 21:00 | 35.3474 | 51.3753
2024-06-02 22:00 | 33.1818 | 50.5022
2024-06-02 23:00 | 30.445 | 47.8914
2024-06-03 | 29.0564 | 47.0071
2024-06-03 01:00 | 27.8372 | 44.1906
2024-06-03 02:00 | 27.8424 | 43.2853
2024-06-03 03:00 | 28.211 | 43.3222
2024-06-03 04:00 | 28.6178 | 43.0953
2024-06-03 05:00 | 29.9523 | 44.3775
2024-06-03 06:00 | 34.1975 | 50.0252
2024-06-03 07:00 | 40.3006 | 54.6747
2024-06-03 08:00 | 41.8298 | 55.8597
2024-06-03 09:00 | 40.8989 | 56.5461
2024-06-03 10:00 | 40.382 | 55.196
2024-06-03 11:00 | 39.8784 | 53.533
2024-06-03 12:00 | 40.5366 | 50.0898
2024-06-03 13:00 | 40.6236 | 50.2397
2024-06-03 14:00 | 40.2591 | 47.4552
2024-06-03 15:00 | 40.8644 | 48.9045
2024-06-03 16:00 | 42.0928 | 52.347
2024-06-03 17:00 | 43.5325 | 56.4256
2024-06-03 18:00 | 43.9782 | 58.7803
2024-06-03 19:00 | 42.2865 | 58.9423
2024-06-03 20:00 | 40.2671 | 58.0761
2024-06-03 21:00 | 38.7764 | 56.3691
2024-06-03 22:00 | 35.9659 | 53.4928
2024-06-03 23:00 | 32.3677 | 49.5588
2024-06-04 | 30.1382 | 48.1155
2024-06-04 01:00 | 28.9212 | 42.8826
2024-06-04 02:00 | 28.8591 | 41.8776
2024-06-04 03:00 | 29.1761 | 41.882
2024-06-04 04:00 | 29.6128 | 41.2648
2024-06-04 05:00 | 31.024 | 43.0594
2024-06-04 06:00 | 35.5542 | 48.336
2024-06-04 07:00 | 41.8414 | 53.5919
2024-06-04 08:00 | 43.399 | 56.4028
2024-06-04 09:00 | 41.8152 | 56.6306
2024-06-04 10:00 | 40.2734 | 56.7063
2024-06-04 11:00 | 39.0857 | 56.6033
2024-06-04 12:00 | 39.5567 | 55.9299
2024-06-04 13:00 | 39.2448 | 54.5264
2024-06-04 14:00 | 38.877 | 52.8376
2024-06-04 15:00 | 39.2517 | 54.0197
2024-06-04 16:00 | 40.4637 | 56.46
2024-06-04 17:00 | 42.5793 | 58.4544
2024-06-04 18:00 | 40.336 | 59.1553
2024-06-04 19:00 | 40.0334 | 59.287
2024-06-04 20:00 | 39.4787 | 58.1187
2024-06-04 21:00 | 38.5593 | 56.6321
2024-06-04 22:00 | 36.0595 | 53.9624
2024-06-04 23:00 | 32.5244 | 50.14
2024-06-05 | 31.143 | 47.3124
2024-06-05 01:00 | 29.6521 | 45.6208
2024-06-05 02:00 | 29.6417 | 44.2761
2024-06-05 03:00 | 29.9852 | 44.1145
2024-06-05 04:00 | 30.3432 | 43.5418
2024-06-05 05:00 | 31.7901 | 45.0368
2024-06-05 06:00 | 35.9424 | 50.3215
2024-06-05 07:00 | 41.5927 | 55.481
2024-06-05 08:00 | 43.101 | 57.537
2024-06-05 09:00 | 42.0149 | 59.2474
2024-06-05 10:00 | 41.1439 | 58.0735
2024-06-05 11:00 | 40.6079 | 58.0399
2024-06-05 12:00 | 41.2612 | 50.3858
2024-06-05 13:00 | 41.1486 | 50.4433
2024-06-05 14:00 | 40.604 | 48.2021
2024-06-05 15:00 | 41.0054 | 49.6975
2024-06-05 16:00 | 41.6971 | 52.5994
2024-06-05 17:00 | 43.1121 | 56.2874
2024-06-05 18:00 | 43.0753 | 58.1106
2024-06-05 19:00 | 41.6508 | 59.4554
2024-06-05 20:00 | 39.7888 | 58.8898
2024-06-05 21:00 | 38.8825 | 57.9903
2024-06-05 22:00 | 36.1793 | 55.1107
2024-06-05 23:00 | 32.6053 | 51.096
2024-06-06 | 30.0334 | 47.6885
2024-06-06 01:00 | 29.2587 | 44.744
2024-06-06 02:00 | 29.2686 | 43.7567
2024-06-06 03:00 | 29.6242 | 43.4921
2024-06-06 04:00 | 30.0351 | 42.9927
2024-06-06 05:00 | 31.4359 | 44.8688
2024-06-06 06:00 | 35.016 | 49.5418
2024-06-06 07:00 | 41.3393 | 54.3071
2024-06-06 08:00 | 43.3916 | 55.7885
2024-06-06 09:00 | 42.8388 | 56.0966
2024-06-06 10:00 | 42.0537 | 55.9319
2024-06-06 11:00 | 41.0865 | 56.1235
2024-06-06 12:00 | 40.2981 | 54.4427
2024-06-06 13:00 | 40.0261 | 53.7969
2024-06-06 14:00 | 39.6694 | 51.9783
2024-06-06 15:00 | 39.9092 | 53.5136
2024-06-06 16:00 | 40.7057 | 56.2167
2024-06-06 17:00 | 41.9763 | 58.5301
2024-06-06 18:00 | 42.1521 | 59.0537
2024-06-06 19:00 | 41.0126 | 60.1361
2024-06-06 20:00 | 39.4298 | 59.2708
2024-06-06 21:00 | 38.6326 | 57.9067
2024-06-06 22:00 | 36.0822 | 55.0227
2024-06-06 23:00 | 32.6154 | 51.0097
2024-06-07 | 30.2891 | 48.3891
2024-06-07 01:00 | 28.9546 | 44.9692
2024-06-07 02:00 | 28.8135 | 43.616
2024-06-07 03:00 | 29.0969 | 43.1407
2024-06-07 04:00 | 29.4722 | 42.6879
2024-06-07 05:00 | 30.8286 | 43.7873
2024-06-07 06:00 | 34.9378 | 48.9962
2024-06-07 07:00 | 40.6822 | 53.9298
2024-06-07 08:00 | 42.1168 | 54.8994
2024-06-07 09:00 | 41.0004 | 55.4679
2024-06-07 10:00 | 40.0136 | 54.7687
2024-06-07 11:00 | 39.0157 | 54.0259
2024-06-07 12:00 | 39.6307 | 50.0136
2024-06-07 13:00 | 39.3671 | 50.0615
2024-06-07 14:00 | 38.8914 | 48.0893
2024-06-07 15:00 | 38.8141 | 50.6471
2024-06-07 16:00 | 39.212 | 53.963
2024-06-07 17:00 | 40.464 | 58.0992
2024-06-07 18:00 | 40.604 | 61.7429
2024-06-07 19:00 | 39.0382 | 62.0063
2024-06-07 20:00 | 37.2641 | 60.9202
2024-06-07 21:00 | 36.1236 | 59.314
2024-06-07 22:00 | 33.6463 | 56.1118
2024-06-07 23:00 | 30.4455 | 52.2225
2024-06-08 | 28.8659 | 49.1039
2024-06-08 01:00 | 27.6179 | 44.7686
2024-06-08 02:00 | 27.3878 | 43.0492
2024-06-08 03:00 | 27.5365 | 42.8828
2024-06-08 04:00 | 27.7285 | 42.5481
2024-06-08 05:00 | 28.1612 | 43.1707
2024-06-08 06:00 | 30.063 | 41.5578
2024-06-08 07:00 | 35.0245 | 42.7165
2024-06-08 08:00 | 37.6975 | 43.41
2024-06-08 09:00 | 38.3545 | 43.4295
2024-06-08 10:00 | 37.9427 | 44.5811
2024-06-08 11:00 | 36.9489 | 46.3738
2024-06-08 12:00 | 36.2025 | 45.9265
2024-06-08 13:00 | 35.4561 | 46.4836
2024-06-08 14:00 | 34.642 | 45.2474
2024-06-08 15:00 | 34.769 | 49.0383
2024-06-08 16:00 | 36.3014 | 53.5038
2024-06-08 17:00 | 38.4913 | 58.363
2024-06-08 18:00 | 38.7569 | 59.7805
2024-06-08 19:00 | 36.9113 | 59.4701
2024-06-08 20:00 | 34.781 | 55.9269
2024-06-08 21:00 | 34.066 | 53.7562
2024-06-08 22:00 | 32.3178 | 51.6491
2024-06-08 23:00 | 29.8357 | 47.9708
2024-06-09 | 27.9953 | 45.255
2024-06-09 01:00 | 26.4901 | 42.9771
2024-06-09 02:00 | 26.1931 | 41.5491
2024-06-09 03:00 | 26.2879 | 41.2606
2024-06-09 04:00 | 26.3714 | 40.7464
2024-06-09 05:00 | 26.6587 | 41.4065
2024-06-09 06:00 | 28.6214 | 37.8119
2024-06-09 07:00 | 32.5449 | 38.1513
2024-06-09 08:00 | 34.4184 | 37.708
2024-06-09 09:00 | 34.292 | 37.2037
2024-06-09 10:00 | 33.6276 | 37.5923
2024-06-09 11:00 | 33.1429 | 40.8979
2024-06-09 12:00 | 34.2719 | 40.6946
2024-06-09 13:00 | 34.0746 | 42.8839
2024-06-09 14:00 | 33.4525 | 43.8007
2024-06-09 15:00 | 34.0012 | 48.9472
2024-06-09 16:00 | 36.1446 | 54.2293
2024-06-09 17:00 | 39.0434 | 60.0378
2024-06-09 18:00 | 39.6961 | 62.8602
2024-06-09 19:00 | 37.653 | 63.3806
2024-06-09 20:00 | 35.5866 | 60.5915
2024-06-09 21:00 | 34.5776 | 58.9808
2024-06-09 22:00 | 32.5697 | 56.4644
2024-06-09 23:00 | 29.9381 | 52.5435
2024-06-10 | 28.5819 | 46.5475
2024-06-10 01:00 | 27.4994 | 44.6916
2024-06-10 02:00 | 27.4853 | 43.6142
2024-06-10 03:00 | 27.8528 | 43.1983
2024-06-10 04:00 | 28.2749 | 42.4389
2024-06-10 05:00 | 29.6303 | 43.6462
2024-06-10 06:00 | 34.3038 | 48.9
2024-06-10 07:00 | 40.3011 | 51.9511
2024-06-10 08:00 | 41.7526 | 50.1684
2024-06-10 09:00 | 40.9195 | 48.1243
2024-06-10 10:00 | 40.2746 | 45.4734
2024-06-10 11:00 | 39.7804 | 47.1324
2024-06-10 12:00 | 40.1016 | 48.405
2024-06-10 13:00 | 40.2319 | 48.944
2024-06-10 14:00 | 39.8388 | 46.8367
2024-06-10 15:00 | 40.4495 | 49.4444
2024-06-10 16:00 | 41.6812 | 53.6866
2024-06-10 17:00 | 43.3102 | 57.8525
2024-06-10 18:00 | 43.7703 | 59.7186
2024-06-10 19:00 | 42.1847 | 61.5948
2024-06-10 20:00 | 40.2848 | 60.2794
2024-06-10 21:00 | 38.9001 | 58.5565
2024-06-10 22:00 | 36.1237 | 55.4981
2024-06-10 23:00 | 32.5289 | 51.1499
2024-06-11 | 30.4874 | 48.8119
2024-06-11 01:00 | 28.7428 | 43.1549
2024-06-11 02:00 | 28.6217 | 41.831
2024-06-11 03:00 | 28.9146 | 41.3677
2024-06-11 04:00 | 29.2349 | 40.8433
2024-06-11 05:00 | 30.6086 | 42.1513
2024-06-11 06:00 | 34.8269 | 47.3312
2024-06-11 07:00 | 40.9857 | 51.6862
2024-06-11 08:00 | 42.8745 | 51.6276
2024-06-11 09:00 | 42.373 | 50.3894
2024-06-11 10:00 | 41.7958 | 49.0805
2024-06-11 11:00 | 41.1684 | 49.4546
2024-06-11 12:00 | 41.064 | 54.2563
2024-06-11 13:00 | 40.7977 | 53.8667
2024-06-11 14:00 | 40.4674 | 51.2242
2024-06-11 15:00 | 40.7969 | 53.3827
2024-06-11 16:00 | 41.6419 | 57.0735
2024-06-11 17:00 | 43.0472 | 59.9047
2024-06-11 18:00 | 43.2402 | 61.7943
2024-06-11 19:00 | 41.3335 | 63.3831
2024-06-11 20:00 | 39.466 | 61.826
2024-06-11 21:00 | 38.0287 | 60.2191
2024-06-11 22:00 | 35.3754 | 57.3405
2024-06-11 23:00 | 32.0498 | 53.4413
2024-06-12 | 30.3023 | 49.5571
2024-06-12 01:00 | 29.1403 | 47.3451
2024-06-12 02:00 | 29.0726 | 46.2235
2024-06-12 03:00 | 29.3721 | 45.7407
2024-06-12 04:00 | 29.6833 | 45.6144
2024-06-12 05:00 | 31.0438 | 46.8542
2024-06-12 06:00 | 35.0995 | 50.3834
2024-06-12 07:00 | 41.2398 | 54.742
2024-06-12 08:00 | 42.7527 | 55.6848
2024-06-12 09:00 | 41.8641 | 56.0532
2024-06-12 10:00 | 40.8833 | 56.4896
2024-06-12 11:00 | 40.3482 | 56.9684
2024-06-12 12:00 | 40.6515 | 55.7183
2024-06-12 13:00 | 40.6209 | 56.9578
2024-06-12 14:00 | 40.3058 | 55.7196
2024-06-12 15:00 | 40.7008 | 58.8325
2024-06-12 16:00 | 41.483 | 62.6596
2024-06-12 17:00 | 42.896 | 66.3938
2024-06-12 18:00 | 43.2355 | 67.4697
2024-06-12 19:00 | 41.5196 | 66.7591
2024-06-12 20:00 | 39.6451 | 65.2422
2024-06-12 21:00 | 38.3871 | 62.4649
2024-06-12 22:00 | 35.7196 | 59.392
2024-06-12 23:00 | 32.2506 | 55.038
2024-06-13 | 30.2369 | 53.6672
2024-06-13 01:00 | 28.9651 | 47.6611
2024-06-13 02:00 | 28.8668 | 45.8172
2024-06-13 03:00 | 29.1492 | 45.1182
2024-06-13 04:00 | 29.4689 | 44.3039
2024-06-13 05:00 | 30.8507 | 45.5948
2024-06-13 06:00 | 35.2811 | 51.8669
2024-06-13 07:00 | 41.4851 | 56.2651
2024-06-13 08:00 | 43.4788 | 58.0074
2024-06-13 09:00 | 43.1829 | 59.2199
2024-06-13 10:00 | 42.5798 | 59.0787
2024-06-13 11:00 | 41.8411 | 58.7751
2024-06-13 12:00 | 40.7488 | 56.662
2024-06-13 13:00 | 40.7055 | 55.8253
2024-06-13 14:00 | 40.4585 | 54.097
2024-06-13 15:00 | 41.0533 | 55.9334
2024-06-13 16:00 | 41.9768 | 58.6568
2024-06-13 17:00 | 43.1724 | 60.8648
2024-06-13 18:00 | 43.3186 | 62.2026
2024-06-13 19:00 | 41.579 | 62.4263
2024-06-13 20:00 | 39.7861 | 61.2834
2024-06-13 21:00 | 38.4311 | 59.1214
2024-06-13 22:00 | 35.852 | 56.2191
2024-06-13 23:00 | 32.4497 | 52.4053
2024-06-14 | 30.7053 | 49.0906
2024-06-14 01:00 | 28.807 | 47.4866
2024-06-14 02:00 | 28.5835 | 45.9526
2024-06-14 03:00 | 28.8161 | 45.2642
2024-06-14 04:00 | 29.142 | 44.4615
2024-06-14 05:00 | 30.4415 | 45.3023
2024-06-14 06:00 | 35.0226 | 49.8774
2024-06-14 07:00 | 40.8675 | 54.3542
2024-06-14 08:00 | 42.5391 | 54.6368
2024-06-14 09:00 | 42.0425 | 55.1911
2024-06-14 10:00 | 41.4514 | 53.9489
2024-06-14 11:00 | 40.5754 | 54.5175
2024-06-14 12:00 | 40.3614 | 54.7185
2024-06-14 13:00 | 40.2292 | 54.6393
2024-06-14 14:00 | 39.7254 | 52.1724
2024-06-14 15:00 | 39.6646 | 54.2203
2024-06-14 16:00 | 40.2247 | 56.84
2024-06-14 17:00 | 41.5198 | 59.095
2024-06-14 18:00 | 41.7143 | 61.9259
2024-06-14 19:00 | 40.4337 | 62.1669
2024-06-14 20:00 | 38.5732 | 60.5201
2024-06-14 21:00 | 37.5373 | 58.4978
2024-06-14 22:00 | 34.9319 | 55.6723
2024-06-14 23:00 | 31.4399 | 51.9418
2024-06-15 | 29.3148 | 48.3493
2024-06-15 01:00 | 27.3914 | 44.6357
2024-06-15 02:00 | 27.0587 | 42.9854
2024-06-15 03:00 | 27.1191 | 42.557
2024-06-15 04:00 | 27.2631 | 42.1156
2024-06-15 05:00 | 27.6237 | 42.819
2024-06-15 06:00 | 29.9745 | 45.354
2024-06-15 07:00 | 34.1117 | 47.0149
2024-06-15 08:00 | 36.0679 | 49.5399
2024-06-15 09:00 | 36.613 | 52.5468
2024-06-15 10:00 | 36.6288 | 54.6358
2024-06-15 11:00 | 36.369 | 54.9169
2024-06-15 12:00 | 37.3577 | 53.743
2024-06-15 13:00 | 36.8658 | 53.9163
2024-06-15 14:00 | 36.2675 | 53.1127
2024-06-15 15:00 | 36.5477 | 56.3123
2024-06-15 16:00 | 37.9618 | 59.6585
2024-06-15 17:00 | 39.856 | 64.3014
2024-06-15 18:00 | 40.2486 | 66.4206
2024-06-15 19:00 | 38.0635 | 64.9553
2024-06-15 20:00 | 35.7002 | 61.8201
2024-06-15 21:00 | 34.5855 | 59.6214
2024-06-15 22:00 | 32.7574 | 57.3462
2024-06-15 23:00 | 30.2321 | 53.5092
2024-06-16 | 28.4141 | 50.4225
2024-06-16 01:00 | 27.4032 | 46.0432
2024-06-16 02:00 | 27.1292 | 43.716
2024-06-16 03:00 | 27.0444 | 42.4704
2024-06-16 04:00 | 27.0746 | 41.4822
2024-06-16 05:00 | 27.1994 | 41.2951
2024-06-16 06:00 | 29.0565 | 43.6788
2024-06-16 07:00 | 33.7197 | 44.6998
2024-06-16 08:00 | 36.4583 | 45.7366
2024-06-16 09:00 | 37.5755 | 48.0024
2024-06-16 10:00 | 37.593 | 49.1954
2024-06-16 11:00 | 37.4622 | 50.0772
2024-06-16 12:00 | 35.7612 | 45.9004
2024-06-16 13:00 | 36.3915 | 47.4453
2024-06-16 14:00 | 37.0827 | 48.3315
2024-06-16 15:00 | 38.6642 | 53.4436
2024-06-16 16:00 | 41.3737 | 58.3908
2024-06-16 17:00 | 44.3514 | 64.4109
2024-06-16 18:00 | 45.2187 | 67.1512
2024-06-16 19:00 | 42.9436 | 68.1898
2024-06-16 20:00 | 39.7908 | 63.9494
2024-06-16 21:00 | 38.328 | 60.6388
2024-06-16 22:00 | 35.9686 | 57.5927
2024-06-16 23:00 | 32.7952 | 52.5302
2024-06-17 | 29.0422 | 48.5706
2024-06-17 01:00 | 28.4358 | 44.607
2024-06-17 02:00 | 28.3223 | 43.1025
2024-06-17 03:00 | 28.5665 | 42.5262
2024-06-17 04:00 | 28.852 | 41.8145
2024-06-17 05:00 | 30.0886 | 43.0132
2024-06-17 06:00 | 34.5974 | 49.2752
2024-06-17 07:00 | 40.7173 | 53.9652
2024-06-17 08:00 | 42.3095 | 54.876
2024-06-17 09:00 | 41.9381 | 55.177
2024-06-17 10:00 | 41.6549 | 54.3481
2024-06-17 11:00 | 41.4602 | 53.5491
2024-06-17 12:00 | 41.8164 | 53.0447
2024-06-17 13:00 | 41.8974 | 52.4307
2024-06-17 14:00 | 41.6193 | 48.9657
2024-06-17 15:00 | 42.3042 | 50.6387
2024-06-17 16:00 | 43.5194 | 54.106
2024-06-17 17:00 | 44.8938 | 58.8714
2024-06-17 18:00 | 44.9431 | 61.5022
2024-06-17 19:00 | 43.2119 | 63.2528
2024-06-17 20:00 | 41.1294 | 61.308
2024-06-17 21:00 | 39.5172 | 59.5655
2024-06-17 22:00 | 36.6211 | 56.4063
2024-06-17 23:00 | 32.8303 | 51.6765
2024-06-18 | 30.856 | 49.5204
2024-06-18 01:00 | 28.7768 | 45.495
2024-06-18 02:00 | 28.5876 | 44.0634
2024-06-18 03:00 | 28.757 | 43.3597
2024-06-18 04:00 | 29.0664 | 42.7624
2024-06-18 05:00 | 30.3406 | 43.8396
2024-06-18 06:00 | 33.3478 | 49.4564
2024-06-18 07:00 | 39.4617 | 54.5671
2024-06-18 08:00 | 41.7367 | 56.5745
2024-06-18 09:00 | 42.0162 | 58.3182
2024-06-18 10:00 | 42.0586 | 58.9816
2024-06-18 11:00 | 41.8439 | 59.0276
2024-06-18 12:00 | 40.9945 | 55.6673
2024-06-18 13:00 | 41.7316 | 56.4019
2024-06-18 14:00 | 42.4973 | 54.8516
2024-06-18 15:00 | 44.0873 | 58.5024
2024-06-18 16:00 | 46.108 | 63.9677
2024-06-18 17:00 | 48.3943 | 69.0467
2024-06-18 18:00 | 47.5714 | 72.2521
2024-06-18 19:00 | 45.6786 | 72.1223
2024-06-18 20:00 | 43.0537 | 69.7033
2024-06-18 21:00 | 41.3296 | 66.7538
2024-06-18 22:00 | 38.329 | 62.8081
2024-06-18 23:00 | 34.3076 | 58.2258
2024-06-19 | 31.0267 | 53.936
2024-06-19 01:00 | 29.6717 | 49.052
2024-06-19 02:00 | 29.513 | 47.2923
2024-06-19 03:00 | 29.6503 | 46.3412
2024-06-19 04:00 | 29.9094 | 45.8512
2024-06-19 05:00 | 31.1348 | 46.849
2024-06-19 06:00 | 34.0729 | 50.0379
2024-06-19 07:00 | 40.4212 | 54.4033
2024-06-19 08:00 | 42.9781 | 55.9253
2024-06-19 09:00 | 43.5443 | 56.3097
2024-06-19 10:00 | 43.7385 | 57.1325
2024-06-19 11:00 | 43.6291 | 58.4277
2024-06-19 12:00 | 42.4113 | 55.3069
2024-06-19 13:00 | 43.277 | 56.399
2024-06-19 14:00 | 44.0745 | 56.1094
2024-06-19 15:00 | 45.6227 | 59.7588
2024-06-19 16:00 | 47.6089 | 65.14
2024-06-19 17:00 | 49.7726 | 71.0957
2024-06-19 18:00 | 49.8671 | 73.8764
2024-06-19 19:00 | 47.8418 | 75.7872
2024-06-19 20:00 | 44.7315 | 72.6268
2024-06-19 21:00 | 42.5192 | 69.0588
2024-06-19 22:00 | 39.1516 | 64.4032
2024-06-19 23:00 | 34.8164 | 58.5501
2024-06-20 | 31.552 | 54.1236
2024-06-20 01:00 | 29.9259 | 48.5414
2024-06-20 02:00 | 29.6373 | 46.666
2024-06-20 03:00 | 29.7053 | 45.813
2024-06-20 04:00 | 29.9029 | 44.8937
2024-06-20 05:00 | 31.1243 | 46.275
2024-06-20 06:00 | 35.0928 | 51.974
2024-06-20 07:00 | 41.5539 | 56.0234
2024-06-20 08:00 | 44.1458 | 56.4841
2024-06-20 09:00 | 44.6959 | 56.8445
2024-06-20 10:00 | 44.801 | 55.8939
2024-06-20 11:00 | 44.3771 | 57.037
2024-06-20 12:00 | 43.3596 | 51.8356
2024-06-20 13:00 | 44.06 | 51.0006
2024-06-20 14:00 | 44.7072 | 47.8536
2024-06-20 15:00 | 46.0179 | 49.8387
2024-06-20 16:00 | 47.8145 | 53.2696
2024-06-20 17:00 | 49.6758 | 57.2911
2024-06-20 18:00 | 49.0425 | 59.9451
2024-06-20 19:00 | 47.0031 | 62.005
2024-06-20 20:00 | 44.136 | 60.8435
2024-06-20 21:00 | 42.1246 | 59.2803
2024-06-20 22:00 | 38.9276 | 56.2542
2024-06-20 23:00 | 34.7119 | 51.7353
2024-06-21 | 32.1442 | 49.4947
2024-06-21 01:00 | 30.1288 | 45.5226
2024-06-21 02:00 | 29.7411 | 44.0385
2024-06-21 03:00 | 29.79 | 43.5465
2024-06-21 04:00 | 29.9438 | 42.9798
2024-06-21 05:00 | 31.1087 | 43.7579
2024-06-21 06:00 | 35.7328 | 49.1885
2024-06-21 07:00 | 41.9408 | 53.2853
2024-06-21 08:00 | 43.9016 | 53.1589
2024-06-21 09:00 | 44.0951 | 52.6314
2024-06-21 10:00 | 43.9525 | 51.0393
2024-06-21 11:00 | 43.5017 | 50.6237
2024-06-21 12:00 | 42.7126 | 52.8862
2024-06-21 13:00 | 42.6564 | 52.5412
2024-06-21 14:00 | 42.2759 | 49.4359
2024-06-21 15:00 | 42.4843 | 51.0833
2024-06-21 16:00 | 43.0713 | 53.9188
2024-06-21 17:00 | 44.0865 | 57.105
2024-06-21 18:00 | 44.1816 | 59.5379
2024-06-21 19:00 | 42.5528 | 61.4456
2024-06-21 20:00 | 40.2822 | 59.7803
2024-06-21 21:00 | 38.8036 | 58.2615
2024-06-21 22:00 | 36.0407 | 55.2398
2024-06-21 23:00 | 32.2549 | 50.9643
2024-06-22 | 30.0436 | 48.0094
2024-06-22 01:00 | 27.6674 | 44.4779
2024-06-22 02:00 | 27.3141 | 42.772
2024-06-22 03:00 | 27.3056 | 42.2593
2024-06-22 04:00 | 27.299 | 41.6199
2024-06-22 05:00 | 27.5602 | 42.0884
2024-06-22 06:00 | 29.6473 | 42.864
2024-06-22 07:00 | 34.5561 | 44.1309
2024-06-22 08:00 | 37.6659 | 45.795
2024-06-22 09:00 | 39.2984 | 48.4157
2024-06-22 10:00 | 39.5557 | 49.3257
2024-06-22 11:00 | 39.1536 | 49.7571
2024-06-22 12:00 | 37.9915 | 46.1773
2024-06-22 13:00 | 37.2511 | 47.0647
2024-06-22 14:00 | 36.627 | 46.4999
2024-06-22 15:00 | 36.7449 | 50.556
2024-06-22 16:00 | 37.9763 | 54.5969
2024-06-22 17:00 | 39.7477 | 60.0008
2024-06-22 18:00 | 39.9678 | 64.1172
2024-06-22 19:00 | 37.8028 | 64.9242
2024-06-22 20:00 | 35.1695 | 60.9337
2024-06-22 21:00 | 34.0811 | 58.4144
2024-06-22 22:00 | 32.408 | 55.5369
2024-06-22 23:00 | 29.9958 | 50.8994
2024-06-23 | 28.501 | 45.6786
2024-06-23 01:00 | 26.7313 | 43.9079
2024-06-23 02:00 | 26.3776 | 42.2738
2024-06-23 03:00 | 26.3698 | 41.679
2024-06-23 04:00 | 26.3622 | 41.0451
2024-06-23 05:00 | 26.5193 | 41.1927
2024-06-23 06:00 | 27.4625 | 44.8813
2024-06-23 07:00 | 31.5876 | 46.2846
2024-06-23 08:00 | 34.595 | 47.8619
2024-06-23 09:00 | 35.8977 | 50.8087
2024-06-23 10:00 | 36.1107 | 53.1943
2024-06-23 11:00 | 36.406 | 54.5028
2024-06-23 12:00 | 37.12 | 51.7044
2024-06-23 13:00 | 37.4842 | 53.307
2024-06-23 14:00 | 37.5468 | 54.891
2024-06-23 15:00 | 38.6423 | 60.522
2024-06-23 16:00 | 40.7558 | 65.1761
2024-06-23 17:00 | 43.4524 | 70.483
2024-06-23 18:00 | 43.8911 | 71.4823
2024-06-23 19:00 | 41.483 | 71.8649
2024-06-23 20:00 | 38.6738 | 68.2589
2024-06-23 21:00 | 37.3006 | 65.0602
2024-06-23 22:00 | 35.1165 | 62.2702
2024-06-23 23:00 | 32.1814 | 57.3828
2024-06-24 | 30.301 | 54.4906
2024-06-24 01:00 | 28.722 | 52.1731
2024-06-24 02:00 | 28.5604 | 50.2121
2024-06-24 03:00 | 28.7557 | 49.0966
2024-06-24 04:00 | 28.9883 | 48.153
2024-06-24 05:00 | 30.2375 | 49.0948
2024-06-24 06:00 | 34.9372 | 55.6447
2024-06-24 07:00 | 41.0671 | 60.708
2024-06-24 08:00 | 43.0728 | 62.5606
2024-06-24 09:00 | 43.093 | 65.2986
2024-06-24 10:00 | 43.1218 | 66.1168
2024-06-24 11:00 | 42.8917 | 66.9722
2024-06-24 12:00 | 42.9329 | 63.3451
2024-06-24 13:00 | 42.8652 | 64.6261
2024-06-24 14:00 | 42.4835 | 64.6249
2024-06-24 15:00 | 43.105 | 68.3562
2024-06-24 16:00 | 44.2002 | 74.5578
2024-06-24 17:00 | 45.4363 | 81.2321
2024-06-24 18:00 | 45.2521 | 82.9736
2024-06-24 19:00 | 43.4875 | 83.7821
2024-06-24 20:00 | 41.3257 | 79.7509
2024-06-24 21:00 | 39.7847 | 75.2589
2024-06-24 22:00 | 36.8865 | 69.9219
2024-06-24 23:00 | 33.109 | 63.7037
2024-06-25 | 30.832 | 59.0502
2024-06-25 01:00 | 30.172 | 56.0037
2024-06-25 02:00 | 30.0288 | 53.4389
2024-06-25 03:00 | 30.2643 | 51.98
2024-06-25 04:00 | 30.6192 | 51.0029
2024-06-25 05:00 | 31.9575 | 51.8126
2024-06-25 06:00 | 36.4136 | 58.0278
2024-06-25 07:00 | 42.9548 | 64.137
2024-06-25 08:00 | 45.7518 | 67.4931
2024-06-25 09:00 | 46.3648 | 71.2548
2024-06-25 10:00 | 47.0706 | 73.0583
2024-06-25 11:00 | 47.8247 | 75.2021
2024-06-25 12:00 | 47.591 | 74.2686
2024-06-25 13:00 | 48.7971 | 75.3068
2024-06-25 14:00 | 49.6107 | 75.2341
2024-06-25 15:00 | 51.2224 | 79.1401
2024-06-25 16:00 | 52.9905 | 84.8422
2024-06-25 17:00 | 54.9492 | 89.4227
2024-06-25 18:00 | 56.1635 | 91.1877
2024-06-25 19:00 | 54.1162 | 91.4025
2024-06-25 20:00 | 50.4215 | 87.0087
2024-06-25 21:00 | 48.0359 | 82.3528
2024-06-25 22:00 | 44.0919 | 76.5132
2024-06-25 23:00 | 39.0399 | 69.7448
2024-06-26 | 35.3648 | 65.5571
2024-06-26 01:00 | 33.8726 | 63.1446
2024-06-26 02:00 | 33.2749 | 59.982
2024-06-26 03:00 | 33.0785 | 58.0621
2024-06-26 04:00 | 33.0549 | 57.091
2024-06-26 05:00 | 34.1927 | 57.6946
2024-06-26 06:00 | 37.3747 | 62.6844
2024-06-26 07:00 | 44.13 | 68.5641
2024-06-26 08:00 | 47.6734 | 72.2237
2024-06-26 09:00 | 49.1019 | 76.7159
2024-06-26 10:00 | 50.2904 | 79.1533
2024-06-26 11:00 | 50.9386 | 82.5465
2024-06-26 12:00 | 50.47 | 83.1639
2024-06-26 13:00 | 51.6694 | 85.1592
2024-06-26 14:00 | 52.5361 | 86.0213
2024-06-26 15:00 | 54.1313 | 89.7114
2024-06-26 16:00 | 55.9922 | 94.9424
2024-06-26 17:00 | 57.9655 | 99.726
2024-06-26 18:00 | 57.2148 | 101.5986
2024-06-26 19:00 | 54.9453 | 102.5437
2024-06-26 20:00 | 51.5376 | 97.3584
2024-06-26 21:00 | 49.2431 | 92.0653
2024-06-26 22:00 | 45.4043 | 84.6036
2024-06-26 23:00 | 40.5443 | 76.4562
2024-06-27 | 36.2894 | 70.6282
2024-06-27 01:00 | 34.2151 | 66.2704
2024-06-27 02:00 | 33.4066 | 62.3532
2024-06-27 03:00 | 33.2062 | 60.1984
2024-06-27 04:00 | 33.1851 | 58.9153
2024-06-27 05:00 | 34.325 | 59.5053
2024-06-27 06:00 | 39.6556 | 65.3035
2024-06-27 07:00 | 46.7582 | 71.2008
2024-06-27 08:00 | 50.3758 | 74.8826
2024-06-27 09:00 | 51.7455 | 79.5384
2024-06-27 10:00 | 52.5692 | 82.0457
2024-06-27 11:00 | 52.5675 | 84.8881
2024-06-27 12:00 | 51.7704 | 84.8798
2024-06-27 13:00 | 52.6698 | 86.5424
2024-06-27 14:00 | 52.8576 | 86.8319
2024-06-27 15:00 | 53.9291 | 90.4994
2024-06-27 16:00 | 55.3956 | 94.8142
2024-06-27 17:00 | 57.1469 | 98.1785
2024-06-27 18:00 | 58.0554 | 97.4277
2024-06-27 19:00 | 55.9332 | 97.0109
2024-06-27 20:00 | 52.2336 | 92.8861
2024-06-27 21:00 | 49.6388 | 88.3926
2024-06-27 22:00 | 45.6241 | 81.6414
2024-06-27 23:00 | 40.5871 | 74.6591
2024-06-28 | 37.2968 | 68.8853
2024-06-28 01:00 | 35.915 | 62.33
2024-06-28 02:00 | 34.9803 | 58.3697
2024-06-28 03:00 | 34.7041 | 56.4942
2024-06-28 04:00 | 34.6245 | 55.3123
2024-06-28 05:00 | 35.7041 | 55.8646
2024-06-28 06:00 | 39.8567 | 59.6878
2024-06-28 07:00 | 46.863 | 64.0175
2024-06-28 08:00 | 51.3578 | 66.0425
2024-06-28 09:00 | 53.6523 | 66.71
2024-06-28 10:00 | 55.8602 | 67.9396
2024-06-28 11:00 | 57.1778 | 69.6843
2024-06-28 12:00 | 56.8317 | 67.283
2024-06-28 13:00 | 58.4564 | 68.481
2024-06-28 14:00 | 59.3036 | 67.1806
2024-06-28 15:00 | 60.7344 | 70.3594
2024-06-28 16:00 | 62.2146 | 72.6645
2024-06-28 17:00 | 63.9986 | 75.1658
2024-06-28 18:00 | 64.9909 | 75.345
2024-06-28 19:00 | 62.7691 | 74.6863
2024-06-28 20:00 | 58.0225 | 70.6455
2024-06-28 21:00 | 54.9591 | 66.7004
2024-06-28 22:00 | 50.2715 | 62.1228
2024-06-28 23:00 | 44.5019 | 56.2767
2024-06-29 | 39.6397 | 52.6982
2024-06-29 01:00 | 36.5446 | 48.1364
2024-06-29 02:00 | 35.1268 | 46.3402
2024-06-29 03:00 | 34.3678 | 45.5303
2024-06-29 04:00 | 33.7702 | 44.139
2024-06-29 05:00 | 33.6441 | 44.839
2024-06-29 06:00 | 34.0262 | 47.8722
2024-06-29 07:00 | 38.9856 | 50.1222
2024-06-29 08:00 | 43.9998 | 51.6736
2024-06-29 09:00 | 47.0186 | 54.0711
2024-06-29 10:00 | 49.1942 | 56.4699
2024-06-29 11:00 | 50.5975 | 59.5191
2024-06-29 12:00 | 51.4886 | 59.0662
2024-06-29 13:00 | 51.9112 | 61.8017
2024-06-29 14:00 | 52.5283 | 61.4412
2024-06-29 15:00 | 53.8075 | 65.6932
2024-06-29 16:00 | 55.8941 | 69.8598
2024-06-29 17:00 | 57.9466 | 73.9284
2024-06-29 18:00 | 59.9958 | 76.2864
2024-06-29 19:00 | 57.493 | 76.2992
2024-06-29 20:00 | 52.4414 | 72.2321
2024-06-29 21:00 | 49.6262 | 69.1898
2024-06-29 22:00 | 46.022 | 65.0564
2024-06-29 23:00 | 41.5278 | 59.5503
2024-06-30 | 37.0044 | 55.778
2024-06-30 01:00 | 34.1801 | 50.408
2024-06-30 02:00 | 33.0199 | 47.5647
2024-06-30 03:00 | 32.3695 | 46.2924
2024-06-30 04:00 | 31.7913 | 45.332
2024-06-30 05:00 | 31.5684 | 45.8608
2024-06-30 06:00 | 31.9863 | 50.1429
2024-06-30 07:00 | 36.5133 | 51.7634
2024-06-30 08:00 | 40.7961 | 54.4978
2024-06-30 09:00 | 43.2141 | 59.0142
2024-06-30 10:00 | 44.8743 | 61.3228
2024-06-30 11:00 | 46.139 | 62.2042
2024-06-30 12:00 | 47.8428 | 62.6514
2024-06-30 13:00 | 48.3235 | 63.4834
2024-06-30 14:00 | 48.652 | 62.8034
2024-06-30 15:00 | 49.8209 | 66.359
2024-06-30 16:00 | 52.3445 | 68.0041
2024-06-30 17:00 | 54.9621 | 71.4973
2024-06-30 18:00 | 56.7198 | 76.7087
2024-06-30 19:00 | 53.9689 | 75.4534
2024-06-30 20:00 | 48.7785 | 71.8458
2024-06-30 21:00 | 45.9369 | 68.5202
2024-06-30 22:00 | 42.3042 | 64.7806
2024-06-30 23:00 | 37.7822 | 59.7453
2024-07-01 | 35.1072 | 55.6995
2024-07-01 01:00 | 32.6762 | 49.6229
2024-07-01 02:00 | 31.8055 | 46.724
2024-07-01 03:00 | 31.4302 | 44.9502
2024-07-01 04:00 | 31.1451 | 44.0421
2024-07-01 05:00 | 31.1868 | 44.3478
2024-07-01 06:00 | 32.831 | 44.4299
2024-07-01 07:00 | 37.697 | 45.2795
2024-07-01 08:00 | 41.0332 | 44.7403
2024-07-01 09:00 | 42.9666 | 47.9899
2024-07-01 10:00 | 43.9863 | 47.2892
2024-07-01 11:00 | 45.292 | 48.389
2024-07-01 12:00 | 44.5531 | 50.4628
2024-07-01 13:00 | 45.6784 | 51.482
2024-07-01 14:00 | 46.5747 | 51.2333
2024-07-01 15:00 | 47.7664 | 52.7911
2024-07-01 16:00 | 50.0601 | 58.2067
2024-07-01 17:00 | 51.8212 | 64.9872
2024-07-01 18:00 | 50.9663 | 67.4593
2024-07-01 19:00 | 48.598 | 68.3178
2024-07-01 20:00 | 44.6546 | 63.657
2024-07-01 21:00 | 41.8363 | 59.5681
2024-07-01 22:00 | 39.4199 | 58.1259
2024-07-01 23:00 | 36.3834 | 55.036
2024-07-02 | 32.6166 | 50.7329
2024-07-02 01:00 | 33.1727 | 53.418
2024-07-02 02:00 | 32.3929 | 51.1719
2024-07-02 03:00 | 32.1879 | 50.1031
2024-07-02 04:00 | 32.2141 | 49.1784
2024-07-02 05:00 | 33.3554 | 50.3056
2024-07-02 06:00 | 35.9808 | 52.501
2024-07-02 07:00 | 41.0372 | 57.1736
2024-07-02 08:00 | 43.5935 | 59.1333
2024-07-02 09:00 | 44.6114 | 60.9496
2024-07-02 10:00 | 45.2909 | 61.9912
2024-07-02 11:00 | 45.9222 | 65.2033
2024-07-02 12:00 | 47.1888 | 66.7642
2024-07-02 13:00 | 48.1609 | 68.5111
2024-07-02 14:00 | 48.9577 | 68.1547
2024-07-02 15:00 | 50.2375 | 72.0724
2024-07-02 16:00 | 51.8559 | 78.2521
2024-07-02 17:00 | 53.5011 | 83.7598
2024-07-02 18:00 | 52.3672 | 87.3268
2024-07-02 19:00 | 50.0714 | 88.4071
2024-07-02 20:00 | 47.3735 | 83.859
2024-07-02 21:00 | 45.0442 | 80.3525
2024-07-02 22:00 | 41.679 | 75.2829
2024-07-02 23:00 | 37.4878 | 69.4358
2024-07-03 | 34.2672 | 64.2815
2024-07-03 01:00 | 31.4749 | 57.7166
2024-07-03 02:00 | 30.8677 | 54.8662
2024-07-03 03:00 | 30.8104 | 53.2779
2024-07-03 04:00 | 30.9157 | 52.3377
2024-07-03 05:00 | 32.0733 | 53.0969
2024-07-03 06:00 | 36.6487 | 55.7017
2024-07-03 07:00 | 42.2055 | 60.0646
2024-07-03 08:00 | 44.4835 | 62.25
2024-07-03 09:00 | 45.2529 | 64.7649
2024-07-03 10:00 | 45.2138 | 66.159
2024-07-03 11:00 | 45.0246 | 69.3159
2024-07-03 12:00 | 44.8324 | 70.6786
2024-07-03 13:00 | 45.7942 | 72.7091
2024-07-03 14:00 | 46.5198 | 72.8195
2024-07-03 15:00 | 47.6807 | 76.0639
2024-07-03 16:00 | 49.3249 | 81.4388
2024-07-03 17:00 | 51.0201 | 87.0681
2024-07-03 18:00 | 51.9391 | 90.8805
2024-07-03 19:00 | 50.1279 | 91.4346
2024-07-03 20:00 | 47.3205 | 87.2449
2024-07-03 21:00 | 45.2718 | 84.0188
2024-07-03 22:00 | 41.972 | 78.4228
2024-07-03 23:00 | 37.6293 | 72.5387
2024-07-04 | 33.1834 | 66.007
2024-07-04 01:00 | 30.9561 | 60.3653
2024-07-04 02:00 | 30.5227 | 57.4176
2024-07-04 03:00 | 30.5666 | 55.9014
2024-07-04 04:00 | 30.7655 | 54.7607
2024-07-04 05:00 | 32.0292 | 55.6009
2024-07-04 06:00 | 34.0593 | 59.4475
2024-07-04 07:00 | 38.9575 | 64.3373
2024-07-04 08:00 | 41.0118 | 66.7517
2024-07-04 09:00 | 41.7472 | 70.0412
2024-07-04 10:00 | 42.1343 | 71.8769
2024-07-04 11:00 | 42.5044 | 75.2885
2024-07-04 12:00 | 42.9719 | 77.966
2024-07-04 13:00 | 44.0283 | 79.7415
2024-07-04 14:00 | 45.1724 | 79.9445
2024-07-04 15:00 | 46.7243 | 83.3074
2024-07-04 16:00 | 48.6718 | 88.6753
2024-07-04 17:00 | 50.381 | 93.3249
2024-07-04 18:00 | 49.4863 | 95.0367
2024-07-04 19:00 | 47.688 | 95.3318
2024-07-04 20:00 | 45.3165 | 90.7003
2024-07-04 21:00 | 43.3424 | 86.6456
2024-07-04 22:00 | 40.2914 | 81.0277
2024-07-04 23:00 | 36.2577 | 74.6946
2024-07-05 | 32.5369 | 69.9242
2024-07-05 01:00 | 30.9931 | 65.6464
2024-07-05 02:00 | 30.5714 | 62.1726
2024-07-05 03:00 | 30.658 | 60.3161
2024-07-05 04:00 | 30.9099 | 59.0293
2024-07-05 05:00 | 32.1857 | 59.4576
2024-07-05 06:00 | 36.0899 | 62.2862
2024-07-05 07:00 | 41.5785 | 67.1278
2024-07-05 08:00 | 43.7163 | 70.1596
2024-07-05 09:00 | 44.5348 | 74.0525
2024-07-05 10:00 | 44.875 | 76.1953
2024-07-05 11:00 | 44.7434 | 79.7672
2024-07-05 12:00 | 44.684 | 82.2849
2024-07-05 13:00 | 45.6164 | 84.34
2024-07-05 14:00 | 46.2223 | 84.706
2024-07-05 15:00 | 47.0264 | 87.7136
2024-07-05 16:00 | 48.2402 | 92.0317
2024-07-05 17:00 | 49.5448 | 95.6
2024-07-05 18:00 | 49.2838 | 97.0266
2024-07-05 19:00 | 47.4679 | 96.7896
2024-07-05 20:00 | 44.9908 | 92.1057
2024-07-05 21:00 | 43.1062 | 88.4638
2024-07-05 22:00 | 40.0723 | 82.4281
2024-07-05 23:00 | 36.0678 | 76.3019
2024-07-06 | 32.2231 | 69.3266
2024-07-06 01:00 | 29.8971 | 62.4628
2024-07-06 02:00 | 29.2185 | 58.793
2024-07-06 03:00 | 29.0143 | 56.6823
2024-07-06 04:00 | 28.9549 | 54.5426
2024-07-06 05:00 | 29.1874 | 54.3004
2024-07-06 06:00 | 30.5486 | 57.3029
2024-07-06 07:00 | 34.3934 | 59.8702
2024-07-06 08:00 | 37.195 | 63.5175
2024-07-06 09:00 | 38.8235 | 67.8656
2024-07-06 10:00 | 39.371 | 72.3284
2024-07-06 11:00 | 39.7253 | 75.2074
2024-07-06 12:00 | 40.1356 | 77.1191
2024-07-06 13:00 | 40.2924 | 79.0278
2024-07-06 14:00 | 40.5625 | 78.0979
2024-07-06 15:00 | 41.2072 | 81.679
2024-07-06 16:00 | 43.0974 | 84.7993
2024-07-06 17:00 | 45.0971 | 88.0615
2024-07-06 18:00 | 42.8482 | 90.6513
2024-07-06 19:00 | 40.2766 | 89.3484
2024-07-06 20:00 | 37.7491 | 84.3855
2024-07-06 21:00 | 36.3261 | 81.0974
2024-07-06 22:00 | 34.5096 | 76.6642
2024-07-06 23:00 | 31.9908 | 71.519
2024-07-07 | 30.111 | 66.6191
2024-07-07 01:00 | 28.6807 | 59.8188
2024-07-07 02:00 | 28.1177 | 56.4259
2024-07-07 03:00 | 27.8924 | 54.2543
2024-07-07 04:00 | 27.7736 | 52.1245
2024-07-07 05:00 | 27.8446 | 51.713
2024-07-07 06:00 | 29.377 | 53.9828
2024-07-07 07:00 | 33.0829 | 55.4931
2024-07-07 08:00 | 35.8031 | 57.481
2024-07-07 09:00 | 37.5475 | 61.0771
2024-07-07 10:00 | 37.872 | 64.8187
2024-07-07 11:00 | 37.9422 | 68.174
2024-07-07 12:00 | 39.3854 | 67.4968
2024-07-07 13:00 | 39.8704 | 70.0702
2024-07-07 14:00 | 40.3166 | 70.6487
2024-07-07 15:00 | 41.1689 | 76.0066
2024-07-07 16:00 | 43.4768 | 81.1177
2024-07-07 17:00 | 45.8864 | 86.9452
2024-07-07 18:00 | 47.1743 | 89.2045
2024-07-07 19:00 | 44.8345 | 88.6261
2024-07-07 20:00 | 41.2809 | 83.6129
2024-07-07 21:00 | 39.3573 | 80.0743
2024-07-07 22:00 | 36.7597 | 75.4308
2024-07-07 23:00 | 33.334 | 69.8444
2024-07-08 | 30.476 | 64.1981
2024-07-08 01:00 | 29.2655 | 60.3786
2024-07-08 02:00 | 28.9503 | 57.415
2024-07-08 03:00 | 29.0822 | 56.0077
2024-07-08 04:00 | 29.3228 | 54.9113
2024-07-08 05:00 | 30.5394 | 56.1909
2024-07-08 06:00 | 34.7104 | 59.6545
2024-07-08 07:00 | 40.3555 | 63.7899
2024-07-08 08:00 | 41.7102 | 66.8682
2024-07-08 09:00 | 41.7086 | 69.379
2024-07-08 10:00 | 41.5925 | 71.3833
2024-07-08 11:00 | 41.6571 | 73.7776
2024-07-08 12:00 | 42.7337 | 73.0394
2024-07-08 13:00 | 43.1856 | 75.9007
2024-07-08 14:00 | 43.0782 | 75.5904
2024-07-08 15:00 | 43.7179 | 78.5653
2024-07-08 16:00 | 45.1405 | 83.2944
2024-07-08 17:00 | 46.416 | 88.0469
2024-07-08 18:00 | 45.7354 | 89.881
2024-07-08 19:00 | 43.776 | 88.9993
2024-07-08 20:00 | 41.8882 | 84.4213
2024-07-08 21:00 | 39.8892 | 80.855
2024-07-08 22:00 | 36.9706 | 75.4507
2024-07-08 23:00 | 33.2716 | 69.7713
2024-07-09 | 31.6288 | 64.1654
2024-07-09 01:00 | 29.3702 | 59.5776
2024-07-09 02:00 | 29.0308 | 56.542
2024-07-09 03:00 | 29.1815 | 55.011
2024-07-09 04:00 | 29.4796 | 53.8317
2024-07-09 05:00 | 30.7953 | 54.6966
2024-07-09 06:00 | 33.934 | 61.3649
2024-07-09 07:00 | 39.4368 | 66.0727
2024-07-09 08:00 | 41.7844 | 69.6878
2024-07-09 09:00 | 42.8731 | 73.6599
2024-07-09 10:00 | 43.557 | 75.7504
2024-07-09 11:00 | 43.915 | 77.2175
2024-07-09 12:00 | 43.9305 | 78.9777
2024-07-09 13:00 | 45.119 | 80.1483
2024-07-09 14:00 | 46.1918 | 78.0555
2024-07-09 15:00 | 47.7994 | 80.7167
2024-07-09 16:00 | 49.8863 | 83.9766
2024-07-09 17:00 | 51.8983 | 86.3654
2024-07-09 18:00 | 52.1645 | 88.5402
2024-07-09 19:00 | 50.3513 | 85.6461
2024-07-09 20:00 | 47.4483 | 82.4173
2024-07-09 21:00 | 45.1437 | 79.5349
2024-07-09 22:00 | 41.6807 | 75.136
2024-07-09 23:00 | 37.2474 | 70.7383
2024-07-10 | 33.4564 | 66.5983
2024-07-10 01:00 | 31.1331 | 60.2405
2024-07-10 02:00 | 30.684 | 56.9962
2024-07-10 03:00 | 30.6672 | 55.4609
2024-07-10 04:00 | 30.8116 | 54.5335
2024-07-10 05:00 | 32.0366 | 55.444
2024-07-10 06:00 | 35.0452 | 59.1497
2024-07-10 07:00 | 40.646 | 63.6749
2024-07-10 08:00 | 42.9008 | 67.4741
2024-07-10 09:00 | 43.8636 | 70.9532
2024-07-10 10:00 | 44.1273 | 72.9635
2024-07-10 11:00 | 44.0583 | 73.3524
2024-07-10 12:00 | 45.0029 | 70.2622
2024-07-10 13:00 | 45.6882 | 71.3363
2024-07-10 14:00 | 46.0571 | 69.6464
2024-07-10 15:00 | 46.731 | 71.8431
2024-07-10 16:00 | 48.1371 | 75.2975
2024-07-10 17:00 | 49.5674 | 79.6443
2024-07-10 18:00 | 49.5279 | 82.2727
2024-07-10 19:00 | 47.5247 | 81.1182
2024-07-10 20:00 | 45.151 | 77.5392
2024-07-10 21:00 | 43.2728 | 74.6544
2024-07-10 22:00 | 40.1935 | 70.3701
2024-07-10 23:00 | 36.1474 | 65.4051
2024-07-11 | 32.5876 | 60.695
2024-07-11 01:00 | 30.0755 | 54.4418
2024-07-11 02:00 | 29.5992 | 51.815
2024-07-11 03:00 | 29.6492 | 50.805
2024-07-11 04:00 | 29.7823 | 49.8685
2024-07-11 05:00 | 31.0271 | 51.0187
2024-07-11 06:00 | 35.4203 | 55.7959
2024-07-11 07:00 | 40.6775 | 59.374
2024-07-11 08:00 | 42.113 | 60.7631
2024-07-11 09:00 | 42.3126 | 61.5408
2024-07-11 10:00 | 42.1539 | 62.5074
2024-07-11 11:00 | 42.0664 | 63.1965
2024-07-11 12:00 | 42.3117 | 62.1266
2024-07-11 13:00 | 42.5279 | 63.4413
2024-07-11 14:00 | 42.4442 | 61.632
2024-07-11 15:00 | 42.8929 | 64.2747
2024-07-11 16:00 | 44.0045 | 67.7118
2024-07-11 17:00 | 45.0246 | 71.1514
2024-07-11 18:00 | 44.6911 | 73.5506
2024-07-11 19:00 | 43.1452 | 72.5611
2024-07-11 20:00 | 41.524 | 70.1633
2024-07-11 21:00 | 39.859 | 68.3045
2024-07-11 22:00 | 37.1476 | 65.0017
2024-07-11 23:00 | 33.5472 | 61.1172
2024-07-12 | 31.5306 | 56.2004
2024-07-12 01:00 | 29.8086 | 53.1266
2024-07-12 02:00 | 29.4668 | 51.2356
2024-07-12 03:00 | 29.5343 | 50.5201
2024-07-12 04:00 | 29.7863 | 49.7769
2024-07-12 05:00 | 31.0047 | 50.801
2024-07-12 06:00 | 35.0496 | 53.5703
2024-07-12 07:00 | 40.681 | 56.8248
2024-07-12 08:00 | 42.7988 | 57.9739
2024-07-12 09:00 | 43.5661 | 58.5616
2024-07-12 10:00 | 43.6992 | 59.4496
2024-07-12 11:00 | 43.4063 | 60.5337
2024-07-12 12:00 | 42.6802 | 60.9254
2024-07-12 13:00 | 43.378 | 62.746
2024-07-12 14:00 | 43.6425 | 61.228
2024-07-12 15:00 | 44.1334 | 64.0021
2024-07-12 16:00 | 45.135 | 66.846
2024-07-12 17:00 | 46.4102 | 69.2378
2024-07-12 18:00 | 45.1672 | 70.2708
2024-07-12 19:00 | 43.1296 | 69.2283
2024-07-12 20:00 | 41.0435 | 66.9915
2024-07-12 21:00 | 39.2316 | 64.9056
2024-07-12 22:00 | 36.474 | 62.0662
2024-07-12 23:00 | 32.8903 | 58.5978
2024-07-13 | 30.8184 | 55.3839
2024-07-13 01:00 | 28.4263 | 50.9213
2024-07-13 02:00 | 27.7978 | 48.207
2024-07-13 03:00 | 27.651 | 46.8001
2024-07-13 04:00 | 27.6423 | 45.3129
2024-07-13 05:00 | 27.8775 | 45.3382
2024-07-13 06:00 | 29.1813 | 48.1391
2024-07-13 07:00 | 33.4515 | 48.5408
2024-07-13 08:00 | 36.7485 | 50.0039
2024-07-13 09:00 | 39.2832 | 53.5553
2024-07-13 10:00 | 40.4586 | 53.1352
2024-07-13 11:00 | 40.7045 | 54.4418
2024-07-13 12:00 | 41.2882 | 50.9145
2024-07-13 13:00 | 41.3003 | 51.3931
2024-07-13 14:00 | 41.3223 | 49.5417
2024-07-13 15:00 | 41.4334 | 52.2269
2024-07-13 16:00 | 43.3646 | 55.0329
2024-07-13 17:00 | 45.4624 | 58.6628
2024-07-13 18:00 | 44.2843 | 60.5673
2024-07-13 19:00 | 41.5479 | 59.6287
2024-07-13 20:00 | 38.7286 | 57.1564
2024-07-13 21:00 | 36.7847 | 56.2542
2024-07-13 22:00 | 34.7202 | 54.9308
2024-07-13 23:00 | 32.1017 | 52.2699
2024-07-14 | 31.2211 | 49.881
2024-07-14 01:00 | 29.1275 | 46.2183
2024-07-14 02:00 | 28.3642 | 44.7059
2024-07-14 03:00 | 28.1179 | 44.1175
2024-07-14 04:00 | 28.0067 | 43.2333
2024-07-14 05:00 | 28.1537 | 43.6844
2024-07-14 06:00 | 30.3947 | 44.3055
2024-07-14 07:00 | 34.5404 | 45.1766
2024-07-14 08:00 | 38.0739 | 47.1456
2024-07-14 09:00 | 41.0107 | 50.8862
2024-07-14 10:00 | 42.1362 | 53.1954
2024-07-14 11:00 | 42.6383 | 54.4669
2024-07-14 12:00 | 44.1767 | 51.9344
2024-07-14 13:00 | 44.8037 | 54.1371
2024-07-14 14:00 | 44.9485 | 55.3507
2024-07-14 15:00 | 45.3299 | 60.1118
2024-07-14 16:00 | 47.2996 | 64.7812
2024-07-14 17:00 | 49.5083 | 70.2675
2024-07-14 18:00 | 50.6127 | 73.6687
2024-07-14 19:00 | 48.0368 | 73.5628
2024-07-14 20:00 | 45.177 | 69.8407
2024-07-14 21:00 | 43.1407 | 67.8352
2024-07-14 22:00 | 40.3617 | 65.5045
2024-07-14 23:00 | 36.9941 | 61.3532
2024-07-15 | 34.8508 | 56.6008
2024-07-15 01:00 | 32.9811 | 52.1847
2024-07-15 02:00 | 32.3791 | 50.2284
2024-07-15 03:00 | 32.2899 | 49.1727
2024-07-15 04:00 | 32.3802 | 48.2281
2024-07-15 05:00 | 33.6059 | 49.2914
2024-07-15 06:00 | 37.6679 | 54.9749
2024-07-15 07:00 | 43.6791 | 59.4985
2024-07-15 08:00 | 46.6495 | 62.474
2024-07-15 09:00 | 48.0767 | 66.1704
2024-07-15 10:00 | 49.2585 | 67.6919
2024-07-15 11:00 | 50.0302 | 67.6927
2024-07-15 12:00 | 51.9135 | 64.2173
2024-07-15 13:00 | 52.9615 | 65.8494
2024-07-15 14:00 | 53.2556 | 65.1443
2024-07-15 15:00 | 54.1679 | 67.9697
2024-07-15 16:00 | 55.5436 | 73.151
2024-07-15 17:00 | 56.7093 | 78.5779
2024-07-15 18:00 | 57.1036 | 82.2397
2024-07-15 19:00 | 54.3689 | 82.7134
2024-07-15 20:00 | 50.5501 | 78.5507
2024-07-15 21:00 | 47.4967 | 74.8681
2024-07-15 22:00 | 43.326 | 70.4046
2024-07-15 23:00 | 38.3281 | 65.2275
2024-07-16 | 36.3945 | 61.0508
2024-07-16 01:00 | 33.0073 | 54.3297
2024-07-16 02:00 | 32.1732 | 51.7477
2024-07-16 03:00 | 31.9111 | 50.5301
2024-07-16 04:00 | 31.8967 | 49.5103
2024-07-16 05:00 | 32.9838 | 50.477
2024-07-16 06:00 | 36.9995 | 54.9787
2024-07-16 07:00 | 42.7408 | 59.6675
2024-07-16 08:00 | 44.7158 | 61.9017
2024-07-16 09:00 | 45.0971 | 64.0184
2024-07-16 10:00 | 44.8664 | 65.0596
2024-07-16 11:00 | 44.2808 | 66.9175
2024-07-16 12:00 | 44.9301 | 68.362
2024-07-16 13:00 | 45.0291 | 69.1897
2024-07-16 14:00 | 44.7506 | 67.7671
2024-07-16 15:00 | 45.1655 | 70.5978
2024-07-16 16:00 | 46.2263 | 74.9815
2024-07-16 17:00 | 47.4648 | 78.6492
2024-07-16 18:00 | 46.3139 | 81.2212
2024-07-16 19:00 | 44.185 | 79.7153
2024-07-16 20:00 | 42.2143 | 76.7536
2024-07-16 21:00 | 40.3329 | 74.3462
2024-07-16 22:00 | 37.4756 | 70.7421
2024-07-16 23:00 | 33.8526 | 66.5479
2024-07-17 | 32.1159 | 62.5395
2024-07-17 01:00 | 29.8429 | 54.737
2024-07-17 02:00 | 29.4563 | 51.9217
2024-07-17 03:00 | 29.6038 | 50.7333
2024-07-17 04:00 | 29.8717 | 49.9032
2024-07-17 05:00 | 31.0686 | 50.8242
2024-07-17 06:00 | 35.2992 | 57.0371
2024-07-17 07:00 | 41.0091 | 60.5828
2024-07-17 08:00 | 42.7529 | 62.6814
2024-07-17 09:00 | 43.0641 | 64.0473
2024-07-17 10:00 | 42.6472 | 65.0436
2024-07-17 11:00 | 42.3809 | 64.0502
2024-07-17 12:00 | 41.8572 | 62.3737
2024-07-17 13:00 | 42.5515 | 62.5211
2024-07-17 14:00 | 42.5989 | 59.1555
2024-07-17 15:00 | 43.3757 | 60.3929
2024-07-17 16:00 | 44.7897 | 61.8574
2024-07-17 17:00 | 46.263 | 64.3347
2024-07-17 18:00 | 45.9513 | 68.3988
2024-07-17 19:00 | 44.1762 | 67.2897
2024-07-17 20:00 | 42.2953 | 64.6071
2024-07-17 21:00 | 40.4655 | 62.3092
2024-07-17 22:00 | 37.567 | 59.7684
2024-07-17 23:00 | 33.7684 | 55.8111
2024-07-18 | 31.9774 | 53.3727
2024-07-18 01:00 | 29.712 | 51.5752
2024-07-18 02:00 | 29.3783 | 50.0036
2024-07-18 03:00 | 29.4144 | 49.3541
2024-07-18 04:00 | 29.5952 | 48.5442
2024-07-18 05:00 | 30.8253 | 49.6944
2024-07-18 06:00 | 36.7496 | 56.0746
2024-07-18 07:00 | 42.6451 | 60.6695
2024-07-18 08:00 | 44.8184 | 63.0542
2024-07-18 09:00 | 45.404 | 66.3169
2024-07-18 10:00 | 45.0716 | 67.9067
2024-07-18 11:00 | 44.3231 | 68.3681
2024-07-18 12:00 | 43.7297 | 68.5562
2024-07-18 13:00 | 44.3617 | 69.9508
2024-07-18 14:00 | 44.7902 | 68.383
2024-07-18 15:00 | 45.3596 | 71.3017
2024-07-18 16:00 | 46.8429 | 75.244
2024-07-18 17:00 | 48.2607 | 78.5216
2024-07-18 18:00 | 48.9576 | 80.5294
2024-07-18 19:00 | 46.7909 | 80.3385
2024-07-18 20:00 | 44.0944 | 77.6242
2024-07-18 21:00 | 41.5607 | 74.8158
2024-07-18 22:00 | 38.2523 | 70.9685
2024-07-18 23:00 | 34.1543 | 66.2972
2024-07-19 | 32.2552 | 63.0839
2024-07-19 01:00 | 29.7893 | 55.7382
2024-07-19 02:00 | 29.3252 | 52.8974
2024-07-19 03:00 | 29.3993 | 51.5316
2024-07-19 04:00 | 29.6243 | 50.5577
2024-07-19 05:00 | 30.8865 | 51.1893
2024-07-19 06:00 | 33.9333 | 54.3597
2024-07-19 07:00 | 39.3575 | 57.7993
2024-07-19 08:00 | 41.5787 | 59.3884
2024-07-19 09:00 | 42.6776 | 61.1686
2024-07-19 10:00 | 43.2882 | 61.8911
2024-07-19 11:00 | 43.245 | 61.8006
2024-07-19 12:00 | 43.3 | 59.1521
2024-07-19 13:00 | 44.1828 | 60.0614
2024-07-19 14:00 | 44.9272 | 58.5377
2024-07-19 15:00 | 45.8197 | 60.862
2024-07-19 16:00 | 47.2218 | 64.2782
2024-07-19 17:00 | 48.6208 | 68.0936
2024-07-19 18:00 | 48.2218 | 67.9071
2024-07-19 19:00 | 46.5521 | 67.0854
2024-07-19 20:00 | 44.0701 | 63.9516
2024-07-19 21:00 | 42.2478 | 60.7477
2024-07-19 22:00 | 39.2736 | 58.1558
2024-07-19 23:00 | 35.3079 | 54.4762
2024-07-20 | 31.6123 | 53.1662
2024-07-20 01:00 | 29.7748 | 46.7373
2024-07-20 02:00 | 29.1329 | 45.1833
2024-07-20 03:00 | 28.995 | 44.263
2024-07-20 04:00 | 29.0363 | 42.9243
2024-07-20 05:00 | 29.4184 | 43.1068
2024-07-20 06:00 | 32.6137 | 46.9802
2024-07-20 07:00 | 37.2269 | 48.6894
2024-07-20 08:00 | 40.9607 | 51.3719
2024-07-20 09:00 | 44.1678 | 55.554
2024-07-20 10:00 | 45.6274 | 57.9619
2024-07-20 11:00 | 46.0634 | 57.5125
2024-07-20 12:00 | 46.4454 | 53.8366
2024-07-20 13:00 | 47.0261 | 55.3433
2024-07-20 14:00 | 47.4184 | 53.8889
2024-07-20 15:00 | 47.793 | 57.4823
2024-07-20 16:00 | 49.5445 | 60.756
2024-07-20 17:00 | 51.3217 | 63.9422
2024-07-20 18:00 | 52.941 | 66.8882
2024-07-20 19:00 | 50.3194 | 66.5571
2024-07-20 20:00 | 46.7682 | 62.9528
2024-07-20 21:00 | 44.515 | 61.229
2024-07-20 22:00 | 41.6884 | 59.4969
2024-07-20 23:00 | 38.1458 | 55.8763
2024-07-21 | 35.1194 | 53.5658
2024-07-21 01:00 | 31.5247 | 47.8248
2024-07-21 02:00 | 30.3998 | 45.3223
2024-07-21 03:00 | 29.8135 | 44.0592
2024-07-21 04:00 | 29.3548 | 43.0338
2024-07-21 05:00 | 29.2246 | 43.3212
2024-07-21 06:00 | 29.4037 | 44.969
2024-07-21 07:00 | 32.9906 | 44.8512
2024-07-21 08:00 | 36.367 | 45.9332
2024-07-21 09:00 | 38.3246 | 48.338
2024-07-21 10:00 | 38.969 | 49.4934
2024-07-21 11:00 | 39.3519 | 51.1696
2024-07-21 12:00 | 39.9459 | 50.0297
2024-07-21 13:00 | 40.3339 | 51.9408
2024-07-21 14:00 | 40.9234 | 52.7335
2024-07-21 15:00 | 42.1702 | 57.1696
2024-07-21 16:00 | 44.5323 | 61.561
2024-07-21 17:00 | 46.9333 | 67.706
2024-07-21 18:00 | 44.8667 | 69.757
2024-07-21 19:00 | 42.4528 | 69.0258
2024-07-21 20:00 | 39.7563 | 65.6248
2024-07-21 21:00 | 37.9743 | 63.7467
2024-07-21 22:00 | 35.6337 | 61.4505
2024-07-21 23:00 | 32.6436 | 57.7119
2024-07-22 | 30.8781 | 53.3035
2024-07-22 01:00 | 29.7461 | 50.5682
2024-07-22 02:00 | 29.4087 | 49.0906
2024-07-22 03:00 | 29.4659 | 48.4893
2024-07-22 04:00 | 29.7059 | 47.8106
2024-07-22 05:00 | 30.9064 | 49.288
2024-07-22 06:00 | 34.6046 | 51.6961
2024-07-22 07:00 | 39.7958 | 55.5888
2024-07-22 08:00 | 41.8209 | 57.4738
2024-07-22 09:00 | 42.4413 | 58.8853
2024-07-22 10:00 | 42.7632 | 59.8019
2024-07-22 11:00 | 42.9315 | 60.4137
2024-07-22 12:00 | 44.1349 | 59.9541
2024-07-22 13:00 | 44.8276 | 61.3589
2024-07-22 14:00 | 44.9771 | 59.9961
2024-07-22 15:00 | 45.9438 | 62.2167
2024-07-22 16:00 | 47.4323 | 66.9937
2024-07-22 17:00 | 48.7924 | 72.1481
2024-07-22 18:00 | 49.078 | 76.0192
2024-07-22 19:00 | 47.0429 | 75.7875
2024-07-22 20:00 | 44.2506 | 73.1863
2024-07-22 21:00 | 41.986 | 71.0019
2024-07-22 22:00 | 38.7326 | 67.269
2024-07-22 23:00 | 34.5723 | 63.2042
2024-07-23 | 31.561 | 56.6246
2024-07-23 01:00 | 29.6615 | 53.4741
2024-07-23 02:00 | 29.2687 | 51.4304
2024-07-23 03:00 | 29.3063 | 50.5612
2024-07-23 04:00 | 29.4987 | 49.7952
2024-07-23 05:00 | 30.7795 | 50.9886
2024-07-23 06:00 | 35.0016 | 53.3389
2024-07-23 07:00 | 40.0754 | 57.206
2024-07-23 08:00 | 42.0564 | 59.0106
2024-07-23 09:00 | 42.6497 | 60.3123
2024-07-23 10:00 | 42.8628 | 61.1175
2024-07-23 11:00 | 42.9649 | 62.2034
2024-07-23 12:00 | 42.7787 | 61.0678
2024-07-23 13:00 | 43.7722 | 62.4347
2024-07-23 14:00 | 44.8437 | 61.5047
2024-07-23 15:00 | 46.2943 | 64.7708
2024-07-23 16:00 | 48.1847 | 70.1447
2024-07-23 17:00 | 49.8983 | 74.8675
2024-07-23 18:00 | 49.7743 | 77.4573
2024-07-23 19:00 | 47.7616 | 77.1305
2024-07-23 20:00 | 45.2004 | 74.2738
2024-07-23 21:00 | 42.8308 | 71.7102
2024-07-23 22:00 | 39.5672 | 68.0395
2024-07-23 23:00 | 35.4716 | 63.883
2024-07-24 | 32.2446 | 57.7889
2024-07-24 01:00 | 30.0407 | 54.6291
2024-07-24 02:00 | 29.6903 | 52.4844
2024-07-24 03:00 | 29.7969 | 51.3866
2024-07-24 04:00 | 30.0078 | 50.6664
2024-07-24 05:00 | 31.3379 | 51.6004
2024-07-24 06:00 | 36.1612 | 55.1743
2024-07-24 07:00 | 41.8954 | 59.3292
2024-07-24 08:00 | 44.1955 | 61.2307
2024-07-24 09:00 | 45.3599 | 63.7332
2024-07-24 10:00 | 45.6415 | 64.6515
2024-07-24 11:00 | 45.1809 | 65.4033
2024-07-24 12:00 | 45.4404 | 63.9652
2024-07-24 13:00 | 46.1699 | 65.3194
2024-07-24 14:00 | 46.2563 | 64.5865
2024-07-24 15:00 | 46.7471 | 67.4352
2024-07-24 16:00 | 47.9964 | 72.4139
2024-07-24 17:00 | 49.3099 | 77.922
2024-07-24 18:00 | 50.9763 | 79.4195
2024-07-24 19:00 | 49.097 | 79.6171
2024-07-24 20:00 | 46.7118 | 76.7191
2024-07-24 21:00 | 44.4299 | 73.9179
2024-07-24 22:00 | 41.1041 | 69.9121
2024-07-24 23:00 | 36.9074 | 65.011
2024-07-25 | 33.638 | 59.768
2024-07-25 01:00 | 31.1806 | 57.3678
2024-07-25 02:00 | 30.7011 | 55.0368
2024-07-25 03:00 | 30.6742 | 53.9762
2024-07-25 04:00 | 30.7975 | 53.1464
2024-07-25 05:00 | 32.1303 | 54.2729
2024-07-25 06:00 | 36.0325 | 56.4772
2024-07-25 07:00 | 41.1855 | 59.9812
2024-07-25 08:00 | 43.1894 | 60.973
2024-07-25 09:00 | 44.0021 | 62.2694
2024-07-25 10:00 | 44.2947 | 63.1278
2024-07-25 11:00 | 44.0672 | 64.9687
2024-07-25 12:00 | 44.0194 | 66.8856
2024-07-25 13:00 | 44.8095 | 68.1968
2024-07-25 14:00 | 45.4133 | 67.2576
2024-07-25 15:00 | 46.4984 | 70.513
2024-07-25 16:00 | 47.9684 | 74.9216
2024-07-25 17:00 | 49.1661 | 78.9356
2024-07-25 18:00 | 49.5609 | 82.5415
2024-07-25 19:00 | 47.9469 | 82.9928
2024-07-25 20:00 | 45.9137 | 79.622
2024-07-25 21:00 | 44.0488 | 76.2306
2024-07-25 22:00 | 41.0572 | 71.7621
2024-07-25 23:00 | 37.0853 | 66.644
2024-07-26 | 32.9307 | 60.2985
2024-07-26 01:00 | 31.6104 | 56.4439
2024-07-26 02:00 | 31.1736 | 53.8792
2024-07-26 03:00 | 31.2705 | 52.4031
2024-07-26 04:00 | 31.5176 | 51.3974
2024-07-26 05:00 | 32.9111 | 52.0597
2024-07-26 06:00 | 36.0917 | 56.4184
2024-07-26 07:00 | 41.0585 | 60.6725
2024-07-26 08:00 | 43.2054 | 62.9384
2024-07-26 09:00 | 44.2519 | 65.6394
2024-07-26 10:00 | 45.1692 | 66.9021
2024-07-26 11:00 | 45.642 | 68.4891
2024-07-26 12:00 | 46.6973 | 69.8905
2024-07-26 13:00 | 47.6526 | 70.9657
2024-07-26 14:00 | 48.0862 | 69.8661
2024-07-26 15:00 | 48.7949 | 72.6315
2024-07-26 16:00 | 49.8079 | 76.2665
2024-07-26 17:00 | 50.7806 | 79.6704
2024-07-26 18:00 | 49.1079 | 81.3116
2024-07-26 19:00 | 47.1916 | 81.3085
2024-07-26 20:00 | 45.0899 | 77.4847
2024-07-26 21:00 | 43.2711 | 73.5569
2024-07-26 22:00 | 40.2925 | 69.4053
2024-07-26 23:00 | 36.3768 | 64.1648
2024-07-27 | 33.2163 | 61.4974
2024-07-27 01:00 | 31.5769 | 56.411
2024-07-27 02:00 | 30.8741 | 53.5243
2024-07-27 03:00 | 30.6235 | 51.9533
2024-07-27 04:00 | 30.5172 | 50.5045
2024-07-27 05:00 | 30.8663 | 50.7346
2024-07-27 06:00 | 31.8011 | 52.4879
2024-07-27 07:00 | 35.3007 | 53.7453
2024-07-27 08:00 | 38.5272 | 56.3711
2024-07-27 09:00 | 40.9837 | 59.8796
2024-07-27 10:00 | 42.3492 | 62.5548
2024-07-27 11:00 | 43.1159 | 64.1425
2024-07-27 12:00 | 43.9111 | 66.0882
2024-07-27 13:00 | 44.4662 | 67.7426
2024-07-27 14:00 | 45.1111 | 66.8838
2024-07-27 15:00 | 46.0823 | 69.925
2024-07-27 16:00 | 48.0918 | 72.82
2024-07-27 17:00 | 49.9395 | 76.1765
2024-07-27 18:00 | 49.4748 | 78.1095
2024-07-27 19:00 | 47.2088 | 76.4359
2024-07-27 20:00 | 44.3523 | 73.088
2024-07-27 21:00 | 42.4844 | 70.9385
2024-07-27 22:00 | 40.1017 | 67.9363
2024-07-27 23:00 | 36.9935 | 64.1947
2024-07-28 | 33.0696 | 58.5347
2024-07-28 01:00 | 31.3788 | 56.4135
2024-07-28 02:00 | 30.5453 | 53.8356
2024-07-28 03:00 | 30.1951 | 52.2778
2024-07-28 04:00 | 29.9355 | 50.8576
2024-07-28 05:00 | 30.1104 | 50.9335
2024-07-28 06:00 | 30.2129 | 51.6808
2024-07-28 07:00 | 33.3533 | 52.148
2024-07-28 08:00 | 36.7477 | 53.9234
2024-07-28 09:00 | 39.4341 | 56.6429
2024-07-28 10:00 | 40.9445 | 59.9113
2024-07-28 11:00 | 41.9921 | 62.9159
2024-07-28 12:00 | 43.3282 | 66.4819
2024-07-28 13:00 | 44.2444 | 68.6573
2024-07-28 14:00 | 45.1847 | 68.9346
2024-07-28 15:00 | 46.6151 | 73.7795
2024-07-28 16:00 | 49.2332 | 76.6634
2024-07-28 17:00 | 51.68 | 79.7965
2024-07-28 18:00 | 50.9896 | 81.5415
2024-07-28 19:00 | 48.7819 | 80.6995
2024-07-28 20:00 | 45.8241 | 76.8396
2024-07-28 21:00 | 43.7819 | 73.1729
2024-07-28 22:00 | 41.0404 | 70.0415
2024-07-28 23:00 | 37.5787 | 65.2543
2024-07-29 | 34.0484 | 61.7869
2024-07-29 01:00 | 32.8495 | 56.815
2024-07-29 02:00 | 32.3266 | 53.8687
2024-07-29 03:00 | 32.2947 | 52.2326
2024-07-29 04:00 | 32.4136 | 51.0587
2024-07-29 05:00 | 33.7704 | 51.9583
2024-07-29 06:00 | 36.7538 | 55.4908
2024-07-29 07:00 | 42.029 | 59.2198
2024-07-29 08:00 | 44.882 | 61.1081
2024-07-29 09:00 | 46.4703 | 63.1065
2024-07-29 10:00 | 47.8697 | 63.8092
2024-07-29 11:00 | 48.6713 | 64.8878
2024-07-29 12:00 | 49.5934 | 63.6779
2024-07-29 13:00 | 50.7826 | 65.4296
2024-07-29 14:00 | 51.3226 | 64.2633
2024-07-29 15:00 | 52.6701 | 67.3059
2024-07-29 16:00 | 54.2161 | 71.6611
2024-07-29 17:00 | 55.4095 | 76.6692
2024-07-29 18:00 | 53.073 | 77.227
2024-07-29 19:00 | 50.8128 | 77.0339
2024-07-29 20:00 | 48.6285 | 73.4627
2024-07-29 21:00 | 46.4201 | 69.8081
2024-07-29 22:00 | 43.0598 | 65.7482
2024-07-29 23:00 | 38.8883 | 60.89
2024-07-30 | 35.6311 | 56.4623
2024-07-30 01:00 | 33.2438 | 52.9587
2024-07-30 02:00 | 32.5518 | 50.71
2024-07-30 03:00 | 32.3692 | 49.4579
2024-07-30 04:00 | 32.3882 | 48.5441
2024-07-30 05:00 | 33.7009 | 49.6877
2024-07-30 06:00 | 37.2785 | 53.9936
2024-07-30 07:00 | 42.2631 | 58.3096
2024-07-30 08:00 | 44.7408 | 60.1927
2024-07-30 09:00 | 45.9721 | 62.1791
2024-07-30 10:00 | 46.8208 | 62.8887
2024-07-30 11:00 | 47.0852 | 64.9885
2024-07-30 12:00 | 47.6449 | 65.8428
2024-07-30 13:00 | 48.507 | 67.6505
2024-07-30 14:00 | 48.9244 | 66.9258
2024-07-30 15:00 | 49.9811 | 70.7261
2024-07-30 16:00 | 51.3982 | 76.3498
2024-07-30 17:00 | 52.7557 | 81.2277
2024-07-30 18:00 | 50.228 | 82.0189
2024-07-30 19:00 | 47.921 | 82.0445
2024-07-30 20:00 | 46.137 | 78.6014
2024-07-30 21:00 | 44.1201 | 75.0105
2024-07-30 22:00 | 41.0765 | 70.702
2024-07-30 23:00 | 37.2523 | 65.5424
2024-07-31 | 34.6113 | 61.8442
2024-07-31 01:00 | 33.5034 | 56.2808
2024-07-31 02:00 | 33.0073 | 53.627
2024-07-31 03:00 | 33.0232 | 51.9545
2024-07-31 04:00 | 33.1593 | 51.1802
2024-07-31 05:00 | 34.5624 | 52.1448
2024-07-31 06:00 | 38.2723 | 54.7632
2024-07-31 07:00 | 43.6072 | 58.5392
2024-07-31 08:00 | 46.4338 | 60.361
2024-07-31 09:00 | 48.0387 | 62.6308
2024-07-31 10:00 | 49.2305 | 63.4975
2024-07-31 11:00 | 50.02 | 65.9202
2024-07-31 12:00 | 50.8541 | 67.0179
2024-07-31 13:00 | 52.1973 | 68.7494
2024-07-31 14:00 | 52.913 | 68.3445
2024-07-31 15:00 | 54.1036 | 71.8604
2024-07-31 16:00 | 55.7045 | 77.2199
2024-07-31 17:00 | 57.1225 | 83.17
2024-07-31 18:00 | 56.9824 | 85.2832
2024-07-31 19:00 | 54.8085 | 85.4814
2024-07-31 20:00 | 51.7689 | 81.7532
2024-07-31 21:00 | 48.8167 | 77.6449
2024-07-31 22:00 | 44.8258 | 72.6574
2024-07-31 23:00 | 40.001 | 67.1224
2024-08-01 | 36.6964 | 63.0352
2024-08-01 01:00 | 35.2797 | 54.8149
2024-08-01 02:00 | 34.6427 | 52.1962
2024-08-01 03:00 | 34.4842 | 51.0194
2024-08-01 04:00 | 34.5661 | 50.2267
2024-08-01 05:00 | 35.9815 | 51.8435
2024-08-01 06:00 | 41.0941 | 55.4517
2024-08-01 07:00 | 46.631 | 59.1492
2024-08-01 08:00 | 50.3611 | 60.9476
2024-08-01 09:00 | 52.5763 | 62.8606
2024-08-01 10:00 | 54.2778 | 64.4884
2024-08-01 11:00 | 55.4112 | 66.4676
2024-08-01 12:00 | 57.254 | 67.798
2024-08-01 13:00 | 58.6629 | 69.6018
2024-08-01 14:00 | 59.055 | 69.0522
2024-08-01 15:00 | 59.3635 | 71.9102
2024-08-01 16:00 | 60.1514 | 76.8721
2024-08-01 17:00 | 60.8651 | 81.5541
2024-08-01 18:00 | 59.8682 | 84.2876
2024-08-01 19:00 | 56.6866 | 83.3561
2024-08-01 20:00 | 53.8236 | 80.4403
2024-08-01 21:00 | 51.3568 | 77.3077
2024-08-01 22:00 | 47.1328 | 72.0815
2024-08-01 23:00 | 42.3159 | 67.123
2024-08-02 | 39.4568 | 60.7735
2024-08-02 01:00 | 36.6312 | 55.6007
2024-08-02 02:00 | 35.619 | 52.8213
2024-08-02 03:00 | 35.0767 | 51.467
2024-08-02 04:00 | 34.9224 | 50.636
2024-08-02 05:00 | 36.0858 | 51.975
2024-08-02 06:00 | 39.6752 | 53.8922
2024-08-02 07:00 | 44.5985 | 57.6197
2024-08-02 08:00 | 47.6963 | 59.4798
2024-08-02 09:00 | 49.2969 | 61.3215
2024-08-02 10:00 | 50.3263 | 62.7662
2024-08-02 11:00 | 50.7791 | 65.2286
2024-08-02 12:00 | 50.7714 | 66.7595
2024-08-02 13:00 | 51.825 | 68.5007
2024-08-02 14:00 | 52.3122 | 67.9611
2024-08-02 15:00 | 52.8101 | 70.7793
2024-08-02 16:00 | 53.6153 | 75.3601
2024-08-02 17:00 | 54.7034 | 80.0612
2024-08-02 18:00 | 53.2256 | 81.4921
2024-08-02 19:00 | 50.2043 | 80.6755
2024-08-02 20:00 | 47.197 | 76.9549
2024-08-02 21:00 | 44.9423 | 73.107
2024-08-02 22:00 | 41.2276 | 68.086
2024-08-02 23:00 | 36.9883 | 62.9003
2024-08-03 | 33.6304 | 58.8121
2024-08-03 01:00 | 31.4571 | 52.5046
2024-08-03 02:00 | 30.6977 | 49.7274
2024-08-03 03:00 | 30.3537 | 48.324
2024-08-03 04:00 | 30.1807 | 47.0114
2024-08-03 05:00 | 30.4943 | 47.8505
2024-08-03 06:00 | 31.3265 | 49.3087
2024-08-03 07:00 | 34.8133 | 50.396
2024-08-03 08:00 | 38.7366 | 53.2134
2024-08-03 09:00 | 42.1234 | 56.7682
2024-08-03 10:00 | 44.267 | 59.5776
2024-08-03 11:00 | 45.2797 | 60.6743
2024-08-03 12:00 | 46.2654 | 59.8631
2024-08-03 13:00 | 46.6994 | 61.9727
2024-08-03 14:00 | 46.6602 | 61.1066
2024-08-03 15:00 | 46.7234 | 63.9974
2024-08-03 16:00 | 48.4187 | 67.7459
2024-08-03 17:00 | 50.2415 | 72.1716
2024-08-03 18:00 | 48.3553 | 74.5075
2024-08-03 19:00 | 45.0186 | 71.7811
2024-08-03 20:00 | 42.1733 | 68.581
2024-08-03 21:00 | 40.3865 | 66.5042
2024-08-03 22:00 | 37.9644 | 63.0709
2024-08-03 23:00 | 35.1747 | 59.5811
2024-08-04 | 33.107 | 54.1499
2024-08-04 01:00 | 31.1573 | 49.8475
2024-08-04 02:00 | 30.358 | 47.5073
2024-08-04 03:00 | 30.0108 | 46.3137
2024-08-04 04:00 | 29.739 | 45.2518
2024-08-04 05:00 | 29.9322 | 46.1876
2024-08-04 06:00 | 31.0996 | 46.4667
2024-08-04 07:00 | 33.9754 | 47.018
2024-08-04 08:00 | 37.7063 | 49.1738
2024-08-04 09:00 | 40.6225 | 52.4327
2024-08-04 10:00 | 42.2181 | 55.5601
2024-08-04 11:00 | 43.5792 | 58.0354
2024-08-04 12:00 | 46.609 | 58.0005
2024-08-04 13:00 | 47.3247 | 60.805
2024-08-04 14:00 | 47.3512 | 61.8447
2024-08-04 15:00 | 47.509 | 66.3484
2024-08-04 16:00 | 49.3576 | 70.9084
2024-08-04 17:00 | 51.4133 | 76.2038
2024-08-04 18:00 | 52.9558 | 79.2608
2024-08-04 19:00 | 49.6804 | 77.0438
2024-08-04 20:00 | 46.2872 | 74.125
2024-08-04 21:00 | 43.7183 | 71.8428
2024-08-04 22:00 | 40.2575 | 68.0252
2024-08-04 23:00 | 36.6084 | 64.0995
2024-08-05 | 35.1013 | 57.8304
2024-08-05 01:00 | 31.8499 | 54.0741
2024-08-05 02:00 | 31.0811 | 51.4052
2024-08-05 03:00 | 30.7805 | 50.0149
2024-08-05 04:00 | 30.7066 | 48.7894
2024-08-05 05:00 | 31.186 | 49.6389
2024-08-05 06:00 | 32.973 | 51.8243
2024-08-05 07:00 | 36.2241 | 53.5747
2024-08-05 08:00 | 39.9451 | 55.6758
2024-08-05 09:00 | 43.592 | 60.3592
2024-08-05 10:00 | 46.1925 | 63.5827
2024-08-05 11:00 | 47.5631 | 65.8651
2024-08-05 12:00 | 48.8284 | 67.5915
2024-08-05 13:00 | 49.8866 | 71.3701
2024-08-05 14:00 | 49.6758 | 71.4946
2024-08-05 15:00 | 48.7805 | 75.3035
2024-08-05 16:00 | 50.6571 | 78.7639
2024-08-05 17:00 | 53.6297 | 82.131
2024-08-05 18:00 | 52.0749 | 83.3324
2024-08-05 19:00 | 49.7103 | 81.3261
2024-08-05 20:00 | 46.805 | 77.6156
2024-08-05 21:00 | 45.0636 | 74.5668
2024-08-05 22:00 | 41.8187 | 70.4337
2024-08-05 23:00 | 38.1327 | 66.1285
2024-08-06 | 35.5875 | 62.796
2024-08-06 01:00 | 34.4175 | 56.018
2024-08-06 02:00 | 33.6953 | 52.921
2024-08-06 03:00 | 33.4631 | 51.3527
2024-08-06 04:00 | 33.5195 | 50.3964
2024-08-06 05:00 | 34.9027 | 51.8138
2024-08-06 06:00 | 37.9212 | 57.2265
2024-08-06 07:00 | 42.4676 | 61.6646
2024-08-06 08:00 | 45.4528 | 65.1084
2024-08-06 09:00 | 47.0065 | 68.4678
2024-08-06 10:00 | 48.2732 | 70.3439
2024-08-06 11:00 | 49.3498 | 71.6734
2024-08-06 12:00 | 51.4936 | 71.4786
2024-08-06 13:00 | 52.5802 | 72.949
2024-08-06 14:00 | 53.0853 | 71.9311
2024-08-06 15:00 | 53.7812 | 74.3809
2024-08-06 16:00 | 55.0303 | 79.1685
2024-08-06 17:00 | 56.4133 | 83.2672
2024-08-06 18:00 | 55.9084 | 85.463
2024-08-06 19:00 | 52.7625 | 83.3848
2024-08-06 20:00 | 49.5451 | 80.4434
2024-08-06 21:00 | 46.6205 | 77.153
2024-08-06 22:00 | 42.4482 | 72.0135
2024-08-06 23:00 | 37.8484 | 67.4528
2024-08-07 | 35.3768 | 61.8378
2024-08-07 01:00 | 33.4404 | 57.3476
2024-08-07 02:00 | 32.8127 | 54.556
2024-08-07 03:00 | 32.6444 | 53.2541
2024-08-07 04:00 | 32.7064 | 52.6034
2024-08-07 05:00 | 34.0311 | 54.1629
2024-08-07 06:00 | 38.0335 | 57.1407
2024-08-07 07:00 | 43.0564 | 61.3993
2024-08-07 08:00 | 46.3181 | 64.7559
2024-08-07 09:00 | 48.2128 | 67.8628
2024-08-07 10:00 | 49.3653 | 69.8406
2024-08-07 11:00 | 50.1515 | 71.0796
2024-08-07 12:00 | 51.482 | 70.9947
2024-08-07 13:00 | 52.4581 | 72.5481
2024-08-07 14:00 | 52.482 | 71.3671
2024-08-07 15:00 | 52.6267 | 73.2154
2024-08-07 16:00 | 53.5682 | 77.2697
2024-08-07 17:00 | 54.8222 | 81.8474
2024-08-07 18:00 | 54.1981 | 84.7627
2024-08-07 19:00 | 51.1865 | 82.2656
2024-08-07 20:00 | 48.624 | 79.4936
2024-08-07 21:00 | 46.2816 | 76.2798
2024-08-07 22:00 | 42.488 | 71.1712
2024-08-07 23:00 | 38.1438 | 66.3476
2024-08-08 | 35.5157 | 60.3707
2024-08-08 01:00 | 34.5909 | 56.454
2024-08-08 02:00 | 34.0558 | 53.7038
2024-08-08 03:00 | 33.9095 | 52.3587
2024-08-08 04:00 | 33.9893 | 51.5082
2024-08-08 05:00 | 35.4114 | 53.0238
2024-08-08 06:00 | 39.5373 | 58.7929
2024-08-08 07:00 | 44.4755 | 62.9581
2024-08-08 08:00 | 47.8714 | 65.8191
2024-08-08 09:00 | 49.8117 | 69.7063
2024-08-08 10:00 | 51.3913 | 71.5963
2024-08-08 11:00 | 52.687 | 72.3925
2024-08-08 12:00 | 52.9656 | 69.933
2024-08-08 13:00 | 54.6027 | 71.8422
2024-08-08 14:00 | 55.6994 | 71.5571
2024-08-08 15:00 | 56.9269 | 74.6949
2024-08-08 16:00 | 58.392 | 80.3629
2024-08-08 17:00 | 59.6564 | 85.9228
2024-08-08 18:00 | 58.8056 | 86.7957
2024-08-08 19:00 | 55.9315 | 85.2454
2024-08-08 20:00 | 52.9545 | 82.2196
2024-08-08 21:00 | 50.2053 | 78.3562
2024-08-08 22:00 | 45.9724 | 72.8097
2024-08-08 23:00 | 41.1446 | 67.8185
2024-08-09 | 37.505 | 62.1433
2024-08-09 01:00 | 34.4142 | 58.4372
2024-08-09 02:00 | 33.5502 | 55.6624
2024-08-09 03:00 | 33.0518 | 54.2709
2024-08-09 04:00 | 32.8961 | 53.4047
2024-08-09 05:00 | 34.0666 | 54.5875
2024-08-09 06:00 | 37.8127 | 59.3619
2024-08-09 07:00 | 42.5662 | 63.2
2024-08-09 08:00 | 45.3874 | 65.6237
2024-08-09 09:00 | 46.8086 | 68.9041
2024-08-09 10:00 | 47.4848 | 70.5368
2024-08-09 11:00 | 47.5126 | 71.7484
2024-08-09 12:00 | 47.3339 | 70.022
2024-08-09 13:00 | 47.9994 | 72.0336
2024-08-09 14:00 | 48.3017 | 72.0703
2024-08-09 15:00 | 48.451 | 74.9801
2024-08-09 16:00 | 49.4239 | 79.9734
2024-08-09 17:00 | 50.7198 | 84.7518
2024-08-09 18:00 | 49.0919 | 84.8981
2024-08-09 19:00 | 46.0361 | 83.8016
2024-08-09 20:00 | 43.1721 | 80.4863
2024-08-09 21:00 | 40.5612 | 76.55
2024-08-09 22:00 | 36.999 | 71.1051
2024-08-09 23:00 | 33.0519 | 66.0673
2024-08-10 | 30.9563 | 60.2341
2024-08-10 01:00 | 29.2927 | 56.2361
2024-08-10 02:00 | 28.9382 | 53.3418
2024-08-10 03:00 | 28.8736 | 51.9014
2024-08-10 04:00 | 28.923 | 50.502
2024-08-10 05:00 | 29.4787 | 51.1701
2024-08-10 06:00 | 30.9886 | 54.2998
2024-08-10 07:00 | 34.209 | 56.0679
2024-08-10 08:00 | 37.3261 | 60.0906
2024-08-10 09:00 | 39.9192 | 65.2077
2024-08-10 10:00 | 41.372 | 68.8794
2024-08-10 11:00 | 41.9983 | 69.3611
2024-08-10 12:00 | 41.6151 | 69.5751
2024-08-10 13:00 | 42.1859 | 70.4841
2024-08-10 14:00 | 42.5677 | 68.7313
2024-08-10 15:00 | 43.1511 | 71.0514
2024-08-10 16:00 | 45.1583 | 73.8946
2024-08-10 17:00 | 47.1961 | 77.6943
2024-08-10 18:00 | 47.2793 | 79.6213
2024-08-10 19:00 | 44.0626 | 75.8919
2024-08-10 20:00 | 40.564 | 72.6924
2024-08-10 21:00 | 38.0517 | 69.5552
2024-08-10 22:00 | 35.3146 | 66.0449
2024-08-10 23:00 | 32.2849 | 62.4684
2024-08-11 | 30.4441 | 57.9279
2024-08-11 01:00 | 28.4513 | 54.8633
2024-08-11 02:00 | 27.8846 | 52.0738
2024-08-11 03:00 | 27.6416 | 50.4382
2024-08-11 04:00 | 27.4358 | 49.0041
2024-08-11 05:00 | 27.6945 | 49.384
2024-08-11 06:00 | 30.1567 | 51.1892
2024-08-11 07:00 | 32.9208 | 51.668
2024-08-11 08:00 | 35.7611 | 53.4028
2024-08-11 09:00 | 37.4737 | 56.5068
2024-08-11 10:00 | 37.8814 | 59.7051
2024-08-11 11:00 | 38.304 | 62.5546
2024-08-11 12:00 | 37.7243 | 63.0285
2024-08-11 13:00 | 38.5762 | 65.6882
2024-08-11 14:00 | 39.3556 | 66.8514
2024-08-11 15:00 | 40.6325 | 71.6741
2024-08-11 16:00 | 43.1251 | 76.5267
2024-08-11 17:00 | 45.7141 | 82.0124
2024-08-11 18:00 | 45.0856 | 83.9862
2024-08-11 19:00 | 42.3834 | 81.7828
2024-08-11 20:00 | 39.9251 | 78.5021
2024-08-11 21:00 | 37.9451 | 75.1629
2024-08-11 22:00 | 35.2479 | 70.7498
2024-08-11 23:00 | 32.325 | 66.393
2024-08-12 | 30.0029 | 59.5087
2024-08-12 01:00 | 29.2665 | 56.3852
2024-08-12 02:00 | 29.1742 | 53.7073
2024-08-12 03:00 | 29.3845 | 52.3193
2024-08-12 04:00 | 29.736 | 51.4525
2024-08-12 05:00 | 31.3063 | 53.138
2024-08-12 06:00 | 34.3731 | 57.7654
2024-08-12 07:00 | 38.6864 | 61.2343
2024-08-12 08:00 | 40.9575 | 63.2393
2024-08-12 09:00 | 42.119 | 65.3894
2024-08-12 10:00 | 43.0595 | 66.6578
2024-08-12 11:00 | 43.6577 | 68.6379
2024-08-12 12:00 | 44.4554 | 68.6545
2024-08-12 13:00 | 45.5859 | 71.2242
2024-08-12 14:00 | 46.2557 | 71.0346
2024-08-12 15:00 | 47.4776 | 73.9465
2024-08-12 16:00 | 49.0493 | 79.1942
2024-08-12 17:00 | 50.4133 | 84.533
2024-08-12 18:00 | 47.2081 | 84.64
2024-08-12 19:00 | 44.4689 | 82.5265
2024-08-12 20:00 | 43.002 | 79.6881
2024-08-12 21:00 | 41.0744 | 75.919
2024-08-12 22:00 | 37.9767 | 70.5496
2024-08-12 23:00 | 34.4277 | 65.941
2024-08-13 | 32.1491 | 60.3113
2024-08-13 01:00 | 32.3575 | 57.4208
2024-08-13 02:00 | 32.1573 | 54.7398
2024-08-13 03:00 | 32.4145 | 53.4452
2024-08-13 04:00 | 32.7863 | 52.6384
2024-08-13 05:00 | 34.547 | 54.2152
2024-08-13 06:00 | 38.1498 | 60.4238
2024-08-13 07:00 | 42.7676 | 64.6374
2024-08-13 08:00 | 45.8431 | 68.0693
2024-08-13 09:00 | 47.8017 | 71.7244
2024-08-13 10:00 | 49.8528 | 73.5714
2024-08-13 11:00 | 51.5785 | 74.372
2024-08-13 12:00 | 52.8555 | 75.348
2024-08-13 13:00 | 54.7974 | 76.4161
2024-08-13 14:00 | 56.1076 | 74.659
2024-08-13 15:00 | 57.7552 | 76.7182
2024-08-13 16:00 | 59.5191 | 80.8901
2024-08-13 17:00 | 61.0776 | 84.2995
2024-08-13 18:00 | 60.1313 | 88.3356
2024-08-13 19:00 | 57.4251 | 85.7282
2024-08-13 20:00 | 54.7511 | 82.6341
2024-08-13 21:00 | 51.9722 | 78.6104
2024-08-13 22:00 | 47.6465 | 73.1689
2024-08-13 23:00 | 42.7434 | 68.429
2024-08-14 | 38.8104 | 62.2584
2024-08-14 01:00 | 37.4781 | 59.3803
2024-08-14 02:00 | 36.6905 | 56.499
2024-08-14 03:00 | 36.3903 | 54.7915
2024-08-14 04:00 | 36.2964 | 53.9878
2024-08-14 05:00 | 37.8117 | 55.1983
2024-08-14 06:00 | 41.8081 | 61.78
2024-08-14 07:00 | 46.9429 | 66.4595
2024-08-14 08:00 | 50.6693 | 70.2854
2024-08-14 09:00 | 53.0617 | 75.6065
2024-08-14 10:00 | 55.2771 | 77.7595
2024-08-14 11:00 | 57.1392 | 79.0103
2024-08-14 12:00 | 59.0536 | 77.6888
2024-08-14 13:00 | 60.6695 | 79.7325
2024-08-14 14:00 | 61.355 | 79.7518
2024-08-14 15:00 | 62.1992 | 82.5553
2024-08-14 16:00 | 63.3229 | 87.799
2024-08-14 17:00 | 64.3365 | 93.0796
2024-08-14 18:00 | 64.1188 | 94.1588
2024-08-14 19:00 | 61.1427 | 91.956
2024-08-14 20:00 | 57.8712 | 88.2976
2024-08-14 21:00 | 54.5882 | 83.2787
2024-08-14 22:00 | 49.7963 | 77.143
2024-08-14 23:00 | 44.5232 | 71.3562
2024-08-15 | 40.3901 | 67.0304
2024-08-15 01:00 | 37.5735 | 61.4893
2024-08-15 02:00 | 36.4664 | 58.0575
2024-08-15 03:00 | 35.9102 | 56.1771
2024-08-15 04:00 | 35.6601 | 55.2175
2024-08-15 05:00 | 36.9673 | 56.6452
2024-08-15 06:00 | 40.3544 | 63.8207
2024-08-15 07:00 | 44.7978 | 68.5001
2024-08-15 08:00 | 48.1151 | 71.922
2024-08-15 09:00 | 50.0547 | 77.1537
2024-08-15 10:00 | 51.6678 | 79.209
2024-08-15 11:00 | 52.8529 | 80.5266
2024-08-15 12:00 | 53.7481 | 81.2696
2024-08-15 13:00 | 54.9494 | 82.02
2024-08-15 14:00 | 55.5379 | 81.0169
2024-08-15 15:00 | 56.6731 | 83.6424
2024-08-15 16:00 | 57.8931 | 88.2379
2024-08-15 17:00 | 59.0468 | 92.7463
2024-08-15 18:00 | 57.0138 | 94.3434
2024-08-15 19:00 | 54.0505 | 91.721
2024-08-15 20:00 | 51.2703 | 87.968
2024-08-15 21:00 | 48.3909 | 82.6844
2024-08-15 22:00 | 44.3035 | 76.6808
2024-08-15 23:00 | 39.7451 | 71.1076
2024-08-16 | 37.0998 | 67.8222
2024-08-16 01:00 | 35.9143 | 62.5391
2024-08-16 02:00 | 35.088 | 59.1213
2024-08-16 03:00 | 34.7826 | 57.1439
2024-08-16 04:00 | 34.7383 | 56.1051
2024-08-16 05:00 | 36.0787 | 57.1937
2024-08-16 06:00 | 40.0175 | 63.6717
2024-08-16 07:00 | 44.1381 | 68.412
2024-08-16 08:00 | 47.3338 | 72.0176
2024-08-16 09:00 | 49.1568 | 76.7883
2024-08-16 10:00 | 50.8478 | 78.9596
2024-08-16 11:00 | 52.2678 | 81.432
2024-08-16 12:00 | 52.6208 | 82.3242
2024-08-16 13:00 | 54.1936 | 84.1579
2024-08-16 14:00 | 55.065 | 84.2227
2024-08-16 15:00 | 56.2172 | 87.1926
2024-08-16 16:00 | 57.3479 | 91.4982
2024-08-16 17:00 | 58.6529 | 95.1534
2024-08-16 18:00 | 57.0023 | 95.0832
2024-08-16 19:00 | 54.2267 | 93.4874
2024-08-16 20:00 | 51.3836 | 89.1807
2024-08-16 21:00 | 48.4858 | 83.6815
2024-08-16 22:00 | 44.4172 | 77.3184
2024-08-16 23:00 | 39.8809 | 71.1535
2024-08-17 | 36.2299 | 68.0948
2024-08-17 01:00 | 33.8993 | 61.5738
2024-08-17 02:00 | 32.9515 | 57.8975
2024-08-17 03:00 | 32.5218 | 55.748
2024-08-17 04:00 | 32.1702 | 53.9441
2024-08-17 05:00 | 32.6014 | 54.36
2024-08-17 06:00 | 34.8168 | 56.7778
2024-08-17 07:00 | 38.079 | 58.2648
2024-08-17 08:00 | 42.4341 | 60.9211
2024-08-17 09:00 | 46.1156 | 64.7006
2024-08-17 10:00 | 48.5715 | 67.8728
2024-08-17 11:00 | 50.1123 | 70.5026
2024-08-17 12:00 | 50.2591 | 72.1189
2024-08-17 13:00 | 51.3431 | 73.737
2024-08-17 14:00 | 52.2931 | 72.6018
2024-08-17 15:00 | 53.4216 | 76.411
2024-08-17 16:00 | 55.8548 | 80.0663
2024-08-17 17:00 | 58.0595 | 84.4507
2024-08-17 18:00 | 57.4459 | 83.8785
2024-08-17 19:00 | 54.3904 | 81.5916
2024-08-17 20:00 | 50.867 | 77.1364
2024-08-17 21:00 | 47.6889 | 71.9461
2024-08-17 22:00 | 44.0814 | 67.4101
2024-08-17 23:00 | 40.2978 | 62.47
2024-08-18 | 37.1725 | 60.4333
2024-08-18 01:00 | 34.4175 | 55.5013
2024-08-18 02:00 | 33.2602 | 52.6468
2024-08-18 03:00 | 32.6986 | 50.5271
2024-08-18 04:00 | 32.2076 | 48.6901
2024-08-18 05:00 | 32.4877 | 48.6636
2024-08-18 06:00 | 34.3267 | 50.7295
2024-08-18 07:00 | 37.3956 | 50.8466
2024-08-18 08:00 | 42.1365 | 51.1641
2024-08-18 09:00 | 46.1719 | 53.7853
2024-08-18 10:00 | 48.7169 | 55.5335
2024-08-18 11:00 | 50.3944 | 57.6296
2024-08-18 12:00 | 52.2532 | 56.6006
2024-08-18 13:00 | 53.1977 | 59.2519
2024-08-18 14:00 | 53.6417 | 59.0765
2024-08-18 15:00 | 54.2565 | 64.0121
2024-08-18 16:00 | 56.4859 | 68.6811
2024-08-18 17:00 | 58.7289 | 73.5891
2024-08-18 18:00 | 59.5078 | 72.4575
2024-08-18 19:00 | 56.4058 | 70.8769
2024-08-18 20:00 | 52.9526 | 67.3401
2024-08-18 21:00 | 49.5752 | 62.7327
2024-08-18 22:00 | 45.6092 | 59.088
2024-08-18 23:00 | 41.5091 | 54.6282
2024-08-19 | 39.0085 | 52.626
2024-08-19 01:00 | 36.6269 | 51.5881
2024-08-19 02:00 | 35.6751 | 49.707
2024-08-19 03:00 | 35.383 | 48.6774
2024-08-19 04:00 | 35.2589 | 47.9519
2024-08-19 05:00 | 36.7422 | 49.7083
2024-08-19 06:00 | 41.0007 | 54.8409
2024-08-19 07:00 | 46.3362 | 58.5883
2024-08-19 08:00 | 50.9722 | 60.4945
2024-08-19 09:00 | 54.2796 | 63.2172
2024-08-19 10:00 | 57.2052 | 63.9903
2024-08-19 11:00 | 59.0018 | 65.1886
2024-08-19 12:00 | 59.6644 | 63.642
2024-08-19 13:00 | 61.5556 | 65.8596
2024-08-19 14:00 | 62.3861 | 65.0998
2024-08-19 15:00 | 63.8825 | 68.8186
2024-08-19 16:00 | 65.5228 | 74.6187
2024-08-19 17:00 | 66.949 | 80.9657
2024-08-19 18:00 | 66.0023 | 81.9152
2024-08-19 19:00 | 63.0558 | 80.1706
2024-08-19 20:00 | 59.6243 | 76.9247
2024-08-19 21:00 | 55.9625 | 71.9993
2024-08-19 22:00 | 50.9843 | 66.7793
2024-08-19 23:00 | 45.6012 | 61.892
2024-08-20 | 41.5948 | 58.302
2024-08-20 01:00 | 39.0161 | 54.3501
2024-08-20 02:00 | 37.8416 | 51.9539
2024-08-20 03:00 | 37.3805 | 50.5651
2024-08-20 04:00 | 37.1469 | 49.8621
2024-08-20 05:00 | 38.6294 | 51.4156
2024-08-20 06:00 | 42.9727 | 58.2164
2024-08-20 07:00 | 48.1382 | 62.2948
2024-08-20 08:00 | 52.8236 | 65.1823
2024-08-20 09:00 | 56.0919 | 69.1806
2024-08-20 10:00 | 58.9969 | 70.3622
2024-08-20 11:00 | 60.9405 | 70.9654
2024-08-20 12:00 | 61.433 | 69.9906
2024-08-20 13:00 | 63.3126 | 70.9914
2024-08-20 14:00 | 64.2712 | 69.8112
2024-08-20 15:00 | 65.7396 | 73.0656
2024-08-20 16:00 | 67.1735 | 78.6407
2024-08-20 17:00 | 68.5562 | 83.6986
2024-08-20 18:00 | 67.8619 | 84.5693
2024-08-20 19:00 | 64.7299 | 82.2267
2024-08-20 20:00 | 61.133 | 79.188
2024-08-20 21:00 | 57.2946 | 73.931
2024-08-20 22:00 | 52.1478 | 68.9366
2024-08-20 23:00 | 46.6049 | 64.4228
2024-08-21 | 42.7895 | 62.2522
2024-08-21 01:00 | 40.6279 | 56.8603
2024-08-21 02:00 | 39.3664 | 54.2171
2024-08-21 03:00 | 38.8272 | 52.6295
2024-08-21 04:00 | 38.4957 | 52.0076
2024-08-21 05:00 | 39.9098 | 53.3888
2024-08-21 06:00 | 45.2138 | 58.7833
2024-08-21 07:00 | 50.6418 | 62.871
2024-08-21 08:00 | 55.6428 | 64.8904
2024-08-21 09:00 | 59.1415 | 68.0355
2024-08-21 10:00 | 62.1534 | 68.9604
2024-08-21 11:00 | 64.3647 | 71.0966
2024-08-21 12:00 | 65.7509 | 71.3967
2024-08-21 13:00 | 67.5198 | 72.7433
2024-08-21 14:00 | 67.8231 | 72.7328
2024-08-21 15:00 | 68.5267 | 76.1112
2024-08-21 16:00 | 69.3222 | 81.7769
2024-08-21 17:00 | 70.2096 | 87.7819
2024-08-21 18:00 | 68.545 | 88.2138
2024-08-21 19:00 | 65.0868 | 86.498
2024-08-21 20:00 | 61.8286 | 83.4147
2024-08-21 21:00 | 58.2212 | 78.3562
2024-08-21 22:00 | 53.1392 | 72.8699
2024-08-21 23:00 | 47.633 | 67.5021
2024-08-22 | 44.6865 | 64.3664
2024-08-22 01:00 | 42.0726 | 60.6442
2024-08-22 02:00 | 40.7032 | 57.7595
2024-08-22 03:00 | 39.951 | 56.1271
2024-08-22 04:00 | 39.4916 | 55.37
2024-08-22 05:00 | 40.8372 | 56.9736
2024-08-22 06:00 | 45.4886 | 62.7176
2024-08-22 07:00 | 50.0317 | 67.0429
2024-08-22 08:00 | 54.2282 | 69.3577
2024-08-22 09:00 | 56.7255 | 73.4293
2024-08-22 10:00 | 58.9885 | 74.8346
2024-08-22 11:00 | 60.8599 | 77.3369
2024-08-22 12:00 | 63.3878 | 79.9492
2024-08-22 13:00 | 64.4122 | 81.1243
2024-08-22 14:00 | 64.1306 | 80.8269
2024-08-22 15:00 | 64.1994 | 84.3513
2024-08-22 16:00 | 64.4541 | 89.3804
2024-08-22 17:00 | 64.7989 | 93.7306
2024-08-22 18:00 | 64.2612 | 92.134
2024-08-22 19:00 | 60.8275 | 89.813
2024-08-22 20:00 | 57.8689 | 86.8086
2024-08-22 21:00 | 54.3634 | 81.1769
2024-08-22 22:00 | 49.6887 | 75.5525
2024-08-22 23:00 | 44.6552 | 70.2351
2024-08-23 | 41.8023 | 68.6816
2024-08-23 01:00 | 39.0153 | 61.5663
2024-08-23 02:00 | 37.7462 | 57.9734
2024-08-23 03:00 | 37.0791 | 56.021
2024-08-23 04:00 | 36.7169 | 55.0892
2024-08-23 05:00 | 37.9687 | 56.218
2024-08-23 06:00 | 42.4052 | 61.9742
2024-08-23 07:00 | 46.5185 | 65.4004
2024-08-23 08:00 | 50.1031 | 66.7809
2024-08-23 09:00 | 52.2334 | 69.252
2024-08-23 10:00 | 53.9 | 69.7421
2024-08-23 11:00 | 54.87 | 71.1958
2024-08-23 12:00 | 55.8871 | 71.4122
2024-08-23 13:00 | 56.9326 | 72.3755
2024-08-23 14:00 | 57.0234 | 71.4567
2024-08-23 15:00 | 57.3723 | 74.3335
2024-08-23 16:00 | 58.1824 | 77.819
2024-08-23 17:00 | 59.4074 | 81.3278
2024-08-23 18:00 | 57.5459 | 79.2833
2024-08-23 19:00 | 54.3883 | 76.9884
2024-08-23 20:00 | 51.3972 | 73.7636
2024-08-23 21:00 | 47.9571 | 68.3023
2024-08-23 22:00 | 43.7136 | 63.7885
2024-08-23 23:00 | 39.1797 | 59.0747
2024-08-24 | 36.6545 | 58.4184
2024-08-24 01:00 | 35.0021 | 54.0012
2024-08-24 02:00 | 34.219 | 51.3974
2024-08-24 03:00 | 33.9063 | 49.7811
2024-08-24 04:00 | 33.5999 | 48.1244
2024-08-24 05:00 | 34.2228 | 48.1994
2024-08-24 06:00 | 36.0209 | 51.4108
2024-08-24 07:00 | 38.4429 | 51.3428
2024-08-24 08:00 | 42.3905 | 50.8032
2024-08-24 09:00 | 46.0939 | 52.4861
2024-08-24 10:00 | 49.168 | 51.149
2024-08-24 11:00 | 51.6436 | 52.3055
2024-08-24 12:00 | 54.1281 | 51.756
2024-08-24 13:00 | 55.3292 | 52.5813
2024-08-24 14:00 | 56.1504 | 49.4161
2024-08-24 15:00 | 57.1553 | 52.1935
2024-08-24 16:00 | 59.3783 | 56.0105
2024-08-24 17:00 | 61.1394 | 60.3865
2024-08-24 18:00 | 59.8894 | 63.4647
2024-08-24 19:00 | 56.6339 | 61.8697
2024-08-24 20:00 | 53.2836 | 59.8921
2024-08-24 21:00 | 50.1691 | 57.0823
2024-08-24 22:00 | 46.5718 | 54.0907
2024-08-24 23:00 | 42.6954 | 50.8167
2024-08-25 | 39.4936 | 49.7949
2024-08-25 01:00 | 36.7735 | 45.1269
2024-08-25 02:00 | 35.5182 | 43.391
2024-08-25 03:00 | 34.804 | 42.5383
2024-08-25 04:00 | 34.1102 | 41.8151
2024-08-25 05:00 | 34.3372 | 43.027
2024-08-25 06:00 | 35.7185 | 44.6474
2024-08-25 07:00 | 37.9302 | 44.511
2024-08-25 08:00 | 41.9689 | 44.5737
2024-08-25 09:00 | 44.7709 | 47.9493
2024-08-25 10:00 | 46.739 | 48.0008
2024-08-25 11:00 | 48.7138 | 49.8928
2024-08-25 12:00 | 51.647 | 51.5217
2024-08-25 13:00 | 52.4753 | 53.0266
2024-08-25 14:00 | 53.0493 | 52.6176
2024-08-25 15:00 | 54.0322 | 56.9311
2024-08-25 16:00 | 56.2796 | 60.7696
2024-08-25 17:00 | 58.2726 | 66.0597
2024-08-25 18:00 | 58.194 | 67.0643
2024-08-25 19:00 | 55.1204 | 63.9036
2024-08-25 20:00 | 51.6659 | 62.2651
2024-08-25 21:00 | 48.0015 | 59.0346
2024-08-25 22:00 | 43.9149 | 56.5553
2024-08-25 23:00 | 39.7579 | 53.7089
2024-08-26 | 37.3886 | 51.5838
2024-08-26 01:00 | 35.3589 | 53.3591
2024-08-26 02:00 | 34.609 | 52.3495
2024-08-26 03:00 | 34.3532 | 51.675
2024-08-26 04:00 | 34.2819 | 51.2969
2024-08-26 05:00 | 35.8014 | 53.2261
2024-08-26 06:00 | 39.3229 | 58.4766
2024-08-26 07:00 | 43.4158 | 61.4348
2024-08-26 08:00 | 46.5898 | 62.1141
2024-08-26 09:00 | 48.4577 | 64.5978
2024-08-26 10:00 | 50.0969 | 64.967
2024-08-26 11:00 | 51.1849 | 66.4499
2024-08-26 12:00 | 51.2325 | 68.3489
2024-08-26 13:00 | 52.5396 | 70.2126
2024-08-26 14:00 | 53.1913 | 70.1951
2024-08-26 15:00 | 54.8003 | 73.774
2024-08-26 16:00 | 56.3835 | 79.9477
2024-08-26 17:00 | 57.7913 | 85.7769
2024-08-26 18:00 | 55.8348 | 86.6425
2024-08-26 19:00 | 52.8586 | 84.4314
2024-08-26 20:00 | 50.267 | 81.9585
2024-08-26 21:00 | 47.0785 | 76.5008
2024-08-26 22:00 | 42.992 | 71.1386
2024-08-26 23:00 | 38.5214 | 66.6663
2024-08-27 | 35.8149 | 62.198
2024-08-27 01:00 | 34.1592 | 60.0237
2024-08-27 02:00 | 33.6157 | 57.2857
2024-08-27 03:00 | 33.4329 | 55.7885
2024-08-27 04:00 | 33.4297 | 55.1545
2024-08-27 05:00 | 34.9974 | 56.8028
2024-08-27 06:00 | 39.2763 | 61.2199
2024-08-27 07:00 | 42.7174 | 65.0448
2024-08-27 08:00 | 45.1212 | 67.2237
2024-08-27 09:00 | 46.1717 | 70.0123
2024-08-27 10:00 | 47.1809 | 70.718
2024-08-27 11:00 | 48.2399 | 72.6494
2024-08-27 12:00 | 49.3542 | 74.0811
2024-08-27 13:00 | 50.4477 | 74.927
2024-08-27 14:00 | 51.213 | 74.4347
2024-08-27 15:00 | 52.418 | 77.6956
2024-08-27 16:00 | 53.8107 | 82.7438
2024-08-27 17:00 | 55.1337 | 86.5771
2024-08-27 18:00 | 54.4499 | 85.8507
2024-08-27 19:00 | 51.4137 | 83.6452
2024-08-27 20:00 | 48.828 | 81.087
2024-08-27 21:00 | 45.3129 | 75.601
2024-08-27 22:00 | 41.2006 | 70.7079
2024-08-27 23:00 | 36.8036 | 66.2436
2024-08-28 | 34.5837 | 63.8057
2024-08-28 01:00 | 33.0421 | 57.5086
2024-08-28 02:00 | 32.6415 | 54.4176
2024-08-28 03:00 | 32.6245 | 52.7304
2024-08-28 04:00 | 32.6867 | 52.0344
2024-08-28 05:00 | 34.352 | 53.3135
2024-08-28 06:00 | 38.2155 | 59.5675
2024-08-28 07:00 | 41.8633 | 63.1691
2024-08-28 08:00 | 44.3269 | 63.9629
2024-08-28 09:00 | 45.7363 | 65.7369
2024-08-28 10:00 | 46.8486 | 65.4832
2024-08-28 11:00 | 47.7605 | 66.5925
2024-08-28 12:00 | 47.7197 | 66.321
2024-08-28 13:00 | 49.1207 | 66.6855
2024-08-28 14:00 | 50.2148 | 65.2755
2024-08-28 15:00 | 51.7482 | 68.4624
2024-08-28 16:00 | 53.5044 | 72.2705
2024-08-28 17:00 | 55.1288 | 76.8685
2024-08-28 18:00 | 54.0775 | 76.0111
2024-08-28 19:00 | 51.3346 | 74.2646
2024-08-28 20:00 | 49.124 | 71.6507
2024-08-28 21:00 | 45.7011 | 66.3587
2024-08-28 22:00 | 41.6683 | 62.2908
2024-08-28 23:00 | 37.3534 | 57.4333
2024-08-29 | 34.8813 | 56.9292
2024-08-29 01:00 | 33.3157 | 51.6935
2024-08-29 02:00 | 32.8723 | 49.3162
2024-08-29 03:00 | 32.8951 | 48.1356
2024-08-29 04:00 | 32.9691 | 47.6338
2024-08-29 05:00 | 34.7476 | 49.5626
2024-08-29 06:00 | 39.7079 | 53.7277
2024-08-29 07:00 | 43.9839 | 56.9445
2024-08-29 08:00 | 47.0046 | 57.2404
2024-08-29 09:00 | 49.0093 | 57.9871
2024-08-29 10:00 | 50.6472 | 57.5306
2024-08-29 11:00 | 51.4713 | 58.8154
2024-08-29 12:00 | 51.9935 | 57.9601
2024-08-29 13:00 | 53.2196 | 58.9568
2024-08-29 14:00 | 53.8485 | 57.7475
2024-08-29 15:00 | 54.81 | 61.6341
2024-08-29 16:00 | 56.0829 | 66.8099
2024-08-29 17:00 | 57.0467 | 72.3436
2024-08-29 18:00 | 55.8654 | 72.9136
2024-08-29 19:00 | 53.1041 | 71.6548
2024-08-29 20:00 | 51.0599 | 69.5057
2024-08-29 21:00 | 47.6922 | 64.6568
2024-08-29 22:00 | 43.6003 | 60.3761
2024-08-29 23:00 | 39.1686 | 56.1746
2024-08-30 | 37.3371 | 54.3305
2024-08-30 01:00 | 34.8665 | 53.8279
2024-08-30 02:00 | 34.2507 | 52.4416
2024-08-30 03:00 | 34.0271 | 51.5285
2024-08-30 04:00 | 33.9757 | 51.2049
2024-08-30 05:00 | 35.6172 | 52.9057
2024-08-30 06:00 | 39.771 | 58.8834
2024-08-30 07:00 | 43.3157 | 61.8358
2024-08-30 08:00 | 45.4127 | 62.5997
2024-08-30 09:00 | 46.3925 | 64.4729
2024-08-30 10:00 | 47.3471 | 64.9179
2024-08-30 11:00 | 47.9485 | 67.0391
2024-08-30 12:00 | 49.9898 | 70.6816
2024-08-30 13:00 | 50.3242 | 72.8173
2024-08-30 14:00 | 49.866 | 72.627
2024-08-30 15:00 | 49.5081 | 76.061
2024-08-30 16:00 | 49.7141 | 80.3128
2024-08-30 17:00 | 50.1128 | 83.1
2024-08-30 18:00 | 49.7813 | 83.826
2024-08-30 19:00 | 46.7872 | 81.9766
2024-08-30 20:00 | 44.6571 | 80.1043
2024-08-30 21:00 | 41.3779 | 75.1004
2024-08-30 22:00 | 37.6851 | 69.9116
2024-08-30 23:00 | 33.7949 | 65.7453
2024-08-31 | 32.7014 | 62.6692
2024-08-31 01:00 | 30.4429 | 56.662
2024-08-31 02:00 | 29.9379 | 53.0242
2024-08-31 03:00 | 29.8204 | 50.5549
2024-08-31 04:00 | 29.676 | 49.1064
2024-08-31 05:00 | 30.4239 | 49.2497
2024-08-31 06:00 | 32.5213 | 50.3566
2024-08-31 07:00 | 35.1577 | 50.5479
2024-08-31 08:00 | 38.1014 | 51.8254
2024-08-31 09:00 | 40.5332 | 54.0161
2024-08-31 10:00 | 41.6872 | 52.8483
2024-08-31 11:00 | 41.587 | 53.502
2024-08-31 12:00 | 41.0363 | 54.4603
2024-08-31 13:00 | 40.5814 | 53.1635
2024-08-31 14:00 | 39.8983 | 50.6592
2024-08-31 15:00 | 39.8117 | 52.4091
2024-08-31 16:00 | 41.0144 | 55.3485
2024-08-31 17:00 | 42.3485 | 60.4875
2024-08-31 18:00 | 42.5458 | 62.398
2024-08-31 19:00 | 40.2574 | 60.7423
2024-08-31 20:00 | 38.4339 | 57.9224
2024-08-31 21:00 | 36.1052 | 54.2464
2024-08-31 22:00 | 33.8565 | 51.3805
2024-08-31 23:00 | 31.4651 | 48.2259
2024-09-01 | 29.6986 | 47.1587
2024-09-01 01:00 | 27.6548 | 43.1651
2024-09-01 02:00 | 27.445 | 42.1773
2024-09-01 03:00 | 27.3861 | 41.3666
2024-09-01 04:00 | 27.2439 | 40.1232
2024-09-01 05:00 | 27.8794 | 40.8533
2024-09-01 06:00 | 30.3477 | 44.446
2024-09-01 07:00 | 33.1028 | 45.0266
2024-09-01 08:00 | 35.5297 | 45.2587
2024-09-01 09:00 | 37.1363 | 47.6227
2024-09-01 10:00 | 37.6539 | 48.5321
2024-09-01 11:00 | 37.876 | 49.262
2024-09-01 12:00 | 37.4737 | 47.6375
2024-09-01 13:00 | 37.7674 | 49.6849
2024-09-01 14:00 | 37.643 | 49.0375
2024-09-01 15:00 | 38.6026 | 53.9192
2024-09-01 16:00 | 40.5674 | 58.451
2024-09-01 17:00 | 42.7247 | 61.3472
2024-09-01 18:00 | 43.1466 | 64.6618
2024-09-01 19:00 | 40.9255 | 63.2915
2024-09-01 20:00 | 39.4863 | 62.1549
2024-09-01 21:00 | 36.9337 | 58.4157
2024-09-01 22:00 | 34.287 | 55.3323
2024-09-01 23:00 | 31.5771 | 52.3692
2024-09-02 | 30.0429 | 48.9923
2024-09-02 01:00 | 28.3966 | 45.2775
2024-09-02 02:00 | 28.4904 | 43.225
2024-09-02 03:00 | 28.6667 | 42.986
2024-09-02 04:00 | 28.9539 | 42.4862
2024-09-02 05:00 | 29.6623 | 43.874
2024-09-02 06:00 | 29.856 | 44.5478
2024-09-02 07:00 | 31.3114 | 42.851
2024-09-02 08:00 | 33.3347 | 42.8496
2024-09-02 09:00 | 35.4007 | 43.7231
2024-09-02 10:00 | 36.7559 | 45.2337
2024-09-02 11:00 | 38.5555 | 46.4932
2024-09-02 12:00 | 41.0516 | 44.0372
2024-09-02 13:00 | 41.9168 | 46.9859
2024-09-02 14:00 | 41.1566 | 49.4762
2024-09-02 15:00 | 39.769 | 54.1118
2024-09-02 16:00 | 42.8819 | 57.3549
2024-09-02 17:00 | 45.0212 | 61.3796
2024-09-02 18:00 | 44.7603 | 63.7564
2024-09-02 19:00 | 42.5479 | 62.9498
2024-09-02 20:00 | 40.9808 | 61.4575
2024-09-02 21:00 | 37.5458 | 58.132
2024-09-02 22:00 | 34.1769 | 54.3194
2024-09-02 23:00 | 31.0416 | 51.3644
2024-09-03 | 29.7047 | 46.5351
2024-09-03 01:00 | 30.8488 | 47.8101
2024-09-03 02:00 | 30.7473 | 46.3545
2024-09-03 03:00 | 30.842 | 46.0263
2024-09-03 04:00 | 31.0679 | 45.548
2024-09-03 05:00 | 32.8877 | 47.5439
2024-09-03 06:00 | 37.5423 | 51.3591
2024-09-03 07:00 | 42.1463 | 55.6972
2024-09-03 08:00 | 43.7402 | 56.4818
2024-09-03 09:00 | 44.0411 | 57.0127
2024-09-03 10:00 | 44.3927 | 56.649
2024-09-03 11:00 | 44.3606 | 56.7505
2024-09-03 12:00 | 43.4226 | 54.6344
2024-09-03 13:00 | 43.7504 | 55.415
2024-09-03 14:00 | 43.8039 | 54.2079
2024-09-03 15:00 | 44.5511 | 58.3851
2024-09-03 16:00 | 45.6543 | 64.7601
2024-09-03 17:00 | 46.7263 | 70.0626
2024-09-03 18:00 | 46.1016 | 72.0488
2024-09-03 19:00 | 43.8465 | 71.2044
2024-09-03 20:00 | 42.8491 | 69.4538
2024-09-03 21:00 | 39.8848 | 64.266
2024-09-03 22:00 | 36.5596 | 59.7176
2024-09-03 23:00 | 33.1316 | 55.7145
2024-09-04 | 31.4405 | 52.2908
2024-09-04 01:00 | 29.7981 | 49.6477
2024-09-04 02:00 | 29.7877 | 47.9692
2024-09-04 03:00 | 29.9953 | 47.3074
2024-09-04 04:00 | 30.3123 | 46.9274
2024-09-04 05:00 | 32.1767 | 48.575
2024-09-04 06:00 | 37.4023 | 52.9031
2024-09-04 07:00 | 41.5838 | 57.0335
2024-09-04 08:00 | 42.6091 | 58.0076
2024-09-04 09:00 | 42.2843 | 58.4278
2024-09-04 10:00 | 42.2254 | 58.7134
2024-09-04 11:00 | 42.0283 | 59.3658
2024-09-04 12:00 | 42.8898 | 58.1122
2024-09-04 13:00 | 43.3407 | 59.4696
2024-09-04 14:00 | 43.1605 | 59.0452
2024-09-04 15:00 | 43.7361 | 62.5026
2024-09-04 16:00 | 44.7698 | 68.5361
2024-09-04 17:00 | 46.1134 | 74.0204
2024-09-04 18:00 | 45.6248 | 74.8689
2024-09-04 19:00 | 43.8594 | 74.0189
2024-09-04 20:00 | 42.9203 | 72.137
2024-09-04 21:00 | 40.2447 | 66.8385
2024-09-04 22:00 | 36.9046 | 61.916
2024-09-04 23:00 | 33.3143 | 57.4011
2024-09-05 | 31.3677 | 54.071
2024-09-05 01:00 | 29.6664 | 49.5088
2024-09-05 02:00 | 29.6556 | 47.5019
2024-09-05 03:00 | 29.8565 | 46.8904
2024-09-05 04:00 | 30.2063 | 46.3065
2024-09-05 05:00 | 32.0984 | 47.9655
2024-09-05 06:00 | 37.3687 | 55.6594
2024-09-05 07:00 | 41.5919 | 59.4796
2024-09-05 08:00 | 42.6321 | 59.7423
2024-09-05 09:00 | 42.2828 | 60.3751
2024-09-05 10:00 | 42.331 | 60.2047
2024-09-05 11:00 | 42.0503 | 58.5026
2024-09-05 12:00 | 42.4084 | 56.8232
2024-09-05 13:00 | 42.8845 | 57.0319
2024-09-05 14:00 | 42.7491 | 54.4463
2024-09-05 15:00 | 43.324 | 57.5469
2024-09-05 16:00 | 44.6043 | 60.8917
2024-09-05 17:00 | 45.9259 | 63.213
2024-09-05 18:00 | 45.5958 | 64.1396
2024-09-05 19:00 | 43.815 | 62.8106
2024-09-05 20:00 | 42.9345 | 61.7185
2024-09-05 21:00 | 40.0788 | 56.7165
2024-09-05 22:00 | 36.7931 | 53.1796
2024-09-05 23:00 | 33.3052 | 49.8213
2024-09-06 | 31.6116 | 48.622
2024-09-06 01:00 | 29.7426 | 46.6005
2024-09-06 02:00 | 29.6316 | 45.1759
2024-09-06 03:00 | 29.7659 | 44.6963
2024-09-06 04:00 | 30.0845 | 43.9457
2024-09-06 05:00 | 31.8951 | 45.5486
2024-09-06 06:00 | 37.4883 | 52.3196
2024-09-06 07:00 | 42.3523 | 56.7165
2024-09-06 08:00 | 44.0833 | 58.2752
2024-09-06 09:00 | 44.6308 | 60.0448
2024-09-06 10:00 | 44.9751 | 59.6864
2024-09-06 11:00 | 44.3914 | 58.6505
2024-09-06 12:00 | 43.8455 | 52.1866
2024-09-06 13:00 | 44.3552 | 51.8235
2024-09-06 14:00 | 44.17 | 49.0459
2024-09-06 15:00 | 44.292 | 51.4663
2024-09-06 16:00 | 45.1734 | 55.7979
2024-09-06 17:00 | 46.3555 | 59.8967
2024-09-06 18:00 | 45.6278 | 64.0889
2024-09-06 19:00 | 43.6658 | 63.6371
2024-09-06 20:00 | 42.2979 | 61.8875
2024-09-06 21:00 | 39.1546 | 57.0214
2024-09-06 22:00 | 35.732 | 52.9392
2024-09-06 23:00 | 32.1904 | 49.0397
2024-09-07 | 30.927 | 47.553
2024-09-07 01:00 | 28.9594 | 42.6527
2024-09-07 02:00 | 28.609 | 40.7262
2024-09-07 03:00 | 28.494 | 40.2043
2024-09-07 04:00 | 28.5833 | 39.4749
2024-09-07 05:00 | 29.4471 | 40.5726
2024-09-07 06:00 | 32.7249 | 45.9101
2024-09-07 07:00 | 36.217 | 47.5649
2024-09-07 08:00 | 38.9706 | 49.5091
2024-09-07 09:00 | 41.1049 | 53.8745
2024-09-07 10:00 | 42.2546 | 53.8972
2024-09-07 11:00 | 42.161 | 52.6421
2024-09-07 12:00 | 41.7623 | 49.2768
2024-09-07 13:00 | 41.902 | 49.7427
2024-09-07 14:00 | 41.6346 | 48.1537
2024-09-07 15:00 | 41.8271 | 51.9485
2024-09-07 16:00 | 43.4326 | 56.1252
2024-09-07 17:00 | 45.2018 | 61.2941
2024-09-07 18:00 | 44.7512 | 62.9714
2024-09-07 19:00 | 42.1022 | 61.5554
2024-09-07 20:00 | 40.1413 | 58.3835
2024-09-07 21:00 | 37.1257 | 53.5626
2024-09-07 22:00 | 34.4504 | 50.5757
2024-09-07 23:00 | 31.8541 | 47.1033
2024-09-08 | 30.8064 | 46.1748
2024-09-08 01:00 | 28.905 | 43.3065
2024-09-08 02:00 | 28.4557 | 41.6826
2024-09-08 03:00 | 28.207 | 41.0431
2024-09-08 04:00 | 28.111 | 40.5421
2024-09-08 05:00 | 28.7458 | 41.311
2024-09-08 06:00 | 31.4338 | 44.4399
2024-09-08 07:00 | 34.4256 | 45.4611
2024-09-08 08:00 | 37.1539 | 46.3528
2024-09-08 09:00 | 39.0338 | 48.4528
2024-09-08 10:00 | 40.0009 | 50.1697
2024-09-08 11:00 | 40.3819 | 51.5712
2024-09-08 12:00 | 39.7643 | 50.8274
2024-09-08 13:00 | 40.5794 | 52.3722
2024-09-08 14:00 | 41.2205 | 54.1977
2024-09-08 15:00 | 42.6126 | 60.1776
2024-09-08 16:00 | 45.1985 | 66.4096
2024-09-08 17:00 | 47.824 | 72.6203
2024-09-08 18:00 | 45.4073 | 70.8829
2024-09-08 19:00 | 43.0477 | 69.423
2024-09-08 20:00 | 41.1655 | 66.5012
2024-09-08 21:00 | 38.2153 | 61.3893
2024-09-08 22:00 | 35.323 | 58.0255
2024-09-08 23:00 | 32.4685 | 54.2304
2024-09-09 | 31.1145 | 53.109
2024-09-09 01:00 | 30.2462 | 48.417
2024-09-09 02:00 | 30.1361 | 46.3249
2024-09-09 03:00 | 30.2579 | 45.4514
2024-09-09 04:00 | 30.5544 | 44.6016
2024-09-09 05:00 | 32.3814 | 46.4344
2024-09-09 06:00 | 37.8799 | 53.4088
2024-09-09 07:00 | 42.9679 | 57.6403
2024-09-09 08:00 | 45.2247 | 57.8497
2024-09-09 09:00 | 46.141 | 58.3439
2024-09-09 10:00 | 47.2529 | 56.7193
2024-09-09 11:00 | 47.6288 | 55.8828
2024-09-09 12:00 | 47.3814 | 53.6841
2024-09-09 13:00 | 48.3903 | 53.3109
2024-09-09 14:00 | 48.5531 | 50.1579
2024-09-09 15:00 | 49.6999 | 52.5897
2024-09-09 16:00 | 51.2479 | 57.5322
2024-09-09 17:00 | 52.5783 | 63.0276
2024-09-09 18:00 | 51.6016 | 67.9056
2024-09-09 19:00 | 49.6365 | 66.9087
2024-09-09 20:00 | 47.7788 | 64.5197
2024-09-09 21:00 | 44.2691 | 59.2313
2024-09-09 22:00 | 40.3374 | 54.7801
2024-09-09 23:00 | 36.2278 | 50.9004
2024-09-10 | 33.7013 | 49.4019
2024-09-10 01:00 | 31.6005 | 43.6627
2024-09-10 02:00 | 31.2833 | 42.1357
2024-09-10 03:00 | 31.277 | 41.7467
2024-09-10 04:00 | 31.4966 | 41.2141
2024-09-10 05:00 | 33.3439 | 42.9004
2024-09-10 06:00 | 38.4545 | 50.73
2024-09-10 07:00 | 43.2627 | 55.685
2024-09-10 08:00 | 45.2792 | 56.301
2024-09-10 09:00 | 45.9177 | 56.7134
2024-09-10 10:00 | 46.7373 | 56.1508
2024-09-10 11:00 | 47.0294 | 55.4266
2024-09-10 12:00 | 46.8639 | 54.365
2024-09-10 13:00 | 47.7269 | 54.1987
2024-09-10 14:00 | 48.0895 | 51.3916
2024-09-10 15:00 | 49.1669 | 55.1665
2024-09-10 16:00 | 50.7526 | 60.4316
2024-09-10 17:00 | 52.2687 | 64.6872
2024-09-10 18:00 | 50.3174 | 67.5718
2024-09-10 19:00 | 48.1824 | 67.1381
2024-09-10 20:00 | 46.2924 | 64.4759
2024-09-10 21:00 | 42.765 | 58.9922
2024-09-10 22:00 | 38.9161 | 54.8513
2024-09-10 23:00 | 34.9142 | 50.6852
2024-09-11 | 33.2543 | 49.4939
2024-09-11 01:00 | 32.0257 | 46.0922
2024-09-11 02:00 | 31.8272 | 44.6407
2024-09-11 03:00 | 31.934 | 44.0494
2024-09-11 04:00 | 32.2225 | 43.6857
2024-09-11 05:00 | 34.0956 | 45.2222
2024-09-11 06:00 | 38.4763 | 52.7203
2024-09-11 07:00 | 43.0202 | 57.4046
2024-09-11 08:00 | 44.9432 | 58.6032
2024-09-11 09:00 | 45.6083 | 60.2773
2024-09-11 10:00 | 46.602 | 60.3812
2024-09-11 11:00 | 47.4299 | 59.6381
2024-09-11 12:00 | 47.6891 | 56.827
2024-09-11 13:00 | 49.0318 | 57.8149
2024-09-11 14:00 | 49.74 | 56.6444
2024-09-11 15:00 | 51.2349 | 60.2843
2024-09-11 16:00 | 53.1331 | 66.4316
2024-09-11 17:00 | 54.9147 | 72.2014
2024-09-11 18:00 | 51.9874 | 74.4847
2024-09-11 19:00 | 50.1712 | 74.0423
2024-09-11 20:00 | 48.4428 | 71.3008
2024-09-11 21:00 | 45.1478 | 65.5296
2024-09-11 22:00 | 41.2933 | 60.289
2024-09-11 23:00 | 37.1646 | 55.7408
2024-09-12 | 34.3914 | 53.0261
2024-09-12 01:00 | 33.2386 | 48.2414
2024-09-12 02:00 | 32.9196 | 46.4782
2024-09-12 03:00 | 32.8903 | 45.8449
2024-09-12 04:00 | 33.0786 | 45.321
2024-09-12 05:00 | 34.9462 | 46.9839
2024-09-12 06:00 | 39.5435 | 56.0964
2024-09-12 07:00 | 43.96 | 61.3456
2024-09-12 08:00 | 45.8737 | 62.8997
2024-09-12 09:00 | 46.4387 | 65.5729
2024-09-12 10:00 | 47.4675 | 65.9558
2024-09-12 11:00 | 48.2359 | 64.6322
2024-09-12 12:00 | 49.0322 | 61.5631
2024-09-12 13:00 | 50.2552 | 61.7395
2024-09-12 14:00 | 50.9789 | 60.2518
2024-09-12 15:00 | 52.3704 | 63.9492
2024-09-12 16:00 | 54.0434 | 69.9256
2024-09-12 17:00 | 55.3461 | 74.8525
2024-09-12 18:00 | 54.1798 | 76.9376
2024-09-12 19:00 | 52.4537 | 76.2862
2024-09-12 20:00 | 50.2116 | 73.3467
2024-09-12 21:00 | 46.3362 | 67.2257
2024-09-12 22:00 | 42.1348 | 62.0199
2024-09-12 23:00 | 37.7442 | 57.5176
2024-09-13 | 34.8557 | 55.4439
2024-09-13 01:00 | 33.0594 | 49.8151
2024-09-13 02:00 | 32.564 | 47.7027
2024-09-13 03:00 | 32.429 | 46.8185
2024-09-13 04:00 | 32.5634 | 46.1823
2024-09-13 05:00 | 34.3143 | 47.4626
2024-09-13 06:00 | 38.7455 | 55.3463
2024-09-13 07:00 | 43.4508 | 60.247
2024-09-13 08:00 | 45.6144 | 60.9593
2024-09-13 09:00 | 46.5544 | 62.1067
2024-09-13 10:00 | 47.7647 | 62.0735
2024-09-13 11:00 | 48.2186 | 62.3101
2024-09-13 12:00 | 48.2792 | 62.9109
2024-09-13 13:00 | 49.3269 | 63.1476
2024-09-13 14:00 | 49.7569 | 61.6114
2024-09-13 15:00 | 50.7066 | 64.9152
2024-09-13 16:00 | 51.9351 | 69.6437
2024-09-13 17:00 | 53.1009 | 73.2291
2024-09-13 18:00 | 50.9584 | 73.308
2024-09-13 19:00 | 49.2254 | 72.3676
2024-09-13 20:00 | 46.9263 | 69.2355
2024-09-13 21:00 | 43.3092 | 63.1843
2024-09-13 22:00 | 39.3918 | 58.45
2024-09-13 23:00 | 35.2879 | 54.1127
2024-09-14 | 32.7982 | 53.7518
2024-09-14 01:00 | 30.3945 | 47.9161
2024-09-14 02:00 | 29.8605 | 45.6041
2024-09-14 03:00 | 29.6291 | 44.5667
2024-09-14 04:00 | 29.553 | 43.4794
2024-09-14 05:00 | 30.3312 | 44.2009
2024-09-14 06:00 | 32.7661 | 48.7225
2024-09-14 07:00 | 36.0424 | 51.1637
2024-09-14 08:00 | 38.5819 | 52.8017
2024-09-14 09:00 | 40.1595 | 55.6402
2024-09-14 10:00 | 41.2585 | 56.9229
2024-09-14 11:00 | 41.4824 | 57.5285
2024-09-14 12:00 | 41.3803 | 57.5205
2024-09-14 13:00 | 41.5903 | 58.6494
2024-09-14 14:00 | 41.6006 | 57.8046
2024-09-14 15:00 | 42.3639 | 61.979
2024-09-14 16:00 | 44.4275 | 66.8459
2024-09-14 17:00 | 46.3481 | 71.183
2024-09-14 18:00 | 44.4685 | 69.6304
2024-09-14 19:00 | 42.3289 | 67.0127
2024-09-14 20:00 | 39.6139 | 64.1802
2024-09-14 21:00 | 36.2775 | 59.9973
2024-09-14 22:00 | 33.4919 | 56.4418
2024-09-14 23:00 | 30.7113 | 53.5658
2024-09-15 | 29.5373 | 51.3172
2024-09-15 01:00 | 27.7628 | 48.3764
2024-09-15 02:00 | 27.4192 | 46.2695
2024-09-15 03:00 | 27.3546 | 45.403
2024-09-15 04:00 | 27.3009 | 44.5408
2024-09-15 05:00 | 28.0349 | 45.4052
2024-09-15 06:00 | 30.4853 | 49.2581
2024-09-15 07:00 | 33.328 | 50.6981
2024-09-15 08:00 | 35.4757 | 51.5434
2024-09-15 09:00 | 36.8474 | 53.3874
2024-09-15 10:00 | 37.4206 | 55.2425
2024-09-15 11:00 | 37.4709 | 57.2518
2024-09-15 12:00 | 37.3285 | 58.5236
2024-09-15 13:00 | 37.3232 | 60.6893
2024-09-15 14:00 | 37.042 | 61.8487
2024-09-15 15:00 | 37.7684 | 67.18
2024-09-15 16:00 | 39.7858 | 72.5436
2024-09-15 17:00 | 41.7722 | 77.1666
2024-09-15 18:00 | 41.7914 | 77.8296
2024-09-15 19:00 | 40.3849 | 75.6425
2024-09-15 20:00 | 38.3842 | 72.3527
2024-09-15 21:00 | 35.4085 | 67.4112
2024-09-15 22:00 | 32.7005 | 62.9978
2024-09-15 23:00 | 30.0487 | 59.2318
2024-09-16 | 28.6814 | 55.2422
2024-09-16 01:00 | 28.6167 | 50.927
2024-09-16 02:00 | 28.7799 | 48.6882
2024-09-16 03:00 | 29.0734 | 47.9325
2024-09-16 04:00 | 29.5398 | 47.3141
2024-09-16 05:00 | 31.4786 | 49.1201
2024-09-16 06:00 | 36.9239 | 55.8205
2024-09-16 07:00 | 41.4962 | 60.1114
2024-09-16 08:00 | 42.802 | 60.594
2024-09-16 09:00 | 42.6889 | 60.6021
2024-09-16 10:00 | 43.1707 | 60.3646
2024-09-16 11:00 | 43.6666 | 60.4662
2024-09-16 12:00 | 43.3864 | 61.1083
2024-09-16 13:00 | 44.6458 | 62.2398
2024-09-16 14:00 | 45.3879 | 60.3625
2024-09-16 15:00 | 47.0894 | 63.1249
2024-09-16 16:00 | 49.3037 | 67.8022
2024-09-16 17:00 | 51.1181 | 71.5654
2024-09-16 18:00 | 48.9464 | 73.0347
2024-09-16 19:00 | 47.2664 | 71.0234
2024-09-16 20:00 | 44.9774 | 68.0743
2024-09-16 21:00 | 41.0635 | 62.6556
2024-09-16 22:00 | 37.0773 | 57.6847
2024-09-16 23:00 | 33.0147 | 53.9883
2024-09-17 | 31.2625 | 50.5057
2024-09-17 01:00 | 30.0073 | 46.0791
2024-09-17 02:00 | 29.8917 | 44.0078
2024-09-17 03:00 | 30.0636 | 43.5367
2024-09-17 04:00 | 30.4361 | 42.926
2024-09-17 05:00 | 32.4161 | 44.4018
2024-09-17 06:00 | 38.5121 | 52.2581
2024-09-17 07:00 | 43.3073 | 57.1539
2024-09-17 08:00 | 44.8128 | 57.0206
2024-09-17 09:00 | 44.924 | 56.5519
2024-09-17 10:00 | 45.6138 | 54.6203
2024-09-17 11:00 | 46.1169 | 54.3983
2024-09-17 12:00 | 46.0277 | 54.2803
2024-09-17 13:00 | 47.0834 | 54.4184
2024-09-17 14:00 | 47.6942 | 51.7842
2024-09-17 15:00 | 49.0345 | 55.5518
2024-09-17 16:00 | 50.8803 | 61.276
2024-09-17 17:00 | 52.3821 | 65.2773
2024-09-17 18:00 | 50.6415 | 68.4947
2024-09-17 19:00 | 48.8638 | 67.8285
2024-09-17 20:00 | 46.5063 | 64.9702
2024-09-17 21:00 | 42.4741 | 59.7794
2024-09-17 22:00 | 38.3658 | 55.1845
2024-09-17 23:00 | 34.1998 | 51.2159
2024-09-18 | 32.9884 | 49.7701
2024-09-18 01:00 | 31.3328 | 45.1803
2024-09-18 02:00 | 31.0798 | 43.6744
2024-09-18 03:00 | 31.1203 | 43.1702
2024-09-18 04:00 | 31.3842 | 42.8985
2024-09-18 05:00 | 33.2618 | 44.5441
2024-09-18 06:00 | 38.5542 | 53.4328
2024-09-18 07:00 | 43.1804 | 58.6278
2024-09-18 08:00 | 44.5386 | 60.2031
2024-09-18 09:00 | 44.6659 | 62.1573
2024-09-18 10:00 | 45.2279 | 62.1706
2024-09-18 11:00 | 45.8291 | 60.5672
2024-09-18 12:00 | 46.8972 | 59.4642
2024-09-18 13:00 | 47.9008 | 59.6213
2024-09-18 14:00 | 48.2375 | 56.7112
2024-09-18 15:00 | 49.2547 | 59.4458
2024-09-18 16:00 | 50.7392 | 64.0535
2024-09-18 17:00 | 51.967 | 68.2978
2024-09-18 18:00 | 50.4621 | 71.5348
2024-09-18 19:00 | 48.8546 | 70.6261
2024-09-18 20:00 | 46.5153 | 67.6499
2024-09-18 21:00 | 42.6519 | 61.9658
2024-09-18 22:00 | 38.594 | 57.0751
2024-09-18 23:00 | 34.3966 | 52.9816
2024-09-19 | 32.9677 | 51.6107
2024-09-19 01:00 | 31.2586 | 45.7289
2024-09-19 02:00 | 30.988 | 44.0346
2024-09-19 03:00 | 30.9163 | 43.5633
2024-09-19 04:00 | 31.1468 | 43.1788
2024-09-19 05:00 | 32.9623 | 45
2024-09-19 06:00 | 38.7453 | 52.93
2024-09-19 07:00 | 43.4684 | 57.5989
2024-09-19 08:00 | 44.6877 | 57.4849
2024-09-19 09:00 | 44.5312 | 57.9554
2024-09-19 10:00 | 44.5308 | 57.2346
2024-09-19 11:00 | 44.218 | 56.371
2024-09-19 12:00 | 43.8248 | 55.499
2024-09-19 13:00 | 44.4444 | 55.9969
2024-09-19 14:00 | 44.5953 | 54.2534
2024-09-19 15:00 | 45.4336 | 57.9858
2024-09-19 16:00 | 47.0701 | 63.354
2024-09-19 17:00 | 48.404 | 67.3665
2024-09-19 18:00 | 45.9432 | 67.8611
2024-09-19 19:00 | 44.3733 | 66.57
2024-09-19 20:00 | 42.2904 | 64.7427
2024-09-19 21:00 | 38.6736 | 60.0544
2024-09-19 22:00 | 35.0821 | 55.73
2024-09-19 23:00 | 31.3242 | 52.7843
2024-09-20 | 30.346 | 50.3252
2024-09-20 01:00 | 29.4327 | 48.5168
2024-09-20 02:00 | 29.3508 | 47.1668
2024-09-20 03:00 | 29.6002 | 47.0434
2024-09-20 04:00 | 30.0644 | 46.6023
2024-09-20 05:00 | 32.0174 | 47.9471
2024-09-20 06:00 | 36.786 | 55.6348
2024-09-20 07:00 | 41.5679 | 59.4723
2024-09-20 08:00 | 42.569 | 58.3419
2024-09-20 09:00 | 42.1041 | 57.3457
2024-09-20 10:00 | 42.1812 | 56.18
2024-09-20 11:00 | 41.7978 | 55.1295
2024-09-20 12:00 | 42.2874 | 55.1488
2024-09-20 13:00 | 42.6533 | 55.8054
2024-09-20 14:00 | 42.3973 | 53.9916
2024-09-20 15:00 | 42.6748 | 57.0831
2024-09-20 16:00 | 43.4663 | 61.3341
2024-09-20 17:00 | 44.2008 | 64.0512
2024-09-20 18:00 | 43.7165 | 63.7713
2024-09-20 19:00 | 42.5112 | 62.6191
2024-09-20 20:00 | 40.6335 | 60.626
2024-09-20 21:00 | 37.103 | 56.0604
2024-09-20 22:00 | 33.7686 | 52.2394
2024-09-20 23:00 | 30.4503 | 49.3635
2024-09-21 | 28.8053 | 45.1739
2024-09-21 01:00 | 27.1577 | 43.0524
2024-09-21 02:00 | 27.044 | 41.245
2024-09-21 03:00 | 27.156 | 40.4368
2024-09-21 04:00 | 27.3388 | 39.4855
2024-09-21 05:00 | 28.3654 | 40.3011
2024-09-21 06:00 | 31.0611 | 44.9064
2024-09-21 07:00 | 34.4766 | 46.8499
2024-09-21 08:00 | 36.6727 | 47.6328
2024-09-21 09:00 | 37.6876 | 48.9512
2024-09-21 10:00 | 37.8067 | 47.2283
2024-09-21 11:00 | 37.434 | 46.4148
2024-09-21 12:00 | 36.5468 | 47.5697
2024-09-21 13:00 | 36.4526 | 47.1566
2024-09-21 14:00 | 35.6597 | 46.0008
2024-09-21 15:00 | 36.045 | 48.9406
2024-09-21 16:00 | 37.717 | 53.1939
2024-09-21 17:00 | 39.7145 | 57.3361
2024-09-21 18:00 | 39.8532 | 58.2231
2024-09-21 19:00 | 38.5895 | 57.48
2024-09-21 20:00 | 36.5686 | 54.2639
2024-09-21 21:00 | 33.4305 | 50.6685
2024-09-21 22:00 | 31.0098 | 47.6729
2024-09-21 23:00 | 28.7539 | 44.7922
2024-09-22 | 27.7349 | 43.5339
2024-09-22 01:00 | 26.5896 | 40.3036
2024-09-22 02:00 | 26.4371 | 38.9485
2024-09-22 03:00 | 26.5284 | 38.3234
2024-09-22 04:00 | 26.722 | 37.448
2024-09-22 05:00 | 27.6049 | 38.3862
2024-09-22 06:00 | 29.8049 | 42.0616
2024-09-22 07:00 | 33.0251 | 43.4363
2024-09-22 08:00 | 35.0254 | 43.633
2024-09-22 09:00 | 36.1213 | 45.2549
2024-09-22 10:00 | 36.5072 | 43.6972
2024-09-22 11:00 | 36.6797 | 43.2881
2024-09-22 12:00 | 35.2978 | 44.9312
2024-09-22 13:00 | 35.3794 | 44.8113
2024-09-22 14:00 | 35.1549 | 43.9301
2024-09-22 15:00 | 35.9378 | 47.6609
2024-09-22 16:00 | 38.2593 | 52.0006
2024-09-22 17:00 | 40.4437 | 56.9957
2024-09-22 18:00 | 40.6811 | 59.3972
2024-09-22 19:00 | 39.4941 | 58.9488
2024-09-22 20:00 | 37.4343 | 56.0846
2024-09-22 21:00 | 34.2863 | 52.2152
2024-09-22 22:00 | 31.807 | 49.2085
2024-09-22 23:00 | 29.3726 | 46.2076
2024-09-23 | 28.2478 | 44.6296
2024-09-23 01:00 | 27.4094 | 43.3512
2024-09-23 02:00 | 27.5983 | 42.485
2024-09-23 03:00 | 28.0394 | 42.4157
2024-09-23 04:00 | 28.6977 | 42.2752
2024-09-23 05:00 | 30.8452 | 44.1338
2024-09-23 06:00 | 35.7224 | 50.4178
2024-09-23 07:00 | 41.2162 | 54.6717
2024-09-23 08:00 | 42.5777 | 54.0315
2024-09-23 09:00 | 42.1248 | 52.7584
2024-09-23 10:00 | 41.9315 | 51.3517
2024-09-23 11:00 | 40.9487 | 50.894
2024-09-23 12:00 | 40.3862 | 53.7483
2024-09-23 13:00 | 40.804 | 54.7005
2024-09-23 14:00 | 40.3656 | 52.2081
2024-09-23 15:00 | 40.7956 | 54.8658
2024-09-23 16:00 | 42.1133 | 59.3097
2024-09-23 17:00 | 43.3184 | 62.6206
2024-09-23 18:00 | 43.0583 | 60.8688
2024-09-23 19:00 | 42.1749 | 59.8959
2024-09-23 20:00 | 40.5992 | 58.1667
2024-09-23 21:00 | 37.2456 | 53.5424
2024-09-23 22:00 | 33.9011 | 49.8583
2024-09-23 23:00 | 30.7068 | 47.1587
2024-09-24 | 28.9005 | 46.4557
2024-09-24 01:00 | 28.4336 | 43.5129
2024-09-24 02:00 | 28.5292 | 42.1479
2024-09-24 03:00 | 28.8797 | 41.9487
2024-09-24 04:00 | 29.5262 | 41.2568
2024-09-24 05:00 | 31.7084 | 43.3573
2024-09-24 06:00 | 36.809 | 51.4784
2024-09-24 07:00 | 41.9632 | 56.779
2024-09-24 08:00 | 42.8948 | 58.2359
2024-09-24 09:00 | 42.4071 | 59.254
2024-09-24 10:00 | 41.9911 | 57.6518
2024-09-24 11:00 | 41.1318 | 56.8857
2024-09-24 12:00 | 40.119 | 50.623
2024-09-24 13:00 | 40.7678 | 50.1756
2024-09-24 14:00 | 40.5368 | 48.4354
2024-09-24 15:00 | 41.2273 | 51.9814
2024-09-24 16:00 | 42.5804 | 57.4216
2024-09-24 17:00 | 44.0058 | 61.082
2024-09-24 18:00 | 43.6394 | 64.5004
2024-09-24 19:00 | 42.9192 | 64.1736
2024-09-24 20:00 | 41.4884 | 61.5218
2024-09-24 21:00 | 38.2713 | 56.6308
2024-09-24 22:00 | 34.9596 | 52.3485
2024-09-24 23:00 | 31.6366 | 48.9616
2024-09-25 | 30.078 | 46.8783
2024-09-25 01:00 | 29.7583 | 44.0653
2024-09-25 02:00 | 29.8127 | 42.455
2024-09-25 03:00 | 30.1206 | 42.2303
2024-09-25 04:00 | 30.7288 | 41.9078
2024-09-25 05:00 | 32.8365 | 43.5756
2024-09-25 06:00 | 37.8918 | 50.7993
2024-09-25 07:00 | 42.4072 | 56.2083
2024-09-25 08:00 | 43.2748 | 56.4261
2024-09-25 09:00 | 42.9767 | 57.371
2024-09-25 10:00 | 43.2449 | 54.8211
2024-09-25 11:00 | 43.5008 | 53.5644
2024-09-25 12:00 | 44.0685 | 50.7488
2024-09-25 13:00 | 45.0443 | 51.2402
2024-09-25 14:00 | 45.1856 | 48.7933
2024-09-25 15:00 | 46.1839 | 51.988
2024-09-25 16:00 | 47.5007 | 57.1563
2024-09-25 17:00 | 48.4609 | 61.7223
2024-09-25 18:00 | 46.4646 | 64.8865
2024-09-25 19:00 | 45.6628 | 64.972
2024-09-25 20:00 | 44.4334 | 62.8554
2024-09-25 21:00 | 41.5682 | 58.2393
2024-09-25 22:00 | 38.3215 | 53.7599
2024-09-25 23:00 | 34.8421 | 50.4751
2024-09-26 | 32.4769 | 47.4043
2024-09-26 01:00 | 32.5108 | 44.0752
2024-09-26 02:00 | 32.2957 | 43.1213
2024-09-26 03:00 | 32.4415 | 43.2703
2024-09-26 04:00 | 32.9041 | 42.7628
2024-09-26 05:00 | 34.9939 | 45.0483
2024-09-26 06:00 | 39.6002 | 50.8236
2024-09-26 07:00 | 44.406 | 55.5373
2024-09-26 08:00 | 45.8576 | 55.9266
2024-09-26 09:00 | 46.2603 | 55.8759
2024-09-26 10:00 | 47.2574 | 54.0908
2024-09-26 11:00 | 48.1246 | 53.7815
2024-09-26 12:00 | 49.262 | 52.7697
2024-09-26 13:00 | 50.5591 | 52.1688
2024-09-26 14:00 | 51.0183 | 50.3341
2024-09-26 15:00 | 52.0526 | 52.8794
2024-09-26 16:00 | 53.3066 | 57.4921
2024-09-26 17:00 | 53.9749 | 60.593
2024-09-26 18:00 | 53.0518 | 62.3168
2024-09-26 19:00 | 52.3939 | 62.3671
2024-09-26 20:00 | 50.5486 | 59.6452
2024-09-26 21:00 | 46.9718 | 54.8952
2024-09-26 22:00 | 43.0422 | 50.7508
2024-09-26 23:00 | 38.882 | 47.2882
2024-09-27 | 35.9457 | 44.7856
2024-09-27 01:00 | 35.0592 | 42.5077
2024-09-27 02:00 | 34.415 | 41.3455
2024-09-27 03:00 | 34.1771 | 41.2383
2024-09-27 04:00 | 34.3953 | 41.0432
2024-09-27 05:00 | 36.2813 | 43.1762
2024-09-27 06:00 | 40.9421 | 49.733
2024-09-27 07:00 | 45.7388 | 55.1439
2024-09-27 08:00 | 47.4402 | 55.1824
2024-09-27 09:00 | 48.0653 | 55.5303
2024-09-27 10:00 | 49.3589 | 53.2978
2024-09-27 11:00 | 50.2051 | 52.7878
2024-09-27 12:00 | 52.131 | 51.4554
2024-09-27 13:00 | 53.1957 | 51.5531
2024-09-27 14:00 | 53.1543 | 48.783
2024-09-27 15:00 | 53.5295 | 51.2886
2024-09-27 16:00 | 54.1906 | 55.5413
2024-09-27 17:00 | 54.5819 | 58.8101
2024-09-27 18:00 | 53.1723 | 60.1503
2024-09-27 19:00 | 51.9324 | 60.8287
2024-09-27 20:00 | 48.9758 | 58.5012
2024-09-27 21:00 | 44.9211 | 54.2283
2024-09-27 22:00 | 40.7217 | 49.9652
2024-09-27 23:00 | 36.3361 | 46.8955
2024-09-28 | 34.5189 | 44.6502
2024-09-28 01:00 | 32.1521 | 43.4442
2024-09-28 02:00 | 31.3179 | 41.8888
2024-09-28 03:00 | 30.8544 | 41.4343
2024-09-28 04:00 | 30.7404 | 40.7833
2024-09-28 05:00 | 31.4547 | 41.8342
2024-09-28 06:00 | 33.7347 | 46.0377
2024-09-28 07:00 | 37.4594 | 47.5604
2024-09-28 08:00 | 39.7004 | 47.6709
2024-09-28 09:00 | 40.9728 | 49.6289
2024-09-28 10:00 | 41.7088 | 48.4505
2024-09-28 11:00 | 41.2059 | 49.3559
2024-09-28 12:00 | 40.7302 | 49.054
2024-09-28 13:00 | 40.2177 | 48.8771
2024-09-28 14:00 | 39.2275 | 47.1619
2024-09-28 15:00 | 39.2734 | 51.3758
2024-09-28 16:00 | 40.6343 | 55.7059
2024-09-28 17:00 | 41.7481 | 58.8208
2024-09-28 18:00 | 41.8306 | 58.5656
2024-09-28 19:00 | 40.5829 | 57.9181
2024-09-28 20:00 | 37.6827 | 54.6472
2024-09-28 21:00 | 34.0218 | 50.9158
2024-09-28 22:00 | 31.555 | 47.5931
2024-09-28 23:00 | 29.096 | 45.2993
2024-09-29 | 27.902 | 43.5115
2024-09-29 01:00 | 27.0816 | 39.4172
2024-09-29 02:00 | 26.9554 | 38.3821
2024-09-29 03:00 | 26.9956 | 38.129
2024-09-29 04:00 | 27.1931 | 37.5211
2024-09-29 05:00 | 28.1374 | 38.9512
2024-09-29 06:00 | 30.1509 | 41.868
2024-09-29 07:00 | 32.8758 | 43.5241
2024-09-29 08:00 | 34.4364 | 43.2375
2024-09-29 09:00 | 35.1637 | 42.3473
2024-09-29 10:00 | 35.405 | 40.4768
2024-09-29 11:00 | 35.1344 | 40.5775
2024-09-29 12:00 | 35.4248 | 42.9098
2024-09-29 13:00 | 35.377 | 42.6405
2024-09-29 14:00 | 34.8013 | 42.699
2024-09-29 15:00 | 35.2812 | 46.6915
2024-09-29 16:00 | 37.4263 | 51.6645
2024-09-29 17:00 | 39.501 | 55.9046
2024-09-29 18:00 | 40.0098 | 57.304
2024-09-29 19:00 | 39.4781 | 57.5127
2024-09-29 20:00 | 37.0769 | 54.4243
2024-09-29 21:00 | 34.1308 | 50.9689
2024-09-29 22:00 | 31.6761 | 47.8939
2024-09-29 23:00 | 29.2108 | 45.539
2024-09-30 | 27.8113 | 42.9325
2024-09-30 01:00 | 28.2357 | 39.6845
2024-09-30 02:00 | 28.4217 | 39.0155
2024-09-30 03:00 | 28.7468 | 39.4731
2024-09-30 04:00 | 29.3959 | 39.1808
2024-09-30 05:00 | 31.5453 | 41.7433
2024-09-30 06:00 | 36.6036 | 49.712
2024-09-30 07:00 | 41.369 | 55.416
2024-09-30 08:00 | 42.4472 | 56.3738
2024-09-30 09:00 | 42.3462 | 57.413
2024-09-30 10:00 | 42.5624 | 55.8375
2024-09-30 11:00 | 42.2999 | 54.8906
2024-09-30 12:00 | 42.3611 | 53.8971
2024-09-30 13:00 | 43.1061 | 54.0981
2024-09-30 14:00 | 43.0896 | 50.7091
2024-09-30 15:00 | 43.9309 | 53.0076
2024-09-30 16:00 | 45.1827 | 57.5297
2024-09-30 17:00 | 45.9752 | 61.2824
2024-09-30 18:00 | 45.6855 | 62.8315
2024-09-30 19:00 | 45.1632 | 62.8088
2024-09-30 20:00 | 43.0652 | 59.6881
2024-09-30 21:00 | 39.4819 | 55.3834
2024-09-30 22:00 | 35.9392 | 51.2023
2024-09-30 23:00 | 32.3669 | 47.817
2024-10-01 | 30.0582 | 44.5032
2024-10-01 01:00 | 29.2014 | 42.2139
2024-10-01 02:00 | 29.3704 | 41.1814
2024-10-01 03:00 | 29.7321 | 41.1294
2024-10-01 04:00 | 30.5134 | 41.292
2024-10-01 05:00 | 32.643 | 44.218
2024-10-01 06:00 | 36.3116 | 51.5016
2024-10-01 07:00 | 40.936 | 57.0071
2024-10-01 08:00 | 41.8146 | 57.5894
2024-10-01 09:00 | 40.9606 | 56.083
2024-10-01 10:00 | 41.0884 | 54.3047
2024-10-01 11:00 | 41.094 | 53.3861
2024-10-01 12:00 | 41.6737 | 54.7973
2024-10-01 13:00 | 42.2909 | 54.2605
2024-10-01 14:00 | 42.4954 | 51.392
2024-10-01 15:00 | 43.4889 | 54.2491
2024-10-01 16:00 | 44.8946 | 58.254
2024-10-01 17:00 | 46.1006 | 61.3745
2024-10-01 18:00 | 44.4498 | 64.4763
2024-10-01 19:00 | 44.0658 | 64.6853
2024-10-01 20:00 | 41.6961 | 60.8901
2024-10-01 21:00 | 38.4754 | 56.7012
2024-10-01 22:00 | 35.2284 | 52.7735
2024-10-01 23:00 | 31.869 | 49.8037
2024-10-02 | 30.1145 | 46.5871
2024-10-02 01:00 | 29.1348 | 44.0681
2024-10-02 02:00 | 29.1487 | 42.9162
2024-10-02 03:00 | 29.4508 | 42.8502
2024-10-02 04:00 | 30.0619 | 43.0032
2024-10-02 05:00 | 32.023 | 45.9093
2024-10-02 06:00 | 36.1686 | 52.5768
2024-10-02 07:00 | 42.0373 | 58.6002
2024-10-02 08:00 | 43.4164 | 60.2281
2024-10-02 09:00 | 43.2653 | 59.9766
2024-10-02 10:00 | 43.0593 | 58.4394
2024-10-02 11:00 | 42.734 | 56.6417
2024-10-02 12:00 | 40.2789 | 57.2053
2024-10-02 13:00 | 40.6898 | 56.5242
2024-10-02 14:00 | 40.6235 | 54.0523
2024-10-02 15:00 | 41.1453 | 56.1257
2024-10-02 16:00 | 42.3185 | 58.8705
2024-10-02 17:00 | 43.2269 | 62.5419
2024-10-02 18:00 | 44.143 | 63.8538
2024-10-02 19:00 | 43.8102 | 64.5744
2024-10-02 20:00 | 41.4184 | 61.1288
2024-10-02 21:00 | 37.8836 | 57.2944
2024-10-02 22:00 | 34.6568 | 53.0646
2024-10-02 23:00 | 31.4185 | 49.5607
2024-10-03 | 29.6235 | 47.2712
2024-10-03 01:00 | 29.4375 | 44.7749
2024-10-03 02:00 | 29.5969 | 43.5982
2024-10-03 03:00 | 29.9802 | 43.744
2024-10-03 04:00 | 30.653 | 43.7446
2024-10-03 05:00 | 32.7068 | 46.9258
2024-10-03 06:00 | 36.3276 | 54.3207
2024-10-03 07:00 | 41.9801 | 60.3909
2024-10-03 08:00 | 43.1376 | 61.9852
2024-10-03 09:00 | 42.4257 | 63.0638
2024-10-03 10:00 | 42.1111 | 62.7349
2024-10-03 11:00 | 41.8479 | 61.806
2024-10-03 12:00 | 40.1808 | 57.0816
2024-10-03 13:00 | 40.6251 | 56.129
2024-10-03 14:00 | 40.5651 | 53.4959
2024-10-03 15:00 | 41.1636 | 55.9108
2024-10-03 16:00 | 42.1743 | 58.9551
2024-10-03 17:00 | 42.8316 | 62.3838
2024-10-03 18:00 | 43.7655 | 62.3389
2024-10-03 19:00 | 43.5745 | 64.0825
2024-10-03 20:00 | 41.1922 | 61.5945
2024-10-03 21:00 | 37.8381 | 58.1026
2024-10-03 22:00 | 34.6839 | 53.9667
2024-10-03 23:00 | 31.4616 | 50.5698
2024-10-04 | 29.4631 | 48.0509
2024-10-04 01:00 | 29.227 | 44.5871
2024-10-04 02:00 | 29.3281 | 43.5288
2024-10-04 03:00 | 29.6639 | 43.5313
2024-10-04 04:00 | 30.46 | 43.3876
2024-10-04 05:00 | 32.4932 | 46.1408
2024-10-04 06:00 | 36.6547 | 53.1787
2024-10-04 07:00 | 41.9767 | 59.3885
2024-10-04 08:00 | 43.3305 | 61.267
2024-10-04 09:00 | 42.8839 | 62.8223
2024-10-04 10:00 | 43.0578 | 63.0249
2024-10-04 11:00 | 42.7822 | 62.4244
2024-10-04 12:00 | 41.0242 | 58.1272
2024-10-04 13:00 | 41.0656 | 57.7384
2024-10-04 14:00 | 40.4671 | 55.6893
2024-10-04 15:00 | 40.3275 | 58.0224
2024-10-04 16:00 | 41.0083 | 60.0801
2024-10-04 17:00 | 42.0177 | 61.5491
2024-10-04 18:00 | 44.1285 | 62.4048
2024-10-04 19:00 | 43.3435 | 62.9728
2024-10-04 20:00 | 40.5152 | 59.7233
2024-10-04 21:00 | 37.3087 | 56.0223
2024-10-04 22:00 | 34.1438 | 51.994
2024-10-04 23:00 | 30.9944 | 49.0553
2024-10-05 | 29.232 | 45.3267
2024-10-05 01:00 | 27.9924 | 43.7177
2024-10-05 02:00 | 27.9627 | 42.7044
2024-10-05 03:00 | 28.1631 | 42.6742
2024-10-05 04:00 | 28.6725 | 42.1312
2024-10-05 05:00 | 29.7744 | 44.1666
2024-10-05 06:00 | 31.8303 | 48.9854
2024-10-05 07:00 | 35.5915 | 51.3166
2024-10-05 08:00 | 37.5821 | 50.8545
2024-10-05 09:00 | 38.0537 | 50.8897
2024-10-05 10:00 | 38.0475 | 50.4211
2024-10-05 11:00 | 37.65 | 50.9198
2024-10-05 12:00 | 36.8885 | 47.5579
2024-10-05 13:00 | 36.149 | 46.6288
2024-10-05 14:00 | 35.2779 | 43.9935
2024-10-05 15:00 | 35.2661 | 46.5835
2024-10-05 16:00 | 36.7983 | 50.2546
2024-10-05 17:00 | 38.7992 | 54.5217
2024-10-05 18:00 | 40.4508 | 58.8449
2024-10-05 19:00 | 39.6539 | 58.8445
2024-10-05 20:00 | 36.7345 | 55.3293
2024-10-05 21:00 | 33.7382 | 51.9755
2024-10-05 22:00 | 31.4354 | 49.2002
2024-10-05 23:00 | 29.2697 | 47.7888
2024-10-06 | 28.1149 | 45.2677
2024-10-06 01:00 | 27.0682 | 43.438
2024-10-06 02:00 | 26.9964 | 42.4926
2024-10-06 03:00 | 27.1735 | 42.3531
2024-10-06 04:00 | 27.6594 | 42.0748
2024-10-06 05:00 | 28.6615 | 43.7939
2024-10-06 06:00 | 30.3922 | 48.2064
2024-10-06 07:00 | 33.7325 | 50.0285
2024-10-06 08:00 | 35.4562 | 48.8299
2024-10-06 09:00 | 35.8954 | 47.7093
2024-10-06 10:00 | 35.8514 | 46.2796
2024-10-06 11:00 | 35.8013 | 45.6269
2024-10-06 12:00 | 34.7902 | 46.846
2024-10-06 13:00 | 34.4175 | 46.4717
2024-10-06 14:00 | 33.7652 | 45.2785
2024-10-06 15:00 | 34.1809 | 49.5223
2024-10-06 16:00 | 36.3349 | 53.5079
2024-10-06 17:00 | 38.8505 | 57.6261
2024-10-06 18:00 | 40.823 | 60.1349
2024-10-06 19:00 | 39.9431 | 60.4492
2024-10-06 20:00 | 37.1376 | 57.3569
2024-10-06 21:00 | 34.2704 | 53.9171
2024-10-06 22:00 | 31.7056 | 50.9366
2024-10-06 23:00 | 29.3343 | 49.0347
2024-10-07 | 27.9558 | 46.5106
2024-10-07 01:00 | 27.577 | 42.5041
2024-10-07 02:00 | 27.8284 | 41.7236
2024-10-07 03:00 | 28.3375 | 41.9429
2024-10-07 04:00 | 29.2229 | 41.926
2024-10-07 05:00 | 31.321 | 45.2144
2024-10-07 06:00 | 35.6039 | 52.501
2024-10-07 07:00 | 41.3512 | 58.9865
2024-10-07 08:00 | 42.8131 | 60.8402
2024-10-07 09:00 | 42.1334 | 60.9444
2024-10-07 10:00 | 41.6949 | 59.0342
2024-10-07 11:00 | 40.9881 | 56.5346
2024-10-07 12:00 | 40.211 | 57.455
2024-10-07 13:00 | 40.2555 | 56.7576
2024-10-07 14:00 | 39.9215 | 54.2594
2024-10-07 15:00 | 40.3021 | 56.0993
2024-10-07 16:00 | 41.2803 | 59.0267
2024-10-07 17:00 | 42.2656 | 63.1416
2024-10-07 18:00 | 42.5235 | 62.455
2024-10-07 19:00 | 42.2623 | 63.1718
2024-10-07 20:00 | 40.0592 | 59.8935
2024-10-07 21:00 | 37.0327 | 55.9005
2024-10-07 22:00 | 33.9383 | 51.613
2024-10-07 23:00 | 30.9125 | 48.1582
2024-10-08 | 29.1415 | 46.569
2024-10-08 01:00 | 28.5039 | 43.5187
2024-10-08 02:00 | 28.6226 | 42.3149
2024-10-08 03:00 | 29.0548 | 42.2042
2024-10-08 04:00 | 29.8997 | 42.1562
2024-10-08 05:00 | 32.0047 | 45.2579
2024-10-08 06:00 | 36.1912 | 52.7041
2024-10-08 07:00 | 41.8509 | 59.152
2024-10-08 08:00 | 43.3994 | 60.6536
2024-10-08 09:00 | 42.7506 | 59.8006
2024-10-08 10:00 | 42.2342 | 57.4403
2024-10-08 11:00 | 41.3361 | 55.2839
2024-10-08 12:00 | 40.517 | 51.5146
2024-10-08 13:00 | 40.3658 | 49.7745
2024-10-08 14:00 | 40.0227 | 46.7257
2024-10-08 15:00 | 40.2333 | 48.513
2024-10-08 16:00 | 41.0591 | 52.5173
2024-10-08 17:00 | 42.1062 | 57.563
2024-10-08 18:00 | 42.491 | 61.4313
2024-10-08 19:00 | 42.1796 | 62.2455
2024-10-08 20:00 | 40.072 | 59.2832
2024-10-08 21:00 | 37.1248 | 55.5625
2024-10-08 22:00 | 34.0834 | 51.5292
2024-10-08 23:00 | 31.1177 | 48.2652
2024-10-09 | 29.2587 | 46.4277
2024-10-09 01:00 | 28.9027 | 44.9502
2024-10-09 02:00 | 29.0417 | 43.3042
2024-10-09 03:00 | 29.4795 | 42.5043
2024-10-09 04:00 | 30.3019 | 42.6763
2024-10-09 05:00 | 32.3537 | 44.9805
2024-10-09 06:00 | 36.2165 | 53.6028
2024-10-09 07:00 | 42.1775 | 59.5775
2024-10-09 08:00 | 43.395 | 59.0922
2024-10-09 09:00 | 42.3339 | 58.5719
2024-10-09 10:00 | 41.3539 | 55.6607
2024-10-09 11:00 | 40.519 | 53.6247
2024-10-09 12:00 | 39.5278 | 52.7194
2024-10-09 13:00 | 39.716 | 52.4099
2024-10-09 14:00 | 39.4322 | 49.3738
2024-10-09 15:00 | 39.7632 | 52.2697
2024-10-09 16:00 | 40.6827 | 55.7154
2024-10-09 17:00 | 41.7249 | 60.6271
2024-10-09 18:00 | 42.1296 | 63.0234
2024-10-09 19:00 | 41.6763 | 64.1604
2024-10-09 20:00 | 39.5326 | 61.5629
2024-10-09 21:00 | 36.5766 | 57.2818
2024-10-09 22:00 | 33.5635 | 52.6893
2024-10-09 23:00 | 30.5913 | 49.0819
2024-10-10 | 28.9868 | 49.8179
2024-10-10 01:00 | 28.6494 | 44.9546
2024-10-10 02:00 | 28.7582 | 43.2852
2024-10-10 03:00 | 29.1923 | 42.528
2024-10-10 04:00 | 30.0286 | 42.0752
2024-10-10 05:00 | 32.1148 | 44.6772
2024-10-10 06:00 | 36.4191 | 52.2407
2024-10-10 07:00 | 41.8513 | 58.1672
2024-10-10 08:00 | 43.1245 | 58.7216
2024-10-10 09:00 | 42.1647 | 57.9913
2024-10-10 10:00 | 41.4865 | 56.2916
2024-10-10 11:00 | 40.6017 | 54.8778
2024-10-10 12:00 | 40.4793 | 52.9039
2024-10-10 13:00 | 40.3957 | 51.6016
2024-10-10 14:00 | 39.9979 | 50.2711
2024-10-10 15:00 | 40.1446 | 53.3682
2024-10-10 16:00 | 40.8986 | 57.4721
2024-10-10 17:00 | 41.7269 | 62.3669
2024-10-10 18:00 | 42.4809 | 64.1979
2024-10-10 19:00 | 42.1493 | 64.3837
2024-10-10 20:00 | 40.0076 | 61.7537
2024-10-10 21:00 | 37.0672 | 57.31
2024-10-10 22:00 | 34.1214 | 52.8317
2024-10-10 23:00 | 31.1625 | 49.496
2024-10-11 | 29.2047 | 47.9179
2024-10-11 01:00 | 28.9643 | 44.3879
2024-10-11 02:00 | 29.0155 | 42.5832
2024-10-11 03:00 | 29.3948 | 41.6382
2024-10-11 04:00 | 30.2537 | 40.9575
2024-10-11 05:00 | 32.2455 | 43.3559
2024-10-11 06:00 | 36.1561 | 50.5003
2024-10-11 07:00 | 41.8554 | 56.4744
2024-10-11 08:00 | 43.3143 | 55.7726
2024-10-11 09:00 | 42.9311 | 55.1005
2024-10-11 10:00 | 42.7168 | 51.9599
2024-10-11 11:00 | 42.1746 | 50.8612
2024-10-11 12:00 | 40.5488 | 49.7382
2024-10-11 13:00 | 40.5688 | 48.8561
2024-10-11 14:00 | 40.1022 | 45.7511
2024-10-11 15:00 | 40.0539 | 48.5823
2024-10-11 16:00 | 40.7735 | 52.7353
2024-10-11 17:00 | 41.8224 | 58.3243
2024-10-11 18:00 | 42.5037 | 63.1143
2024-10-11 19:00 | 41.5858 | 63.4855
2024-10-11 20:00 | 38.9487 | 59.9223
2024-10-11 21:00 | 35.9793 | 55.0665
2024-10-11 22:00 | 32.979 | 50.8149
2024-10-11 23:00 | 30.0254 | 47.4995
2024-10-12 | 28.2402 | 46.3408
2024-10-12 01:00 | 27.5234 | 40.8369
2024-10-12 02:00 | 27.4804 | 39.1405
2024-10-12 03:00 | 27.7368 | 37.9999
2024-10-12 04:00 | 28.3435 | 37.4405
2024-10-12 05:00 | 29.4197 | 38.9926
2024-10-12 06:00 | 31.4431 | 43.5677
2024-10-12 07:00 | 35.9311 | 46.5652
2024-10-12 08:00 | 37.998 | 47.7651
2024-10-12 09:00 | 38.3113 | 49.4294
2024-10-12 10:00 | 37.8994 | 48.4727
2024-10-12 11:00 | 37.0162 | 47.5464
2024-10-12 12:00 | 36.1197 | 46.4806
2024-10-12 13:00 | 35.6654 | 45.6621
2024-10-12 14:00 | 34.8771 | 43.8959
2024-10-12 15:00 | 35.1927 | 46.7668
2024-10-12 16:00 | 36.8925 | 50.6496
2024-10-12 17:00 | 38.6819 | 56.1297
2024-10-12 18:00 | 39.6038 | 58.9101
2024-10-12 19:00 | 38.6879 | 58.1743
2024-10-12 20:00 | 36.0383 | 54.0088
2024-10-12 21:00 | 33.2821 | 50.1798
2024-10-12 22:00 | 31.0908 | 47.3564
2024-10-12 23:00 | 28.9744 | 44.7702
2024-10-13 | 27.2388 | 43.7149
2024-10-13 01:00 | 26.8958 | 39.9492
2024-10-13 02:00 | 26.8135 | 38.5843
2024-10-13 03:00 | 27.0306 | 37.2857
2024-10-13 04:00 | 27.5413 | 36.6214
2024-10-13 05:00 | 28.4682 | 38.066
2024-10-13 06:00 | 30.2267 | 42.4
2024-10-13 07:00 | 33.5942 | 44.885
2024-10-13 08:00 | 35.458 | 46.6569
2024-10-13 09:00 | 35.7696 | 49.074
2024-10-13 10:00 | 35.557 | 48.7784
2024-10-13 11:00 | 35.2177 | 48.4033
2024-10-13 12:00 | 35.6088 | 40.8442
2024-10-13 13:00 | 34.996 | 40.53
2024-10-13 14:00 | 34.4561 | 40.5573
2024-10-13 15:00 | 34.7964 | 44.5992
2024-10-13 16:00 | 36.7899 | 48.9986
2024-10-13 17:00 | 38.933 | 54.8254
2024-10-13 18:00 | 39.9397 | 57.8685
2024-10-13 19:00 | 39.1825 | 57.6562
2024-10-13 20:00 | 36.5899 | 54.1982
2024-10-13 21:00 | 33.9908 | 50.4314
2024-10-13 22:00 | 31.6539 | 47.6614
2024-10-13 23:00 | 29.3461 | 44.9607
2024-10-14 | 27.6368 | 43.7038
2024-10-14 01:00 | 25.8913 | 39.1554
2024-10-14 02:00 | 25.7812 | 36.965
2024-10-14 03:00 | 26.0381 | 36.4893
2024-10-14 04:00 | 26.7646 | 36.2779
2024-10-14 05:00 | 27.6025 | 37.1288
2024-10-14 06:00 | 29.063 | 40.0109
2024-10-14 07:00 | 32.6017 | 41.8475
2024-10-14 08:00 | 34.9206 | 43.8929
2024-10-14 09:00 | 36.2095 | 44.4187
2024-10-14 10:00 | 36.5343 | 45.7277
2024-10-14 11:00 | 36.4159 | 44.8356
2024-10-14 12:00 | 36.1346 | 44.1539
2024-10-14 13:00 | 35.612 | 43.754
2024-10-14 14:00 | 35.3687 | 42.4376
2024-10-14 15:00 | 35.6263 | 46.7427
2024-10-14 16:00 | 37.5366 | 49.5262
2024-10-14 17:00 | 39.0208 | 54.1401
2024-10-14 18:00 | 40.1647 | 56.5297
2024-10-14 19:00 | 39.2001 | 57.3057
2024-10-14 20:00 | 36.6995 | 53.7324
2024-10-14 21:00 | 34.1321 | 49.436
2024-10-14 22:00 | 31.6711 | 46.2395
2024-10-14 23:00 | 29.4261 | 43.8841
2024-10-15 | 28.1749 | 43.58
2024-10-15 01:00 | 29.4779 | 41.5349
2024-10-15 02:00 | 29.6507 | 40.4469
2024-10-15 03:00 | 30.1413 | 40.1165
2024-10-15 04:00 | 31.1701 | 40.1085
2024-10-15 05:00 | 33.2287 | 42.8925
2024-10-15 06:00 | 37.4433 | 50.3206
2024-10-15 07:00 | 43.6004 | 56.6022
2024-10-15 08:00 | 45.4145 | 57.8113
2024-10-15 09:00 | 44.5346 | 57.7432
2024-10-15 10:00 | 43.5813 | 56.2794
2024-10-15 11:00 | 42.2718 | 55.4041
2024-10-15 12:00 | 43.7711 | 54.8664
2024-10-15 13:00 | 43.9337 | 54.4624
2024-10-15 14:00 | 43.3674 | 52.8325
2024-10-15 15:00 | 43.748 | 55.4349
2024-10-15 16:00 | 44.9709 | 59.864
2024-10-15 17:00 | 46.2901 | 62.9071
2024-10-15 18:00 | 45.2754 | 62.8858
2024-10-15 19:00 | 44.4825 | 62.6922
2024-10-15 20:00 | 42.154 | 59.8714
2024-10-15 21:00 | 39.2585 | 55.3183
2024-10-15 22:00 | 36.1963 | 51.2849
2024-10-15 23:00 | 33.1044 | 48.4242
2024-10-16 | 31.3198 | 45.773
2024-10-16 01:00 | 30.4322 | 45.7093
2024-10-16 02:00 | 30.5377 | 44.5492
2024-10-16 03:00 | 30.9888 | 43.879
2024-10-16 04:00 | 31.9548 | 43.7877
2024-10-16 05:00 | 33.9273 | 46.1124
2024-10-16 06:00 | 38.0613 | 53.6342
2024-10-16 07:00 | 44.1997 | 58.9678
2024-10-16 08:00 | 45.955 | 59.1586
2024-10-16 09:00 | 45.6246 | 59.1743
2024-10-16 10:00 | 44.7713 | 59.0094
2024-10-16 11:00 | 43.8219 | 59.677
2024-10-16 12:00 | 42.9839 | 57.1791
2024-10-16 13:00 | 43.2102 | 56.5838
2024-10-16 14:00 | 42.5757 | 54.1829
2024-10-16 15:00 | 42.8402 | 55.557
2024-10-16 16:00 | 43.9788 | 59.342
2024-10-16 17:00 | 45.2355 | 62.3199
2024-10-16 18:00 | 45.5395 | 65.3616
2024-10-16 19:00 | 44.3779 | 64.7969
2024-10-16 20:00 | 41.8121 | 61.5787
2024-10-16 21:00 | 38.775 | 57.3442
2024-10-16 22:00 | 35.6098 | 53.2414
2024-10-16 23:00 | 32.437 | 49.6912
2024-10-17 | 30.7882 | 47.4271
2024-10-17 01:00 | 30.0396 | 43.2509
2024-10-17 02:00 | 30.0866 | 42.237
2024-10-17 03:00 | 30.4671 | 42.197
2024-10-17 04:00 | 31.4158 | 42.2587
2024-10-17 05:00 | 33.3277 | 45.2056
2024-10-17 06:00 | 37.7151 | 52.9686
2024-10-17 07:00 | 43.4868 | 59.3558
2024-10-17 08:00 | 44.9159 | 60.4403
2024-10-17 09:00 | 44.4344 | 60.6373
2024-10-17 10:00 | 43.6918 | 59.3265
2024-10-17 11:00 | 42.9843 | 57.6463
2024-10-17 12:00 | 39.9087 | 60.4429
2024-10-17 13:00 | 39.716 | 60.0311
2024-10-17 14:00 | 39.4449 | 57.7301
2024-10-17 15:00 | 39.7402 | 59.7946
2024-10-17 16:00 | 41.0782 | 63.0925
2024-10-17 17:00 | 42.5382 | 65.3345
2024-10-17 18:00 | 44.3678 | 66.1441
2024-10-17 19:00 | 43.973 | 65.2599
2024-10-17 20:00 | 41.7946 | 61.5957
2024-10-17 21:00 | 39.0533 | 56.9953
2024-10-17 22:00 | 36.1605 | 52.7483
2024-10-17 23:00 | 33.0579 | 49.3901
2024-10-18 | 30.9203 | 46.9798
2024-10-18 01:00 | 30.5016 | 43.1023
2024-10-18 02:00 | 30.5618 | 42.2408
2024-10-18 03:00 | 30.9476 | 42.2458
2024-10-18 04:00 | 31.9579 | 42.2747
2024-10-18 05:00 | 33.8458 | 44.9959
2024-10-18 06:00 | 37.9531 | 52.8935
2024-10-18 07:00 | 43.9693 | 59.1516
2024-10-18 08:00 | 45.7092 | 60.0489
2024-10-18 09:00 | 45.0744 | 58.9622
2024-10-18 10:00 | 44.0929 | 56.7579
2024-10-18 11:00 | 42.7123 | 54.8274
2024-10-18 12:00 | 42.6938 | 58.3461
2024-10-18 13:00 | 42.5211 | 57.7156
2024-10-18 14:00 | 41.9402 | 55.9486
2024-10-18 15:00 | 41.7461 | 58.0341
2024-10-18 16:00 | 42.5966 | 60.74
2024-10-18 17:00 | 43.7539 | 62.8598
2024-10-18 18:00 | 43.8686 | 63.4409
2024-10-18 19:00 | 43.4059 | 62.9968
2024-10-18 20:00 | 41.0861 | 59.3089
2024-10-18 21:00 | 38.3385 | 54.9378
2024-10-18 22:00 | 35.4868 | 50.7455
2024-10-18 23:00 | 32.4629 | 47.3034
2024-10-19 | 30.5662 | 45.2198
2024-10-19 01:00 | 29.9544 | 42.1882
2024-10-19 02:00 | 29.8988 | 41.4842
2024-10-19 03:00 | 30.124 | 41.6025
2024-10-19 04:00 | 30.9029 | 41.2026
2024-10-19 05:00 | 32.1176 | 43.2492
2024-10-19 06:00 | 34.5735 | 48.8217
2024-10-19 07:00 | 38.9443 | 52.3137
2024-10-19 08:00 | 40.7247 | 53.2484
2024-10-19 09:00 | 42.2287 | 55.0323
2024-10-19 10:00 | 42.7918 | 55.3091
2024-10-19 11:00 | 42.3898 | 54.6845
2024-10-19 12:00 | 40.3199 | 52.8138
2024-10-19 13:00 | 40.0138 | 52.1245
2024-10-19 14:00 | 39.3262 | 50.2523
2024-10-19 15:00 | 39.486 | 53.0968
2024-10-19 16:00 | 41.047 | 56.5668
2024-10-19 17:00 | 43.0023 | 59.7173
2024-10-19 18:00 | 43.8642 | 61.9862
2024-10-19 19:00 | 42.4844 | 59.9215
2024-10-19 20:00 | 39.4333 | 55.3066
2024-10-19 21:00 | 36.102 | 51.0874
2024-10-19 22:00 | 33.6341 | 48.1239
2024-10-19 23:00 | 31.2518 | 46.481
2024-10-20 | 29.9838 | 44.9888
2024-10-20 01:00 | 29.1415 | 41.8555
2024-10-20 02:00 | 29.0322 | 41.1718
2024-10-20 03:00 | 29.1709 | 41.0396
2024-10-20 04:00 | 29.885 | 40.6163
2024-10-20 05:00 | 30.9366 | 42.3754
2024-10-20 06:00 | 33.3648 | 47.5531
2024-10-20 07:00 | 37.2209 | 50.2138
2024-10-20 08:00 | 38.5968 | 50.5146
2024-10-20 09:00 | 39.0551 | 52.8379
2024-10-20 10:00 | 38.7077 | 54.4368
2024-10-20 11:00 | 37.7982 | 55.2532
2024-10-20 12:00 | 36.3956 | 52.9355
2024-10-20 13:00 | 36.2136 | 52.6726
2024-10-20 14:00 | 35.5435 | 51.9995
2024-10-20 15:00 | 35.9521 | 55.4323
2024-10-20 16:00 | 38.0287 | 58.8361
2024-10-20 17:00 | 40.7836 | 61.8079
2024-10-20 18:00 | 43.1964 | 62.2326
2024-10-20 19:00 | 42.1716 | 60.7986
2024-10-20 20:00 | 39.4274 | 56.5856
2024-10-20 21:00 | 36.2822 | 52.132
2024-10-20 22:00 | 33.6218 | 48.9712
2024-10-20 23:00 | 31.1198 | 46.9222
2024-10-21 | 30.4509 | 45.7251
2024-10-21 01:00 | 29.7779 | 43.2568
2024-10-21 02:00 | 29.9787 | 42.6731
2024-10-21 03:00 | 30.4302 | 42.4297
2024-10-21 04:00 | 31.5171 | 42.2442
2024-10-21 05:00 | 33.3636 | 45.6653
2024-10-21 06:00 | 37.755 | 52.0925
2024-10-21 07:00 | 43.9517 | 58.5965
2024-10-21 08:00 | 45.8059 | 59.4863
2024-10-21 09:00 | 45.4753 | 58.8199
2024-10-21 10:00 | 44.7215 | 56.45
2024-10-21 11:00 | 43.8265 | 55.062
2024-10-21 12:00 | 41.4005 | 52.3414
2024-10-21 13:00 | 41.1561 | 52.0301
2024-10-21 14:00 | 40.705 | 50.7322
2024-10-21 15:00 | 41.1267 | 52.5264
2024-10-21 16:00 | 42.6816 | 56.5434
2024-10-21 17:00 | 44.366 | 60.7677
2024-10-21 18:00 | 46.9569 | 60.4992
2024-10-21 19:00 | 45.8085 | 60.4949
2024-10-21 20:00 | 43.1444 | 57.9578
2024-10-21 21:00 | 40.0425 | 53.8225
2024-10-21 22:00 | 36.9058 | 49.5082
2024-10-21 23:00 | 33.6255 | 46.0993
2024-10-22 | 31.79 | 44.9804
2024-10-22 01:00 | 30.7821 | 45.4764
2024-10-22 02:00 | 30.8882 | 44.1873
2024-10-22 03:00 | 31.315 | 43.5634
2024-10-22 04:00 | 32.3852 | 43.3868
2024-10-22 05:00 | 34.3132 | 45.9503
2024-10-22 06:00 | 38.5802 | 52.8969
2024-10-22 07:00 | 44.6591 | 58.8976
2024-10-22 08:00 | 46.2734 | 58.9441
2024-10-22 09:00 | 45.1347 | 58.2079
2024-10-22 10:00 | 43.6379 | 56.8044
2024-10-22 11:00 | 42.0539 | 57.432
2024-10-22 12:00 | 40.3631 | 60.188
2024-10-22 13:00 | 39.9391 | 59.7364
2024-10-22 14:00 | 39.5467 | 57.7854
2024-10-22 15:00 | 39.8527 | 60.1217
2024-10-22 16:00 | 41.3444 | 63.6756
2024-10-22 17:00 | 43.2789 | 65.5092
2024-10-22 18:00 | 45.1915 | 66.3843
2024-10-22 19:00 | 44.4758 | 64.7477
2024-10-22 20:00 | 42.2913 | 61.1013
2024-10-22 21:00 | 39.4876 | 56.5328
2024-10-22 22:00 | 36.5379 | 52.1981
2024-10-22 23:00 | 33.4165 | 48.9752
2024-10-23 | 31.6932 | 47.521
2024-10-23 01:00 | 30.4507 | 43.43
2024-10-23 02:00 | 30.4992 | 42.4268
2024-10-23 03:00 | 30.8836 | 42.4208
2024-10-23 04:00 | 31.865 | 42.4295
2024-10-23 05:00 | 33.7453 | 45.0681
2024-10-23 06:00 | 37.985 | 52.4635
2024-10-23 07:00 | 43.9836 | 59.2271
2024-10-23 08:00 | 45.2557 | 60.6174
2024-10-23 09:00 | 44.0334 | 61.5094
2024-10-23 10:00 | 42.4261 | 61.0301
2024-10-23 11:00 | 41.046 | 61.479
2024-10-23 12:00 | 40.8319 | 61.8135
2024-10-23 13:00 | 40.6363 | 61.5664
2024-10-23 14:00 | 40.2567 | 59.9097
2024-10-23 15:00 | 40.579 | 61.934
2024-10-23 16:00 | 41.8853 | 65.0876
2024-10-23 17:00 | 43.5757 | 67.8837
2024-10-23 18:00 | 45.4667 | 68.9585
2024-10-23 19:00 | 43.9467 | 67.8334
2024-10-23 20:00 | 41.2675 | 64.3695
2024-10-23 21:00 | 38.2935 | 59.8701
2024-10-23 22:00 | 35.2461 | 55.2908
2024-10-23 23:00 | 32.0807 | 51.4307
2024-10-24 | 29.9948 | 48.1895
2024-10-24 01:00 | 29.553 | 45.4759
2024-10-24 02:00 | 29.6046 | 44.5964
2024-10-24 03:00 | 29.9746 | 44.6646
2024-10-24 04:00 | 30.8956 | 44.5796
2024-10-24 05:00 | 32.761 | 47.5285
2024-10-24 06:00 | 36.8323 | 55.3545
2024-10-24 07:00 | 42.7486 | 61.8624
2024-10-24 08:00 | 43.9248 | 62.7394
2024-10-24 09:00 | 42.9715 | 62.3344
2024-10-24 10:00 | 41.7641 | 60.7348
2024-10-24 11:00 | 40.8828 | 59.7548
2024-10-24 12:00 | 40.0037 | 60.0526
2024-10-24 13:00 | 39.7846 | 59.2433
2024-10-24 14:00 | 39.6091 | 57.6005
2024-10-24 15:00 | 39.9169 | 59.9642
2024-10-24 16:00 | 41.0497 | 63.4357
2024-10-24 17:00 | 42.2813 | 66.3558
2024-10-24 18:00 | 43.2201 | 68.7511
2024-10-24 19:00 | 42.5971 | 67.8462
2024-10-24 20:00 | 40.5109 | 64.4623
2024-10-24 21:00 | 37.8404 | 59.902
2024-10-24 22:00 | 35.0263 | 55.4733
2024-10-24 23:00 | 31.9435 | 51.7249
2024-10-25 | 30.0307 | 49.403
2024-10-25 01:00 | 29.0381 | 45.8969
2024-10-25 02:00 | 28.9683 | 45.0282
2024-10-25 03:00 | 29.2902 | 44.9241
2024-10-25 04:00 | 30.1987 | 44.7179
2024-10-25 05:00 | 32.0142 | 47.2463
2024-10-25 06:00 | 36.4366 | 54.5108
2024-10-25 07:00 | 42.178 | 60.9679
2024-10-25 08:00 | 43.5213 | 61.4355
2024-10-25 09:00 | 42.7971 | 59.9858
2024-10-25 10:00 | 41.9397 | 57.0207
2024-10-25 11:00 | 41.0403 | 55.1185
2024-10-25 12:00 | 40.619 | 55.2299
2024-10-25 13:00 | 40.2501 | 53.916
2024-10-25 14:00 | 39.8412 | 51.8976
2024-10-25 15:00 | 39.7509 | 53.6692
2024-10-25 16:00 | 40.3597 | 56.7572
2024-10-25 17:00 | 41.2752 | 60.5658
2024-10-25 18:00 | 41.7892 | 65.1613
2024-10-25 19:00 | 40.9892 | 64.2618
2024-10-25 20:00 | 38.6897 | 60.5941
2024-10-25 21:00 | 36.0132 | 56.1185
2024-10-25 22:00 | 33.237 | 51.7228
2024-10-25 23:00 | 30.298 | 48.2144
2024-10-26 | 28.4318 | 46.894
2024-10-26 01:00 | 27.4048 | 43.6209
2024-10-26 02:00 | 27.2311 | 42.9902
2024-10-26 03:00 | 27.4009 | 42.9937
2024-10-26 04:00 | 28.175 | 42.4622
2024-10-26 05:00 | 29.094 | 44.3808
2024-10-26 06:00 | 31.7571 | 50.3346
2024-10-26 07:00 | 36.3848 | 54.0143
2024-10-26 08:00 | 38.6703 | 54.9624
2024-10-26 09:00 | 39.7417 | 57.6901
2024-10-26 10:00 | 39.5593 | 59.1541
2024-10-26 11:00 | 38.9646 | 59.0876
2024-10-26 12:00 | 37.7815 | 56.1949
2024-10-26 13:00 | 37.2571 | 55.8115
2024-10-26 14:00 | 36.5333 | 53.841
2024-10-26 15:00 | 36.8611 | 56.0478
2024-10-26 16:00 | 38.7187 | 59.2855
2024-10-26 17:00 | 40.7491 | 61.2594
2024-10-26 18:00 | 42.1254 | 61.7282
2024-10-26 19:00 | 40.0295 | 59.048
2024-10-26 20:00 | 36.8691 | 54.7462
2024-10-26 21:00 | 34.1797 | 50.5858
2024-10-26 22:00 | 32.0047 | 47.494
2024-10-26 23:00 | 29.7334 | 45.7703
2024-10-27 | 27.9069 | 45.0487
2024-10-27 01:00 | 26.8806 | 41.0269
2024-10-27 02:00 | 26.7486 | 40.3785
2024-10-27 03:00 | 26.9301 | 40.2464
2024-10-27 04:00 | 27.6258 | 39.697
2024-10-27 05:00 | 28.3943 | 41.2865
2024-10-27 06:00 | 30.5358 | 46.5982
2024-10-27 07:00 | 34.5899 | 49.2366
2024-10-27 08:00 | 36.6487 | 48.6579
2024-10-27 09:00 | 37.558 | 49.459
2024-10-27 10:00 | 37.332 | 50.0096
2024-10-27 11:00 | 37.3888 | 51.2832
2024-10-27 12:00 | 36.5912 | 51.2136
2024-10-27 13:00 | 36.3634 | 51.3307
2024-10-27 14:00 | 35.7884 | 50.9252
2024-10-27 15:00 | 36.5698 | 54.493
2024-10-27 16:00 | 38.9496 | 58.3733
2024-10-27 17:00 | 41.659 | 61.0001
2024-10-27 18:00 | 43.8281 | 60.6146
2024-10-27 19:00 | 41.9612 | 59.144
2024-10-27 20:00 | 38.8713 | 55.6864
2024-10-27 21:00 | 35.938 | 51.5123
2024-10-27 22:00 | 33.4819 | 48.2495
2024-10-27 23:00 | 30.9442 | 45.9887
2024-10-28 | 29.336 | 44.721
2024-10-28 01:00 | 28.1482 | 41.4292
2024-10-28 02:00 | 28.2838 | 40.8481
2024-10-28 03:00 | 28.7616 | 40.9516
2024-10-28 04:00 | 29.8639 | 40.88
2024-10-28 05:00 | 31.7217 | 43.8801
2024-10-28 06:00 | 36.1842 | 51.7883
2024-10-28 07:00 | 42.7432 | 58.9337
2024-10-28 08:00 | 44.5951 | 61.0323
2024-10-28 09:00 | 44.4936 | 63.1084
2024-10-28 10:00 | 44.0334 | 63.3867
2024-10-28 11:00 | 43.4879 | 63.2192
2024-10-28 12:00 | 42.1325 | 58.7575
2024-10-28 13:00 | 42.3495 | 58.7087
2024-10-28 14:00 | 41.784 | 57.3149
2024-10-28 15:00 | 42.4094 | 59.5296
2024-10-28 16:00 | 43.7551 | 63.2319
2024-10-28 17:00 | 45.0388 | 66.5046
2024-10-28 18:00 | 45.7618 | 67.0967
2024-10-28 19:00 | 43.918 | 65.5793
2024-10-28 20:00 | 40.9998 | 62.0885
2024-10-28 21:00 | 38.0113 | 57.3856
2024-10-28 22:00 | 34.9393 | 52.8422
2024-10-28 23:00 | 31.7804 | 49.2277
2024-10-29 | 29.5442 | 46.3712
2024-10-29 01:00 | 28.6264 | 42.6792
2024-10-29 02:00 | 28.6446 | 41.7491
2024-10-29 03:00 | 29.0413 | 41.6413
2024-10-29 04:00 | 30.1542 | 41.5234
2024-10-29 05:00 | 31.9923 | 44.4683
2024-10-29 06:00 | 36.4883 | 52.4781
2024-10-29 07:00 | 42.7875 | 59.4423
2024-10-29 08:00 | 44.1147 | 60.6854
2024-10-29 09:00 | 43.0489 | 60.7878
2024-10-29 10:00 | 41.8078 | 59.6576
2024-10-29 11:00 | 40.8385 | 59.8027
2024-10-29 12:00 | 39.0442 | 56.5523
2024-10-29 13:00 | 38.8626 | 56.0241
2024-10-29 14:00 | 38.5696 | 54.5055
2024-10-29 15:00 | 38.8959 | 57.2815
2024-10-29 16:00 | 40.3297 | 61.4977
2024-10-29 17:00 | 42.1187 | 64.4119
2024-10-29 18:00 | 43.8373 | 67.3193
2024-10-29 19:00 | 42.6309 | 65.4591
2024-10-29 20:00 | 40.3881 | 61.5826
2024-10-29 21:00 | 37.7436 | 56.858
2024-10-29 22:00 | 34.9186 | 52.5071
2024-10-29 23:00 | 31.8911 | 48.9985
2024-10-30 | 30.6774 | 46.8828
2024-10-30 01:00 | 29.1775 | 43.7584
2024-10-30 02:00 | 29.1671 | 42.8647
2024-10-30 03:00 | 29.5267 | 42.6252
2024-10-30 04:00 | 30.5839 | 42.5222
2024-10-30 05:00 | 32.3762 | 45.0845
2024-10-30 06:00 | 36.959 | 52.1098
2024-10-30 07:00 | 43.2152 | 59.0437
2024-10-30 08:00 | 44.5388 | 60.3179
2024-10-30 09:00 | 43.7388 | 61.0919
2024-10-30 10:00 | 42.4852 | 60.3186
2024-10-30 11:00 | 41.788 | 60.3914
2024-10-30 12:00 | 39.8621 | 56.4007
2024-10-30 13:00 | 39.8184 | 56.1841
2024-10-30 14:00 | 39.3563 | 54.7041
2024-10-30 15:00 | 39.7468 | 56.9462
2024-10-30 16:00 | 41.0747 | 60.708
2024-10-30 17:00 | 42.7833 | 64.0396
2024-10-30 18:00 | 45.1125 | 67.2802
2024-10-30 19:00 | 43.4082 | 65.6782
2024-10-30 20:00 | 40.8092 | 62.3243
2024-10-30 21:00 | 38.0531 | 57.9143
2024-10-30 22:00 | 35.1132 | 53.3862
2024-10-30 23:00 | 32.0154 | 49.6638
2024-10-31 | 29.9916 | 46.8816
2024-10-31 01:00 | 28.9646 | 43.7797
2024-10-31 02:00 | 28.9501 | 42.8526
2024-10-31 03:00 | 29.3595 | 42.6632
2024-10-31 04:00 | 30.3801 | 42.5628
2024-10-31 05:00 | 32.2282 | 45.3703
2024-10-31 06:00 | 36.7273 | 53.1625
2024-10-31 07:00 | 42.9656 | 59.985
2024-10-31 08:00 | 44.3802 | 61.0237
2024-10-31 09:00 | 43.4905 | 61.5899
2024-10-31 10:00 | 42.1185 | 60.814
2024-10-31 11:00 | 41.0022 | 60.3139
2024-10-31 12:00 | 40.0274 | 54.9632
2024-10-31 13:00 | 39.8937 | 53.8225
2024-10-31 14:00 | 39.5746 | 51.9836
2024-10-31 15:00 | 39.8927 | 53.7285
2024-10-31 16:00 | 40.9682 | 57.8035
2024-10-31 17:00 | 42.1088 | 61.7825
2024-10-31 18:00 | 42.958 | 63.4749
2024-10-31 19:00 | 41.9937 | 62.9707
2024-10-31 20:00 | 39.8419 | 60.2787
2024-10-31 21:00 | 37.3072 | 56.0089
2024-10-31 22:00 | 34.5743 | 51.6551
2024-10-31 23:00 | 31.5739 | 47.8931
2024-11-01 | 29.6503 | 46.7068
2024-11-01 01:00 | 29.2768 | 46.0883
2024-11-01 02:00 | 29.2987 | 44.2131
2024-11-01 03:00 | 29.7696 | 43.641
2024-11-01 04:00 | 30.7586 | 43.5705
2024-11-01 05:00 | 32.5587 | 45.8027
2024-11-01 06:00 | 36.8467 | 54.0999
2024-11-01 07:00 | 42.7389 | 60.5799
2024-11-01 08:00 | 44.1027 | 60.0452
2024-11-01 09:00 | 42.8033 | 58.8368
2024-11-01 10:00 | 41.7802 | 54.7201
2024-11-01 11:00 | 40.5897 | 53.0651
2024-11-01 12:00 | 39.903 | 47.969
2024-11-01 13:00 | 39.5563 | 48.2637
2024-11-01 14:00 | 39.1963 | 45.9776
2024-11-01 15:00 | 39.1346 | 49.7751
2024-11-01 16:00 | 39.8254 | 53.3654
2024-11-01 17:00 | 40.8602 | 58.8469
2024-11-01 18:00 | 42.1479 | 63.2472
2024-11-01 19:00 | 40.9488 | 62.985
2024-11-01 20:00 | 38.4469 | 60.6278
2024-11-01 21:00 | 35.8589 | 56.1967
2024-11-01 22:00 | 33.0273 | 51.6002
2024-11-01 23:00 | 30.1052 | 48.3197
2024-11-02 | 28.2675 | 47.623
2024-11-02 01:00 | 27.5452 | 43.3706
2024-11-02 02:00 | 27.429 | 41.9417
2024-11-02 03:00 | 27.6996 | 41.4179
2024-11-02 04:00 | 28.5259 | 40.9244
2024-11-02 05:00 | 29.3757 | 42.4285
2024-11-02 06:00 | 32.0419 | 47.1094
2024-11-02 07:00 | 36.4514 | 51.1253
2024-11-02 08:00 | 38.6903 | 52.8729
2024-11-02 09:00 | 39.3977 | 53.9639
2024-11-02 10:00 | 39.3113 | 55.1692
2024-11-02 11:00 | 38.7095 | 54.8844
2024-11-02 12:00 | 37.9321 | 53.0572
2024-11-02 13:00 | 37.3463 | 52.5935
2024-11-02 14:00 | 36.4849 | 51.3772
2024-11-02 15:00 | 36.6757 | 54.9465
2024-11-02 16:00 | 38.5309 | 57.9395
2024-11-02 17:00 | 40.6648 | 61.1752
2024-11-02 18:00 | 41.9713 | 62.0291
2024-11-02 19:00 | 39.4342 | 59.0866
2024-11-02 20:00 | 36.1792 | 54.3234
2024-11-02 21:00 | 33.4947 | 50.1848
2024-11-02 22:00 | 31.2408 | 47.1667
2024-11-02 23:00 | 29.0121 | 45.282
2024-11-03 | 28.0047 | 44.9998
2024-11-03 01:00 | 27.8758 | 43.2911
2024-11-03 02:00 | 27.4877 | 41.0592
2024-11-03 03:00 | 27.6257 | 40.612
2024-11-03 04:00 | 27.8337 | 39.5419
2024-11-03 05:00 | 27.6309 | 39.8742
2024-11-03 06:00 | 27.8073 | 42.1112
2024-11-03 07:00 | 31.4028 | 44.0025
2024-11-03 08:00 | 35.3633 | 47.8042
2024-11-03 09:00 | 36.493 | 51.5557
2024-11-03 10:00 | 35.6083 | 51.9988
2024-11-03 11:00 | 35.2724 | 51.675
2024-11-03 12:00 | 35.0715 | 50.2715
2024-11-03 13:00 | 34.331 | 50.6758
2024-11-03 14:00 | 34.1341 | 49.5563
2024-11-03 15:00 | 34.8264 | 53.7424
2024-11-03 16:00 | 37.0051 | 56.802
2024-11-03 17:00 | 40.0483 | 62.337
2024-11-03 18:00 | 42.8631 | 66.6503
2024-11-03 19:00 | 40.896 | 63.2812
2024-11-03 20:00 | 38.3557 | 59.149
2024-11-03 21:00 | 36.2984 | 55.641
2024-11-03 22:00 | 34.5229 | 54.1384
2024-11-03 23:00 | 32.2793 | 51.7082
2024-11-04 | 29.8207 | 49.597
2024-11-04 01:00 | 28.4901 | 44.105
2024-11-04 02:00 | 28.3385 | 42.3371
2024-11-04 03:00 | 28.718 | 41.956
2024-11-04 04:00 | 29.363 | 41.6066
2024-11-04 05:00 | 30.2177 | 42.8988
2024-11-04 06:00 | 33.0328 | 48.4633
2024-11-04 07:00 | 38.8641 | 53.6241
2024-11-04 08:00 | 42.5805 | 58.1791
2024-11-04 09:00 | 43.2047 | 60.1628
2024-11-04 10:00 | 42.7867 | 61.3252
2024-11-04 11:00 | 42.4988 | 60.1978
2024-11-04 12:00 | 41.323 | 59.2311
2024-11-04 13:00 | 41.0204 | 59.3854
2024-11-04 14:00 | 40.9329 | 57.1904
2024-11-04 15:00 | 41.4696 | 60.1658
2024-11-04 16:00 | 42.8766 | 63.3428
2024-11-04 17:00 | 44.8984 | 67.9933
2024-11-04 18:00 | 48.1978 | 70.9145
2024-11-04 19:00 | 45.7088 | 67.7347
2024-11-04 20:00 | 42.8449 | 64.0975
2024-11-04 21:00 | 40.3561 | 60.4218
2024-11-04 22:00 | 37.7954 | 57.5665
2024-11-04 23:00 | 34.7509 | 54.0871
2024-11-05 | 31.5539 | 50.0673
2024-11-05 01:00 | 29.711 | 47.4117
2024-11-05 02:00 | 29.4668 | 44.8734
2024-11-05 03:00 | 29.8088 | 44.2871
2024-11-05 04:00 | 30.4609 | 43.6825
2024-11-05 05:00 | 31.3477 | 44.8316
2024-11-05 06:00 | 34.1795 | 49.7697
2024-11-05 07:00 | 39.981 | 55.2125
2024-11-05 08:00 | 43.63 | 59.5618
2024-11-05 09:00 | 44.0582 | 61.0332
2024-11-05 10:00 | 43.1766 | 60.9304
2024-11-05 11:00 | 42.5616 | 60.288
2024-11-05 12:00 | 41.9828 | 61.2178
2024-11-05 13:00 | 41.7905 | 60.8812
2024-11-05 14:00 | 41.6026 | 58.152
2024-11-05 15:00 | 41.8803 | 61.5528
2024-11-05 16:00 | 43.0155 | 64.75
2024-11-05 17:00 | 45.0522 | 69.0651
2024-11-05 18:00 | 47.1125 | 72.203
2024-11-05 19:00 | 44.9038 | 69.0302
2024-11-05 20:00 | 42.4418 | 65.3142
2024-11-05 21:00 | 40.1576 | 61.7464
2024-11-05 22:00 | 37.6685 | 58.7886
2024-11-05 23:00 | 34.6875 | 55.3007
2024-11-06 | 32.6174 | 52.7889
2024-11-06 01:00 | 30.5217 | 47.8711
2024-11-06 02:00 | 30.2847 | 45.4208
2024-11-06 03:00 | 30.6676 | 44.7343
2024-11-06 04:00 | 31.285 | 44.2633
2024-11-06 05:00 | 32.1877 | 45.3974
2024-11-06 06:00 | 35.1088 | 49.5386
2024-11-06 07:00 | 40.7937 | 55.3348
2024-11-06 08:00 | 44.1806 | 60.5535
2024-11-06 09:00 | 43.7536 | 62.9684
2024-11-06 10:00 | 42.1304 | 63.5723
2024-11-06 11:00 | 40.8789 | 62.3109
2024-11-06 12:00 | 41.2537 | 60.737
2024-11-06 13:00 | 40.9612 | 60.6509
2024-11-06 14:00 | 40.7211 | 58.5482
2024-11-06 15:00 | 41.0378 | 61.1903
2024-11-06 16:00 | 42.2806 | 63.6429
2024-11-06 17:00 | 44.4438 | 68.092
2024-11-06 18:00 | 47.8484 | 70.7638
2024-11-06 19:00 | 45.3391 | 68.2336
2024-11-06 20:00 | 42.6448 | 65.4067
2024-11-06 21:00 | 40.3182 | 62.4663
2024-11-06 22:00 | 37.804 | 59.6487
2024-11-06 23:00 | 34.7848 | 55.8949
2024-11-07 | 31.9338 | 51.5033
2024-11-07 01:00 | 30.8387 | 47.5561
2024-11-07 02:00 | 30.5904 | 45.0502
2024-11-07 03:00 | 30.9458 | 44.6534
2024-11-07 04:00 | 31.5576 | 44.2065
2024-11-07 05:00 | 32.4035 | 45.5806
2024-11-07 06:00 | 35.2406 | 49.8008
2024-11-07 07:00 | 40.9353 | 55.4722
2024-11-07 08:00 | 44.6236 | 60.3071
2024-11-07 09:00 | 44.6094 | 62.8568
2024-11-07 10:00 | 43.259 | 63.2229
2024-11-07 11:00 | 42.0454 | 61.754
2024-11-07 12:00 | 43.468 | 61.7397
2024-11-07 13:00 | 43.1767 | 61.3504
2024-11-07 14:00 | 43.0763 | 58.7657
2024-11-07 15:00 | 43.3579 | 61.9786
2024-11-07 16:00 | 44.5666 | 64.6634
2024-11-07 17:00 | 46.3939 | 69.4138
2024-11-07 18:00 | 47.4316 | 72.0014
2024-11-07 19:00 | 45.7494 | 68.9415
2024-11-07 20:00 | 43.5117 | 65.2708
2024-11-07 21:00 | 41.4305 | 61.6028
2024-11-07 22:00 | 39.1264 | 58.4313
2024-11-07 23:00 | 36.1543 | 54.8078
2024-11-08 | 33.2544 | 52.3497
2024-11-08 01:00 | 31.5243 | 49.1744
2024-11-08 02:00 | 31.2113 | 46.5827
2024-11-08 03:00 | 31.5365 | 46.0846
2024-11-08 04:00 | 32.1307 | 45.7216
2024-11-08 05:00 | 32.9197 | 46.8844
2024-11-08 06:00 | 35.61 | 51.7876
2024-11-08 07:00 | 41.111 | 57.1792
2024-11-08 08:00 | 44.5809 | 61.871
2024-11-08 09:00 | 44.5379 | 62.3039
2024-11-08 10:00 | 43.2654 | 60.6833
2024-11-08 11:00 | 42.2253 | 57.4509
2024-11-08 12:00 | 42.4236 | 60.0342
2024-11-08 13:00 | 41.9846 | 59.1207
2024-11-08 14:00 | 41.7076 | 56.515
2024-11-08 15:00 | 41.5865 | 58.6697
2024-11-08 16:00 | 42.4414 | 61.2902
2024-11-08 17:00 | 44.2989 | 66.1697
2024-11-08 18:00 | 47.3119 | 71.8204
2024-11-08 19:00 | 44.9968 | 69.6757
2024-11-08 20:00 | 42.257 | 66.8298
2024-11-08 21:00 | 39.9242 | 63.7738
2024-11-08 22:00 | 37.5158 | 60.8871
2024-11-08 23:00 | 34.569 | 57.1627
2024-11-09 | 32.1443 | 52.1271
2024-11-09 01:00 | 30.3255 | 50.92
2024-11-09 02:00 | 29.8758 | 48.3766
2024-11-09 03:00 | 29.9975 | 47.717
2024-11-09 04:00 | 30.3478 | 47.2969
2024-11-09 05:00 | 30.4063 | 47.9464
2024-11-09 06:00 | 31.4313 | 49.9632
2024-11-09 07:00 | 35.3438 | 52.3176
2024-11-09 08:00 | 39.1832 | 55.6749
2024-11-09 09:00 | 41.2718 | 57.7408
2024-11-09 10:00 | 41.5025 | 57.4772
2024-11-09 11:00 | 41.1709 | 54.3841
2024-11-09 12:00 | 41.0742 | 54.5519
2024-11-09 13:00 | 40.3758 | 53.4075
2024-11-09 14:00 | 39.8497 | 50.9995
2024-11-09 15:00 | 39.9963 | 53.6889
2024-11-09 16:00 | 41.587 | 56.5983
2024-11-09 17:00 | 44.2339 | 63.6708
2024-11-09 18:00 | 45.5794 | 70.0554
2024-11-09 19:00 | 43.2846 | 67.3112
2024-11-09 20:00 | 40.3637 | 62.8978
2024-11-09 21:00 | 38.0363 | 59.4759
2024-11-09 22:00 | 36.307 | 57.748
2024-11-09 23:00 | 34.1539 | 55.6662
2024-11-10 | 31.4906 | 54.1141
2024-11-10 01:00 | 29.9541 | 50.4127
2024-11-10 02:00 | 29.5484 | 48.2806
2024-11-10 03:00 | 29.7054 | 47.6935
2024-11-10 04:00 | 29.9871 | 47.2631
2024-11-10 05:00 | 29.9929 | 47.6809
2024-11-10 06:00 | 30.7156 | 49.9649
2024-11-10 07:00 | 34.0667 | 51.706
2024-11-10 08:00 | 37.3485 | 54.4265
2024-11-10 09:00 | 38.5405 | 57.1756
2024-11-10 10:00 | 38.1349 | 58.3839
2024-11-10 11:00 | 37.7011 | 56.3774
2024-11-10 12:00 | 37.5405 | 53.1706
2024-11-10 13:00 | 37.047 | 52.297
2024-11-10 14:00 | 36.7525 | 50.3252
2024-11-10 15:00 | 37.1125 | 53.6602
2024-11-10 16:00 | 39.2038 | 57.2445
2024-11-10 17:00 | 42.7037 | 64.6096
2024-11-10 18:00 | 45.7648 | 69.61
2024-11-10 19:00 | 43.9752 | 67.5486
2024-11-10 20:00 | 41.3961 | 64.067
2024-11-10 21:00 | 39.0034 | 60.9699
2024-11-10 22:00 | 37.046 | 59.2349
2024-11-10 23:00 | 34.6484 | 56.7799
2024-11-11 | 32.563 | 54.756
2024-11-11 01:00 | 30.6954 | 49.8794
2024-11-11 02:00 | 30.5642 | 47.6786
2024-11-11 03:00 | 31.0216 | 47.3323
2024-11-11 04:00 | 31.5273 | 46.8302
2024-11-11 05:00 | 32.3816 | 48.2591
2024-11-11 06:00 | 34.8228 | 53.4242
2024-11-11 07:00 | 40.4875 | 58.4647
2024-11-11 08:00 | 43.8468 | 62.3251
2024-11-11 09:00 | 43.3432 | 61.6698
2024-11-11 10:00 | 41.8798 | 58.7375
2024-11-11 11:00 | 40.8939 | 55.2362
2024-11-11 12:00 | 39.7933 | 55.2563
2024-11-11 13:00 | 39.3746 | 54.438
2024-11-11 14:00 | 39.3446 | 51.7535
2024-11-11 15:00 | 39.8347 | 54.375
2024-11-11 16:00 | 41.226 | 58.2308
2024-11-11 17:00 | 43.5157 | 66.124
2024-11-11 18:00 | 46.0389 | 73.5899
2024-11-11 19:00 | 44.0592 | 71.0538
2024-11-11 20:00 | 41.7376 | 67.6763
2024-11-11 21:00 | 39.3593 | 64.2053
2024-11-11 22:00 | 36.9532 | 60.8503
2024-11-11 23:00 | 34.0029 | 56.9099
2024-11-12 | 31.3104 | 54.1664
2024-11-12 01:00 | 29.7207 | 49.9924
2024-11-12 02:00 | 29.4542 | 47.4055
2024-11-12 03:00 | 29.8412 | 46.6266
2024-11-12 04:00 | 30.3829 | 45.9523
2024-11-12 05:00 | 31.2456 | 46.9317
2024-11-12 06:00 | 33.8484 | 52.1787
2024-11-12 07:00 | 39.5442 | 57.4079
2024-11-12 08:00 | 42.8406 | 62.0802
2024-11-12 09:00 | 42.1818 | 63.8207
2024-11-12 10:00 | 40.7722 | 63.9763
2024-11-12 11:00 | 39.6211 | 63.1878
2024-11-12 12:00 | 39.6628 | 61.1939
2024-11-12 13:00 | 39.0809 | 60.9992
2024-11-12 14:00 | 39.2153 | 59.0417
2024-11-12 15:00 | 39.2542 | 62.0572
2024-11-12 16:00 | 40.513 | 65.3065
2024-11-12 17:00 | 42.9714 | 69.4163
2024-11-12 18:00 | 45.8104 | 72.4102
2024-11-12 19:00 | 43.9278 | 69.2959
2024-11-12 20:00 | 41.8632 | 65.6929
2024-11-12 21:00 | 39.7736 | 62.2247
2024-11-12 22:00 | 37.5208 | 59.1282
2024-11-12 23:00 | 34.6142 | 55.4645
2024-11-13 | 31.867 | 53.1155
2024-11-13 01:00 | 30.1702 | 49.1042
2024-11-13 02:00 | 29.8707 | 46.4569
2024-11-13 03:00 | 30.2109 | 45.5752
2024-11-13 04:00 | 30.6453 | 45.0895
2024-11-13 05:00 | 31.4509 | 45.8894
2024-11-13 06:00 | 34.353 | 49.9555
2024-11-13 07:00 | 39.8969 | 55.1949
2024-11-13 08:00 | 43.0136 | 59.5816
2024-11-13 09:00 | 42.4887 | 59.7976
2024-11-13 10:00 | 40.9323 | 57.9153
2024-11-13 11:00 | 40.1636 | 55.3902
2024-11-13 12:00 | 39.8628 | 58.235
2024-11-13 13:00 | 39.4712 | 57.8775
2024-11-13 14:00 | 39.5874 | 55.6019
2024-11-13 15:00 | 39.9787 | 57.661
2024-11-13 16:00 | 41.1997 | 60.8416
2024-11-13 17:00 | 43.5646 | 66.8221
2024-11-13 18:00 | 46.1969 | 71.9407
2024-11-13 19:00 | 44.4057 | 68.9523
2024-11-13 20:00 | 42.4136 | 65.6755
2024-11-13 21:00 | 40.3146 | 62.471
2024-11-13 22:00 | 37.9802 | 59.2708
2024-11-13 23:00 | 34.9872 | 55.2845
2024-11-14 | 32.0381 | 52.0946
2024-11-14 01:00 | 30.1306 | 52.5922
2024-11-14 02:00 | 29.7826 | 49.7136
2024-11-14 03:00 | 30.1272 | 48.8082
2024-11-14 04:00 | 30.5644 | 48.3507
2024-11-14 05:00 | 31.3272 | 49.2678
2024-11-14 06:00 | 34.1969 | 53.8801
2024-11-14 07:00 | 39.9578 | 58.2818
2024-11-14 08:00 | 43.6322 | 62.1048
2024-11-14 09:00 | 43.613 | 64.0089
2024-11-14 10:00 | 42.6355 | 64.5395
2024-11-14 11:00 | 41.8051 | 64.6453
2024-11-14 12:00 | 41.2995 | 65.5591
2024-11-14 13:00 | 40.7947 | 65.5246
2024-11-14 14:00 | 40.7183 | 63.301
2024-11-14 15:00 | 40.7122 | 65.8653
2024-11-14 16:00 | 41.9542 | 69.1026
2024-11-14 17:00 | 44.1425 | 72.9601
2024-11-14 18:00 | 47.4828 | 76.3037
2024-11-14 19:00 | 45.5068 | 74.0711
2024-11-14 20:00 | 43.2908 | 72.0332
2024-11-14 21:00 | 41.1777 | 69.2079
2024-11-14 22:00 | 38.8807 | 66.1248
2024-11-14 23:00 | 35.9259 | 62.0999
2024-11-15 | 32.7743 | 56.3232
2024-11-15 01:00 | 31.1479 | 54.4484
2024-11-15 02:00 | 30.8191 | 51.6407
2024-11-15 03:00 | 31.2287 | 50.5864
2024-11-15 04:00 | 31.7101 | 50.103
2024-11-15 05:00 | 32.5167 | 50.9809
2024-11-15 06:00 | 35.3053 | 53.1204
2024-11-15 07:00 | 40.9758 | 58.2156
2024-11-15 08:00 | 44.4131 | 63.3064
2024-11-15 09:00 | 43.7505 | 65.5127
2024-11-15 10:00 | 42.1523 | 65.8343
2024-11-15 11:00 | 40.8673 | 64.9697
2024-11-15 12:00 | 40.1709 | 63.9059
2024-11-15 13:00 | 39.5517 | 63.8011
2024-11-15 14:00 | 39.2704 | 62.2487
2024-11-15 15:00 | 38.8628 | 64.9257
2024-11-15 16:00 | 39.7551 | 67.0814
2024-11-15 17:00 | 42.1826 | 70.7976
2024-11-15 18:00 | 46.0102 | 73.6439
2024-11-15 19:00 | 44.3464 | 71.1589
2024-11-15 20:00 | 42.1068 | 67.7982
2024-11-15 21:00 | 40.1487 | 64.7193
2024-11-15 22:00 | 37.8974 | 61.8484
2024-11-15 23:00 | 34.9807 | 57.7191
2024-11-16 | 31.9778 | 55.1204
2024-11-16 01:00 | 30.3809 | 50.0816
2024-11-16 02:00 | 29.9162 | 47.7377
2024-11-16 03:00 | 30.1379 | 47.0583
2024-11-16 04:00 | 30.3287 | 46.2769
2024-11-16 05:00 | 30.2989 | 46.9606
2024-11-16 06:00 | 31.1734 | 49.1291
2024-11-16 07:00 | 35.0565 | 51.1619
2024-11-16 08:00 | 38.896 | 55.5197
2024-11-16 09:00 | 39.5476 | 59.4267
2024-11-16 10:00 | 38.8373 | 61.071
2024-11-16 11:00 | 37.8323 | 59.9645
2024-11-16 12:00 | 37.0986 | 58.9166
2024-11-16 13:00 | 35.7657 | 58.4293
2024-11-16 14:00 | 35.2406 | 56.0042
2024-11-16 15:00 | 34.9478 | 58.1566
2024-11-16 16:00 | 36.6833 | 60.8493
2024-11-16 17:00 | 39.998 | 66.3929
2024-11-16 18:00 | 44.1826 | 70.0514
2024-11-16 19:00 | 42.1893 | 66.3237
2024-11-16 20:00 | 39.5983 | 61.4733
2024-11-16 21:00 | 37.515 | 58.1338
2024-11-16 22:00 | 35.984 | 56.5557
2024-11-16 23:00 | 33.9231 | 54.418
2024-11-17 | 31.2542 | 52.6928
2024-11-17 01:00 | 29.5646 | 49.0621
2024-11-17 02:00 | 29.076 | 46.9254
2024-11-17 03:00 | 29.2589 | 46.258
2024-11-17 04:00 | 29.4053 | 45.3284
2024-11-17 05:00 | 29.3053 | 45.2959
2024-11-17 06:00 | 29.8595 | 47.1563
2024-11-17 07:00 | 33.2003 | 48.3809
2024-11-17 08:00 | 36.6373 | 51.2866
2024-11-17 09:00 | 37.4889 | 54.0374
2024-11-17 10:00 | 36.8923 | 55.6621
2024-11-17 11:00 | 36.5457 | 55.8892
2024-11-17 12:00 | 36.133 | 54.2218
2024-11-17 13:00 | 35.4446 | 54.7523
2024-11-17 14:00 | 35.1534 | 53.683
2024-11-17 15:00 | 35.3971 | 57.7698
2024-11-17 16:00 | 37.6041 | 61.361
2024-11-17 17:00 | 41.3436 | 66.7533
2024-11-17 18:00 | 45.0498 | 70.7356
2024-11-17 19:00 | 43.0481 | 67.057
2024-11-17 20:00 | 40.5609 | 63.1628
2024-11-17 21:00 | 38.5194 | 60.08
2024-11-17 22:00 | 36.6626 | 58.1678
2024-11-17 23:00 | 34.3422 | 55.6227
2024-11-18 | 31.5341 | 53.0435
2024-11-18 01:00 | 29.8575 | 49.0512
2024-11-18 02:00 | 29.6549 | 46.8399
2024-11-18 03:00 | 30.1228 | 46.3178
2024-11-18 04:00 | 30.5857 | 45.632
2024-11-18 05:00 | 31.3732 | 46.7024
2024-11-18 06:00 | 34.1307 | 50.5509
2024-11-18 07:00 | 39.9699 | 55.6006
2024-11-18 08:00 | 43.7208 | 60.2098
2024-11-18 09:00 | 43.756 | 61.8802
2024-11-18 10:00 | 42.8995 | 61.3622
2024-11-18 11:00 | 42.226 | 60.8099
2024-11-18 12:00 | 40.8621 | 59.2328
2024-11-18 13:00 | 40.2784 | 59.5371
2024-11-18 14:00 | 40.1812 | 57.7363
2024-11-18 15:00 | 40.259 | 60.7215
2024-11-18 16:00 | 41.6022 | 64.3097
2024-11-18 17:00 | 44.1858 | 70.5802
2024-11-18 18:00 | 47.2699 | 74.7141
2024-11-18 19:00 | 45.139 | 71.3347
2024-11-18 20:00 | 42.8254 | 67.4148
2024-11-18 21:00 | 40.641 | 63.8175
2024-11-18 22:00 | 38.2349 | 60.4557
2024-11-18 23:00 | 35.2206 | 56.3426
2024-11-19 | 32.1883 | 53.9369
2024-11-19 01:00 | 30.1027 | 49.9778
2024-11-19 02:00 | 29.7625 | 47.3506
2024-11-19 03:00 | 30.119 | 46.4738
2024-11-19 04:00 | 30.5511 | 45.7514
2024-11-19 05:00 | 31.3024 | 46.7145
2024-11-19 06:00 | 34.1005 | 51.4327
2024-11-19 07:00 | 39.8084 | 56.3692
2024-11-19 08:00 | 43.5502 | 61.0829
2024-11-19 09:00 | 43.9526 | 62.5628
2024-11-19 10:00 | 43.4324 | 62.3346
2024-11-19 11:00 | 43.1958 | 62.2102
2024-11-19 12:00 | 43.2885 | 59.9972
2024-11-19 13:00 | 42.9538 | 59.9335
2024-11-19 14:00 | 43.0185 | 58.1336
2024-11-19 15:00 | 43.1336 | 61.0779
2024-11-19 16:00 | 44.325 | 64.7234
2024-11-19 17:00 | 46.6525 | 69.5383
2024-11-19 18:00 | 47.9816 | 73.7204
2024-11-19 19:00 | 45.85 | 70.4815
2024-11-19 20:00 | 43.6445 | 66.9486
2024-11-19 21:00 | 41.61 | 63.7764
2024-11-19 22:00 | 39.2977 | 60.8318
2024-11-19 23:00 | 36.303 | 56.8814
2024-11-20 | 33.0807 | 53.7083
2024-11-20 01:00 | 31.1937 | 51.8477
2024-11-20 02:00 | 30.8936 | 49.1303
2024-11-20 03:00 | 31.2805 | 48.2203
2024-11-20 04:00 | 31.6927 | 47.5074
2024-11-20 05:00 | 32.3964 | 48.3674
2024-11-20 06:00 | 35.0328 | 51.4673
2024-11-20 07:00 | 40.8964 | 56.0166
2024-11-20 08:00 | 44.9126 | 60.5943
2024-11-20 09:00 | 45.389 | 61.4738
2024-11-20 10:00 | 44.6505 | 59.03
2024-11-20 11:00 | 44.2602 | 58.4016
2024-11-20 12:00 | 42.6597 | 53.5901
2024-11-20 13:00 | 42.2102 | 53.7355
2024-11-20 14:00 | 42.0412 | 52.5616
2024-11-20 15:00 | 41.9719 | 54.8834
2024-11-20 16:00 | 43.2378 | 58.7523
2024-11-20 17:00 | 45.8621 | 65.3537
2024-11-20 18:00 | 48.3815 | 67.1081
2024-11-20 19:00 | 46.5312 | 65.4869
2024-11-20 20:00 | 44.4839 | 63.4427
2024-11-20 21:00 | 42.5785 | 60.9653
2024-11-20 22:00 | 40.2777 | 57.9574
2024-11-20 23:00 | 37.25 | 53.7574
2024-11-21 | 34.03 | 51.2656
2024-11-21 01:00 | 32.0603 | 49.2345
2024-11-21 02:00 | 31.7536 | 46.5034
2024-11-21 03:00 | 32.2142 | 45.7871
2024-11-21 04:00 | 32.6212 | 45.3066
2024-11-21 05:00 | 33.4079 | 46.5048
2024-11-21 06:00 | 36.1891 | 50.3898
2024-11-21 07:00 | 41.8948 | 55.3119
2024-11-21 08:00 | 45.6496 | 60.1493
2024-11-21 09:00 | 45.0706 | 62.0118
2024-11-21 10:00 | 43.49 | 61.6041
2024-11-21 11:00 | 42.1851 | 60.8001
2024-11-21 12:00 | 42.3769 | 56.8143
2024-11-21 13:00 | 41.8253 | 55.8657
2024-11-21 14:00 | 41.6577 | 53.2489
2024-11-21 15:00 | 41.6124 | 55.2026
2024-11-21 16:00 | 42.8987 | 59.1505
2024-11-21 17:00 | 45.3891 | 66.3878
2024-11-21 18:00 | 48.1709 | 70.4173
2024-11-21 19:00 | 46.4664 | 68.7141
2024-11-21 20:00 | 44.4683 | 66.1067
2024-11-21 21:00 | 42.5292 | 63.3596
2024-11-21 22:00 | 40.2727 | 60.3382
2024-11-21 23:00 | 37.2803 | 55.917
2024-11-22 | 33.9448 | 53.5778
2024-11-22 01:00 | 32.0174 | 50.7775
2024-11-22 02:00 | 31.6055 | 48.0352
2024-11-22 03:00 | 31.9842 | 47.0179
2024-11-22 04:00 | 32.3319 | 46.5007
2024-11-22 05:00 | 33.0155 | 47.4823
2024-11-22 06:00 | 35.5155 | 50.9116
2024-11-22 07:00 | 41.1049 | 55.3013
2024-11-22 08:00 | 44.8784 | 58.9146
2024-11-22 09:00 | 45.0583 | 57.4297
2024-11-22 10:00 | 44.2748 | 54.1336
2024-11-22 11:00 | 43.5612 | 52.1333
2024-11-22 12:00 | 41.6301 | 51.8332
2024-11-22 13:00 | 40.9947 | 50.715
2024-11-22 14:00 | 40.842 | 48.2784
2024-11-22 15:00 | 40.3777 | 49.8715
2024-11-22 16:00 | 41.2172 | 53.6209
2024-11-22 17:00 | 43.547 | 61.0735
2024-11-22 18:00 | 46.2774 | 68.4264
2024-11-22 19:00 | 44.3472 | 66.7878
2024-11-22 20:00 | 42.0308 | 64.1494
2024-11-22 21:00 | 40.0669 | 61.7731
2024-11-22 22:00 | 37.8846 | 59.1602
2024-11-22 23:00 | 34.9847 | 54.8904
2024-11-23 | 31.9699 | 51.8897
2024-11-23 01:00 | 29.9901 | 48.5864
2024-11-23 02:00 | 29.45 | 46.0135
2024-11-23 03:00 | 29.6188 | 45.1482
2024-11-23 04:00 | 29.7411 | 44.1843
2024-11-23 05:00 | 29.6416 | 44.5804
2024-11-23 06:00 | 30.5366 | 46.2723
2024-11-23 07:00 | 34.4784 | 47.8229
2024-11-23 08:00 | 38.6012 | 52.8139
2024-11-23 09:00 | 40.3792 | 56.7349
2024-11-23 10:00 | 40.6336 | 58.1955
2024-11-23 11:00 | 40.7008 | 58.1714
2024-11-23 12:00 | 39.4878 | 57.5396
2024-11-23 13:00 | 38.6503 | 57.2984
2024-11-23 14:00 | 38.0942 | 55.4052
2024-11-23 15:00 | 37.885 | 57.5958
2024-11-23 16:00 | 39.4968 | 60.5487
2024-11-23 17:00 | 42.4957 | 65.7373
2024-11-23 18:00 | 45.5235 | 69.4515
2024-11-23 19:00 | 42.4946 | 65.6529
2024-11-23 20:00 | 39.3803 | 61.195
2024-11-23 21:00 | 37.3004 | 58.301
2024-11-23 22:00 | 35.6786 | 56.7317
2024-11-23 23:00 | 33.5364 | 54.3294
2024-11-24 | 31.0385 | 51.5188
2024-11-24 01:00 | 29.1993 | 47.7945
2024-11-24 02:00 | 28.7144 | 45.6248
2024-11-24 03:00 | 28.9188 | 44.8735
2024-11-24 04:00 | 28.9508 | 43.8966
2024-11-24 05:00 | 28.6861 | 43.6456
2024-11-24 06:00 | 29.2336 | 44.9806
2024-11-24 07:00 | 32.7935 | 45.8278
2024-11-24 08:00 | 36.7283 | 49.247
2024-11-24 09:00 | 37.981 | 50.8332
2024-11-24 10:00 | 37.799 | 50.749
2024-11-24 11:00 | 37.9365 | 50.4317
2024-11-24 12:00 | 39.1989 | 48.1242
2024-11-24 13:00 | 38.6904 | 47.965
2024-11-24 14:00 | 38.4873 | 46.6844
2024-11-24 15:00 | 38.7455 | 50.8232
2024-11-24 16:00 | 40.938 | 55.5637
2024-11-24 17:00 | 44.5839 | 62.826
2024-11-24 18:00 | 45.5794 | 68.9071
2024-11-24 19:00 | 43.4749 | 65.1697
2024-11-24 20:00 | 40.9546 | 61.2871
2024-11-24 21:00 | 39.0142 | 58.668
2024-11-24 22:00 | 37.3059 | 56.9058
2024-11-24 23:00 | 34.9116 | 54.0207
2024-11-25 | 32.3382 | 52.2671
2024-11-25 01:00 | 29.9321 | 48.2525
2024-11-25 02:00 | 29.7034 | 46.0141
2024-11-25 03:00 | 30.2092 | 45.4371
2024-11-25 04:00 | 30.597 | 44.6851
2024-11-25 05:00 | 31.3266 | 45.7689
2024-11-25 06:00 | 34.0078 | 50.0234
2024-11-25 07:00 | 39.9219 | 54.6285
2024-11-25 08:00 | 43.8511 | 59.3345
2024-11-25 09:00 | 44.095 | 61.2717
2024-11-25 10:00 | 43.5528 | 60.5829
2024-11-25 11:00 | 43.2731 | 60.3837
2024-11-25 12:00 | 43.0515 | 61.0908
2024-11-25 13:00 | 42.8168 | 61.7877
2024-11-25 14:00 | 42.64 | 59.7891
2024-11-25 15:00 | 42.7238 | 62.4022
2024-11-25 16:00 | 43.9635 | 66.0451
2024-11-25 17:00 | 46.328 | 71.6616
2024-11-25 18:00 | 48.4814 | 74.7764
2024-11-25 19:00 | 45.9999 | 72.1249
2024-11-25 20:00 | 43.5691 | 69.6093
2024-11-25 21:00 | 41.3735 | 67.0517
2024-11-25 22:00 | 38.9311 | 63.9984
2024-11-25 23:00 | 35.8977 | 59.8316
2024-11-26 | 32.758 | 53.7846
2024-11-26 01:00 | 30.5909 | 51.311
2024-11-26 02:00 | 30.222 | 48.5907
2024-11-26 03:00 | 30.6408 | 47.9019
2024-11-26 04:00 | 30.996 | 47.2083
2024-11-26 05:00 | 31.7028 | 48.207
2024-11-26 06:00 | 34.526 | 51.8443
2024-11-26 07:00 | 40.2853 | 56.9894
2024-11-26 08:00 | 44.0394 | 63.0481
2024-11-26 09:00 | 43.9614 | 65.9574
2024-11-26 10:00 | 43.1643 | 66.2473
2024-11-26 11:00 | 42.6689 | 66.3693
2024-11-26 12:00 | 41.6992 | 62.017
2024-11-26 13:00 | 41.2536 | 61.3281
2024-11-26 14:00 | 41.2811 | 59.0309
2024-11-26 15:00 | 41.2119 | 61.4069
2024-11-26 16:00 | 42.4805 | 65.308
2024-11-26 17:00 | 45.1421 | 71.7624
2024-11-26 18:00 | 48.1278 | 76.4066
2024-11-26 19:00 | 45.8828 | 73.8759
2024-11-26 20:00 | 43.7192 | 70.4236
2024-11-26 21:00 | 41.7184 | 67.4028
2024-11-26 22:00 | 39.4202 | 64.26
2024-11-26 23:00 | 36.4296 | 59.6857
2024-11-27 | 33.5732 | 57.1707
2024-11-27 01:00 | 31.3456 | 52.3526
2024-11-27 02:00 | 30.9858 | 49.787
2024-11-27 03:00 | 31.3943 | 49.0145
2024-11-27 04:00 | 31.6928 | 48.3686
2024-11-27 05:00 | 32.3538 | 49.3578
2024-11-27 06:00 | 35.0809 | 53.0634
2024-11-27 07:00 | 40.8461 | 57.8168
2024-11-27 08:00 | 44.5372 | 63.146
2024-11-27 09:00 | 44.0817 | 64.8426
2024-11-27 10:00 | 42.7712 | 64.0114
2024-11-27 11:00 | 41.9105 | 63.3724
2024-11-27 12:00 | 41.7835 | 58.2594
2024-11-27 13:00 | 41.3584 | 57.6714
2024-11-27 14:00 | 41.2962 | 55.6734
2024-11-27 15:00 | 41.1731 | 57.5314
2024-11-27 16:00 | 42.408 | 61.016
2024-11-27 17:00 | 45.1174 | 68.4541
2024-11-27 18:00 | 49.3847 | 73.379
2024-11-27 19:00 | 46.7355 | 71.6144
2024-11-27 20:00 | 44.2828 | 68.6381
2024-11-27 21:00 | 42.1776 | 66.1522
2024-11-27 22:00 | 39.7888 | 63.0935
2024-11-27 23:00 | 36.7142 | 58.1902
2024-11-28 | 33.4143 | 56.0723
2024-11-28 01:00 | 31.1066 | 50.5587
2024-11-28 02:00 | 30.6976 | 48.0324
2024-11-28 03:00 | 31.0756 | 47.5743
2024-11-28 04:00 | 31.3521 | 46.892
2024-11-28 05:00 | 31.9899 | 48.104
2024-11-28 06:00 | 34.7224 | 52.5713
2024-11-28 07:00 | 40.3699 | 57.3176
2024-11-28 08:00 | 44.1824 | 62.5862
2024-11-28 09:00 | 44.4692 | 65.3312
2024-11-28 10:00 | 43.887 | 65.2326
2024-11-28 11:00 | 43.6435 | 64.7443
2024-11-28 12:00 | 43.0978 | 65.4276
2024-11-28 13:00 | 42.8153 | 65.5877
2024-11-28 14:00 | 42.8352 | 63.8297
2024-11-28 15:00 | 42.7447 | 66.5056
2024-11-28 16:00 | 43.8557 | 69.2375
2024-11-28 17:00 | 46.0772 | 73.8334
2024-11-28 18:00 | 48.7087 | 75.9508
2024-11-28 19:00 | 46.1001 | 72.7355
2024-11-28 20:00 | 43.7301 | 68.8851
2024-11-28 21:00 | 41.596 | 65.6244
2024-11-28 22:00 | 39.2721 | 62.254
2024-11-28 23:00 | 36.2615 | 57.9509
2024-11-29 | 33.6077 | 55.0507
2024-11-29 01:00 | 31.0718 | 50.4107
2024-11-29 02:00 | 30.5994 | 47.9212
2024-11-29 03:00 | 30.939 | 47.3685
2024-11-29 04:00 | 31.1978 | 46.5877
2024-11-29 05:00 | 31.7741 | 47.3188
2024-11-29 06:00 | 34.3361 | 51.8708
2024-11-29 07:00 | 39.8642 | 56.4379
2024-11-29 08:00 | 43.508 | 61.548
2024-11-29 09:00 | 43.6981 | 63.5777
2024-11-29 10:00 | 43.2157 | 63.3239
2024-11-29 11:00 | 43.009 | 63.4113
2024-11-29 12:00 | 42.0781 | 63.3445
2024-11-29 13:00 | 41.6899 | 63.604
2024-11-29 14:00 | 41.6166 | 62.2324
2024-11-29 15:00 | 41.1395 | 64.6309
2024-11-29 16:00 | 41.8661 | 67.1722
2024-11-29 17:00 | 44.0401 | 71.2861
2024-11-29 18:00 | 47.2552 | 74.5369
2024-11-29 19:00 | 44.5613 | 71.9012
2024-11-29 20:00 | 41.9543 | 68.7373
2024-11-29 21:00 | 39.8634 | 65.9915
2024-11-29 22:00 | 37.6184 | 62.9072
2024-11-29 23:00 | 34.7129 | 58.7267
2024-11-30 | 32.0062 | 53.4555
2024-11-30 01:00 | 29.8051 | 53.8796
2024-11-30 02:00 | 29.2683 | 51.2359
2024-11-30 03:00 | 29.5092 | 50.2586
2024-11-30 04:00 | 29.5703 | 49.3156
2024-11-30 05:00 | 29.3772 | 49.2907
2024-11-30 06:00 | 30.1558 | 52.1122
2024-11-30 07:00 | 34.1514 | 52.8519
2024-11-30 08:00 | 38.428 | 56.0218
2024-11-30 09:00 | 40.2294 | 58.8824
2024-11-30 10:00 | 40.6405 | 59.6495
2024-11-30 11:00 | 40.8501 | 59.828
2024-11-30 12:00 | 40.1375 | 57.3176
2024-11-30 13:00 | 39.3114 | 56.907
2024-11-30 14:00 | 38.8303 | 54.8111
2024-11-30 15:00 | 38.6201 | 56.557
2024-11-30 16:00 | 40.3344 | 59.8269
2024-11-30 17:00 | 43.4756 | 65.9414
2024-11-30 18:00 | 44.902 | 72.8114
2024-11-30 19:00 | 42.4711 | 69.5526
2024-11-30 20:00 | 39.916 | 65.6755
2024-11-30 21:00 | 38.0271 | 63.1357
2024-11-30 22:00 | 36.6064 | 61.2914
2024-11-30 23:00 | 34.5161 | 58.6892
2024-12-01 | 31.8651 | 56.1571
2024-12-01 01:00 | 29.7287 | 55.4883
2024-12-01 02:00 | 29.1953 | 52.9587
2024-12-01 03:00 | 29.5648 | 51.5129
2024-12-01 04:00 | 29.4843 | 50.7712
2024-12-01 05:00 | 29.381 | 50.4593
2024-12-01 06:00 | 29.88 | 50.6831
2024-12-01 07:00 | 33.5151 | 51.6337
2024-12-01 08:00 | 36.9875 | 53.9909
2024-12-01 09:00 | 38.8088 | 57.3101
2024-12-01 10:00 | 38.7128 | 59.6374
2024-12-01 11:00 | 38.7091 | 60.0933
2024-12-01 12:00 | 38.3071 | 56.2426
2024-12-01 13:00 | 37.6715 | 55.6568
2024-12-01 14:00 | 37.6904 | 53.9031
2024-12-01 15:00 | 38.1413 | 57.6357
2024-12-01 16:00 | 40.4401 | 61.6555
2024-12-01 17:00 | 44.2065 | 67.5584
2024-12-01 18:00 | 48.684 | 73.4328
2024-12-01 19:00 | 46.0884 | 71.0635
2024-12-01 20:00 | 43.6989 | 68.6895
2024-12-01 21:00 | 41.2342 | 66.3498
2024-12-01 22:00 | 39.285 | 65.2069
2024-12-01 23:00 | 36.5955 | 62.1466
2024-12-02 | 32.9107 | 58.1086
2024-12-02 01:00 | 31.3078 | 55.9063
2024-12-02 02:00 | 31.0804 | 53.2089
2024-12-02 03:00 | 31.753 | 52.0437
2024-12-02 04:00 | 32.0627 | 51.3937
2024-12-02 05:00 | 32.9004 | 52.2831
2024-12-02 06:00 | 35.3867 | 55.5079
2024-12-02 07:00 | 41.423 | 60.1738
2024-12-02 08:00 | 45.2941 | 64.7675
2024-12-02 09:00 | 46.2584 | 67.646
2024-12-02 10:00 | 45.798 | 68.0312
2024-12-02 11:00 | 45.3166 | 67.0465
2024-12-02 12:00 | 44.9261 | 68.2806
2024-12-02 13:00 | 44.5833 | 67.9033
2024-12-02 14:00 | 44.5571 | 65.2006
2024-12-02 15:00 | 44.957 | 67.3691
2024-12-02 16:00 | 46.4261 | 70.4121
2024-12-02 17:00 | 48.8646 | 75.3556
2024-12-02 18:00 | 49.6816 | 79.0186
2024-12-02 19:00 | 47.6792 | 76.8746
2024-12-02 20:00 | 45.807 | 74.4423
2024-12-02 21:00 | 43.5255 | 71.433
2024-12-02 22:00 | 41.1092 | 68.5561
2024-12-02 23:00 | 37.8464 | 63.9283
2024-12-03 | 34.5389 | 59.8065
2024-12-03 01:00 | 32.1679 | 55.9211
2024-12-03 02:00 | 31.7905 | 53.002
2024-12-03 03:00 | 32.3798 | 52.2071
2024-12-03 04:00 | 32.6413 | 51.5996
2024-12-03 05:00 | 33.5022 | 52.5762
2024-12-03 06:00 | 36.2088 | 56.7933
2024-12-03 07:00 | 41.9976 | 62.2513
2024-12-03 08:00 | 45.4922 | 68.2971
2024-12-03 09:00 | 45.6893 | 71.2831
2024-12-03 10:00 | 44.5661 | 71.6503
2024-12-03 11:00 | 43.5295 | 70.1549
2024-12-03 12:00 | 44.7781 | 69.136
2024-12-03 13:00 | 44.3404 | 67.7664
2024-12-03 14:00 | 44.4296 | 65.2884
2024-12-03 15:00 | 44.6683 | 68.0342
2024-12-03 16:00 | 45.9881 | 71.3401
2024-12-03 17:00 | 48.4915 | 76.9969
2024-12-03 18:00 | 50.769 | 79.7804
2024-12-03 19:00 | 48.1837 | 78.7098
2024-12-03 20:00 | 46.1037 | 76.268
2024-12-03 21:00 | 43.6814 | 73.2638
2024-12-03 22:00 | 41.2253 | 70.4098
2024-12-03 23:00 | 37.9366 | 65.2543
2024-12-04 | 34.5956 | 62.1743
2024-12-04 01:00 | 32.8598 | 56.2223
2024-12-04 02:00 | 32.4915 | 53.498
2024-12-04 03:00 | 33.002 | 52.8173
2024-12-04 04:00 | 33.2268 | 52.3374
2024-12-04 05:00 | 33.9382 | 53.4954
2024-12-04 06:00 | 36.6275 | 58.1233
2024-12-04 07:00 | 42.4692 | 63.4393
2024-12-04 08:00 | 46.1835 | 69.2151
2024-12-04 09:00 | 46.6148 | 71.3819
2024-12-04 10:00 | 45.4613 | 70.7301
2024-12-04 11:00 | 44.4294 | 68.0496
2024-12-04 12:00 | 44.5701 | 68.061
2024-12-04 13:00 | 44.041 | 66.7178
2024-12-04 14:00 | 44.1302 | 64.5159
2024-12-04 15:00 | 44.3039 | 66.6054
2024-12-04 16:00 | 45.7176 | 69.0689
2024-12-04 17:00 | 48.3944 | 75.35
2024-12-04 18:00 | 51.0094 | 79.0972
2024-12-04 19:00 | 48.708 | 78.2298
2024-12-04 20:00 | 46.7637 | 75.9046
2024-12-04 21:00 | 44.4747 | 73.1973
2024-12-04 22:00 | 42.0712 | 70.3219
2024-12-04 23:00 | 38.7369 | 64.9472
2024-12-05 | 35.7145 | 61.047
2024-12-05 01:00 | 33.1553 | 57.2319
2024-12-05 02:00 | 32.7568 | 54.4165
2024-12-05 03:00 | 33.2702 | 53.5577
2024-12-05 04:00 | 33.4598 | 52.9343
2024-12-05 05:00 | 34.2057 | 54.054
2024-12-05 06:00 | 36.9635 | 58.5062
2024-12-05 07:00 | 42.5331 | 63.3021
2024-12-05 08:00 | 46.0436 | 67.8963
2024-12-05 09:00 | 46.2152 | 69.1296
2024-12-05 10:00 | 44.9808 | 67.7175
2024-12-05 11:00 | 43.926 | 64.607
2024-12-05 12:00 | 43.7525 | 64.6947
2024-12-05 13:00 | 43.037 | 63.0822
2024-12-05 14:00 | 43.1429 | 60.4368
2024-12-05 15:00 | 43.3744 | 62.7125
2024-12-05 16:00 | 44.7826 | 65.7413
2024-12-05 17:00 | 47.4238 | 72.06
2024-12-05 18:00 | 49.8478 | 77.2174
2024-12-05 19:00 | 47.8789 | 76.0511
2024-12-05 20:00 | 46.155 | 73.7125
2024-12-05 21:00 | 43.9554 | 70.802
2024-12-05 22:00 | 41.6607 | 67.8766
2024-12-05 23:00 | 38.4261 | 63.0309
2024-12-06 | 35.3186 | 60.2804
2024-12-06 01:00 | 32.6514 | 56.0718
2024-12-06 02:00 | 32.1804 | 53.2771
2024-12-06 03:00 | 32.7005 | 52.5073
2024-12-06 04:00 | 32.8774 | 51.8216
2024-12-06 05:00 | 33.6237 | 52.4203
2024-12-06 06:00 | 36.1132 | 56.8253
2024-12-06 07:00 | 41.7524 | 61.777
2024-12-06 08:00 | 45.1508 | 67.3147
2024-12-06 09:00 | 45.2058 | 71.3376
2024-12-06 10:00 | 44.0057 | 72.9371
2024-12-06 11:00 | 42.6763 | 72.4899
2024-12-06 12:00 | 42.9903 | 70.8028
2024-12-06 13:00 | 42.2717 | 70.1117
2024-12-06 14:00 | 42.2756 | 68.1513
2024-12-06 15:00 | 41.9521 | 70.6339
2024-12-06 16:00 | 42.8243 | 72.5241
2024-12-06 17:00 | 45.2028 | 76.1747
2024-12-06 18:00 | 49.2356 | 77.4606
2024-12-06 19:00 | 46.6023 | 76.0749
2024-12-06 20:00 | 44.2806 | 73.3669
2024-12-06 21:00 | 41.9175 | 70.29
2024-12-06 22:00 | 39.6166 | 67.2771
2024-12-06 23:00 | 36.4348 | 62.5153
2024-12-07 | 32.9402 | 58.9951
2024-12-07 01:00 | 31.1035 | 55.7225
2024-12-07 02:00 | 30.5388 | 53.2141
2024-12-07 03:00 | 30.8831 | 52.6629
2024-12-07 04:00 | 30.8627 | 52.1757
2024-12-07 05:00 | 30.8751 | 52.5534
2024-12-07 06:00 | 31.7936 | 55.4086
2024-12-07 07:00 | 35.6679 | 57.9186
2024-12-07 08:00 | 39.2861 | 61.3056
2024-12-07 09:00 | 41.4708 | 66.6491
2024-12-07 10:00 | 41.9089 | 69.64
2024-12-07 11:00 | 41.9803 | 69.0589
2024-12-07 12:00 | 41.1611 | 67.5182
2024-12-07 13:00 | 40.2772 | 67.1807
2024-12-07 14:00 | 39.9361 | 65.2236
2024-12-07 15:00 | 39.985 | 67.7377
2024-12-07 16:00 | 41.6782 | 69.5602
2024-12-07 17:00 | 44.9026 | 74.012
2024-12-07 18:00 | 47.8712 | 76.4451
2024-12-07 19:00 | 45.133 | 74.0087
2024-12-07 20:00 | 42.4574 | 70.3768
2024-12-07 21:00 | 40.1115 | 67.46
2024-12-07 22:00 | 38.5067 | 65.7603
2024-12-07 23:00 | 36.095 | 62.7297
2024-12-08 | 32.8919 | 59.8705
2024-12-08 01:00 | 30.6826 | 57.0099
2024-12-08 02:00 | 30.1646 | 54.5299
2024-12-08 03:00 | 30.5902 | 53.4861
2024-12-08 04:00 | 30.5301 | 53.0329
2024-12-08 05:00 | 30.5183 | 53.4514
2024-12-08 06:00 | 31.3267 | 55.7147
2024-12-08 07:00 | 34.8531 | 56.6948
2024-12-08 08:00 | 38.0778 | 58.2775
2024-12-08 09:00 | 39.5367 | 60.6995
2024-12-08 10:00 | 39.3571 | 61.5962
2024-12-08 11:00 | 38.9744 | 60.0763
2024-12-08 12:00 | 39.8496 | 60.3098
2024-12-08 13:00 | 39.2663 | 59.4728
2024-12-08 14:00 | 39.2133 | 57.6248
2024-12-08 15:00 | 39.5704 | 60.3453
2024-12-08 16:00 | 41.7581 | 63.4403
2024-12-08 17:00 | 45.7129 | 70.4891
2024-12-08 18:00 | 48.3448 | 76.6751
2024-12-08 19:00 | 46.499 | 74.8771
2024-12-08 20:00 | 44.4765 | 71.3122
2024-12-08 21:00 | 42.0045 | 68.0982
2024-12-08 22:00 | 40.172 | 66.5261
2024-12-08 23:00 | 37.5115 | 63.3563
2024-12-09 | 34.2718 | 61.0497
2024-12-09 01:00 | 32.9083 | 55.9064
2024-12-09 02:00 | 32.6732 | 53.5099
2024-12-09 03:00 | 33.379 | 52.8872
2024-12-09 04:00 | 33.707 | 52.1252
2024-12-09 05:00 | 34.4721 | 53.3276
2024-12-09 06:00 | 36.9657 | 58.132
2024-12-09 07:00 | 43.0085 | 62.8493
2024-12-09 08:00 | 47.0845 | 67.936
2024-12-09 09:00 | 47.8429 | 69.5786
2024-12-09 10:00 | 47.0109 | 68.3655
2024-12-09 11:00 | 46.0922 | 65.8268
2024-12-09 12:00 | 45.8673 | 67.1591
2024-12-09 13:00 | 45.3935 | 66.5774
2024-12-09 14:00 | 45.214 | 64.5012
2024-12-09 15:00 | 45.5578 | 67.2609
2024-12-09 16:00 | 47.1593 | 70.098
2024-12-09 17:00 | 49.8021 | 76.0428
2024-12-09 18:00 | 52.1043 | 81.5085
2024-12-09 19:00 | 50.1538 | 78.8665
2024-12-09 20:00 | 48.2227 | 75.3076
2024-12-09 21:00 | 45.9165 | 71.783
2024-12-09 22:00 | 43.4833 | 68.5856
2024-12-09 23:00 | 40.1205 | 63.9181
2024-12-10 | 36.4166 | 60.648
2024-12-10 01:00 | 34.3569 | 56.1781
2024-12-10 02:00 | 33.9662 | 53.3333
2024-12-10 03:00 | 34.5343 | 52.3533
2024-12-10 04:00 | 34.7786 | 51.5157
2024-12-10 05:00 | 35.4888 | 52.3897
2024-12-10 06:00 | 37.9071 | 56.7055
2024-12-10 07:00 | 43.494 | 61.6271
2024-12-10 08:00 | 47.2459 | 67.2069
2024-12-10 09:00 | 47.8254 | 70.4394
2024-12-10 10:00 | 46.8995 | 71.34
2024-12-10 11:00 | 46.0627 | 71.0142
2024-12-10 12:00 | 44.1704 | 69.6701
2024-12-10 13:00 | 43.3843 | 69.2861
2024-12-10 14:00 | 43.5182 | 67.393
2024-12-10 15:00 | 43.836 | 70.6187
2024-12-10 16:00 | 45.4813 | 73.4365
2024-12-10 17:00 | 48.4693 | 77.0166
2024-12-10 18:00 | 52.429 | 80.5144
2024-12-10 19:00 | 50.3064 | 77.8373
2024-12-10 20:00 | 48.3019 | 74.6468
2024-12-10 21:00 | 46.0104 | 71.3987
2024-12-10 22:00 | 43.6437 | 68.4472
2024-12-10 23:00 | 40.2659 | 64.0712
2024-12-11 | 36.6485 | 60.0638
2024-12-11 01:00 | 34.2354 | 56.4241
2024-12-11 02:00 | 33.8236 | 53.4865
2024-12-11 03:00 | 34.3408 | 52.1638
2024-12-11 04:00 | 34.5399 | 51.458
2024-12-11 05:00 | 35.178 | 52.1072
2024-12-11 06:00 | 37.3659 | 55.5151
2024-12-11 07:00 | 43.0266 | 59.9889
2024-12-11 08:00 | 46.8843 | 64.9027
2024-12-11 09:00 | 47.9711 | 67.6809
2024-12-11 10:00 | 47.2695 | 68.4881
2024-12-11 11:00 | 46.6536 | 68.6525
2024-12-11 12:00 | 45.6462 | 67.4623
2024-12-11 13:00 | 45.0707 | 67.3108
2024-12-11 14:00 | 45.2491 | 65.5362
2024-12-11 15:00 | 45.4378 | 67.9228
2024-12-11 16:00 | 46.903 | 70.3976
2024-12-11 17:00 | 49.5583 | 74.617
2024-12-11 18:00 | 52.4897 | 77.8765
2024-12-11 19:00 | 50.081 | 75.4088
2024-12-11 20:00 | 47.9736 | 72.4184
2024-12-11 21:00 | 45.6224 | 69.4459
2024-12-11 22:00 | 43.2412 | 66.5119
2024-12-11 23:00 | 39.829 | 61.8985
2024-12-12 | 36.3676 | 58.6531
2024-12-12 01:00 | 34.352 | 53.8518
2024-12-12 02:00 | 33.9493 | 51.0499
2024-12-12 03:00 | 34.451 | 50.211
2024-12-12 04:00 | 34.6596 | 49.4671
2024-12-12 05:00 | 35.3004 | 50.4676
2024-12-12 06:00 | 37.6837 | 54.9757
2024-12-12 07:00 | 43.2419 | 59.3479
2024-12-12 08:00 | 47.0773 | 63.8681
2024-12-12 09:00 | 47.6489 | 66.4589
2024-12-12 10:00 | 46.58 | 67.0783
2024-12-12 11:00 | 45.4974 | 67.5042
2024-12-12 12:00 | 46.0965 | 68.9112
2024-12-12 13:00 | 45.4382 | 68.7143
2024-12-12 14:00 | 45.6119 | 66.5851
2024-12-12 15:00 | 45.8668 | 69.4201
2024-12-12 16:00 | 47.3317 | 72.2916
2024-12-12 17:00 | 49.8239 | 75.8796
2024-12-12 18:00 | 53.6275 | 79.388
2024-12-12 19:00 | 51.1955 | 77.1488
2024-12-12 20:00 | 49.0448 | 74.8234
2024-12-12 21:00 | 46.6459 | 71.9962
2024-12-12 22:00 | 44.2856 | 69.176
2024-12-12 23:00 | 40.874 | 64.791
2024-12-13 | 37.0794 | 58.6375
2024-12-13 01:00 | 34.6923 | 55.1929
2024-12-13 02:00 | 34.2253 | 52.393
2024-12-13 03:00 | 34.6769 | 51.5904
2024-12-13 04:00 | 34.8227 | 50.8682
2024-12-13 05:00 | 35.392 | 51.6922
2024-12-13 06:00 | 37.2644 | 55.4186
2024-12-13 07:00 | 42.7881 | 59.9604
2024-12-13 08:00 | 46.7593 | 65.0679
2024-12-13 09:00 | 47.9817 | 67.4133
2024-12-13 10:00 | 47.5813 | 67.4983
2024-12-13 11:00 | 46.9262 | 67.3255
2024-12-13 12:00 | 45.896 | 68.3747
2024-12-13 13:00 | 45.2663 | 68.0104
2024-12-13 14:00 | 45.2285 | 66.1065
2024-12-13 15:00 | 45.086 | 69.0779
2024-12-13 16:00 | 46.0065 | 71.3743
2024-12-13 17:00 | 48.2638 | 75.277
2024-12-13 18:00 | 51.6642 | 78.3769
2024-12-13 19:00 | 49.147 | 76.4929
2024-12-13 20:00 | 46.6994 | 73.3986
2024-12-13 21:00 | 44.3723 | 70.4222
2024-12-13 22:00 | 42.0942 | 67.6476
2024-12-13 23:00 | 38.8093 | 62.9572
2024-12-14 | 34.9038 | 59.0509
2024-12-14 01:00 | 33.3403 | 56.0313
2024-12-14 02:00 | 32.8568 | 53.4715
2024-12-14 03:00 | 33.2433 | 52.6519
2024-12-14 04:00 | 33.3058 | 52.0819
2024-12-14 05:00 | 33.4898 | 52.7198
2024-12-14 06:00 | 34.2481 | 54.9223
2024-12-14 07:00 | 37.8651 | 56.7354
2024-12-14 08:00 | 41.0073 | 60.2742
2024-12-14 09:00 | 43.3614 | 63.6961
2024-12-14 10:00 | 44.2975 | 64.2166
2024-12-14 11:00 | 44.1826 | 62.0025
2024-12-14 12:00 | 44.1022 | 64.9175
2024-12-14 13:00 | 43.5806 | 63.9685
2024-12-14 14:00 | 43.1905 | 61.5154
2024-12-14 15:00 | 43.2767 | 63.8574
2024-12-14 16:00 | 44.7812 | 66.0062
2024-12-14 17:00 | 48.0148 | 71.7456
2024-12-14 18:00 | 51.6253 | 76.2783
2024-12-14 19:00 | 49.4551 | 73.6118
2024-12-14 20:00 | 46.7811 | 69.2179
2024-12-14 21:00 | 43.9568 | 66.1491
2024-12-14 22:00 | 42.2717 | 64.7502
2024-12-14 23:00 | 39.7175 | 62.0509
2024-12-15 | 36.1128 | 59.9517
2024-12-15 01:00 | 34.3551 | 57.1122
2024-12-15 02:00 | 33.8505 | 54.7577
2024-12-15 03:00 | 34.2263 | 53.5759
2024-12-15 04:00 | 34.1733 | 52.7159
2024-12-15 05:00 | 34.2335 | 52.9704
2024-12-15 06:00 | 34.8573 | 54.7825
2024-12-15 07:00 | 38.1557 | 55.1667
2024-12-15 08:00 | 40.6824 | 57.2994
2024-12-15 09:00 | 41.9433 | 61.2748
2024-12-15 10:00 | 41.7472 | 64.0381
2024-12-15 11:00 | 40.9265 | 64.9609
2024-12-15 12:00 | 42.9839 | 63.1543
2024-12-15 13:00 | 42.7666 | 63.5249
2024-12-15 14:00 | 43.0587 | 62.0553
2024-12-15 15:00 | 43.5035 | 65.9017
2024-12-15 16:00 | 45.4374 | 68.7231
2024-12-15 17:00 | 49.222 | 73.4704
2024-12-15 18:00 | 52.2602 | 77.3725
2024-12-15 19:00 | 50.5459 | 74.2085
2024-12-15 20:00 | 48.2704 | 69.9264
2024-12-15 21:00 | 45.2262 | 66.6297
2024-12-15 22:00 | 43.0884 | 65.1518
2024-12-15 23:00 | 40.1982 | 62.4315
2024-12-16 | 37.1535 | 60.4803
2024-12-16 01:00 | 34.9958 | 55.9106
2024-12-16 02:00 | 34.709 | 53.4539
2024-12-16 03:00 | 35.3384 | 52.6742
2024-12-16 04:00 | 35.605 | 51.7585
2024-12-16 05:00 | 36.199 | 52.7958
2024-12-16 06:00 | 38.5433 | 56.6107
2024-12-16 07:00 | 44.2445 | 61.169
2024-12-16 08:00 | 48.1418 | 66.8951
2024-12-16 09:00 | 48.3123 | 70.7563
2024-12-16 10:00 | 46.9224 | 71.6734
2024-12-16 11:00 | 45.3871 | 71.1823
2024-12-16 12:00 | 44.4176 | 71.4746
2024-12-16 13:00 | 43.5789 | 71.7073
2024-12-16 14:00 | 43.6361 | 69.7534
2024-12-16 15:00 | 44.022 | 72.7508
2024-12-16 16:00 | 45.8403 | 75.042
2024-12-16 17:00 | 48.8116 | 79.0162
2024-12-16 18:00 | 53.3824 | 80.5238
2024-12-16 19:00 | 51.2927 | 77.8201
2024-12-16 20:00 | 49.0913 | 74.3036
2024-12-16 21:00 | 46.6692 | 70.9441
2024-12-16 22:00 | 44.2556 | 67.7544
2024-12-16 23:00 | 40.7852 | 63.3253
2024-12-17 | 37.3262 | 60.5504
2024-12-17 01:00 | 34.4418 | 56.3688
2024-12-17 02:00 | 33.9857 | 53.4477
2024-12-17 03:00 | 34.47 | 52.2844
2024-12-17 04:00 | 34.674 | 51.3831
2024-12-17 05:00 | 35.2787 | 52.331
2024-12-17 06:00 | 37.4182 | 56.7238
2024-12-17 07:00 | 42.871 | 60.9739
2024-12-17 08:00 | 46.779 | 65.7793
2024-12-17 09:00 | 47.9309 | 66.7002
2024-12-17 10:00 | 47.4458 | 65.5399
2024-12-17 11:00 | 46.8047 | 64.5278
2024-12-17 12:00 | 45.9802 | 68.0938
2024-12-17 13:00 | 45.3002 | 67.6725
2024-12-17 14:00 | 45.6253 | 65.6675
2024-12-17 15:00 | 45.9445 | 68.7365
2024-12-17 16:00 | 47.4181 | 71.5982
2024-12-17 17:00 | 50.0342 | 75.3518
2024-12-17 18:00 | 52.8656 | 78.979
2024-12-17 19:00 | 50.1615 | 76.4007
2024-12-17 20:00 | 47.8721 | 73.2468
2024-12-17 21:00 | 45.3817 | 70.242
2024-12-17 22:00 | 43.008 | 67.4679
2024-12-17 23:00 | 39.6161 | 63.2625
2024-12-18 | 36.3837 | 59.8214
2024-12-18 01:00 | 33.683 | 55.996
2024-12-18 02:00 | 33.2223 | 53.0967
2024-12-18 03:00 | 33.6591 | 52.0357
2024-12-18 04:00 | 33.8247 | 51.2623
2024-12-18 05:00 | 34.3652 | 52.0294
2024-12-18 06:00 | 36.5627 | 55.2269
2024-12-18 07:00 | 42.1653 | 59.6434
2024-12-18 08:00 | 46.1098 | 65.1396
2024-12-18 09:00 | 47.3495 | 68.5541
2024-12-18 10:00 | 46.8199 | 69.368
2024-12-18 11:00 | 46.2638 | 69.7241
2024-12-18 12:00 | 45.782 | 67.9747
2024-12-18 13:00 | 45.1729 | 67.7777
2024-12-18 14:00 | 45.3454 | 65.4826
2024-12-18 15:00 | 45.5241 | 68.2066
2024-12-18 16:00 | 46.8716 | 70.8107
2024-12-18 17:00 | 49.4895 | 75.6257
2024-12-18 18:00 | 51.8482 | 79.7393
2024-12-18 19:00 | 49.2074 | 77.4244
2024-12-18 20:00 | 47.089 | 74.4695
2024-12-18 21:00 | 44.7457 | 71.6302
2024-12-18 22:00 | 42.415 | 68.5908
2024-12-18 23:00 | 39.0905 | 64.0144
2024-12-19 | 36.0803 | 60.159
2024-12-19 01:00 | 33.6756 | 57.4683
2024-12-19 02:00 | 33.2317 | 54.5329
2024-12-19 03:00 | 33.7262 | 53.5959
2024-12-19 04:00 | 33.9396 | 52.8339
2024-12-19 05:00 | 34.5288 | 53.9815
2024-12-19 06:00 | 36.8844 | 57.995
2024-12-19 07:00 | 42.4376 | 62.0762
2024-12-19 08:00 | 46.5027 | 67.1242
2024-12-19 09:00 | 47.6923 | 69.3177
2024-12-19 10:00 | 47.2021 | 69.203
2024-12-19 11:00 | 46.6466 | 68.5562
2024-12-19 12:00 | 45.2785 | 70.9397
2024-12-19 13:00 | 44.6478 | 70.5296
2024-12-19 14:00 | 44.7926 | 68.4272
2024-12-19 15:00 | 45.1083 | 71.4329
2024-12-19 16:00 | 46.5803 | 73.9331
2024-12-19 17:00 | 49.1132 | 77.7465
2024-12-19 18:00 | 52.3394 | 79.2034
2024-12-19 19:00 | 50.2216 | 77.6998
2024-12-19 20:00 | 48.3103 | 75.1193
2024-12-19 21:00 | 46.1545 | 72.3261
2024-12-19 22:00 | 43.9466 | 69.4573
2024-12-19 23:00 | 40.6692 | 64.8371
2024-12-20 | 36.8908 | 61.8314
2024-12-20 01:00 | 34.9012 | 56.5808
2024-12-20 02:00 | 34.435 | 53.828
2024-12-20 03:00 | 34.9549 | 52.9568
2024-12-20 04:00 | 35.2088 | 52.0944
2024-12-20 05:00 | 35.7451 | 53.1055
2024-12-20 06:00 | 37.8369 | 57.4343
2024-12-20 07:00 | 43.4774 | 61.4892
2024-12-20 08:00 | 47.7989 | 66.7431
2024-12-20 09:00 | 49.2376 | 69.4845
2024-12-20 10:00 | 48.8806 | 69.7843
2024-12-20 11:00 | 48.1899 | 69.5253
2024-12-20 12:00 | 47.3322 | 68.5566
2024-12-20 13:00 | 46.7493 | 68.27
2024-12-20 14:00 | 46.5863 | 66.2701
2024-12-20 15:00 | 46.5654 | 69.3237
2024-12-20 16:00 | 47.6988 | 71.0956
2024-12-20 17:00 | 50.0285 | 74.423
2024-12-20 18:00 | 52.8055 | 78.1837
2024-12-20 19:00 | 50.2858 | 76.1478
2024-12-20 20:00 | 47.8638 | 73.1158
2024-12-20 21:00 | 45.5183 | 70.4314
2024-12-20 22:00 | 43.2324 | 67.7601
2024-12-20 23:00 | 39.9545 | 63.5477
2024-12-21 | 36.7154 | 59.0046
2024-12-21 01:00 | 34.3669 | 56.4595
2024-12-21 02:00 | 33.7704 | 53.7528
2024-12-21 03:00 | 34.1238 | 52.8018
2024-12-21 04:00 | 34.1979 | 51.8748
2024-12-21 05:00 | 34.3692 | 52.6054
2024-12-21 06:00 | 35.6452 | 54.5373
2024-12-21 07:00 | 39.2512 | 55.9022
2024-12-21 08:00 | 42.032 | 59.6288
2024-12-21 09:00 | 43.9664 | 64.6276
2024-12-21 10:00 | 44.4387 | 67.2374
2024-12-21 11:00 | 43.5936 | 67.5432
2024-12-21 12:00 | 43.2784 | 65.4923
2024-12-21 13:00 | 42.8134 | 65.0267
2024-12-21 14:00 | 42.4912 | 62.4771
2024-12-21 15:00 | 42.3798 | 64.3211
2024-12-21 16:00 | 43.6862 | 65.9723
2024-12-21 17:00 | 46.7894 | 70.9898
2024-12-21 18:00 | 51.1052 | 76.8586
2024-12-21 19:00 | 48.6902 | 73.8924
2024-12-21 20:00 | 46.1195 | 69.3791
2024-12-21 21:00 | 42.9539 | 66.1388
2024-12-21 22:00 | 41.0377 | 64.5867
2024-12-21 23:00 | 38.5446 | 62.2925
2024-12-22 | 36.4636 | 59.6217
2024-12-22 01:00 | 34.1541 | 57.5301
2024-12-22 02:00 | 33.4737 | 55.2617
2024-12-22 03:00 | 33.7133 | 54.2257
2024-12-22 04:00 | 33.681 | 53.3306
2024-12-22 05:00 | 33.6816 | 53.331
2024-12-22 06:00 | 34.4006 | 54.9606
2024-12-22 07:00 | 37.4698 | 55.2546
2024-12-22 08:00 | 40.0921 | 57.2778
2024-12-22 09:00 | 42.3263 | 60.5357
2024-12-22 10:00 | 42.8919 | 62.4997
2024-12-22 11:00 | 42.7328 | 63.0185
2024-12-22 12:00 | 42.4007 | 59.3838
2024-12-22 13:00 | 42.3441 | 59.1477
2024-12-22 14:00 | 42.3018 | 56.7346
2024-12-22 15:00 | 42.6784 | 60.44
2024-12-22 16:00 | 44.397 | 63.887
2024-12-22 17:00 | 47.8436 | 69.3943
2024-12-22 18:00 | 51.3634 | 73.4715
2024-12-22 19:00 | 49.2366 | 71.5482
2024-12-22 20:00 | 46.6456 | 69.1972
2024-12-22 21:00 | 43.7701 | 67.3469
2024-12-22 22:00 | 41.6157 | 66.0099
2024-12-22 23:00 | 38.8991 | 63.3006
2024-12-23 | 36.2473 | 60.7017
2024-12-23 01:00 | 34.8196 | 57.1042
2024-12-23 02:00 | 34.5298 | 54.4109
2024-12-23 03:00 | 35.1354 | 53.1465
2024-12-23 04:00 | 35.4885 | 52.2041
2024-12-23 05:00 | 35.9995 | 53.3175
2024-12-23 06:00 | 38.1456 | 56.6176
2024-12-23 07:00 | 43.7717 | 60.1355
2024-12-23 08:00 | 48.0735 | 64.5893
2024-12-23 09:00 | 49.2668 | 66.8646
2024-12-23 10:00 | 48.6728 | 66.6233
2024-12-23 11:00 | 47.8358 | 66.4497
2024-12-23 12:00 | 46.5809 | 67.4906
2024-12-23 13:00 | 45.8407 | 67.879
2024-12-23 14:00 | 46.0288 | 65.489
2024-12-23 15:00 | 46.5172 | 68.5497
2024-12-23 16:00 | 48.4214 | 71.088
2024-12-23 17:00 | 51.1822 | 75.063
2024-12-23 18:00 | 55.9713 | 78.0264
2024-12-23 19:00 | 53.4745 | 75.1807
2024-12-23 20:00 | 51.0067 | 71.8984
2024-12-23 21:00 | 48.4245 | 68.9324
2024-12-23 22:00 | 45.9805 | 65.979
2024-12-23 23:00 | 42.4162 | 62.0974
2024-12-24 | 38.8882 | 59.5223
2024-12-24 01:00 | 35.9486 | 52.971
2024-12-24 02:00 | 35.3158 | 50.1922
2024-12-24 03:00 | 35.7453 | 49.0972
2024-12-24 04:00 | 35.7787 | 48.4188
2024-12-24 05:00 | 36.2148 | 49.4675
2024-12-24 06:00 | 37.8232 | 53.3732
2024-12-24 07:00 | 42.2079 | 56.4664
2024-12-24 08:00 | 45.5991 | 59.4128
2024-12-24 09:00 | 47.4622 | 61.8723
2024-12-24 10:00 | 47.6888 | 63.0266
2024-12-24 11:00 | 47.0593 | 62.8748
2024-12-24 12:00 | 45.1898 | 62.1029
2024-12-24 13:00 | 44.6153 | 62.9714
2024-12-24 14:00 | 44.4096 | 62.8558
2024-12-24 15:00 | 44.7156 | 66.9029
2024-12-24 16:00 | 45.6013 | 68.1148
2024-12-24 17:00 | 48.3484 | 70.9812
2024-12-24 18:00 | 51.6051 | 72.3296
2024-12-24 19:00 | 48.6478 | 68.0577
2024-12-24 20:00 | 45.9015 | 63.1739
2024-12-24 21:00 | 43.3827 | 59.7551
2024-12-24 22:00 | 41.9373 | 58.8977
2024-12-24 23:00 | 39.7379 | 56.6413
2024-12-25 | 37.2311 | 55.285
2024-12-25 01:00 | 34.5496 | 50.689
2024-12-25 02:00 | 33.6683 | 48.1024
2024-12-25 03:00 | 33.7808 | 46.8862
2024-12-25 04:00 | 33.8525 | 45.8669
2024-12-25 05:00 | 34.1678 | 45.7373
2024-12-25 06:00 | 35.3656 | 49.155
2024-12-25 07:00 | 38.987 | 52.0847
2024-12-25 08:00 | 41.839 | 54.4058
2024-12-25 09:00 | 44.2786 | 59.1511
2024-12-25 10:00 | 44.5869 | 62.2321
2024-12-25 11:00 | 43.9758 | 62.8947
2024-12-25 12:00 | 42.9495 | 63.1066
2024-12-25 13:00 | 42.7551 | 63.1564
2024-12-25 14:00 | 42.5589 | 60.9946
2024-12-25 15:00 | 42.5313 | 63.8892
2024-12-25 16:00 | 44.0131 | 65.4451
2024-12-25 17:00 | 46.3189 | 68.0732
2024-12-25 18:00 | 48.1094 | 68.3265
2024-12-25 19:00 | 45.318 | 64.1521
2024-12-25 20:00 | 43.2061 | 62.1561
2024-12-25 21:00 | 41.4666 | 60.7403
2024-12-25 22:00 | 40.5233 | 60.3312
2024-12-25 23:00 | 38.5252 | 59.0005
2024-12-26 | 36.2292 | 57.0791
2024-12-26 01:00 | 33.6772 | 52.58
2024-12-26 02:00 | 33.1793 | 50.0651
2024-12-26 03:00 | 33.5501 | 48.9587
2024-12-26 04:00 | 33.7413 | 48.317
2024-12-26 05:00 | 33.9005 | 48.9478
2024-12-26 06:00 | 35.4478 | 51.9176
2024-12-26 07:00 | 38.3101 | 52.547
2024-12-26 08:00 | 39.9696 | 53.0862
2024-12-26 09:00 | 40.765 | 57.653
2024-12-26 10:00 | 41.4253 | 61.0183
2024-12-26 11:00 | 41.7599 | 62.9442
2024-12-26 12:00 | 40.6923 | 61.4057
2024-12-26 13:00 | 40.3879 | 62.1129
2024-12-26 14:00 | 39.7166 | 60.5013
2024-12-26 15:00 | 39.7389 | 63.2171
2024-12-26 16:00 | 41.1689 | 64.6132
2024-12-26 17:00 | 44.1083 | 67.2723
2024-12-26 18:00 | 49.3124 | 69.9026
2024-12-26 19:00 | 47.5641 | 68.5113
2024-12-26 20:00 | 45.2695 | 64.0339
2024-12-26 21:00 | 43.0183 | 60.6985
2024-12-26 22:00 | 41.5147 | 59.6344
2024-12-26 23:00 | 39.1704 | 58.7775
2024-12-27 | 36.7899 | 57.08
2024-12-27 01:00 | 36.7444 | 57.0074
2024-12-27 02:00 | 36.2364 | 54.1912
2024-12-27 03:00 | 36.7298 | 53.0705
2024-12-27 04:00 | 37.0002 | 52.0502
2024-12-27 05:00 | 37.4656 | 53.0138
2024-12-27 06:00 | 39.3305 | 56.9819
2024-12-27 07:00 | 44.6869 | 60.3847
2024-12-27 08:00 | 48.9356 | 64.8275
2024-12-27 09:00 | 50.3137 | 65.5136
2024-12-27 10:00 | 49.6734 | 63.8541
2024-12-27 11:00 | 48.6683 | 62.781
2024-12-27 12:00 | 46.2827 | 61.3617
2024-12-27 13:00 | 45.4601 | 60.2343
2024-12-27 14:00 | 45.3138 | 57.1294
2024-12-27 15:00 | 45.3973 | 59.5624
2024-12-27 16:00 | 46.6602 | 62.084
2024-12-27 17:00 | 49.1492 | 67.4342
2024-12-27 18:00 | 53.1378 | 72.699
2024-12-27 19:00 | 50.9507 | 71.9872
2024-12-27 20:00 | 48.5203 | 69.8081
2024-12-27 21:00 | 46.2265 | 67.8382
2024-12-27 22:00 | 44.023 | 65.4591
2024-12-27 23:00 | 40.732 | 61.4255
2024-12-28 | 37.0712 | 58.6992
2024-12-28 01:00 | 34.6243 | 54.3042
2024-12-28 02:00 | 33.938 | 51.652
2024-12-28 03:00 | 34.1875 | 50.694
2024-12-28 04:00 | 34.289 | 49.6559
2024-12-28 05:00 | 34.4301 | 50.5347
2024-12-28 06:00 | 35.4153 | 53.0156
2024-12-28 07:00 | 38.7649 | 53.5487
2024-12-28 08:00 | 41.5318 | 56.8054
2024-12-28 09:00 | 44.0609 | 58.4969
2024-12-28 10:00 | 44.9873 | 57.9094
2024-12-28 11:00 | 44.7627 | 56.5914
2024-12-28 12:00 | 43.2046 | 57.826
2024-12-28 13:00 | 42.8379 | 57.017
2024-12-28 14:00 | 42.3731 | 53.5802
2024-12-28 15:00 | 42.3983 | 56.1088
2024-12-28 16:00 | 43.6081 | 58.898
2024-12-28 17:00 | 46.4951 | 64.9056
2024-12-28 18:00 | 50.8876 | 69.2486
2024-12-28 19:00 | 48.2752 | 67.1949
2024-12-28 20:00 | 45.1929 | 63.8511
2024-12-28 21:00 | 42.3304 | 61.7855
2024-12-28 22:00 | 40.5007 | 60.6751
2024-12-28 23:00 | 38.0761 | 58.5557
2024-12-29 | 35.5319 | 56.7837
2024-12-29 01:00 | 33.4855 | 52.7065
2024-12-29 02:00 | 32.8156 | 50.2141
2024-12-29 03:00 | 33.0437 | 49.2372
2024-12-29 04:00 | 33.0115 | 48.1771
2024-12-29 05:00 | 32.8918 | 48.6069
2024-12-29 06:00 | 33.1589 | 49.6266
2024-12-29 07:00 | 36.2414 | 49.7633
2024-12-29 08:00 | 39.2127 | 52.637
2024-12-29 09:00 | 41.4294 | 54.9868
2024-12-29 10:00 | 41.8539 | 55.7874
2024-12-29 11:00 | 41.906 | 56.3805
2024-12-29 12:00 | 42.0062 | 51.8082
2024-12-29 13:00 | 41.835 | 51.3265
2024-12-29 14:00 | 41.6409 | 48.9369
2024-12-29 15:00 | 42.0675 | 52.9176
2024-12-29 16:00 | 43.8134 | 56.6736
2024-12-29 17:00 | 47.2247 | 63.6676
2024-12-29 18:00 | 51.361 | 71.309
2024-12-29 19:00 | 48.798 | 68.9685
2024-12-29 20:00 | 45.5925 | 65.8529
2024-12-29 21:00 | 43.0501 | 63.5824
2024-12-29 22:00 | 41.1096 | 62.194
2024-12-29 23:00 | 38.3962 | 59.83
2024-12-30 | 35.1193 | 57.0159
2024-12-30 01:00 | 32.7366 | 52.1566
2024-12-30 02:00 | 32.387 | 49.7687
2024-12-30 03:00 | 32.9317 | 48.9114
2024-12-30 04:00 | 33.2487 | 47.8534
2024-12-30 05:00 | 33.7399 | 49.3184
2024-12-30 06:00 | 35.5947 | 53.4292
2024-12-30 07:00 | 41.1673 | 57.1995
2024-12-30 08:00 | 45.269 | 62.2319
2024-12-30 09:00 | 46.6101 | 64.4085
2024-12-30 10:00 | 46.3634 | 64.1272
2024-12-30 11:00 | 45.8527 | 64.3027
2024-12-30 12:00 | 44.0194 | 64.351
2024-12-30 13:00 | 43.4758 | 64.7837
2024-12-30 14:00 | 43.5893 | 62.3221
2024-12-30 15:00 | 44.0799 | 65.678
2024-12-30 16:00 | 45.6447 | 68.2751
2024-12-30 17:00 | 48.1218 | 72.4552
2024-12-30 18:00 | 51.62 | 75.3436
2024-12-30 19:00 | 49.0496 | 72.577
2024-12-30 20:00 | 46.7487 | 69.2588
2024-12-30 21:00 | 44.3803 | 66.4905
2024-12-30 22:00 | 42.1069 | 63.8294
2024-12-30 23:00 | 38.8751 | 60.2907
2024-12-31 | 36.1929 | 56.8043
2024-12-31 01:00 | 33.1014 | 51.3517
2024-12-31 02:00 | 32.6172 | 50.0335
2024-12-31 03:00 | 33.0265 | 48.9306
2024-12-31 04:00 | 33.2696 | 48.513
2024-12-31 05:00 | 33.7308 | 48.939
2024-12-31 06:00 | 35.6911 | 54.4723
2024-12-31 07:00 | 39.5134 | 56.2382
2024-12-31 08:00 | 41.9488 | 58.6172
2024-12-31 09:00 | 43.2261 | 61.4767
2024-12-31 10:00 | 43.6074 | 62.9113
2024-12-31 11:00 | 43.8092 | 64.3141
2024-12-31 12:00 | 43.0832 | 66.4198
2024-12-31 13:00 | 43.3197 | 64.9451
2024-12-31 14:00 | 42.6255 | 64.1842
2024-12-31 15:00 | 42.2395 | 66.1196
2024-12-31 16:00 | 43.4339 | 68.277
2024-12-31 17:00 | 46.6138 | 70.9229
2024-12-31 18:00 | 49.9383 | 74.4778
2024-12-31 19:00 | 47.5588 | 71.8387
2024-12-31 20:00 | 44.5387 | 68.072
2024-12-31 21:00 | 41.3611 | 66.7175
2024-12-31 22:00 | 39.543 | 65.342
2024-12-31 23:00 | 37.73 | 63.1634
2025-01-01 | 36.3095 | 60.6134
2025-01-01 01:00 | 31.8343 | 57.5883
2025-01-01 02:00 | 31.005 | 54.8023
2025-01-01 03:00 | 30.8425 | 53.7903
2025-01-01 04:00 | 30.5163 | 53.3952
2025-01-01 05:00 | 30.5655 | 54.3718
2025-01-01 06:00 | 31.5309 | 55.7763
2025-01-01 07:00 | 34.1699 | 55.558
2025-01-01 08:00 | 35.1824 | 55.8544
2025-01-01 09:00 | 35.8155 | 59.0985
2025-01-01 10:00 | 36.2735 | 60.6035
2025-01-01 11:00 | 36.783 | 62.442
2025-01-01 12:00 | 37.1139 | 63.0729
2025-01-01 13:00 | 37.946 | 63.8473
2025-01-01 14:00 | 38.1882 | 63.6056
2025-01-01 15:00 | 38.077 | 67.0625
2025-01-01 16:00 | 39.4359 | 68.5685
2025-01-01 17:00 | 42.3573 | 72.6574
2025-01-01 18:00 | 45.9207 | 77.0675
2025-01-01 19:00 | 43.4738 | 73.9535
2025-01-01 20:00 | 40.679 | 70.5555
2025-01-01 21:00 | 38.049 | 67.1861
2025-01-01 22:00 | 36.2338 | 64.5736
2025-01-01 23:00 | 33.8845 | 62.9066
2025-01-02 | 32.3533 | 60.1968
2025-01-02 01:00 | 33.1241 | 59.6878
2025-01-02 02:00 | 32.8566 | 56.9568
2025-01-02 03:00 | 33.3508 | 55.857
2025-01-02 04:00 | 33.7086 | 55.0192
2025-01-02 05:00 | 34.4105 | 55.6719
2025-01-02 06:00 | 37.2278 | 59.178
2025-01-02 07:00 | 42.6992 | 63.5539
2025-01-02 08:00 | 46.6799 | 68.2782
2025-01-02 09:00 | 47.4185 | 70.4738
2025-01-02 10:00 | 46.475 | 70.0418
2025-01-02 11:00 | 45.7519 | 69.2193
2025-01-02 12:00 | 44.03 | 68.4669
2025-01-02 13:00 | 43.5222 | 68.2662
2025-01-02 14:00 | 43.3917 | 66.8822
2025-01-02 15:00 | 43.4257 | 69.1302
2025-01-02 16:00 | 44.997 | 72.1255
2025-01-02 17:00 | 47.4021 | 76.1203
2025-01-02 18:00 | 50.605 | 80.3042
2025-01-02 19:00 | 48.5993 | 77.5172
2025-01-02 20:00 | 46.4332 | 74.0008
2025-01-02 21:00 | 44.1285 | 70.4987
2025-01-02 22:00 | 41.8736 | 67.3978
2025-01-02 23:00 | 38.8514 | 62.8178
2025-01-03 | 36.0621 | 60.9
2025-01-03 01:00 | 34.0842 | 59.9266
2025-01-03 02:00 | 33.7864 | 56.9711
2025-01-03 03:00 | 34.286 | 55.5935
2025-01-03 04:00 | 34.6916 | 54.7808
2025-01-03 05:00 | 35.3404 | 54.9143
2025-01-03 06:00 | 38.0226 | 55.6305
2025-01-03 07:00 | 43.4809 | 60.357
2025-01-03 08:00 | 47.5726 | 65.7799
2025-01-03 09:00 | 48.4371 | 69.0811
2025-01-03 10:00 | 47.5617 | 69.2264
2025-01-03 11:00 | 46.7401 | 68.7651
2025-01-03 12:00 | 45.9816 | 66.8248
2025-01-03 13:00 | 45.5658 | 66.6792
2025-01-03 14:00 | 45.2414 | 64.9629
2025-01-03 15:00 | 45.0207 | 67.2189
2025-01-03 16:00 | 46.2792 | 69.8307
2025-01-03 17:00 | 48.4082 | 73.9672
2025-01-03 18:00 | 51.4624 | 78.0102
2025-01-03 19:00 | 49.1478 | 75.2489
2025-01-03 20:00 | 46.4793 | 71.487
2025-01-03 21:00 | 44.0277 | 67.9803
2025-01-03 22:00 | 41.7236 | 64.8359
2025-01-03 23:00 | 38.6789 | 60.4557
2025-01-04 | 35.8086 | 59.4355
2025-01-04 01:00 | 33.7876 | 56.3735
2025-01-04 02:00 | 33.3746 | 53.7315
2025-01-04 03:00 | 33.6813 | 53.0778
2025-01-04 04:00 | 33.8793 | 52.4532
2025-01-04 05:00 | 34.0921 | 52.5233
2025-01-04 06:00 | 35.1966 | 53.8752
2025-01-04 07:00 | 38.8136 | 56.371
2025-01-04 08:00 | 41.9755 | 60.5082
2025-01-04 09:00 | 44.2238 | 65.8468
2025-01-04 10:00 | 44.7083 | 67.8286
2025-01-04 11:00 | 44.3521 | 67.2485
2025-01-04 12:00 | 43.8252 | 69.148
2025-01-04 13:00 | 43.5961 | 69.494
2025-01-04 14:00 | 43.1203 | 68.2881
2025-01-04 15:00 | 42.9773 | 70.151
2025-01-04 16:00 | 44.4103 | 71.9566
2025-01-04 17:00 | 47.0328 | 75.3205
2025-01-04 18:00 | 50.0802 | 76.441
2025-01-04 19:00 | 47.6955 | 74.2265
2025-01-04 20:00 | 44.6796 | 70.4475
2025-01-04 21:00 | 41.671 | 67.3543
2025-01-04 22:00 | 39.7617 | 65.4226
2025-01-04 23:00 | 37.4555 | 62.4071
2025-01-05 | 34.9626 | 60.1313
2025-01-05 01:00 | 33.0783 | 60.9482
2025-01-05 02:00 | 32.6563 | 58.5582
2025-01-05 03:00 | 32.929 | 57.2865
2025-01-05 04:00 | 33.0683 | 56.8007
2025-01-05 05:00 | 33.2009 | 56.563
2025-01-05 06:00 | 34.071 | 56.7304
2025-01-05 07:00 | 37.1409 | 57.7566
2025-01-05 08:00 | 39.8744 | 60.207
2025-01-05 09:00 | 41.219 | 64.2842
2025-01-05 10:00 | 40.9433 | 65.8902
2025-01-05 11:00 | 40.3453 | 65.0006
2025-01-05 12:00 | 41.1903 | 67.5602
2025-01-05 13:00 | 41.2137 | 67.8779
2025-01-05 14:00 | 40.8704 | 66.8841
2025-01-05 15:00 | 41.0893 | 70.029
2025-01-05 16:00 | 43.0001 | 72.8299
2025-01-05 17:00 | 46.2446 | 76.9717
2025-01-05 18:00 | 49.6922 | 80.811
2025-01-05 19:00 | 47.4214 | 77.9153
2025-01-05 20:00 | 44.4482 | 74.2423
2025-01-05 21:00 | 41.5009 | 71.124
2025-01-05 22:00 | 39.3631 | 69.5179
2025-01-05 23:00 | 36.8959 | 66.7133
2025-01-06 | 35.0447 | 63.4399
2025-01-06 01:00 | 33.0366 | 59.7752
2025-01-06 02:00 | 32.8839 | 57.3843
2025-01-06 03:00 | 33.4299 | 56.587
2025-01-06 04:00 | 33.8913 | 55.66
2025-01-06 05:00 | 34.5494 | 56.4566
2025-01-06 06:00 | 37.2365 | 58.4085
2025-01-06 07:00 | 42.7421 | 63.3614
2025-01-06 08:00 | 46.8533 | 69.5805
2025-01-06 09:00 | 47.8787 | 73.1961
2025-01-06 10:00 | 47.1458 | 72.7124
2025-01-06 11:00 | 46.4806 | 70.7366
2025-01-06 12:00 | 45.6715 | 68.4777
2025-01-06 13:00 | 45.2868 | 68.4339
2025-01-06 14:00 | 45.1789 | 66.221
2025-01-06 15:00 | 45.5296 | 68.7377
2025-01-06 16:00 | 47.2759 | 72.0075
2025-01-06 17:00 | 49.566 | 77.4475
2025-01-06 18:00 | 51.9026 | 83.169
2025-01-06 19:00 | 49.4816 | 80.7291
2025-01-06 20:00 | 46.8292 | 77.5901
2025-01-06 21:00 | 44.1841 | 74.3055
2025-01-06 22:00 | 41.7415 | 71.0001
2025-01-06 23:00 | 38.5951 | 66.5691
2025-01-07 | 36.0166 | 63.1717
2025-01-07 01:00 | 33.5957 | 59.8705
2025-01-07 02:00 | 33.3285 | 57.0382
2025-01-07 03:00 | 33.8002 | 56.259
2025-01-07 04:00 | 34.241 | 55.4341
2025-01-07 05:00 | 34.9229 | 56.1727
2025-01-07 06:00 | 37.4673 | 61.0443
2025-01-07 07:00 | 42.7559 | 65.6766
2025-01-07 08:00 | 46.5935 | 71.7774
2025-01-07 09:00 | 47.3795 | 74.9807
2025-01-07 10:00 | 46.4619 | 74.9013
2025-01-07 11:00 | 45.796 | 73.6017
2025-01-07 12:00 | 44.7914 | 73.5318
2025-01-07 13:00 | 44.355 | 72.8831
2025-01-07 14:00 | 44.2912 | 70.6668
2025-01-07 15:00 | 44.5402 | 72.9629
2025-01-07 16:00 | 46.1663 | 76.0334
2025-01-07 17:00 | 48.5457 | 79.8858
2025-01-07 18:00 | 51.553 | 84.6152
2025-01-07 19:00 | 49.1643 | 82.05
2025-01-07 20:00 | 46.6671 | 78.5192
2025-01-07 21:00 | 44.1582 | 74.9212
2025-01-07 22:00 | 41.8017 | 71.5616
2025-01-07 23:00 | 38.7254 | 67.1273
2025-01-08 | 36.1624 | 64.0603
2025-01-08 01:00 | 33.9102 | 58.8067
2025-01-08 02:00 | 33.6522 | 56.2101
2025-01-08 03:00 | 34.1118 | 55.7432
2025-01-08 04:00 | 34.5221 | 55.0254
2025-01-08 05:00 | 35.1559 | 55.8102
2025-01-08 06:00 | 37.6492 | 59.3023
2025-01-08 07:00 | 42.9353 | 64.7087
2025-01-08 08:00 | 46.7745 | 71.7854
2025-01-08 09:00 | 47.4949 | 75.0581
2025-01-08 10:00 | 46.3815 | 74.3277
2025-01-08 11:00 | 45.6639 | 71.6131
2025-01-08 12:00 | 45.481 | 71.108
2025-01-08 13:00 | 45.1096 | 70.3079
2025-01-08 14:00 | 44.9831 | 68.3691
2025-01-08 15:00 | 45.2771 | 70.4867
2025-01-08 16:00 | 46.9092 | 73.0225
2025-01-08 17:00 | 49.2886 | 78.7951
2025-01-08 18:00 | 51.6517 | 84.9229
2025-01-08 19:00 | 49.3235 | 82.5624
2025-01-08 20:00 | 46.7645 | 78.9286
2025-01-08 21:00 | 44.3528 | 75.3651
2025-01-08 22:00 | 42.0226 | 71.8467
2025-01-08 23:00 | 38.9307 | 67.0321
2025-01-09 | 35.9371 | 63.6084
2025-01-09 01:00 | 33.8673 | 60.5191
2025-01-09 02:00 | 33.6007 | 57.8799
2025-01-09 03:00 | 34.0801 | 57.3291
2025-01-09 04:00 | 34.5334 | 56.5054
2025-01-09 05:00 | 35.192 | 57.4586
2025-01-09 06:00 | 37.8024 | 61.6724
2025-01-09 07:00 | 43.1172 | 66.2576
2025-01-09 08:00 | 47.1081 | 71.9467
2025-01-09 09:00 | 48.0216 | 74.7346
2025-01-09 10:00 | 47.0456 | 74.248
2025-01-09 11:00 | 46.2632 | 72.4453
2025-01-09 12:00 | 45.4294 | 68.9552
2025-01-09 13:00 | 45.0502 | 68.2379
2025-01-09 14:00 | 44.9253 | 66.1814
2025-01-09 15:00 | 45.1847 | 68.9669
2025-01-09 16:00 | 46.8169 | 72.1403
2025-01-09 17:00 | 48.9408 | 77.1174
2025-01-09 18:00 | 52.0557 | 84.3743
2025-01-09 19:00 | 49.877 | 82.3268
2025-01-09 20:00 | 47.3969 | 79.423
2025-01-09 21:00 | 44.9616 | 76.1084
2025-01-09 22:00 | 42.6753 | 72.7865
2025-01-09 23:00 | 39.5967 | 68.4113
2025-01-10 | 36.7337 | 64.0298
2025-01-10 01:00 | 34.3181 | 59.7731
2025-01-10 02:00 | 33.9812 | 57.1688
2025-01-10 03:00 | 34.415 | 56.6123
2025-01-10 04:00 | 34.8188 | 55.7444
2025-01-10 05:00 | 35.4372 | 56.3401
2025-01-10 06:00 | 37.7176 | 60.167
2025-01-10 07:00 | 42.8585 | 64.989
2025-01-10 08:00 | 46.5741 | 71.1482
2025-01-10 09:00 | 47.3302 | 74.0605
2025-01-10 10:00 | 46.3478 | 73.3445
2025-01-10 11:00 | 45.5062 | 70.9044
2025-01-10 12:00 | 44.1865 | 69.1649
2025-01-10 13:00 | 43.7787 | 68.6285
2025-01-10 14:00 | 43.4406 | 66.7277
2025-01-10 15:00 | 43.3034 | 69.5005
2025-01-10 16:00 | 44.4051 | 71.7991
2025-01-10 17:00 | 46.3324 | 76.0066
2025-01-10 18:00 | 48.9732 | 81.6706
2025-01-10 19:00 | 46.6426 | 79.5553
2025-01-10 20:00 | 43.9438 | 76.0372
2025-01-10 21:00 | 41.4956 | 72.5659
2025-01-10 22:00 | 39.2561 | 69.2311
2025-01-10 23:00 | 36.3579 | 65.0158
2025-01-11 | 34.2443 | 61.7836
2025-01-11 01:00 | 31.6218 | 59.5743
2025-01-11 02:00 | 31.0971 | 57.1
2025-01-11 03:00 | 31.3064 | 56.6779
2025-01-11 04:00 | 31.5089 | 56.1419
2025-01-11 05:00 | 31.5171 | 56.8044
2025-01-11 06:00 | 32.5181 | 60.9534
2025-01-11 07:00 | 36.0828 | 62.8788
2025-01-11 08:00 | 39.5942 | 64.8634
2025-01-11 09:00 | 41.2748 | 68.6702
2025-01-11 10:00 | 40.9822 | 69.6395
2025-01-11 11:00 | 40.4632 | 67.8938
2025-01-11 12:00 | 39.2286 | 65.9851
2025-01-11 13:00 | 38.5479 | 65.5019
2025-01-11 14:00 | 37.7703 | 63.2542
2025-01-11 15:00 | 37.7119 | 64.3388
2025-01-11 16:00 | 39.366 | 66.1151
2025-01-11 17:00 | 42.1005 | 72.4097
2025-01-11 18:00 | 46.5795 | 79.8545
2025-01-11 19:00 | 43.8186 | 78.0577
2025-01-11 20:00 | 40.4198 | 73.4681
2025-01-11 21:00 | 38.2636 | 69.5514
2025-01-11 22:00 | 36.6926 | 67.3807
2025-01-11 23:00 | 34.6373 | 64.9076
2025-01-12 | 31.5663 | 63.4708
2025-01-12 01:00 | 30.5129 | 60.4654
2025-01-12 02:00 | 30.2248 | 58.6438
2025-01-12 03:00 | 30.6699 | 58.2487
2025-01-12 04:00 | 30.9664 | 57.9274
2025-01-12 05:00 | 31.1263 | 58.2916
2025-01-12 06:00 | 32.0846 | 60.4878
2025-01-12 07:00 | 35.1294 | 62.1318
2025-01-12 08:00 | 38.2447 | 63.4983
2025-01-12 09:00 | 40.4861 | 66.2083
2025-01-12 10:00 | 41.1089 | 66.5031
2025-01-12 11:00 | 41.5278 | 63.66
2025-01-12 12:00 | 40.1786 | 62.3987
2025-01-12 13:00 | 40.1402 | 62.3423
2025-01-12 14:00 | 39.6439 | 60.0604
2025-01-12 15:00 | 40.0644 | 63.4614
2025-01-12 16:00 | 42.2649 | 66.9704
2025-01-12 17:00 | 45.7797 | 73.2004
2025-01-12 18:00 | 49.6039 | 81.4141
2025-01-12 19:00 | 47.9491 | 78.6204
2025-01-12 20:00 | 45.1749 | 74.9071
2025-01-12 21:00 | 42.2868 | 71.7641
2025-01-12 22:00 | 40.5608 | 69.9275
2025-01-12 23:00 | 38.1054 | 67.5797
2025-01-13 | 35.5725 | 64.2143
2025-01-13 01:00 | 34.572 | 61.1831
2025-01-13 02:00 | 34.529 | 58.7305
2025-01-13 03:00 | 35.2229 | 58.1596
2025-01-13 04:00 | 35.8545 | 57.3064
2025-01-13 05:00 | 36.6338 | 58.3238
2025-01-13 06:00 | 39.234 | 61.2677
2025-01-13 07:00 | 44.8583 | 66.0168
2025-01-13 08:00 | 49.065 | 72.2321
2025-01-13 09:00 | 49.1292 | 75.4281
2025-01-13 10:00 | 47.2315 | 74.2854
2025-01-13 11:00 | 45.4783 | 70.9591
2025-01-13 12:00 | 45.8654 | 75.5405
2025-01-13 13:00 | 45.511 | 75.8592
2025-01-13 14:00 | 44.7788 | 73.7019
2025-01-13 15:00 | 45.3828 | 76.8247
2025-01-13 16:00 | 47.2777 | 78.9143
2025-01-13 17:00 | 49.7367 | 82.3362
2025-01-13 18:00 | 52.7151 | 85.8327
2025-01-13 19:00 | 50.876 | 83.2599
2025-01-13 20:00 | 48.3652 | 80.1577
2025-01-13 21:00 | 45.8988 | 76.6694
2025-01-13 22:00 | 43.4458 | 73.0235
2025-01-13 23:00 | 40.3738 | 69.1659
2025-01-14 | 37.0315 | 64.3992
2025-01-14 01:00 | 35.5942 | 62.0063
2025-01-14 02:00 | 35.3644 | 59.031
2025-01-14 03:00 | 35.9564 | 58.3478
2025-01-14 04:00 | 36.5425 | 57.6541
2025-01-14 05:00 | 37.2679 | 58.5906
2025-01-14 06:00 | 39.5039 | 62.4859
2025-01-14 07:00 | 44.9375 | 67.4089
2025-01-14 08:00 | 49.1149 | 74.008
2025-01-14 09:00 | 50.1819 | 76.6389
2025-01-14 10:00 | 49.0944 | 75.8268
2025-01-14 11:00 | 47.9591 | 73.1448
2025-01-14 12:00 | 47.7955 | 72.1291
2025-01-14 13:00 | 47.639 | 70.7351
2025-01-14 14:00 | 47.3987 | 68.1525
2025-01-14 15:00 | 47.7637 | 70.4554
2025-01-14 16:00 | 49.4871 | 73.5744
2025-01-14 17:00 | 51.4572 | 78.551
2025-01-14 18:00 | 54.1164 | 83.5391
2025-01-14 19:00 | 51.8833 | 82.3668
2025-01-14 20:00 | 49.0204 | 79.5248
2025-01-14 21:00 | 46.4091 | 76.143
2025-01-14 22:00 | 44.0139 | 72.642
2025-01-14 23:00 | 40.7949 | 68.2935
2025-01-15 | 37.6732 | 65.8684
2025-01-15 01:00 | 36.6113 | 61.2401
2025-01-15 02:00 | 36.407 | 58.5119
2025-01-15 03:00 | 36.8694 | 58.1626
2025-01-15 04:00 | 37.414 | 57.563
2025-01-15 05:00 | 38.0208 | 58.5994
2025-01-15 06:00 | 40.1767 | 61.927
2025-01-15 07:00 | 45.4736 | 67.2634
2025-01-15 08:00 | 49.7431 | 74.4637
2025-01-15 09:00 | 50.8368 | 77.2448
2025-01-15 10:00 | 49.5108 | 75.8544
2025-01-15 11:00 | 48.2455 | 72.0905
2025-01-15 12:00 | 47.3536 | 72.1166
2025-01-15 13:00 | 46.8229 | 70.9474
2025-01-15 14:00 | 46.6727 | 68.705
2025-01-15 15:00 | 47.0362 | 71.0399
2025-01-15 16:00 | 48.8948 | 73.3019
2025-01-15 17:00 | 51.2668 | 79.2638
2025-01-15 18:00 | 54.0247 | 84.7348
2025-01-15 19:00 | 52.5892 | 83.6429
2025-01-15 20:00 | 50.1897 | 80.5645
2025-01-15 21:00 | 47.851 | 77.2691
2025-01-15 22:00 | 45.5933 | 73.6249
2025-01-15 23:00 | 42.3349 | 68.8739
2025-01-16 | 38.6597 | 65.8129
2025-01-16 01:00 | 37.9133 | 62.7182
2025-01-16 02:00 | 37.7768 | 60.0827
2025-01-16 03:00 | 38.2741 | 59.9927
2025-01-16 04:00 | 38.8757 | 59.2137
2025-01-16 05:00 | 39.5268 | 60.3318
2025-01-16 06:00 | 41.703 | 64.4188
2025-01-16 07:00 | 46.8247 | 69.5148
2025-01-16 08:00 | 51.0578 | 76.3481
2025-01-16 09:00 | 51.3026 | 79.2555
2025-01-16 10:00 | 49.2401 | 77.9194
2025-01-16 11:00 | 47.2121 | 73.8783
2025-01-16 12:00 | 45.7627 | 71.9729
2025-01-16 13:00 | 44.8133 | 70.384
2025-01-16 14:00 | 44.644 | 67.7943
2025-01-16 15:00 | 44.9658 | 70.6514
2025-01-16 16:00 | 47.0478 | 73.2796
2025-01-16 17:00 | 49.6963 | 79.3958
2025-01-16 18:00 | 55.3694 | 85.4807
2025-01-16 19:00 | 54.0172 | 85.3128
2025-01-16 20:00 | 51.6905 | 83.151
2025-01-16 21:00 | 49.201 | 80.134
2025-01-16 22:00 | 46.9056 | 76.5123
2025-01-16 23:00 | 43.6066 | 71.9221
2025-01-17 | 40.4957 | 67.8489
2025-01-17 01:00 | 38.1565 | 64.7471
2025-01-17 02:00 | 37.8527 | 62.017
2025-01-17 03:00 | 38.2039 | 61.6254
2025-01-17 04:00 | 38.6206 | 60.8579
2025-01-17 05:00 | 39.1823 | 61.6691
2025-01-17 06:00 | 40.8542 | 64.6187
2025-01-17 07:00 | 45.736 | 69.5037
2025-01-17 08:00 | 49.7215 | 76.2162
2025-01-17 09:00 | 50.8334 | 80.1891
2025-01-17 10:00 | 49.6668 | 80.6167
2025-01-17 11:00 | 48.3977 | 78.7516
2025-01-17 12:00 | 46.4495 | 76.2333
2025-01-17 13:00 | 45.8074 | 75.8688
2025-01-17 14:00 | 45.53 | 74.5514
2025-01-17 15:00 | 45.6217 | 78.1179
2025-01-17 16:00 | 46.8621 | 79.2784
2025-01-17 17:00 | 48.8115 | 82.0977
2025-01-17 18:00 | 52.132 | 83.9358
2025-01-17 19:00 | 50.0866 | 83.5753
2025-01-17 20:00 | 47.1086 | 80.9398
2025-01-17 21:00 | 44.4746 | 77.9109
2025-01-17 22:00 | 42.1745 | 74.4073
2025-01-17 23:00 | 39.0409 | 70.048
2025-01-18 | 35.9945 | 66.2983
2025-01-18 01:00 | 35.1762 | 64.7031
2025-01-18 02:00 | 34.8984 | 62.4107
2025-01-18 03:00 | 35.2278 | 61.8
2025-01-18 04:00 | 35.7305 | 61.2229
2025-01-18 05:00 | 36.4813 | 62.0406
2025-01-18 06:00 | 38.0045 | 64.266
2025-01-18 07:00 | 40.8625 | 66.275
2025-01-18 08:00 | 42.9177 | 67.6346
2025-01-18 09:00 | 45.4264 | 70.6923
2025-01-18 10:00 | 46.7417 | 71.3529
2025-01-18 11:00 | 46.6226 | 68.5836
2025-01-18 12:00 | 44.8934 | 70.4034
2025-01-18 13:00 | 45.0128 | 70.3568
2025-01-18 14:00 | 44.0983 | 67.0604
2025-01-18 15:00 | 44.0053 | 68.1064
2025-01-18 16:00 | 45.0906 | 69.4116
2025-01-18 17:00 | 47.8409 | 74.1398
2025-01-18 18:00 | 52.1093 | 80.8456
2025-01-18 19:00 | 50.7975 | 78.1644
2025-01-18 20:00 | 47.5799 | 73.8501
2025-01-18 21:00 | 44.0422 | 70.4501
2025-01-18 22:00 | 42.1922 | 68.4953
2025-01-18 23:00 | 39.8418 | 66.6553
2025-01-19 | 37.6322 | 64.7084
2025-01-19 01:00 | 37.3727 | 61.4107
2025-01-19 02:00 | 37.1303 | 59.3326
2025-01-19 03:00 | 37.4985 | 58.7183
2025-01-19 04:00 | 37.832 | 57.8184
2025-01-19 05:00 | 38.4109 | 57.9952
2025-01-19 06:00 | 39.6641 | 60.4357
2025-01-19 07:00 | 42.3448 | 61.5394
2025-01-19 08:00 | 43.4276 | 62.4471
2025-01-19 09:00 | 44.3545 | 66.5834
2025-01-19 10:00 | 44.0233 | 69.5204
2025-01-19 11:00 | 43.1404 | 69.9586
2025-01-19 12:00 | 43.1741 | 67.774
2025-01-19 13:00 | 43.3281 | 68.9791
2025-01-19 14:00 | 43.5744 | 67.2887
2025-01-19 15:00 | 43.6673 | 70.1025
2025-01-19 16:00 | 45.1757 | 71.8957
2025-01-19 17:00 | 48.6961 | 75.3452
2025-01-19 18:00 | 53.3988 | 79.9657
2025-01-19 19:00 | 53.0484 | 77.4995
2025-01-19 20:00 | 50.4809 | 73.7919
2025-01-19 21:00 | 46.6523 | 70.4286
2025-01-19 22:00 | 44.323 | 68.2569
2025-01-19 23:00 | 41.4257 | 66.0589
2025-01-20 | 39.2613 | 63.4881
2025-01-20 01:00 | 38.159 | 59.8862
2025-01-20 02:00 | 38.0893 | 57.4715
2025-01-20 03:00 | 38.6042 | 57.2232
2025-01-20 04:00 | 39.208 | 56.4077
2025-01-20 05:00 | 39.811 | 57.3979
2025-01-20 06:00 | 41.8611 | 61.013
2025-01-20 07:00 | 46.9757 | 65.9898
2025-01-20 08:00 | 51.2965 | 72.599
2025-01-20 09:00 | 52.515 | 76.9127
2025-01-20 10:00 | 51.3615 | 77.5632
2025-01-20 11:00 | 50.2451 | 76.1969
2025-01-20 12:00 | 49.445 | 70.4165
2025-01-20 13:00 | 48.9219 | 70.1585
2025-01-20 14:00 | 48.8431 | 68.1362
2025-01-20 15:00 | 49.6071 | 71.3259
2025-01-20 16:00 | 51.7494 | 74.0843
2025-01-20 17:00 | 54.0115 | 79.4018
2025-01-20 18:00 | 57.5545 | 81.932
2025-01-20 19:00 | 55.8248 | 81.7317
2025-01-20 20:00 | 52.8148 | 79.4665
2025-01-20 21:00 | 49.9882 | 76.4655
2025-01-20 22:00 | 47.4753 | 72.8253
2025-01-20 23:00 | 43.944 | 68.4426
2025-01-21 | 40.0681 | 64.895
2025-01-21 01:00 | 39.2152 | 61.0221
2025-01-21 02:00 | 39.1055 | 58.1974
2025-01-21 03:00 | 39.5201 | 58.0514
2025-01-21 04:00 | 40.1178 | 57.3976
2025-01-21 05:00 | 40.7521 | 58.6493
2025-01-21 06:00 | 42.5524 | 62.3664
2025-01-21 07:00 | 47.6277 | 67.8772
2025-01-21 08:00 | 52.1427 | 75.1929
2025-01-21 09:00 | 52.7896 | 77.7211
2025-01-21 10:00 | 51.0289 | 76.172
2025-01-21 11:00 | 48.9477 | 72.6091
2025-01-21 12:00 | 48.1063 | 72.0102
2025-01-21 13:00 | 47.0302 | 70.5464
2025-01-21 14:00 | 47.1021 | 68.2598
2025-01-21 15:00 | 47.522 | 71.5662
2025-01-21 16:00 | 49.6397 | 74.1757
2025-01-21 17:00 | 52.4141 | 80.0241
2025-01-21 18:00 | 55.5646 | 86.5511
2025-01-21 19:00 | 54.5911 | 85.6046
2025-01-21 20:00 | 52.3547 | 82.3102
2025-01-21 21:00 | 49.8484 | 78.8783
2025-01-21 22:00 | 47.5845 | 75.2514
2025-01-21 23:00 | 44.2 | 70.781
2025-01-22 | 41.2274 | 67.0771
2025-01-22 01:00 | 38.6848 | 62.3479
2025-01-22 02:00 | 38.4785 | 59.7472
2025-01-22 03:00 | 38.7996 | 59.2232
2025-01-22 04:00 | 39.2505 | 58.4006
2025-01-22 05:00 | 39.8746 | 59.3101
2025-01-22 06:00 | 41.6955 | 63.085
2025-01-22 07:00 | 46.4469 | 67.7405
2025-01-22 08:00 | 50.405 | 73.449
2025-01-22 09:00 | 51.3995 | 75.7923
2025-01-22 10:00 | 49.9578 | 75.1744
2025-01-22 11:00 | 48.7897 | 73.7148
2025-01-22 12:00 | 46.4668 | 69.2795
2025-01-22 13:00 | 45.5784 | 69.101
2025-01-22 14:00 | 45.6389 | 67.8904
2025-01-22 15:00 | 46.1898 | 71.5191
2025-01-22 16:00 | 48.0477 | 73.4081
2025-01-22 17:00 | 50.6667 | 77.8789
2025-01-22 18:00 | 54.4313 | 83.4869
2025-01-22 19:00 | 52.7637 | 82.1015
2025-01-22 20:00 | 50.167 | 78.5828
2025-01-22 21:00 | 47.5126 | 75.3644
2025-01-22 22:00 | 45.1248 | 71.9034
2025-01-22 23:00 | 41.7672 | 67.4753
2025-01-23 | 38.1966 | 64.7013
2025-01-23 01:00 | 36.6133 | 60.3139
2025-01-23 02:00 | 36.3808 | 57.653
2025-01-23 03:00 | 36.658 | 57.3691
2025-01-23 04:00 | 37.1356 | 56.4941
2025-01-23 05:00 | 37.7274 | 57.3963
2025-01-23 06:00 | 39.8791 | 61.8886
2025-01-23 07:00 | 44.8427 | 66.3518
2025-01-23 08:00 | 48.9412 | 71.5374
2025-01-23 09:00 | 49.9792 | 74.456
2025-01-23 10:00 | 48.7968 | 74.0165
2025-01-23 11:00 | 47.4719 | 72.4762
2025-01-23 12:00 | 46.5611 | 65.1927
2025-01-23 13:00 | 45.7835 | 63.8657
2025-01-23 14:00 | 45.9954 | 61.0597
2025-01-23 15:00 | 46.2525 | 64.1205
2025-01-23 16:00 | 47.9247 | 66.9892
2025-01-23 17:00 | 50.0464 | 73.3241
2025-01-23 18:00 | 53.5225 | 80.4773
2025-01-23 19:00 | 51.9754 | 80.272
2025-01-23 20:00 | 49.5599 | 78.0162
2025-01-23 21:00 | 46.9777 | 75.1483
2025-01-23 22:00 | 44.7475 | 71.5938
2025-01-23 23:00 | 41.4724 | 67.4334
2025-01-24 | 38.7969 | 63.9181
2025-01-24 01:00 | 37.2256 | 59.2187
2025-01-24 02:00 | 37.0135 | 56.4213
2025-01-24 03:00 | 37.3044 | 56.1596
2025-01-24 04:00 | 37.8338 | 55.6103
2025-01-24 05:00 | 38.4378 | 56.6058
2025-01-24 06:00 | 40.5206 | 60.3439
2025-01-24 07:00 | 45.6382 | 65.2998
2025-01-24 08:00 | 50.1585 | 70.9933
2025-01-24 09:00 | 51.5468 | 72.0578
2025-01-24 10:00 | 50.5786 | 69.984
2025-01-24 11:00 | 49.2814 | 67.0153
2025-01-24 12:00 | 46.0922 | 61.7643
2025-01-24 13:00 | 44.9947 | 60.1458
2025-01-24 14:00 | 44.7385 | 57.9429
2025-01-24 15:00 | 44.6848 | 60.7052
2025-01-24 16:00 | 46.1363 | 63.469
2025-01-24 17:00 | 48.6442 | 70.3315
2025-01-24 18:00 | 52.2241 | 77.8615
2025-01-24 19:00 | 51.3859 | 78.2543
2025-01-24 20:00 | 49.2033 | 75.5924
2025-01-24 21:00 | 46.9174 | 72.6701
2025-01-24 22:00 | 44.8086 | 69.305
2025-01-24 23:00 | 41.6965 | 64.8659
2025-01-25 | 38.4946 | 61.911
2025-01-25 01:00 | 36.9272 | 58.4881
2025-01-25 02:00 | 36.6436 | 56.373
2025-01-25 03:00 | 36.9257 | 56.1734
2025-01-25 04:00 | 37.3395 | 55.5708
2025-01-25 05:00 | 38.0647 | 56.2513
2025-01-25 06:00 | 39.6683 | 58.9732
2025-01-25 07:00 | 42.7415 | 61.2147
2025-01-25 08:00 | 44.3623 | 63.9804
2025-01-25 09:00 | 45.7385 | 67.7047
2025-01-25 10:00 | 45.8728 | 68.7154
2025-01-25 11:00 | 44.6406 | 66.7507
2025-01-25 12:00 | 43.2888 | 68.5343
2025-01-25 13:00 | 43.1013 | 68.6654
2025-01-25 14:00 | 42.7919 | 65.8173
2025-01-25 15:00 | 42.5818 | 68.2882
2025-01-25 16:00 | 43.6421 | 69.6668
2025-01-25 17:00 | 46.5945 | 73.1008
2025-01-25 18:00 | 51.3083 | 75.8012
2025-01-25 19:00 | 50.8692 | 73.1813
2025-01-25 20:00 | 48.3494 | 68.8458
2025-01-25 21:00 | 44.7655 | 66.0551
2025-01-25 22:00 | 42.7962 | 64.3389
2025-01-25 23:00 | 40.3313 | 62.2705
2025-01-26 | 38.035 | 60.5472
2025-01-26 01:00 | 36.7203 | 55.8167
2025-01-26 02:00 | 36.308 | 53.6927
2025-01-26 03:00 | 36.4213 | 53.0479
2025-01-26 04:00 | 36.702 | 51.8972
2025-01-26 05:00 | 37.2269 | 52.1673
2025-01-26 06:00 | 38.5321 | 54.2819
2025-01-26 07:00 | 40.9712 | 54.8031
2025-01-26 08:00 | 42.1165 | 56.076
2025-01-26 09:00 | 42.7682 | 58.1639
2025-01-26 10:00 | 42.1489 | 59.2742
2025-01-26 11:00 | 40.9185 | 60.1232
2025-01-26 12:00 | 40.3668 | 56.0475
2025-01-26 13:00 | 40.3555 | 56.5527
2025-01-26 14:00 | 40.2438 | 54.6426
2025-01-26 15:00 | 40.3584 | 58.2249
2025-01-26 16:00 | 41.8204 | 61.1134
2025-01-26 17:00 | 45.2328 | 66.7389
2025-01-26 18:00 | 50.1409 | 73.0397
2025-01-26 19:00 | 49.7788 | 71.0177
2025-01-26 20:00 | 47.3194 | 67.1614
2025-01-26 21:00 | 44.0623 | 64.2094
2025-01-26 22:00 | 41.7981 | 62.4586
2025-01-26 23:00 | 39.2287 | 60.2435
2025-01-27 | 37.2158 | 58.4001
2025-01-27 01:00 | 36.0295 | 54.9824
2025-01-27 02:00 | 35.9294 | 52.5618
2025-01-27 03:00 | 36.3331 | 52.074
2025-01-27 04:00 | 36.8709 | 51.2713
2025-01-27 05:00 | 37.5847 | 52.3214
2025-01-27 06:00 | 39.8213 | 56.5333
2025-01-27 07:00 | 44.9999 | 61.1969
2025-01-27 08:00 | 49.0391 | 66.552
2025-01-27 09:00 | 49.728 | 69.6527
2025-01-27 10:00 | 48.3471 | 69.8137
2025-01-27 11:00 | 46.7498 | 69.2736
2025-01-27 12:00 | 46.6548 | 64.7397
2025-01-27 13:00 | 45.9814 | 64.4738
2025-01-27 14:00 | 46.0683 | 62.2129
2025-01-27 15:00 | 46.4686 | 64.7394
2025-01-27 16:00 | 48.2093 | 67.3444
2025-01-27 17:00 | 50.402 | 72.6363
2025-01-27 18:00 | 53.0113 | 76.9069
2025-01-27 19:00 | 51.5488 | 75.983
2025-01-27 20:00 | 49.0074 | 73.1488
2025-01-27 21:00 | 46.2796 | 70.239
2025-01-27 22:00 | 43.9199 | 67.0116
2025-01-27 23:00 | 40.6115 | 63.0932
2025-01-28 | 37.7089 | 59.2845
2025-01-28 01:00 | 36.1692 | 55.5559
2025-01-28 02:00 | 35.9913 | 52.7223
2025-01-28 03:00 | 36.2938 | 52.1909
2025-01-28 04:00 | 36.7924 | 51.4896
2025-01-28 05:00 | 37.5649 | 52.6704
2025-01-28 06:00 | 39.7701 | 56.5443
2025-01-28 07:00 | 44.7899 | 61.2916
2025-01-28 08:00 | 48.723 | 66.2755
2025-01-28 09:00 | 49.0448 | 67.7722
2025-01-28 10:00 | 47.417 | 66.8149
2025-01-28 11:00 | 45.6827 | 66.804
2025-01-28 12:00 | 43.9748 | 64.4547
2025-01-28 13:00 | 42.9012 | 63.9625
2025-01-28 14:00 | 42.9786 | 61.8551
2025-01-28 15:00 | 43.239 | 65.4969
2025-01-28 16:00 | 44.9192 | 68.4606
2025-01-28 17:00 | 47.6793 | 73.1996
2025-01-28 18:00 | 51.2657 | 78.7572
2025-01-28 19:00 | 50.3971 | 77.6828
2025-01-28 20:00 | 48.4474 | 74.4592
2025-01-28 21:00 | 46.1121 | 71.5207
2025-01-28 22:00 | 43.9574 | 68.5118
2025-01-28 23:00 | 40.832 | 64.4964
2025-01-29 | 37.6366 | 60.5622
2025-01-29 01:00 | 36.0273 | 57.2191
2025-01-29 02:00 | 35.8572 | 54.4856
2025-01-29 03:00 | 36.183 | 53.8162
2025-01-29 04:00 | 36.6609 | 53.111
2025-01-29 05:00 | 37.434 | 54.048
2025-01-29 06:00 | 39.6481 | 58.6756
2025-01-29 07:00 | 44.7033 | 62.7757
2025-01-29 08:00 | 48.298 | 66.9704
2025-01-29 09:00 | 48.1473 | 68.3086
2025-01-29 10:00 | 46.0607 | 67.3557
2025-01-29 11:00 | 44.2622 | 67.3722
2025-01-29 12:00 | 44.1111 | 64.0527
2025-01-29 13:00 | 43.2961 | 63.8939
2025-01-29 14:00 | 43.2194 | 61.8955
2025-01-29 15:00 | 43.4066 | 64.9899
2025-01-29 16:00 | 44.9919 | 67.3814
2025-01-29 17:00 | 47.5959 | 72.2141
2025-01-29 18:00 | 50.376 | 77.0595
2025-01-29 19:00 | 49.6472 | 77.4193
2025-01-29 20:00 | 47.8186 | 75.7967
2025-01-29 21:00 | 45.5915 | 73.9436
2025-01-29 22:00 | 43.44 | 71.0896
2025-01-29 23:00 | 40.3372 | 66.8307
2025-01-30 | 37.3646 | 60.696
2025-01-30 01:00 | 35.8392 | 59.5784
2025-01-30 02:00 | 35.642 | 56.7035
2025-01-30 03:00 | 35.9807 | 56.2443
2025-01-30 04:00 | 36.4446 | 55.545
2025-01-30 05:00 | 37.2708 | 56.5701
2025-01-30 06:00 | 39.623 | 59.7756
2025-01-30 07:00 | 44.7201 | 64.4614
2025-01-30 08:00 | 48.4073 | 69.5863
2025-01-30 09:00 | 48.3427 | 71.2747
2025-01-30 10:00 | 46.3679 | 69.4814
2025-01-30 11:00 | 44.4323 | 66.9037
2025-01-30 12:00 | 43.0857 | 67.754
2025-01-30 13:00 | 42.214 | 66.7513
2025-01-30 14:00 | 42.1034 | 64.1192
2025-01-30 15:00 | 42.2406 | 67.3235
2025-01-30 16:00 | 43.7456 | 69.5681
2025-01-30 17:00 | 46.1732 | 74.9966
2025-01-30 18:00 | 49.796 | 81.1064
2025-01-30 19:00 | 49.1494 | 80.567
2025-01-30 20:00 | 47.3263 | 77.5008
2025-01-30 21:00 | 45.0982 | 74.4682
2025-01-30 22:00 | 43.0055 | 71.1013
2025-01-30 23:00 | 39.9794 | 66.7956
2025-01-31 | 36.9813 | 64.0479
2025-01-31 01:00 | 35.4857 | 59.0452
2025-01-31 02:00 | 35.2201 | 56.3529
2025-01-31 03:00 | 35.5123 | 55.8841
2025-01-31 04:00 | 35.9734 | 55.1746
2025-01-31 05:00 | 36.7552 | 56.1723
2025-01-31 06:00 | 39.065 | 59.9961
2025-01-31 07:00 | 44.0937 | 64.9507
2025-01-31 08:00 | 47.645 | 70.8641
2025-01-31 09:00 | 47.7594 | 73.7967
2025-01-31 10:00 | 46.1158 | 73.827
2025-01-31 11:00 | 44.4405 | 72.3102
2025-01-31 12:00 | 44.6043 | 69.5013
2025-01-31 13:00 | 43.9357 | 68.8285
2025-01-31 14:00 | 43.7702 | 67.3363
2025-01-31 15:00 | 43.5772 | 70.1067
2025-01-31 16:00 | 44.5928 | 70.836
2025-01-31 17:00 | 46.5577 | 73.9748
2025-01-31 18:00 | 49.7457 | 78.0528
2025-01-31 19:00 | 48.4607 | 77.5278
2025-01-31 20:00 | 46.0598 | 74.0994
2025-01-31 21:00 | 43.6046 | 71.2081
2025-01-31 22:00 | 41.4404 | 68.2661
2025-01-31 23:00 | 38.4043 | 64.0516
2025-02-01 | 35.5771 | 60.6244
2025-02-01 01:00 | 33.3696 | 58.2506
2025-02-01 02:00 | 32.8815 | 56.1888
2025-02-01 03:00 | 33.0316 | 55.4071
2025-02-01 04:00 | 33.4536 | 54.337
2025-02-01 05:00 | 33.8175 | 55.1775
2025-02-01 06:00 | 35.2228 | 57.699
2025-02-01 07:00 | 38.7069 | 58.9033
2025-02-01 08:00 | 41.1155 | 61.4633
2025-02-01 09:00 | 42.536 | 65.2215
2025-02-01 10:00 | 42.1778 | 66.1377
2025-02-01 11:00 | 41.6881 | 65.7605
2025-02-01 12:00 | 41.2993 | 61.1906
2025-02-01 13:00 | 40.9344 | 60.8029
2025-02-01 14:00 | 40.0779 | 57.7762
2025-02-01 15:00 | 39.9021 | 58.5422
2025-02-01 16:00 | 41.4069 | 60.8735
2025-02-01 17:00 | 44.0157 | 67.5036
2025-02-01 18:00 | 46.2968 | 73.9764
2025-02-01 19:00 | 45.2694 | 73.3763
2025-02-01 20:00 | 42.448 | 69.2122
2025-02-01 21:00 | 39.6515 | 65.6152
2025-02-01 22:00 | 37.9257 | 63.9866
2025-02-01 23:00 | 35.8389 | 62.2582
2025-02-02 | 33.967 | 60.3811
2025-02-02 01:00 | 32.2541 | 58.4949
2025-02-02 02:00 | 31.804 | 56.8799
2025-02-02 03:00 | 31.9913 | 56.4119
2025-02-02 04:00 | 32.342 | 55.7125
2025-02-02 05:00 | 32.6256 | 55.8872
2025-02-02 06:00 | 33.566 | 58.7396
2025-02-02 07:00 | 36.5707 | 59.3826
2025-02-02 08:00 | 38.5972 | 59.7001
2025-02-02 09:00 | 38.7919 | 60.9984
2025-02-02 10:00 | 37.4194 | 60.3621
2025-02-02 11:00 | 36.5024 | 59.4247
2025-02-02 12:00 | 36.1591 | 55.1795
2025-02-02 13:00 | 35.7332 | 55.252
2025-02-02 14:00 | 35.0705 | 52.9609
2025-02-02 15:00 | 35.2009 | 56.2607
2025-02-02 16:00 | 37.3853 | 60.334
2025-02-02 17:00 | 41.0198 | 67.4871
2025-02-02 18:00 | 45.4944 | 76.8483
2025-02-02 19:00 | 45.1818 | 75.7555
2025-02-02 20:00 | 42.8846 | 72.4766
2025-02-02 21:00 | 40.3363 | 69.4284
2025-02-02 22:00 | 38.502 | 67.4853
2025-02-02 23:00 | 36.2009 | 65.3858
2025-02-03 | 33.9203 | 62.3018
2025-02-03 01:00 | 32.5897 | 57.7751
2025-02-03 02:00 | 32.4297 | 56.0113
2025-02-03 03:00 | 32.8867 | 55.7943
2025-02-03 04:00 | 33.5545 | 54.7321
2025-02-03 05:00 | 34.4196 | 55.8752
2025-02-03 06:00 | 37.0656 | 60.8767
2025-02-03 07:00 | 42.6846 | 65.2227
2025-02-03 08:00 | 46.1763 | 70.6814
2025-02-03 09:00 | 45.7197 | 73.1836
2025-02-03 10:00 | 43.5687 | 71.7249
2025-02-03 11:00 | 41.8692 | 69.7791
2025-02-03 12:00 | 41.2069 | 66.2159
2025-02-03 13:00 | 40.482 | 65.829
2025-02-03 14:00 | 39.9756 | 62.9348
2025-02-03 15:00 | 40.2267 | 65.2808
2025-02-03 16:00 | 42.1604 | 68.5262
2025-02-03 17:00 | 44.7438 | 74.7337
2025-02-03 18:00 | 49.0384 | 78.4747
2025-02-03 19:00 | 47.9955 | 78.6152
2025-02-03 20:00 | 45.7659 | 75.9921
2025-02-03 21:00 | 43.2475 | 72.8272
2025-02-03 22:00 | 40.9142 | 69.4525
2025-02-03 23:00 | 37.9681 | 65.3978
2025-02-04 | 35.0556 | 62.7075
2025-02-04 01:00 | 33.2143 | 58.9627
2025-02-04 02:00 | 32.9116 | 56.6031
2025-02-04 03:00 | 33.2502 | 56.132
2025-02-04 04:00 | 33.8618 | 55.3043
2025-02-04 05:00 | 34.715 | 56.5325
2025-02-04 06:00 | 37.1448 | 60.1579
2025-02-04 07:00 | 42.6305 | 65.2968
2025-02-04 08:00 | 46.2292 | 71.917
2025-02-04 09:00 | 46.779 | 74.8588
2025-02-04 10:00 | 45.4351 | 73.9194
2025-02-04 11:00 | 44.5789 | 71.8845
2025-02-04 12:00 | 42.1556 | 74.5055
2025-02-04 13:00 | 41.5731 | 74.3622
2025-02-04 14:00 | 41.1518 | 72.2601
2025-02-04 15:00 | 41.3594 | 75.1071
2025-02-04 16:00 | 43.0837 | 77.3847
2025-02-04 17:00 | 45.4978 | 80.2583
2025-02-04 18:00 | 49.308 | 81.7213
2025-02-04 19:00 | 47.861 | 81.4157
2025-02-04 20:00 | 45.5037 | 79.0574
2025-02-04 21:00 | 42.9246 | 76.0096
2025-02-04 22:00 | 40.5776 | 72.8343
2025-02-04 23:00 | 37.657 | 69.0454
2025-02-05 | 35.2438 | 63.0879
2025-02-05 01:00 | 33.0169 | 59.9325
2025-02-05 02:00 | 32.6847 | 57.6212
2025-02-05 03:00 | 32.9575 | 57.3487
2025-02-05 04:00 | 33.5001 | 56.6484
2025-02-05 05:00 | 34.2857 | 57.6874
2025-02-05 06:00 | 36.7765 | 60.0313
2025-02-05 07:00 | 42.2755 | 65.5028
2025-02-05 08:00 | 45.6952 | 72.7014
2025-02-05 09:00 | 46.1284 | 76.3044
2025-02-05 10:00 | 44.6007 | 75.3049
2025-02-05 11:00 | 43.7191 | 72.6085
2025-02-05 12:00 | 42.8597 | 73.7346
2025-02-05 13:00 | 42.5114 | 73.5049
2025-02-05 14:00 | 42.0993 | 71.3032
2025-02-05 15:00 | 42.2454 | 73.9915
2025-02-05 16:00 | 43.7966 | 75.9763
2025-02-05 17:00 | 45.9395 | 80.7086
2025-02-05 18:00 | 48.385 | 84.0335
2025-02-05 19:00 | 47.0083 | 83.6713
2025-02-05 20:00 | 44.6855 | 80.6112
2025-02-05 21:00 | 42.1967 | 77.1967
2025-02-05 22:00 | 39.8914 | 73.5317
2025-02-05 23:00 | 36.9807 | 69.1943
2025-02-06 | 34.6423 | 64.8135
2025-02-06 01:00 | 32.6259 | 61.9852
2025-02-06 02:00 | 32.2998 | 59.7867
2025-02-06 03:00 | 32.5674 | 59.4814
2025-02-06 04:00 | 33.126 | 58.5623
2025-02-06 05:00 | 33.9483 | 59.6928
2025-02-06 06:00 | 36.4967 | 65.3026
2025-02-06 07:00 | 41.9677 | 69.5779
2025-02-06 08:00 | 45.4667 | 74.9447
2025-02-06 09:00 | 45.9714 | 76.7597
2025-02-06 10:00 | 44.5974 | 75.1716
2025-02-06 11:00 | 43.7169 | 72.4067
2025-02-06 12:00 | 42.3254 | 71.9922
2025-02-06 13:00 | 41.885 | 71.4192
2025-02-06 14:00 | 41.5693 | 69.3395
2025-02-06 15:00 | 41.7518 | 72.0433
2025-02-06 16:00 | 43.3293 | 74.4336
2025-02-06 17:00 | 45.3423 | 78.4599
2025-02-06 18:00 | 48.7579 | 80.8582
2025-02-06 19:00 | 47.6392 | 81.8847
2025-02-06 20:00 | 45.4254 | 79.9478
2025-02-06 21:00 | 42.9984 | 77.0609
2025-02-06 22:00 | 40.7795 | 73.7793
2025-02-06 23:00 | 37.8826 | 69.5457
2025-02-07 | 35.0251 | 65.5267
2025-02-07 01:00 | 33.6503 | 61.0094
2025-02-07 02:00 | 33.34 | 58.8578
2025-02-07 03:00 | 33.608 | 58.7088
2025-02-07 04:00 | 34.2215 | 57.776
2025-02-07 05:00 | 35.0043 | 58.6011
2025-02-07 06:00 | 37.31 | 63.059
2025-02-07 07:00 | 43.0353 | 67.4873
2025-02-07 08:00 | 47.1239 | 72.5373
2025-02-07 09:00 | 48.182 | 73.5064
2025-02-07 10:00 | 47.1223 | 70.6179
2025-02-07 11:00 | 46.0901 | 67.5067
2025-02-07 12:00 | 44.7987 | 66.1892
2025-02-07 13:00 | 44.4035 | 65.7578
2025-02-07 14:00 | 43.7785 | 63.6214
2025-02-07 15:00 | 43.5972 | 67.3418
2025-02-07 16:00 | 44.8202 | 69.6996
2025-02-07 17:00 | 46.624 | 74.9195
2025-02-07 18:00 | 49.2356 | 78.3606
2025-02-07 19:00 | 48.0671 | 79.7789
2025-02-07 20:00 | 45.5811 | 77.5305
2025-02-07 21:00 | 43.085 | 74.7
2025-02-07 22:00 | 40.8454 | 71.2687
2025-02-07 23:00 | 37.9688 | 67.2055
2025-02-08 | 35.4399 | 63.6085
2025-02-08 01:00 | 33.5591 | 60.0897
2025-02-08 02:00 | 33.1435 | 58.517
2025-02-08 03:00 | 33.2642 | 58.5094
2025-02-08 04:00 | 33.6606 | 57.7834
2025-02-08 05:00 | 34.0375 | 58.402
2025-02-08 06:00 | 35.054 | 62.4716
2025-02-08 07:00 | 38.9124 | 64.4572
2025-02-08 08:00 | 41.9133 | 65.4159
2025-02-08 09:00 | 44.0015 | 68.5159
2025-02-08 10:00 | 44.0226 | 69.2353
2025-02-08 11:00 | 43.3111 | 68.1918
2025-02-08 12:00 | 41.7004 | 61.6368
2025-02-08 13:00 | 41.2322 | 61.5229
2025-02-08 14:00 | 40.5455 | 58.2859
2025-02-08 15:00 | 40.4705 | 60.1821
2025-02-08 16:00 | 42.0487 | 62.6533
2025-02-08 17:00 | 44.7372 | 69.0397
2025-02-08 18:00 | 47.2008 | 74.8344
2025-02-08 19:00 | 46.6811 | 74.7354
2025-02-08 20:00 | 44.255 | 71.3055
2025-02-08 21:00 | 41.357 | 68.4219
2025-02-08 22:00 | 39.6178 | 66.4677
2025-02-08 23:00 | 37.4715 | 64.4809
2025-02-09 | 34.7231 | 62.715
2025-02-09 01:00 | 33.1455 | 59.9696
2025-02-09 02:00 | 32.7113 | 58.0951
2025-02-09 03:00 | 32.7821 | 57.6527
2025-02-09 04:00 | 33.1207 | 57.0121
2025-02-09 05:00 | 33.4715 | 57.6723
2025-02-09 06:00 | 34.1838 | 60.3769
2025-02-09 07:00 | 37.3097 | 61.6724
2025-02-09 08:00 | 39.5555 | 62.09
2025-02-09 09:00 | 40.3597 | 64.6998
2025-02-09 10:00 | 39.4008 | 65.2204
2025-02-09 11:00 | 38.3315 | 64.0483
2025-02-09 12:00 | 38.2011 | 60.5947
2025-02-09 13:00 | 37.9843 | 60.7498
2025-02-09 14:00 | 37.4231 | 59.1443
2025-02-09 15:00 | 37.7006 | 61.2997
2025-02-09 16:00 | 39.7441 | 63.4194
2025-02-09 17:00 | 43.0635 | 70.6325
2025-02-09 18:00 | 48.3209 | 78.7467
2025-02-09 19:00 | 47.37 | 79.2389
2025-02-09 20:00 | 44.6563 | 75.268
2025-02-09 21:00 | 41.5882 | 71.2441
2025-02-09 22:00 | 39.4334 | 68.9548
2025-02-09 23:00 | 37.0359 | 66.7095
2025-02-10 | 34.6134 | 64.1309
2025-02-10 01:00 | 33.5567 | 61.5999
2025-02-10 02:00 | 33.4198 | 59.7603
2025-02-10 03:00 | 33.7286 | 59.7946
2025-02-10 04:00 | 34.3425 | 58.8898
2025-02-10 05:00 | 35.1858 | 60.0828
2025-02-10 06:00 | 37.3188 | 64.6027
2025-02-10 07:00 | 42.846 | 69.775
2025-02-10 08:00 | 46.4855 | 76.5447
2025-02-10 09:00 | 47.0776 | 80.2144
2025-02-10 10:00 | 45.7764 | 79.8344
2025-02-10 11:00 | 44.8659 | 77.1134
2025-02-10 12:00 | 43.5721 | 74.4362
2025-02-10 13:00 | 43.0086 | 74.3017
2025-02-10 14:00 | 42.7595 | 72.7251
2025-02-10 15:00 | 43.245 | 75.783
2025-02-10 16:00 | 45.1025 | 77.6598
2025-02-10 17:00 | 47.378 | 82.233
2025-02-10 18:00 | 49.6026 | 85.3095
2025-02-10 19:00 | 49.0818 | 85.3707
2025-02-10 20:00 | 46.8771 | 82.0694
2025-02-10 21:00 | 44.4029 | 78.3427
2025-02-10 22:00 | 42.1166 | 74.5844
2025-02-10 23:00 | 39.0693 | 70.2681
2025-02-11 | 35.6409 | 66.6575
2025-02-11 01:00 | 34.3624 | 62.7637
2025-02-11 02:00 | 34.1848 | 60.5264
2025-02-11 03:00 | 34.4832 | 60.123
2025-02-11 04:00 | 35.163 | 59.0639
2025-02-11 05:00 | 36.0929 | 59.93
2025-02-11 06:00 | 38.4722 | 64.0294
2025-02-11 07:00 | 44.0562 | 68.8302
2025-02-11 08:00 | 47.8008 | 74.2958
2025-02-11 09:00 | 47.6365 | 76.5413
2025-02-11 10:00 | 45.5533 | 75.4034
2025-02-11 11:00 | 43.7449 | 73.7343
2025-02-11 12:00 | 43.0418 | 71.1494
2025-02-11 13:00 | 42.2209 | 70.7058
2025-02-11 14:00 | 41.9213 | 68.8206
2025-02-11 15:00 | 42.0926 | 72.4662
2025-02-11 16:00 | 43.9576 | 74.6534
2025-02-11 17:00 | 46.5687 | 78.6127
2025-02-11 18:00 | 51.2786 | 83.0615
2025-02-11 19:00 | 50.4789 | 82.8009
2025-02-11 20:00 | 48.3455 | 79.3444
2025-02-11 21:00 | 45.7583 | 75.7546
2025-02-11 22:00 | 43.4079 | 72.203
2025-02-11 23:00 | 40.3066 | 68.2964
2025-02-12 | 37.4656 | 65.6732
2025-02-12 01:00 | 35.3364 | 61.0486
2025-02-12 02:00 | 35.0898 | 58.7509
2025-02-12 03:00 | 35.2789 | 58.1266
2025-02-12 04:00 | 35.7694 | 57.2599
2025-02-12 05:00 | 36.6228 | 57.8582
2025-02-12 06:00 | 38.5236 | 61.1271
2025-02-12 07:00 | 43.917 | 65.6989
2025-02-12 08:00 | 47.4427 | 70.1016
2025-02-12 09:00 | 47.9976 | 71.2939
2025-02-12 10:00 | 46.3839 | 69.6265
2025-02-12 11:00 | 45.3776 | 68.3958
2025-02-12 12:00 | 43.2336 | 65.9661
2025-02-12 13:00 | 42.7537 | 65.8001
2025-02-12 14:00 | 42.3024 | 64.0957
2025-02-12 15:00 | 42.6277 | 67.1379
2025-02-12 16:00 | 44.1458 | 69.3685
2025-02-12 17:00 | 46.3985 | 74.4582
2025-02-12 18:00 | 48.7438 | 79.2312
2025-02-12 19:00 | 47.7533 | 79.3659
2025-02-12 20:00 | 45.4755 | 76.4281
2025-02-12 21:00 | 42.9051 | 73.1514
2025-02-12 22:00 | 40.5172 | 69.5359
2025-02-12 23:00 | 37.5181 | 65.5072
2025-02-13 | 34.9911 | 62.5458
2025-02-13 01:00 | 33.003 | 59.3888
2025-02-13 02:00 | 32.7128 | 56.9958
2025-02-13 03:00 | 32.8745 | 56.3253
2025-02-13 04:00 | 33.3896 | 55.4876
2025-02-13 05:00 | 34.2539 | 56.3224
2025-02-13 06:00 | 36.3934 | 60.3565
2025-02-13 07:00 | 41.8343 | 64.3214
2025-02-13 08:00 | 45.2711 | 67.2922
2025-02-13 09:00 | 45.8923 | 67.1975
2025-02-13 10:00 | 44.6644 | 65.1416
2025-02-13 11:00 | 43.7318 | 64.6847
2025-02-13 12:00 | 41.2517 | 64.6393
2025-02-13 13:00 | 40.6248 | 64.2774
2025-02-13 14:00 | 40.5921 | 62.335
2025-02-13 15:00 | 40.6489 | 65.2301
2025-02-13 16:00 | 42.1533 | 67.903
2025-02-13 17:00 | 44.1962 | 72.3559
2025-02-13 18:00 | 47.6358 | 74.6991
2025-02-13 19:00 | 46.7852 | 75.8881
2025-02-13 20:00 | 44.6589 | 73.8783
2025-02-13 21:00 | 42.1555 | 71.0088
2025-02-13 22:00 | 39.9674 | 67.7372
2025-02-13 23:00 | 37.032 | 63.9085
2025-02-14 | 34.9442 | 60.9797
2025-02-14 01:00 | 33.0703 | 56.7592
2025-02-14 02:00 | 32.7832 | 54.3661
2025-02-14 03:00 | 32.938 | 53.7482
2025-02-14 04:00 | 33.5283 | 53.0718
2025-02-14 05:00 | 34.4167 | 53.9231
2025-02-14 06:00 | 36.9579 | 57.8291
2025-02-14 07:00 | 42.1756 | 62.0291
2025-02-14 08:00 | 45.4232 | 64.9638
2025-02-14 09:00 | 45.6701 | 62.7935
2025-02-14 10:00 | 44.2558 | 58.2234
2025-02-14 11:00 | 43.4981 | 55.6396
2025-02-14 12:00 | 41.8105 | 54.7067
2025-02-14 13:00 | 41.0137 | 53.1899
2025-02-14 14:00 | 40.6175 | 50.3034
2025-02-14 15:00 | 40.4734 | 52.1798
2025-02-14 16:00 | 41.7443 | 55.4845
2025-02-14 17:00 | 43.9718 | 62.7173
2025-02-14 18:00 | 46.2055 | 71.6674
2025-02-14 19:00 | 46.1347 | 73.4619
2025-02-14 20:00 | 44.4212 | 71.9731
2025-02-14 21:00 | 42.1807 | 69.6791
2025-02-14 22:00 | 40.068 | 66.8683
2025-02-14 23:00 | 37.2207 | 62.9854
2025-02-15 | 34.6769 | 57.7006
2025-02-15 01:00 | 32.8406 | 56.2961
2025-02-15 02:00 | 32.4696 | 54.3092
2025-02-15 03:00 | 32.5641 | 53.7527
2025-02-15 04:00 | 32.951 | 52.7915
2025-02-15 05:00 | 33.4182 | 52.9503
2025-02-15 06:00 | 34.4939 | 55.4433
2025-02-15 07:00 | 38.2145 | 56.9684
2025-02-15 08:00 | 40.8433 | 58.9817
2025-02-15 09:00 | 42.4124 | 59.7332
2025-02-15 10:00 | 42.1039 | 57.9443
2025-02-15 11:00 | 41.5487 | 55.5243
2025-02-15 12:00 | 40.7661 | 56.0946
2025-02-15 13:00 | 40.2348 | 55.6644
2025-02-15 14:00 | 39.7179 | 52.578
2025-02-15 15:00 | 39.718 | 54.9762
2025-02-15 16:00 | 41.3187 | 57.7957
2025-02-15 17:00 | 44.0106 | 63.3941
2025-02-15 18:00 | 46.1765 | 64.969
2025-02-15 19:00 | 45.8692 | 65.6069
2025-02-15 20:00 | 43.5994 | 62.7397
2025-02-15 21:00 | 40.6966 | 60.7304
2025-02-15 22:00 | 38.9736 | 59.2254
2025-02-15 23:00 | 36.7706 | 56.9866
2025-02-16 | 34.0456 | 57.4949
2025-02-16 01:00 | 33.2823 | 52.5327
2025-02-16 02:00 | 32.9637 | 50.5522
2025-02-16 03:00 | 33.0435 | 49.9655
2025-02-16 04:00 | 33.4308 | 49.0367
2025-02-16 05:00 | 33.9705 | 49.3309
2025-02-16 06:00 | 34.9998 | 51.1613
2025-02-16 07:00 | 38.0142 | 51.6475
2025-02-16 08:00 | 39.8974 | 52.2938
2025-02-16 09:00 | 40.5402 | 52.6961
2025-02-16 10:00 | 39.6928 | 51.8635
2025-02-16 11:00 | 38.5791 | 52.7759
2025-02-16 12:00 | 39.1991 | 54.0918
2025-02-16 13:00 | 39.061 | 54.5062
2025-02-16 14:00 | 38.6138 | 53.2948
2025-02-16 15:00 | 38.9223 | 57.0252
2025-02-16 16:00 | 40.9026 | 59.8857
2025-02-16 17:00 | 44.2925 | 65.5136
2025-02-16 18:00 | 48.3956 | 71.4712
2025-02-16 19:00 | 48.4281 | 71.2976
2025-02-16 20:00 | 46.2991 | 67.8193
2025-02-16 21:00 | 42.9729 | 64.7404
2025-02-16 22:00 | 40.8433 | 63.0546
2025-02-16 23:00 | 38.39 | 60.7756
2025-02-17 | 36.1415 | 56.6866
2025-02-17 01:00 | 34.077 | 56.3815
2025-02-17 02:00 | 33.9676 | 54.837
2025-02-17 03:00 | 34.0438 | 54.7605
2025-02-17 04:00 | 34.5347 | 54.0929
2025-02-17 05:00 | 35.1141 | 53.7254
2025-02-17 06:00 | 36.642 | 57.4444
2025-02-17 07:00 | 39.5701 | 57.8735
2025-02-17 08:00 | 40.7427 | 57.4012
2025-02-17 09:00 | 41.027 | 59.377
2025-02-17 10:00 | 40.3801 | 59.4947
2025-02-17 11:00 | 39.9796 | 63.1057
2025-02-17 12:00 | 42.1086 | 63.9683
2025-02-17 13:00 | 42.0919 | 64.8278
2025-02-17 14:00 | 41.3703 | 62.5336
2025-02-17 15:00 | 41.3968 | 66.0022
2025-02-17 16:00 | 42.9425 | 66.0161
2025-02-17 17:00 | 45.9375 | 72.2434
2025-02-17 18:00 | 47.6382 | 71.6637
2025-02-17 19:00 | 47.2947 | 72.6979
2025-02-17 20:00 | 44.9111 | 69.4432
2025-02-17 21:00 | 42.1274 | 66.8854
2025-02-17 22:00 | 40.3016 | 65.3808
2025-02-17 23:00 | 37.9408 | 61.7424
2025-02-18 | 35.3429 | 59.0307
2025-02-18 01:00 | 35.3147 | 57.2288
2025-02-18 02:00 | 35.1333 | 55.0555
2025-02-18 03:00 | 35.3321 | 55.1197
2025-02-18 04:00 | 35.9652 | 54.3841
2025-02-18 05:00 | 36.9637 | 55.7604
2025-02-18 06:00 | 39.1554 | 60.3634
2025-02-18 07:00 | 44.3812 | 66.115
2025-02-18 08:00 | 47.5897 | 72.5076
2025-02-18 09:00 | 47.4368 | 75.5588
2025-02-18 10:00 | 45.4407 | 74.9497
2025-02-18 11:00 | 44.0181 | 73.1856
2025-02-18 12:00 | 45.9067 | 67.5715
2025-02-18 13:00 | 45.2917 | 66.5162
2025-02-18 14:00 | 45.1999 | 64.2896
2025-02-18 15:00 | 45.4733 | 67.7453
2025-02-18 16:00 | 47.1322 | 70.1416
2025-02-18 17:00 | 49.2634 | 75.8088
2025-02-18 18:00 | 51.9394 | 80.8627
2025-02-18 19:00 | 51.2421 | 81.7166
2025-02-18 20:00 | 48.8764 | 78.4284
2025-02-18 21:00 | 46.1136 | 75.1592
2025-02-18 22:00 | 43.715 | 71.9345
2025-02-18 23:00 | 40.4927 | 67.5596
2025-02-19 | 37.0868 | 63.7836
2025-02-19 01:00 | 35.4292 | 60.4926
2025-02-19 02:00 | 35.2351 | 58.2348
2025-02-19 03:00 | 35.3089 | 58.2046
2025-02-19 04:00 | 35.8404 | 57.6188
2025-02-19 05:00 | 36.7495 | 58.7269
2025-02-19 06:00 | 38.8232 | 62.2249
2025-02-19 07:00 | 44.1531 | 67.8626
2025-02-19 08:00 | 47.6639 | 73.7995
2025-02-19 09:00 | 48.3129 | 75.5776
2025-02-19 10:00 | 46.746 | 73.0019
2025-02-19 11:00 | 45.7458 | 68.8445
2025-02-19 12:00 | 44.7177 | 71.6759
2025-02-19 13:00 | 44.0713 | 70.6552
2025-02-19 14:00 | 43.7964 | 68.3172
2025-02-19 15:00 | 43.9937 | 70.9116
2025-02-19 16:00 | 45.4632 | 72.1447
2025-02-19 17:00 | 47.6743 | 77.8401
2025-02-19 18:00 | 49.2235 | 80.5108
2025-02-19 19:00 | 48.6667 | 82.3463
2025-02-19 20:00 | 46.6048 | 79.7015
2025-02-19 21:00 | 43.9455 | 76.7244
2025-02-19 22:00 | 41.5564 | 73.1753
2025-02-19 23:00 | 38.464 | 68.2808
2025-02-20 | 36.2712 | 65.2488
2025-02-20 01:00 | 34.1654 | 60.5023
2025-02-20 02:00 | 33.9436 | 58.2775
2025-02-20 03:00 | 34.042 | 58.417
2025-02-20 04:00 | 34.6015 | 57.8184
2025-02-20 05:00 | 35.5769 | 59.1694
2025-02-20 06:00 | 38.0511 | 64.0162
2025-02-20 07:00 | 43.2707 | 69.0495
2025-02-20 08:00 | 46.4977 | 73.1862
2025-02-20 09:00 | 46.7574 | 72.4957
2025-02-20 10:00 | 45.1265 | 68.5774
2025-02-20 11:00 | 44.1114 | 64.4868
2025-02-20 12:00 | 43.6888 | 66.0713
2025-02-20 13:00 | 43.0216 | 64.3824
2025-02-20 14:00 | 42.8824 | 62.1135
2025-02-20 15:00 | 43.0351 | 65.0107
2025-02-20 16:00 | 44.5018 | 67.1298
2025-02-20 17:00 | 46.5074 | 73.8629
2025-02-20 18:00 | 49.024 | 78.6607
2025-02-20 19:00 | 48.7695 | 81.0728
2025-02-20 20:00 | 46.8182 | 78.7492
2025-02-20 21:00 | 44.2883 | 75.684
2025-02-20 22:00 | 42.0494 | 72.1246
2025-02-20 23:00 | 39.0305 | 67.5322
2025-02-21 | 36.1381 | 64.7095
2025-02-21 01:00 | 34.9669 | 60.6336
2025-02-21 02:00 | 34.7815 | 58.3488
2025-02-21 03:00 | 34.9413 | 58.141
2025-02-21 04:00 | 35.58 | 57.4783
2025-02-21 05:00 | 36.6073 | 58.3373
2025-02-21 06:00 | 39.0322 | 62.586
2025-02-21 07:00 | 44.6193 | 67.7154
2025-02-21 08:00 | 48.3528 | 72.4496
2025-02-21 09:00 | 48.4151 | 73.9305
2025-02-21 10:00 | 46.4279 | 72.2923
2025-02-21 11:00 | 44.5078 | 69.4883
2025-02-21 12:00 | 42.8927 | 66.7319
2025-02-21 13:00 | 41.9447 | 65.6188
2025-02-21 14:00 | 41.4807 | 63.763
2025-02-21 15:00 | 41.1886 | 66.4077
2025-02-21 16:00 | 42.4472 | 67.4939
2025-02-21 17:00 | 44.7133 | 72.1433
2025-02-21 18:00 | 47.5992 | 75.49
2025-02-21 19:00 | 48.1362 | 77.4568
2025-02-21 20:00 | 46.5087 | 74.6891
2025-02-21 21:00 | 44.211 | 71.5973
2025-02-21 22:00 | 42.0754 | 68.2384
2025-02-21 23:00 | 39.1088 | 63.9098
2025-02-22 | 36.0476 | 61.47
2025-02-22 01:00 | 34.7466 | 58.0944
2025-02-22 02:00 | 34.4417 | 56.2536
2025-02-22 03:00 | 34.4563 | 56.2071
2025-02-22 04:00 | 34.8907 | 55.4697
2025-02-22 05:00 | 35.6544 | 56.0763
2025-02-22 06:00 | 37.0268 | 60.1489
2025-02-22 07:00 | 40.6156 | 62.0347
2025-02-22 08:00 | 42.6195 | 61.5887
2025-02-22 09:00 | 43.7689 | 61.6845
2025-02-22 10:00 | 43.2252 | 60.4153
2025-02-22 11:00 | 42.0619 | 59.0148
2025-02-22 12:00 | 43.1186 | 56.7599
2025-02-22 13:00 | 42.7984 | 56.02
2025-02-22 14:00 | 42.3063 | 52.6439
2025-02-22 15:00 | 42.1627 | 53.9291
2025-02-22 16:00 | 43.346 | 56.0817
2025-02-22 17:00 | 45.8207 | 63.1163
2025-02-22 18:00 | 46.9354 | 69.4432
2025-02-22 19:00 | 47.196 | 70.6608
2025-02-22 20:00 | 44.9857 | 67.3675
2025-02-22 21:00 | 41.7168 | 64.5998
2025-02-22 22:00 | 39.8031 | 62.654
2025-02-22 23:00 | 37.5378 | 60.2627
2025-02-23 | 35.1717 | 59.7449
2025-02-23 01:00 | 33.9933 | 54.9569
2025-02-23 02:00 | 33.6295 | 53.3869
2025-02-23 03:00 | 33.5296 | 53.3772
2025-02-23 04:00 | 33.8967 | 52.608
2025-02-23 05:00 | 34.5572 | 52.714
2025-02-23 06:00 | 35.7003 | 56.2305
2025-02-23 07:00 | 38.5318 | 57.5932
2025-02-23 08:00 | 39.9632 | 56.6798
2025-02-23 09:00 | 40.6942 | 55.5237
2025-02-23 10:00 | 39.8955 | 53.3919
2025-02-23 11:00 | 39.1184 | 51.8466
2025-02-23 12:00 | 41.4196 | 53.331
2025-02-23 13:00 | 41.4748 | 53.1978
2025-02-23 14:00 | 41.0043 | 51.2598
2025-02-23 15:00 | 41.212 | 54.5214
2025-02-23 16:00 | 42.7672 | 57.3647
2025-02-23 17:00 | 45.6673 | 64.2544
2025-02-23 18:00 | 48.19 | 71.5384
2025-02-23 19:00 | 48.017 | 72.0902
2025-02-23 20:00 | 45.4901 | 68.6732
2025-02-23 21:00 | 42.0943 | 65.627
2025-02-23 22:00 | 39.7902 | 63.5278
2025-02-23 23:00 | 37.2995 | 60.9172
2025-02-24 | 35.3509 | 59.1037
2025-02-24 01:00 | 34.6578 | 54.7708
2025-02-24 02:00 | 34.6248 | 52.9368
2025-02-24 03:00 | 34.7983 | 53.0537
2025-02-24 04:00 | 35.4653 | 52.336
2025-02-24 05:00 | 36.5032 | 53.4676
2025-02-24 06:00 | 39.2911 | 58.2422
2025-02-24 07:00 | 44.7635 | 63.4876
2025-02-24 08:00 | 48.2313 | 67.5924
2025-02-24 09:00 | 48.0367 | 68.8993
2025-02-24 10:00 | 45.9317 | 67.3323
2025-02-24 11:00 | 44.2072 | 66.0353
2025-02-24 12:00 | 44.6358 | 63.6068
2025-02-24 13:00 | 43.7496 | 63.3259
2025-02-24 14:00 | 43.5377 | 61.2185
2025-02-24 15:00 | 43.8945 | 64.2842
2025-02-24 16:00 | 45.6936 | 66.8278
2025-02-24 17:00 | 48.1219 | 72.6553
2025-02-24 18:00 | 50.1729 | 74.3396
2025-02-24 19:00 | 50.5279 | 77.3377
2025-02-24 20:00 | 48.6443 | 76.0825
2025-02-24 21:00 | 46.0312 | 73.7406
2025-02-24 22:00 | 43.676 | 70.4887
2025-02-24 23:00 | 40.4879 | 66.1912
2025-02-25 | 37.1464 | 60.484
2025-02-25 01:00 | 35.7397 | 57.9197
2025-02-25 02:00 | 35.6326 | 55.5388
2025-02-25 03:00 | 35.7517 | 55.9409
2025-02-25 04:00 | 36.3965 | 55.4792
2025-02-25 05:00 | 37.5106 | 56.7183
2025-02-25 06:00 | 39.9475 | 61.5982
2025-02-25 07:00 | 44.9731 | 67.8547
2025-02-25 08:00 | 47.7789 | 74.2682
2025-02-25 09:00 | 46.8538 | 76.6665
2025-02-25 10:00 | 44.2551 | 74.913
2025-02-25 11:00 | 42.588 | 71.2292
2025-02-25 12:00 | 42.5599 | 65.8201
2025-02-25 13:00 | 41.5221 | 63.5267
2025-02-25 14:00 | 41.4294 | 60.4656
2025-02-25 15:00 | 41.7168 | 63.5005
2025-02-25 16:00 | 43.4925 | 66.3897
2025-02-25 17:00 | 46.179 | 74.7325
2025-02-25 18:00 | 50.3547 | 80.9223
2025-02-25 19:00 | 50.4881 | 83.7413
2025-02-25 20:00 | 48.7127 | 81.0163
2025-02-25 21:00 | 46.0306 | 77.7394
2025-02-25 22:00 | 43.6102 | 74.0029
2025-02-25 23:00 | 40.3669 | 69.0588
2025-02-26 | 37.444 | 66.3727
2025-02-26 01:00 | 35.5347 | 61.5192
2025-02-26 02:00 | 35.3651 | 59.3868
2025-02-26 03:00 | 35.3831 | 58.9276
2025-02-26 04:00 | 35.9005 | 58.2671
2025-02-26 05:00 | 36.9118 | 59.3019
2025-02-26 06:00 | 39.1484 | 63.8712
2025-02-26 07:00 | 44.1196 | 68.826
2025-02-26 08:00 | 46.8245 | 72.2938
2025-02-26 09:00 | 46.6482 | 71.6858
2025-02-26 10:00 | 44.6097 | 69.4265
2025-02-26 11:00 | 43.737 | 67.6648
2025-02-26 12:00 | 42.1883 | 65.174
2025-02-26 13:00 | 41.3725 | 64.5274
2025-02-26 14:00 | 41.3003 | 63.7713
2025-02-26 15:00 | 41.5802 | 66.5846
2025-02-26 16:00 | 43.1325 | 67.7701
2025-02-26 17:00 | 45.5752 | 72.3426
2025-02-26 18:00 | 48.2816 | 76.8036
2025-02-26 19:00 | 48.4135 | 78.4706
2025-02-26 20:00 | 46.7092 | 75.5548
2025-02-26 21:00 | 44.1426 | 72.6448
2025-02-26 22:00 | 41.7512 | 69.6248
2025-02-26 23:00 | 38.524 | 64.966
2025-02-27 | 35.9022 | 62.3469
2025-02-27 01:00 | 34.4201 | 59.3217
2025-02-27 02:00 | 34.275 | 57.0667
2025-02-27 03:00 | 34.306 | 56.959
2025-02-27 04:00 | 34.8683 | 56.1233
2025-02-27 05:00 | 35.8979 | 56.6744
2025-02-27 06:00 | 38.2175 | 61.0025
2025-02-27 07:00 | 43.3494 | 66.0049
2025-02-27 08:00 | 46.4571 | 69.5678
2025-02-27 09:00 | 46.7015 | 71.9168
2025-02-27 10:00 | 45.1001 | 70.8808
2025-02-27 11:00 | 44.2612 | 68.9901
2025-02-27 12:00 | 44.4707 | 69.3088
2025-02-27 13:00 | 43.7284 | 68.4325
2025-02-27 14:00 | 43.7111 | 65.4797
2025-02-27 15:00 | 43.8675 | 68.4252
2025-02-27 16:00 | 45.3151 | 69.974
2025-02-27 17:00 | 47.3142 | 74.5612
2025-02-27 18:00 | 49.6734 | 78.0679
2025-02-27 19:00 | 49.4737 | 79.5058
2025-02-27 20:00 | 47.562 | 77.1767
2025-02-27 21:00 | 44.9085 | 73.9471
2025-02-27 22:00 | 42.5814 | 70.2444
2025-02-27 23:00 | 39.4418 | 66.0913
2025-02-28 | 36.8326 | 62.7819
2025-02-28 01:00 | 35.3154 | 58.7611
2025-02-28 02:00 | 35.1737 | 56.3888
2025-02-28 03:00 | 35.2452 | 56.2474
2025-02-28 04:00 | 35.8337 | 55.7853
2025-02-28 05:00 | 36.8703 | 56.4503
2025-02-28 06:00 | 39.1458 | 60.9084
2025-02-28 07:00 | 44.437 | 66.1075
2025-02-28 08:00 | 47.9522 | 69.9123
2025-02-28 09:00 | 48.3716 | 70.2867
2025-02-28 10:00 | 46.7771 | 69.2244
2025-02-28 11:00 | 45.6629 | 68.277
2025-02-28 12:00 | 45.3314 | 60.2255
2025-02-28 13:00 | 44.5404 | 58.5615
2025-02-28 14:00 | 44.1505 | 56.9631
2025-02-28 15:00 | 44.0779 | 59.4014
2025-02-28 16:00 | 45.2293 | 61.8183
2025-02-28 17:00 | 47.2443 | 68.431
2025-02-28 18:00 | 49.9507 | 71.6284
2025-02-28 19:00 | 49.6692 | 75.4182
2025-02-28 20:00 | 47.5243 | 73.7174
2025-02-28 21:00 | 44.8653 | 70.9468
2025-02-28 22:00 | 42.4883 | 67.7152
2025-02-28 23:00 | 39.3912 | 62.9765
2025-03-01 | 36.1943 | 61.1169
2025-03-01 01:00 | 34.3112 | 55.4142
2025-03-01 02:00 | 34.0548 | 53.463
2025-03-01 03:00 | 34.0083 | 53.2251
2025-03-01 04:00 | 34.2968 | 52.9245
2025-03-01 05:00 | 35.1062 | 54.11
2025-03-01 06:00 | 36.4898 | 57.1762
2025-03-01 07:00 | 39.4386 | 58.6459
2025-03-01 08:00 | 40.655 | 58.8642
2025-03-01 09:00 | 40.4904 | 58.5947
2025-03-01 10:00 | 39.3782 | 56.0869
2025-03-01 11:00 | 38.1926 | 53.1053
2025-03-01 12:00 | 38.6973 | 60.5612
2025-03-01 13:00 | 37.9823 | 59.154
2025-03-01 14:00 | 37.4079 | 56.4339
2025-03-01 15:00 | 37.2184 | 58.1205
2025-03-01 16:00 | 38.4742 | 59.7186
2025-03-01 17:00 | 41.1767 | 64.2667
2025-03-01 18:00 | 44.5544 | 69.8917
2025-03-01 19:00 | 45.4307 | 70.4465
2025-03-01 20:00 | 43.8968 | 67.1644
2025-03-01 21:00 | 41.0441 | 64.3638
2025-03-01 22:00 | 39.3276 | 62.4864
2025-03-01 23:00 | 37.0565 | 60.5303
2025-03-02 | 34.584 | 57.9469
2025-03-02 01:00 | 33.5202 | 56.0425
2025-03-02 02:00 | 33.2056 | 54.0714
2025-03-02 03:00 | 33.0578 | 53.2299
2025-03-02 04:00 | 33.2413 | 52.4947
2025-03-02 05:00 | 33.8697 | 52.9931
2025-03-02 06:00 | 34.7567 | 53.5486
2025-03-02 07:00 | 37.6059 | 54.5453
2025-03-02 08:00 | 39.5374 | 56.0586
2025-03-02 09:00 | 40.8898 | 59.3682
2025-03-02 10:00 | 40.7046 | 61.1469
2025-03-02 11:00 | 40.361 | 60.7698
2025-03-02 12:00 | 39.9449 | 58.0412
2025-03-02 13:00 | 39.7521 | 57.7089
2025-03-02 14:00 | 39.1754 | 56.1096
2025-03-02 15:00 | 39.2802 | 58.922
2025-03-02 16:00 | 40.7575 | 60.9844
2025-03-02 17:00 | 43.5804 | 64.638
2025-03-02 18:00 | 45.2593 | 67.9874
2025-03-02 19:00 | 45.7789 | 68.4454
2025-03-02 20:00 | 43.9329 | 65.6185
2025-03-02 21:00 | 41.1083 | 62.7115
2025-03-02 22:00 | 39.1161 | 60.7553
2025-03-02 23:00 | 36.7481 | 58.5589
2025-03-03 | 34.7502 | 57.5796
2025-03-03 01:00 | 33.7113 | 55.3317
2025-03-03 02:00 | 33.7475 | 53.0819
2025-03-03 03:00 | 33.9686 | 52.9733
2025-03-03 04:00 | 34.4601 | 52.5434
2025-03-03 05:00 | 35.6101 | 53.8746
2025-03-03 06:00 | 38.0142 | 57.4519
2025-03-03 07:00 | 43.0849 | 61.8826
2025-03-03 08:00 | 45.9401 | 65.8339
2025-03-03 09:00 | 44.8736 | 66.9415
2025-03-03 10:00 | 42.5249 | 64.896
2025-03-03 11:00 | 40.8618 | 63.1879
2025-03-03 12:00 | 41.6798 | 61.7759
2025-03-03 13:00 | 40.6426 | 60.0285
2025-03-03 14:00 | 40.3185 | 57.3365
2025-03-03 15:00 | 40.4961 | 59.8729
2025-03-03 16:00 | 42.1271 | 63.0699
2025-03-03 17:00 | 44.4476 | 69.8023
2025-03-03 18:00 | 47.7755 | 74.0103
2025-03-03 19:00 | 48.1395 | 76.9127
2025-03-03 20:00 | 46.7332 | 75.7376
2025-03-03 21:00 | 44.3292 | 72.9297
2025-03-03 22:00 | 42.0606 | 69.071
2025-03-03 23:00 | 38.9012 | 64.6005
2025-03-04 | 35.5146 | 61.8676
2025-03-04 01:00 | 34.0643 | 58.6205
2025-03-04 02:00 | 33.9735 | 56.0963
2025-03-04 03:00 | 34.088 | 55.8412
2025-03-04 04:00 | 34.4778 | 55.4411
2025-03-04 05:00 | 35.6347 | 57.0222
2025-03-04 06:00 | 37.635 | 61.2305
2025-03-04 07:00 | 42.7564 | 66.6538
2025-03-04 08:00 | 46.1944 | 73.1426
2025-03-04 09:00 | 46.6264 | 75.1873
2025-03-04 10:00 | 45.4127 | 73.8589
2025-03-04 11:00 | 44.5628 | 69.948
2025-03-04 12:00 | 44.052 | 71.4872
2025-03-04 13:00 | 43.3066 | 69.3736
2025-03-04 14:00 | 43.0625 | 67.7267
2025-03-04 15:00 | 43.3478 | 69.9565
2025-03-04 16:00 | 44.657 | 71.7421
2025-03-04 17:00 | 46.6253 | 75.0378
2025-03-04 18:00 | 46.8693 | 76.1446
2025-03-04 19:00 | 46.6437 | 79.0646
2025-03-04 20:00 | 45.152 | 77.8459
2025-03-04 21:00 | 42.7253 | 75.1996
2025-03-04 22:00 | 40.4585 | 71.9131
2025-03-04 23:00 | 37.4585 | 67.2376
2025-03-05 | 34.7361 | 63.9379
2025-03-05 01:00 | 32.9613 | 59.3152
2025-03-05 02:00 | 32.842 | 56.8862
2025-03-05 03:00 | 32.9253 | 56.3794
2025-03-05 04:00 | 33.2693 | 55.9545
2025-03-05 05:00 | 34.3522 | 57.3014
2025-03-05 06:00 | 36.625 | 60.9125
2025-03-05 07:00 | 41.6354 | 65.317
2025-03-05 08:00 | 44.572 | 69.6514
2025-03-05 09:00 | 44.5238 | 71.2463
2025-03-05 10:00 | 43.0087 | 69.8725
2025-03-05 11:00 | 42.3317 | 67.5975
2025-03-05 12:00 | 42.7981 | 65.9993
2025-03-05 13:00 | 42.1296 | 64.5162
2025-03-05 14:00 | 41.8515 | 62.687
2025-03-05 15:00 | 41.9034 | 65.111
2025-03-05 16:00 | 43.1225 | 66.5832
2025-03-05 17:00 | 45.0658 | 70.6563
2025-03-05 18:00 | 47.2217 | 74.075
2025-03-05 19:00 | 46.8376 | 76.3027
2025-03-05 20:00 | 45.2305 | 74.9571
2025-03-05 21:00 | 42.8824 | 72.4922
2025-03-05 22:00 | 40.6263 | 69.0052
2025-03-05 23:00 | 37.5892 | 64.7399
2025-03-06 | 34.344 | 61.3575
2025-03-06 01:00 | 34.0583 | 59.4193
2025-03-06 02:00 | 34.0656 | 56.7947
2025-03-06 03:00 | 34.26 | 56.0648
2025-03-06 04:00 | 34.7525 | 55.5581
2025-03-06 05:00 | 35.8778 | 56.6235
2025-03-06 06:00 | 38.5211 | 59.3087
2025-03-06 07:00 | 43.4517 | 63.1679
2025-03-06 08:00 | 46.5219 | 65.7428
2025-03-06 09:00 | 45.4754 | 65.5884
2025-03-06 10:00 | 43.0947 | 63.5568
2025-03-06 11:00 | 41.6482 | 62.1695
2025-03-06 12:00 | 42.7047 | 60.388
2025-03-06 13:00 | 41.6555 | 58.9159
2025-03-06 14:00 | 41.2818 | 57.1116
2025-03-06 15:00 | 41.3954 | 60.3307
2025-03-06 16:00 | 43.0937 | 63.0915
2025-03-06 17:00 | 45.4453 | 67.6792
2025-03-06 18:00 | 48.7651 | 70.9855
2025-03-06 19:00 | 49.4576 | 73.4475
2025-03-06 20:00 | 48.5409 | 72.497
2025-03-06 21:00 | 46.4076 | 69.8069
2025-03-06 22:00 | 44.2283 | 66.2199
2025-03-06 23:00 | 41.1205 | 62.3822
2025-03-07 | 38.1406 | 60.5513
2025-03-07 01:00 | 36.4389 | 55.5622
2025-03-07 02:00 | 36.3599 | 53.0761
2025-03-07 03:00 | 36.59 | 52.7507
2025-03-07 04:00 | 37.0019 | 52.3755
2025-03-07 05:00 | 38.1457 | 53.3877
2025-03-07 06:00 | 40.5901 | 57.0387
2025-03-07 07:00 | 45.2239 | 61.3808
2025-03-07 08:00 | 47.8865 | 65.0015
2025-03-07 09:00 | 46.4056 | 65.5913
2025-03-07 10:00 | 43.5766 | 64.2673
2025-03-07 11:00 | 41.8064 | 63.1734
2025-03-07 12:00 | 42.9335 | 57.2199
2025-03-07 13:00 | 41.9246 | 54.877
2025-03-07 14:00 | 41.2056 | 52.6925
2025-03-07 15:00 | 41.1971 | 54.8491
2025-03-07 16:00 | 42.4787 | 57.6329
2025-03-07 17:00 | 44.665 | 63.6648
2025-03-07 18:00 | 47.9284 | 69.4702
2025-03-07 19:00 | 48.1985 | 72.3499
2025-03-07 20:00 | 46.7088 | 71.419
2025-03-07 21:00 | 44.3542 | 68.7998
2025-03-07 22:00 | 42.0214 | 65.4564
2025-03-07 23:00 | 38.9223 | 61.3011
2025-03-08 | 35.5222 | 58.0494
2025-03-08 01:00 | 33.9232 | 54.9525
2025-03-08 02:00 | 33.6132 | 53.0123
2025-03-08 03:00 | 33.5121 | 52.8772
2025-03-08 04:00 | 33.7494 | 52.6031
2025-03-08 05:00 | 34.5877 | 53.3113
2025-03-08 06:00 | 36.2332 | 55.4864
2025-03-08 07:00 | 39.4257 | 56.9501
2025-03-08 08:00 | 41.7166 | 56.8184
2025-03-08 09:00 | 43.127 | 56.7569
2025-03-08 10:00 | 43.0758 | 55.3829
2025-03-08 11:00 | 41.8753 | 54.013
2025-03-08 12:00 | 42.158 | 55.575
2025-03-08 13:00 | 41.7347 | 54.0971
2025-03-08 14:00 | 40.6677 | 51.4369
2025-03-08 15:00 | 40.4277 | 53.7274
2025-03-08 16:00 | 41.3906 | 56.438
2025-03-08 17:00 | 43.6114 | 61.978
2025-03-08 18:00 | 45.7478 | 66.9713
2025-03-08 19:00 | 45.2877 | 67.6864
2025-03-08 20:00 | 43.1308 | 65.2045
2025-03-08 21:00 | 40.0561 | 62.6507
2025-03-08 22:00 | 38.0408 | 60.774
2025-03-08 23:00 | 35.9472 | 58.6228
2025-03-09 | 34.1228 | 57.8185
2025-03-09 01:00 | 32.3406 | 50.4842
2025-03-09 02:00 | 32.3865 | 49.6968
2025-03-09 03:00 | 32.493 | 49.7453
2025-03-09 04:00 | 33.0861 | 49.4767
2025-03-09 05:00 | 34.6337 | 51.7243
2025-03-09 06:00 | 37.5464 | 56.3474
2025-03-09 07:00 | 40.3813 | 58.2154
2025-03-09 08:00 | 39.9478 | 55.0464
2025-03-09 09:00 | 39.5229 | 53.241
2025-03-09 10:00 | 39.1528 | 49.9877
2025-03-09 11:00 | 38.9014 | 48.8822
2025-03-09 12:00 | 38.3926 | 50.1706
2025-03-09 13:00 | 38.3154 | 48.6845
2025-03-09 14:00 | 37.4867 | 46.372
2025-03-09 15:00 | 37.5395 | 48.4517
2025-03-09 16:00 | 39.2242 | 51.5871
2025-03-09 17:00 | 41.8808 | 57.7237
2025-03-09 18:00 | 42.7465 | 63.38
2025-03-09 19:00 | 43.7454 | 65.2712
2025-03-09 20:00 | 41.9998 | 62.9675
2025-03-09 21:00 | 38.8504 | 58.7655
2025-03-09 22:00 | 36.2473 | 55.6259
2025-03-09 23:00 | 33.5713 | 53.3157
2025-03-10 | 32.7736 | 52.6619
2025-03-10 01:00 | 32.0792 | 49.1177
2025-03-10 02:00 | 32.4575 | 48.1026
2025-03-10 03:00 | 32.8926 | 48.2131
2025-03-10 04:00 | 33.7832 | 48.1091
2025-03-10 05:00 | 35.7941 | 51.1948
2025-03-10 06:00 | 39.9101 | 58.1654
2025-03-10 07:00 | 45.0326 | 64.1897
2025-03-10 08:00 | 46.0125 | 65.0841
2025-03-10 09:00 | 44.4998 | 64.3485
2025-03-10 10:00 | 43.0581 | 60.4672
2025-03-10 11:00 | 42.2743 | 57.8686
2025-03-10 12:00 | 41.7745 | 57.8355
2025-03-10 13:00 | 41.1174 | 56.1172
2025-03-10 14:00 | 40.6242 | 53.5875
2025-03-10 15:00 | 40.9843 | 54.5629
2025-03-10 16:00 | 42.8308 | 57.1821
2025-03-10 17:00 | 44.6609 | 62.1758
2025-03-10 18:00 | 46.2781 | 65.8879
2025-03-10 19:00 | 46.3214 | 67.6581
2025-03-10 20:00 | 44.7952 | 65.7765
2025-03-10 21:00 | 41.7593 | 61.3138
2025-03-10 22:00 | 38.7269 | 56.7329
2025-03-10 23:00 | 35.413 | 52.8995
2025-03-11 | 33.7269 | 51.3285
2025-03-11 01:00 | 33.2191 | 48.2643
2025-03-11 02:00 | 33.524 | 46.8264
2025-03-11 03:00 | 33.9492 | 46.5966
2025-03-11 04:00 | 34.8311 | 46.4559
2025-03-11 05:00 | 36.8979 | 49.3047
2025-03-11 06:00 | 40.9956 | 55.9609
2025-03-11 07:00 | 46.1518 | 61.6209
2025-03-11 08:00 | 47.3172 | 61.1597
2025-03-11 09:00 | 45.6824 | 58.4689
2025-03-11 10:00 | 43.9743 | 53.8358
2025-03-11 11:00 | 42.8149 | 53.0656
2025-03-11 12:00 | 42.9375 | 49.9501
2025-03-11 13:00 | 42.226 | 47.8213
2025-03-11 14:00 | 41.588 | 45.0121
2025-03-11 15:00 | 41.8237 | 46.8039
2025-03-11 16:00 | 43.5786 | 50.8846
2025-03-11 17:00 | 45.5414 | 56.6458
2025-03-11 18:00 | 46.3944 | 62.9629
2025-03-11 19:00 | 46.7244 | 65.2419
2025-03-11 20:00 | 45.4961 | 64.1135
2025-03-11 21:00 | 42.6615 | 60.2512
2025-03-11 22:00 | 39.6996 | 56.0429
2025-03-11 23:00 | 36.4316 | 52.609
2025-03-12 | 34.5922 | 50.102
2025-03-12 01:00 | 34.056 | 47.6865
2025-03-12 02:00 | 34.3688 | 46.3329
2025-03-12 03:00 | 34.8298 | 46.2514
2025-03-12 04:00 | 35.6408 | 46.1984
2025-03-12 05:00 | 37.7002 | 48.7789
2025-03-12 06:00 | 41.7055 | 54.9463
2025-03-12 07:00 | 46.7767 | 60.0091
2025-03-12 08:00 | 47.5447 | 58.2375
2025-03-12 09:00 | 44.9414 | 54.9196
2025-03-12 10:00 | 42.2948 | 50.2909
2025-03-12 11:00 | 40.4576 | 51.6009
2025-03-12 12:00 | 43.6133 | 45.7552
2025-03-12 13:00 | 43.0846 | 43.789
2025-03-12 14:00 | 42.3 | 40.8337
2025-03-12 15:00 | 42.4169 | 42.7613
2025-03-12 16:00 | 44.0174 | 47.3409
2025-03-12 17:00 | 45.78 | 55.3425
2025-03-12 18:00 | 46.7345 | 59.7023
2025-03-12 19:00 | 46.6418 | 63.7638
2025-03-12 20:00 | 45.0585 | 63.453
2025-03-12 21:00 | 42.1409 | 60.1271
2025-03-12 22:00 | 39.1247 | 55.7583
2025-03-12 23:00 | 35.8868 | 51.6431
2025-03-13 | 33.8146 | 50.901
2025-03-13 01:00 | 33.506 | 48.3881
2025-03-13 02:00 | 33.7906 | 47.0677
2025-03-13 03:00 | 34.245 | 47.2838
2025-03-13 04:00 | 35.0299 | 47.3149
2025-03-13 05:00 | 37.1047 | 50.4664
2025-03-13 06:00 | 41.1859 | 57.9634
2025-03-13 07:00 | 46.609 | 63.0736
2025-03-13 08:00 | 48.1355 | 61.7066
2025-03-13 09:00 | 46.4033 | 57.8524
2025-03-13 10:00 | 44.336 | 52.4095
2025-03-13 11:00 | 42.2097 | 51.5008
2025-03-13 12:00 | 40.9549 | 58.4029
2025-03-13 13:00 | 40.0795 | 56.5139
2025-03-13 14:00 | 39.4907 | 53.9306
2025-03-13 15:00 | 39.5348 | 55.5133
2025-03-13 16:00 | 41.2119 | 58.588
2025-03-13 17:00 | 43.0938 | 63.1357
2025-03-13 18:00 | 45.6944 | 67.2603
2025-03-13 19:00 | 45.8842 | 69.358
2025-03-13 20:00 | 44.5226 | 68.2289
2025-03-13 21:00 | 41.7134 | 64.1202
2025-03-13 22:00 | 38.8366 | 59.9224
2025-03-13 23:00 | 35.6727 | 55.9483
2025-03-14 | 33.4969 | 52.4074
2025-03-14 01:00 | 33.1185 | 48.7658
2025-03-14 02:00 | 33.3583 | 47.7151
2025-03-14 03:00 | 33.7784 | 47.7608
2025-03-14 04:00 | 34.555 | 47.4455
2025-03-14 05:00 | 36.5863 | 50.0415
2025-03-14 06:00 | 40.6911 | 57.0214
2025-03-14 07:00 | 46.1415 | 62.2849
2025-03-14 08:00 | 47.7851 | 61.605
2025-03-14 09:00 | 46.2364 | 59.9098
2025-03-14 10:00 | 44.4106 | 56.589
2025-03-14 11:00 | 42.2844 | 56.9029
2025-03-14 12:00 | 43.5622 | 53.3533
2025-03-14 13:00 | 42.8808 | 52.1897
2025-03-14 14:00 | 42.0905 | 50.2531
2025-03-14 15:00 | 41.7776 | 52.8127
2025-03-14 16:00 | 42.8947 | 55.4638
2025-03-14 17:00 | 44.2912 | 59.2864
2025-03-14 18:00 | 44.6547 | 61.5046
2025-03-14 19:00 | 44.3357 | 63.7761
2025-03-14 20:00 | 42.6054 | 62.0843
2025-03-14 21:00 | 39.666 | 58.1255
2025-03-14 22:00 | 36.7605 | 54.117
2025-03-14 23:00 | 33.7221 | 50.5239
2025-03-15 | 32.0706 | 49.6118
2025-03-15 01:00 | 31.3736 | 46.8752
2025-03-15 02:00 | 31.4746 | 45.853
2025-03-15 03:00 | 31.7249 | 45.8765
2025-03-15 04:00 | 32.3028 | 45.2385
2025-03-15 05:00 | 33.8753 | 47.3601
2025-03-15 06:00 | 36.9574 | 51.9994
2025-03-15 07:00 | 40.6718 | 54.3226
2025-03-15 08:00 | 41.5404 | 53.6144
2025-03-15 09:00 | 41.9335 | 54.4274
2025-03-15 10:00 | 41.9879 | 53.5933
2025-03-15 11:00 | 41.3497 | 54.4727
2025-03-15 12:00 | 40.2557 | 51.6898
2025-03-15 13:00 | 39.7378 | 50.6782
2025-03-15 14:00 | 38.6216 | 48.2322
2025-03-15 15:00 | 38.3547 | 50.2829
2025-03-15 16:00 | 39.7454 | 53.2422
2025-03-15 17:00 | 41.8392 | 57.2758
2025-03-15 18:00 | 42.4467 | 60.3769
2025-03-15 19:00 | 42.0485 | 60.5548
2025-03-15 20:00 | 39.9218 | 57.4909
2025-03-15 21:00 | 36.6589 | 53.0869
2025-03-15 22:00 | 34.1973 | 50.2876
2025-03-15 23:00 | 31.8855 | 48.4861
2025-03-16 | 31.114 | 48.3806
2025-03-16 01:00 | 30.4256 | 46.8803
2025-03-16 02:00 | 30.5745 | 45.8795
2025-03-16 03:00 | 30.8956 | 45.8528
2025-03-16 04:00 | 31.4092 | 45.5069
2025-03-16 05:00 | 32.9273 | 47.0693
2025-03-16 06:00 | 35.51 | 50.6547
2025-03-16 07:00 | 38.5452 | 52.6225
2025-03-16 08:00 | 38.8578 | 51.041
2025-03-16 09:00 | 38.2894 | 51.0247
2025-03-16 10:00 | 37.6766 | 49.7208
2025-03-16 11:00 | 37.0806 | 50.1968
2025-03-16 12:00 | 36.4721 | 51.4881
2025-03-16 13:00 | 36.1465 | 50.9463
2025-03-16 14:00 | 35.2919 | 50.057
2025-03-16 15:00 | 35.4261 | 53.685
2025-03-16 16:00 | 37.4563 | 56.8226
2025-03-16 17:00 | 40.3301 | 60.6459
2025-03-16 18:00 | 40.4098 | 61.6439
2025-03-16 19:00 | 41.2802 | 62.7331
2025-03-16 20:00 | 40.2022 | 60.8832
2025-03-16 21:00 | 37.2453 | 56.7583
2025-03-16 22:00 | 34.6633 | 53.7077
2025-03-16 23:00 | 32.0893 | 51.3018
2025-03-17 | 31.3843 | 50.3105
2025-03-17 01:00 | 31.1933 | 47.0214
2025-03-17 02:00 | 31.6232 | 46.1838
2025-03-17 03:00 | 32.1989 | 46.3006
2025-03-17 04:00 | 33.0109 | 46.0832
2025-03-17 05:00 | 35.1026 | 49.0093
2025-03-17 06:00 | 39.4647 | 55.6135
2025-03-17 07:00 | 44.7401 | 61.5764
2025-03-17 08:00 | 45.9176 | 62.6895
2025-03-17 09:00 | 44.0909 | 63.5956
2025-03-17 10:00 | 42.4103 | 62.1767
2025-03-17 11:00 | 41.2192 | 61.8884
2025-03-17 12:00 | 40.6212 | 59.4409
2025-03-17 13:00 | 39.8996 | 58.2302
2025-03-17 14:00 | 39.2015 | 55.8018
2025-03-17 15:00 | 39.516 | 56.9369
2025-03-17 16:00 | 41.3678 | 59.6614
2025-03-17 17:00 | 43.408 | 63.8387
2025-03-17 18:00 | 46.1666 | 65.8325
2025-03-17 19:00 | 45.6791 | 66.624
2025-03-17 20:00 | 44.064 | 64.7215
2025-03-17 21:00 | 40.9771 | 60.1473
2025-03-17 22:00 | 37.7743 | 56.024
2025-03-17 23:00 | 34.5112 | 52.2961
2025-03-18 | 32.6148 | 50.4754
2025-03-18 01:00 | 31.9402 | 46.5485
2025-03-18 02:00 | 32.2579 | 45.3045
2025-03-18 03:00 | 32.741 | 45.3896
2025-03-18 04:00 | 33.4971 | 45.2341
2025-03-18 05:00 | 35.5657 | 48.1059
2025-03-18 06:00 | 39.6011 | 55.404
2025-03-18 07:00 | 45.2034 | 61.3609
2025-03-18 08:00 | 47.2347 | 61.9855
2025-03-18 09:00 | 46.8112 | 60.8812
2025-03-18 10:00 | 45.996 | 57.494
2025-03-18 11:00 | 44.9673 | 56.176
2025-03-18 12:00 | 43.9511 | 55.7489
2025-03-18 13:00 | 43.5487 | 53.7018
2025-03-18 14:00 | 42.8546 | 50.5373
2025-03-18 15:00 | 43.0022 | 51.9865
2025-03-18 16:00 | 44.4887 | 55.67
2025-03-18 17:00 | 46.0307 | 60.5746
2025-03-18 18:00 | 45.5697 | 63.7542
2025-03-18 19:00 | 44.8394 | 65.256
2025-03-18 20:00 | 43.285 | 63.7173
2025-03-18 21:00 | 40.218 | 59.4249
2025-03-18 22:00 | 37.063 | 55.3665
2025-03-18 23:00 | 33.9098 | 51.7655
2025-03-19 | 33.1213 | 50.4012
2025-03-19 01:00 | 31.7769 | 46.3787
2025-03-19 02:00 | 32.0813 | 45.2354
2025-03-19 03:00 | 32.5631 | 45.1932
2025-03-19 04:00 | 33.2565 | 45.0998
2025-03-19 05:00 | 35.305 | 47.7155
2025-03-19 06:00 | 39.4678 | 54.945
2025-03-19 07:00 | 45.0761 | 60.3118
2025-03-19 08:00 | 47.0036 | 59.6754
2025-03-19 09:00 | 46.4097 | 57.66
2025-03-19 10:00 | 45.311 | 54.4473
2025-03-19 11:00 | 44.1488 | 54.6389
2025-03-19 12:00 | 41.8561 | 52.4819
2025-03-19 13:00 | 41.2593 | 51.2185
2025-03-19 14:00 | 40.4868 | 48.8766
2025-03-19 15:00 | 40.4683 | 50.457
2025-03-19 16:00 | 41.9581 | 54.0917
2025-03-19 17:00 | 43.7956 | 59.221
2025-03-19 18:00 | 44.0054 | 61.3844
2025-03-19 19:00 | 43.89 | 63.4799
2025-03-19 20:00 | 42.7072 | 62.7862
2025-03-19 21:00 | 39.9855 | 58.9858
2025-03-19 22:00 | 36.9788 | 55.0745
2025-03-19 23:00 | 33.9031 | 51.1553
2025-03-20 | 32.2682 | 48.9764
2025-03-20 01:00 | 31.5295 | 46.2998
2025-03-20 02:00 | 31.8642 | 45.1714
2025-03-20 03:00 | 32.4221 | 45.4069
2025-03-20 04:00 | 33.1315 | 45.2331
2025-03-20 05:00 | 35.2808 | 47.9415
2025-03-20 06:00 | 39.5213 | 55.2146
2025-03-20 07:00 | 44.95 | 60.4551
2025-03-20 08:00 | 46.5136 | 59.4047
2025-03-20 09:00 | 44.7957 | 57.1572
2025-03-20 10:00 | 42.9406 | 53.5282
2025-03-20 11:00 | 41.0615 | 53.3425
2025-03-20 12:00 | 40.9095 | 52.2778
2025-03-20 13:00 | 40.1343 | 50.2355
2025-03-20 14:00 | 39.3875 | 46.9787
2025-03-20 15:00 | 39.3032 | 48.5161
2025-03-20 16:00 | 40.813 | 52.7448
2025-03-20 17:00 | 42.6025 | 58.7427
2025-03-20 18:00 | 44.2111 | 61.5352
2025-03-20 19:00 | 44.1213 | 64.2227
2025-03-20 20:00 | 42.9931 | 64.0006
2025-03-20 21:00 | 40.2492 | 60.179
2025-03-20 22:00 | 37.2744 | 56.1713
2025-03-20 23:00 | 34.2177 | 52.4253
2025-03-21 | 32.1598 | 50.4556
2025-03-21 01:00 | 31.9502 | 46.1347
2025-03-21 02:00 | 32.255 | 45.1125
2025-03-21 03:00 | 32.786 | 45.3465
2025-03-21 04:00 | 33.5063 | 45.1843
2025-03-21 05:00 | 35.575 | 47.7637
2025-03-21 06:00 | 39.6011 | 55.0366
2025-03-21 07:00 | 45.1144 | 60.5715
2025-03-21 08:00 | 47.1998 | 60.2355
2025-03-21 09:00 | 46.6853 | 57.8272
2025-03-21 10:00 | 45.8033 | 54.1201
2025-03-21 11:00 | 44.5961 | 53.2398
2025-03-21 12:00 | 44.2664 | 50.9433
2025-03-21 13:00 | 43.7795 | 49.0129
2025-03-21 14:00 | 42.8732 | 46.4533
2025-03-21 15:00 | 42.6059 | 47.9608
2025-03-21 16:00 | 43.7092 | 51.5203
2025-03-21 17:00 | 44.9963 | 56.8961
2025-03-21 18:00 | 44.7081 | 62.1794
2025-03-21 19:00 | 43.9299 | 63.682
2025-03-21 20:00 | 42.2573 | 62.2165
2025-03-21 21:00 | 39.2439 | 57.9107
2025-03-21 22:00 | 36.1321 | 54.112
2025-03-21 23:00 | 33.0794 | 50.4396
2025-03-22 | 31.8216 | 48.4229
2025-03-22 01:00 | 30.7428 | 47.7403
2025-03-22 02:00 | 30.8831 | 46.7237
2025-03-22 03:00 | 31.2097 | 46.5287
2025-03-22 04:00 | 31.6769 | 46.0471
2025-03-22 05:00 | 33.1704 | 47.8942
2025-03-22 06:00 | 35.9766 | 51.5986
2025-03-22 07:00 | 39.5957 | 53.3597
2025-03-22 08:00 | 40.7493 | 52.0386
2025-03-22 09:00 | 41.0772 | 51.2404
2025-03-22 10:00 | 41.0247 | 49.5333
2025-03-22 11:00 | 40.409 | 49.9629
2025-03-22 12:00 | 38.8093 | 49.1541
2025-03-22 13:00 | 38.1557 | 47.5911
2025-03-22 14:00 | 37.0925 | 44.4954
2025-03-22 15:00 | 36.8747 | 46.6495
2025-03-22 16:00 | 38.442 | 50.7568
2025-03-22 17:00 | 40.5718 | 55.4429
2025-03-22 18:00 | 42.0031 | 59.3695
2025-03-22 19:00 | 41.0939 | 59.0344
2025-03-22 20:00 | 39.1454 | 57.2454
2025-03-22 21:00 | 35.9282 | 53.507
2025-03-22 22:00 | 33.2893 | 51.3179
2025-03-22 23:00 | 30.9895 | 49.5873
2025-03-23 | 30.2584 | 48.0574
2025-03-23 01:00 | 29.3098 | 45.9187
2025-03-23 02:00 | 29.4812 | 44.7225
2025-03-23 03:00 | 29.8377 | 44.3909
2025-03-23 04:00 | 30.2654 | 43.8367
2025-03-23 05:00 | 31.7123 | 45.365
2025-03-23 06:00 | 34.372 | 49.1971
2025-03-23 07:00 | 37.4157 | 50.8071
2025-03-23 08:00 | 38.3463 | 50.5226
2025-03-23 09:00 | 38.4169 | 52.9026
2025-03-23 10:00 | 38.2761 | 54.3916
2025-03-23 11:00 | 37.9661 | 56.007
2025-03-23 12:00 | 35.1137 | 56.8281
2025-03-23 13:00 | 34.5606 | 56.4311
2025-03-23 14:00 | 33.5643 | 55.624
2025-03-23 15:00 | 33.7063 | 57.9558
2025-03-23 16:00 | 35.9107 | 60.4963
2025-03-23 17:00 | 39.0086 | 62.7296
2025-03-23 18:00 | 39.7731 | 63.6755
2025-03-23 19:00 | 40.4595 | 63.4523
2025-03-23 20:00 | 39.6004 | 61.2105
2025-03-23 21:00 | 36.82 | 56.2965
2025-03-23 22:00 | 34.1777 | 53.5207
2025-03-23 23:00 | 31.6416 | 51.378
2025-03-24 | 30.8856 | 49.0071
2025-03-24 01:00 | 30.5681 | 47.2282
2025-03-24 02:00 | 31.0885 | 46.3466
2025-03-24 03:00 | 31.8067 | 46.7543
2025-03-24 04:00 | 32.5659 | 46.732
2025-03-24 05:00 | 34.756 | 49.6668
2025-03-24 06:00 | 39.1367 | 56.4964
2025-03-24 07:00 | 44.1297 | 62.7891
2025-03-24 08:00 | 44.9539 | 65.1428
2025-03-24 09:00 | 42.2103 | 67.5674
2025-03-24 10:00 | 39.9663 | 67.6705
2025-03-24 11:00 | 38.5262 | 67.0111
2025-03-24 12:00 | 38.0501 | 62.2543
2025-03-24 13:00 | 37.1434 | 61.2045
2025-03-24 14:00 | 36.4443 | 58.7991
2025-03-24 15:00 | 36.6804 | 60.3443
2025-03-24 16:00 | 38.6441 | 63.7352
2025-03-24 17:00 | 40.9758 | 68.0302
2025-03-24 18:00 | 42.0537 | 67.1888
2025-03-24 19:00 | 42.7289 | 68.9786
2025-03-24 20:00 | 42.3599 | 68.4596
2025-03-24 21:00 | 39.7055 | 64.1579
2025-03-24 22:00 | 36.5476 | 60.1721
2025-03-24 23:00 | 33.302 | 56.0483
2025-03-25 | 32.001 | 52.8252
2025-03-25 01:00 | 31.0735 | 49.9597
2025-03-25 02:00 | 31.4439 | 48.7238
2025-03-25 03:00 | 32.0999 | 49.0541
2025-03-25 04:00 | 32.7878 | 49.0276
2025-03-25 05:00 | 35.01 | 52.0071
2025-03-25 06:00 | 39.4057 | 58.5272
2025-03-25 07:00 | 44.2334 | 64.1782
2025-03-25 08:00 | 44.8847 | 64.2069
2025-03-25 09:00 | 42.1468 | 61.7616
2025-03-25 10:00 | 39.9011 | 57.8094
2025-03-25 11:00 | 38.4753 | 56.6556
2025-03-25 12:00 | 39.9712 | 54.8817
2025-03-25 13:00 | 39.2553 | 53.087
2025-03-25 14:00 | 38.5923 | 50.2851
2025-03-25 15:00 | 38.7134 | 53.1554
2025-03-25 16:00 | 40.3716 | 57.8957
2025-03-25 17:00 | 42.4016 | 63.6855
2025-03-25 18:00 | 44.075 | 66.0266
2025-03-25 19:00 | 43.3768 | 68.9218
2025-03-25 20:00 | 42.1389 | 68.9064
2025-03-25 21:00 | 39.1755 | 65.1024
2025-03-25 22:00 | 35.9471 | 61.2244
2025-03-25 23:00 | 32.8621 | 57.2185
2025-03-26 | 31.4175 | 54.7112
2025-03-26 01:00 | 30.692 | 50.3136
2025-03-26 02:00 | 31.055 | 49.2491
2025-03-26 03:00 | 31.6706 | 49.5058
2025-03-26 04:00 | 32.2861 | 49.4326
2025-03-26 05:00 | 34.4403 | 52.0225
2025-03-26 06:00 | 38.4067 | 59.6577
2025-03-26 07:00 | 43.7663 | 64.8344
2025-03-26 08:00 | 45.468 | 64.3831
2025-03-26 09:00 | 44.7253 | 62.9379
2025-03-26 10:00 | 43.749 | 60.4221
2025-03-26 11:00 | 42.9178 | 60.2109
2025-03-26 12:00 | 40.1046 | 55.5206
2025-03-26 13:00 | 39.5261 | 54.3549
2025-03-26 14:00 | 38.9419 | 52.269
2025-03-26 15:00 | 39.0061 | 54.9288
2025-03-26 16:00 | 40.5703 | 58.6497
2025-03-26 17:00 | 42.4478 | 64.1247
2025-03-26 18:00 | 43.0197 | 64.7609
2025-03-26 19:00 | 42.5281 | 67.1165
2025-03-26 20:00 | 41.5131 | 66.5689
2025-03-26 21:00 | 38.6937 | 62.4993
2025-03-26 22:00 | 35.4928 | 58.312
2025-03-26 23:00 | 32.3275 | 54.2993
2025-03-27 | 30.7698 | 53.1421
2025-03-27 01:00 | 30.0254 | 49.6062
2025-03-27 02:00 | 30.394 | 48.5135
2025-03-27 03:00 | 31.0237 | 48.824
2025-03-27 04:00 | 31.6148 | 48.6654
2025-03-27 05:00 | 33.8169 | 51.2203
2025-03-27 06:00 | 38.1121 | 58.2466
2025-03-27 07:00 | 43.1018 | 63.6652
2025-03-27 08:00 | 44.1547 | 63.3869
2025-03-27 09:00 | 41.9762 | 62.5786
2025-03-27 10:00 | 40.1339 | 60.7088
2025-03-27 11:00 | 38.7359 | 60.2601
2025-03-27 12:00 | 37.0012 | 60.8212
2025-03-27 13:00 | 36.0772 | 59.5487
2025-03-27 14:00 | 35.4705 | 57.2436
2025-03-27 15:00 | 35.4047 | 59.3589
2025-03-27 16:00 | 36.9713 | 62.7307
2025-03-27 17:00 | 39.0304 | 66.2284
2025-03-27 18:00 | 41.1898 | 68.6854
2025-03-27 19:00 | 40.9604 | 68.9241
2025-03-27 20:00 | 40.2378 | 67.5776
2025-03-27 21:00 | 37.5649 | 62.5494
2025-03-27 22:00 | 34.5051 | 58.3075
2025-03-27 23:00 | 31.5613 | 54.7454
2025-03-28 | 30.3305 | 52.4158
2025-03-28 01:00 | 29.4814 | 49.9016
2025-03-28 02:00 | 29.8057 | 48.7395
2025-03-28 03:00 | 30.4593 | 48.9978
2025-03-28 04:00 | 31.0684 | 48.8843
2025-03-28 05:00 | 33.2687 | 51.0611
2025-03-28 06:00 | 37.598 | 57.4371
2025-03-28 07:00 | 42.4153 | 63.7714
2025-03-28 08:00 | 43.0921 | 66.2941
2025-03-28 09:00 | 40.6245 | 69.3236
2025-03-28 10:00 | 38.7982 | 70.3925
2025-03-28 11:00 | 37.6251 | 69.5584
2025-03-28 12:00 | 37.5393 | 67.0449
2025-03-28 13:00 | 36.7174 | 65.803
2025-03-28 14:00 | 35.9974 | 63.7119
2025-03-28 15:00 | 35.6613 | 65.0025
2025-03-28 16:00 | 36.8827 | 67.0275
2025-03-28 17:00 | 38.7236 | 68.8472
2025-03-28 18:00 | 40.0065 | 69.1477
2025-03-28 19:00 | 40.0242 | 69.1045
2025-03-28 20:00 | 39.3195 | 67.3101
2025-03-28 21:00 | 36.7808 | 62.0772
2025-03-28 22:00 | 33.7625 | 57.9282
2025-03-28 23:00 | 30.8024 | 54.2336
2025-03-29 | 28.9181 | 51.8621
2025-03-29 01:00 | 28.282 | 50.0356
2025-03-29 02:00 | 28.4925 | 49.1914
2025-03-29 03:00 | 28.9809 | 49.5817
2025-03-29 04:00 | 29.3244 | 49.5143
2025-03-29 05:00 | 30.6966 | 51.2576
2025-03-29 06:00 | 33.0998 | 56.4932
2025-03-29 07:00 | 36.3591 | 59.7722
2025-03-29 08:00 | 37.4961 | 59.7641
2025-03-29 09:00 | 36.8043 | 63.5679
2025-03-29 10:00 | 36.0308 | 65.7517
2025-03-29 11:00 | 35.7998 | 65.1742
2025-03-29 12:00 | 35.0726 | 64.3073
2025-03-29 13:00 | 33.97 | 63.3242
2025-03-29 14:00 | 32.8963 | 61.1351
2025-03-29 15:00 | 32.7571 | 62.5669
2025-03-29 16:00 | 34.7542 | 64.74
2025-03-29 17:00 | 37.2289 | 66.9797
2025-03-29 18:00 | 39.1044 | 66.9189
2025-03-29 19:00 | 38.0725 | 66.2706
2025-03-29 20:00 | 36.5437 | 63.9079
2025-03-29 21:00 | 33.9388 | 59.0221
2025-03-29 22:00 | 31.4788 | 56.2746
2025-03-29 23:00 | 29.2877 | 54.3836
2025-03-30 | 27.7684 | 52.8977
2025-03-30 01:00 | 27.0791 | 50.5627
2025-03-30 02:00 | 27.3279 | 49.8166
2025-03-30 03:00 | 27.8198 | 49.8215
2025-03-30 04:00 | 28.1056 | 49.7157
2025-03-30 05:00 | 29.3611 | 51.4149
2025-03-30 06:00 | 31.5473 | 54.8867
2025-03-30 07:00 | 34.418 | 57.2986
2025-03-30 08:00 | 35.7113 | 56.6121
2025-03-30 09:00 | 35.1499 | 59.8532
2025-03-30 10:00 | 34.4977 | 62.2598
2025-03-30 11:00 | 34.4723 | 62.075
2025-03-30 12:00 | 32.6807 | 59.523
2025-03-30 13:00 | 31.8327 | 58.9524
2025-03-30 14:00 | 30.8911 | 57.445
2025-03-30 15:00 | 31.1923 | 59.883
2025-03-30 16:00 | 33.8076 | 63.0594
2025-03-30 17:00 | 37.0455 | 66.3169
2025-03-30 18:00 | 39.279 | 64.4416
2025-03-30 19:00 | 38.4345 | 65.8499
2025-03-30 20:00 | 37.2416 | 65.4112
2025-03-30 21:00 | 34.4923 | 61.2351
2025-03-30 22:00 | 31.7554 | 58.7799
2025-03-30 23:00 | 29.3129 | 56.7845
2025-03-31 | 28.9315 | 53.4059
2025-03-31 01:00 | 28.4689 | 51.187
2025-03-31 02:00 | 29.0238 | 50.25
2025-03-31 03:00 | 29.8137 | 50.6639
2025-03-31 04:00 | 30.4927 | 50.6598
2025-03-31 05:00 | 32.6817 | 53.3578
2025-03-31 06:00 | 37.1813 | 60.0236
2025-03-31 07:00 | 42.4553 | 65.4042
2025-03-31 08:00 | 44.0198 | 65.391
2025-03-31 09:00 | 42.7842 | 63.2165
2025-03-31 10:00 | 41.8905 | 59.438
2025-03-31 11:00 | 41.5005 | 56.5269
2025-03-31 12:00 | 41.3757 | 49.9711
2025-03-31 13:00 | 40.9782 | 47.7033
2025-03-31 14:00 | 40.1412 | 44.4395
2025-03-31 15:00 | 40.4716 | 46.4638
2025-03-31 16:00 | 42.2265 | 51.9395
2025-03-31 17:00 | 44.0374 | 61.0215
2025-03-31 18:00 | 46.2926 | 65.621
2025-03-31 19:00 | 44.9147 | 68.4704
2025-03-31 20:00 | 43.2809 | 68.8006
2025-03-31 21:00 | 40.1676 | 64.59
2025-03-31 22:00 | 36.6932 | 60.3137
2025-03-31 23:00 | 33.537 | 56.348
2025-04-01 | 31.3159 | 55.202
2025-04-01 01:00 | 30.6428 | 51.5239
2025-04-01 02:00 | 31.1866 | 50.6745
2025-04-01 03:00 | 31.9852 | 51.4391
2025-04-01 04:00 | 32.6281 | 51.4587
2025-04-01 05:00 | 34.682 | 53.9876
2025-04-01 06:00 | 38.7341 | 62.0161
2025-04-01 07:00 | 44.4037 | 67.5163
2025-04-01 08:00 | 46.2369 | 67.3723
2025-04-01 09:00 | 45.4162 | 65.8764
2025-04-01 10:00 | 44.813 | 64.0081
2025-04-01 11:00 | 44.2176 | 63.9676
2025-04-01 12:00 | 43.6114 | 58.1318
2025-04-01 13:00 | 43.2991 | 56.5911
2025-04-01 14:00 | 42.5134 | 55.1771
2025-04-01 15:00 | 43.3522 | 59.1732
2025-04-01 16:00 | 44.7059 | 63.5919
2025-04-01 17:00 | 46.1824 | 66.349
2025-04-01 18:00 | 46.8203 | 69.0763
2025-04-01 19:00 | 45.5121 | 70.3196
2025-04-01 20:00 | 43.322 | 70.0234
2025-04-01 21:00 | 40.1213 | 66.1309
2025-04-01 22:00 | 36.8649 | 61.4851
2025-04-01 23:00 | 33.7736 | 57.7564
2025-04-02 | 31.6781 | 54.4725
2025-04-02 01:00 | 30.4962 | 52.2615
2025-04-02 02:00 | 30.9814 | 51.4235
2025-04-02 03:00 | 31.7396 | 51.9894
2025-04-02 04:00 | 32.3212 | 52.0516
2025-04-02 05:00 | 34.339 | 54.2946
2025-04-02 06:00 | 38.9934 | 60.7999
2025-04-02 07:00 | 44.1739 | 66.219
2025-04-02 08:00 | 44.8992 | 66.0054
2025-04-02 09:00 | 42.2379 | 64.9635
2025-04-02 10:00 | 40.2202 | 63.214
2025-04-02 11:00 | 38.8911 | 63.0452
2025-04-02 12:00 | 36.3486 | 54.4285
2025-04-02 13:00 | 35.4094 | 53.1211
2025-04-02 14:00 | 34.8678 | 51.724
2025-04-02 15:00 | 35.4834 | 55.5753
2025-04-02 16:00 | 37.1169 | 59.692
2025-04-02 17:00 | 39.4368 | 63.9374
2025-04-02 18:00 | 41.4152 | 66.0435
2025-04-02 19:00 | 41.7539 | 67.6381
2025-04-02 20:00 | 40.8683 | 67.1844
2025-04-02 21:00 | 38.2858 | 63.3388
2025-04-02 22:00 | 35.3074 | 58.4311
2025-04-02 23:00 | 32.2239 | 54.4117
2025-04-03 | 30.6864 | 53.7951
2025-04-03 01:00 | 29.9366 | 50.39
2025-04-03 02:00 | 30.4122 | 49.5831
2025-04-03 03:00 | 31.1684 | 50.3444
2025-04-03 04:00 | 31.7496 | 50.4263
2025-04-03 05:00 | 33.8343 | 53.0303
2025-04-03 06:00 | 38.3447 | 60.6146
2025-04-03 07:00 | 43.2 | 65.8471
2025-04-03 08:00 | 43.559 | 64.815
2025-04-03 09:00 | 40.7742 | 61.2296
2025-04-03 10:00 | 38.8711 | 57.0271
2025-04-03 11:00 | 37.8182 | 54.6792
2025-04-03 12:00 | 36.1343 | 48.1739
2025-04-03 13:00 | 35.1943 | 45.3864
2025-04-03 14:00 | 34.766 | 43.0363
2025-04-03 15:00 | 35.3474 | 45.9482
2025-04-03 16:00 | 36.8585 | 51.0182
2025-04-03 17:00 | 38.8402 | 57.4654
2025-04-03 18:00 | 41.6568 | 61.423
2025-04-03 19:00 | 41.5023 | 64.424
2025-04-03 20:00 | 40.4907 | 65.0658
2025-04-03 21:00 | 37.7225 | 61.5937
2025-04-03 22:00 | 34.713 | 56.9204
2025-04-03 23:00 | 31.6666 | 52.9251
2025-04-04 | 30.3063 | 52.5011
2025-04-04 01:00 | 29.5694 | 49.1637
2025-04-04 02:00 | 29.9717 | 48.2809
2025-04-04 03:00 | 30.6612 | 48.8244
2025-04-04 04:00 | 31.217 | 49.0154
2025-04-04 05:00 | 33.2354 | 51.531
2025-04-04 06:00 | 37.7727 | 58.3374
2025-04-04 07:00 | 42.6556 | 63.7225
2025-04-04 08:00 | 43.1807 | 63.2066
2025-04-04 09:00 | 40.9325 | 59.9627
2025-04-04 10:00 | 39.5675 | 55.9669
2025-04-04 11:00 | 38.7905 | 53.4334
2025-04-04 12:00 | 36.5469 | 44.9739
2025-04-04 13:00 | 35.6614 | 42.2779
2025-04-04 14:00 | 35.0179 | 40.0264
2025-04-04 15:00 | 35.2012 | 42.6003
2025-04-04 16:00 | 36.1965 | 47.1832
2025-04-04 17:00 | 37.9268 | 53.2703
2025-04-04 18:00 | 39.428 | 57.8044
2025-04-04 19:00 | 39.2899 | 60.6777
2025-04-04 20:00 | 38.1933 | 61.0554
2025-04-04 21:00 | 35.5735 | 57.7059
2025-04-04 22:00 | 32.6776 | 53.3243
2025-04-04 23:00 | 29.8254 | 49.4632
2025-04-05 | 28.6807 | 48.9373
2025-04-05 01:00 | 28.091 | 46.9922
2025-04-05 02:00 | 28.407 | 46.3841
2025-04-05 03:00 | 28.97 | 47.0417
2025-04-05 04:00 | 29.3257 | 46.9298
2025-04-05 05:00 | 30.6064 | 48.944
2025-04-05 06:00 | 33.3882 | 54.2028
2025-04-05 07:00 | 37.0895 | 56.8002
2025-04-05 08:00 | 38.5769 | 56.0307
2025-04-05 09:00 | 38.6589 | 55.7555
2025-04-05 10:00 | 38.6762 | 54.6208
2025-04-05 11:00 | 38.5027 | 52.5905
2025-04-05 12:00 | 37.0526 | 50.4346
2025-04-05 13:00 | 36.1144 | 48.3169
2025-04-05 14:00 | 34.9784 | 45.3889
2025-04-05 15:00 | 35.3692 | 47.0362
2025-04-05 16:00 | 37.0356 | 50.7228
2025-04-05 17:00 | 39.2134 | 54.5806
2025-04-05 18:00 | 38.5477 | 56.6792
2025-04-05 19:00 | 37.8999 | 56.9681
2025-04-05 20:00 | 36.3112 | 56.4029
2025-04-05 21:00 | 33.735 | 53.204
2025-04-05 22:00 | 31.5078 | 50.2478
2025-04-05 23:00 | 29.3995 | 48.0859
2025-04-06 | 28.2434 | 47.5904
2025-04-06 01:00 | 27.5081 | 46.5501
2025-04-06 02:00 | 27.8366 | 45.8208
2025-04-06 03:00 | 28.4266 | 46.0446
2025-04-06 04:00 | 28.696 | 45.9456
2025-04-06 05:00 | 29.8784 | 47.575
2025-04-06 06:00 | 32.4576 | 52.4769
2025-04-06 07:00 | 35.8758 | 53.8778
2025-04-06 08:00 | 37.2296 | 52.4864
2025-04-06 09:00 | 36.2628 | 52.112
2025-04-06 10:00 | 35.2271 | 51.498
2025-04-06 11:00 | 34.2187 | 50.2685
2025-04-06 12:00 | 32.4337 | 46.6085
2025-04-06 13:00 | 31.4684 | 44.9443
2025-04-06 14:00 | 30.6342 | 43.3645
2025-04-06 15:00 | 31.2896 | 46.192
2025-04-06 16:00 | 33.5854 | 50.4683
2025-04-06 17:00 | 36.7176 | 54.6794
2025-04-06 18:00 | 39.0164 | 58.6933
2025-04-06 19:00 | 38.6382 | 59.5892
2025-04-06 20:00 | 37.3405 | 59.9679
2025-04-06 21:00 | 34.8434 | 56.7773
2025-04-06 22:00 | 32.3791 | 53.78
2025-04-06 23:00 | 30.0393 | 51.2965
2025-04-07 | 28.3972 | 48.4118
2025-04-07 01:00 | 28.3869 | 46.325
2025-04-07 02:00 | 29.0078 | 45.694
2025-04-07 03:00 | 29.8744 | 46.2317
2025-04-07 04:00 | 30.516 | 46.4391
2025-04-07 05:00 | 32.6428 | 49.4378
2025-04-07 06:00 | 37.3451 | 56.2368
2025-04-07 07:00 | 43.021 | 60.588
2025-04-07 08:00 | 44.462 | 57.9057
2025-04-07 09:00 | 42.5567 | 51.5733
2025-04-07 10:00 | 41.2251 | 45.2496
2025-04-07 11:00 | 39.7482 | 43.8195
2025-04-07 12:00 | 38.0611 | 42.8238
2025-04-07 13:00 | 37.4254 | 40.7131
2025-04-07 14:00 | 36.616 | 38.081
2025-04-07 15:00 | 37.1356 | 40.8933
2025-04-07 16:00 | 38.5324 | 46.6027
2025-04-07 17:00 | 40.3783 | 54.4178
2025-04-07 18:00 | 41.187 | 58.1475
2025-04-07 19:00 | 40.9164 | 61.1093
2025-04-07 20:00 | 39.9627 | 61.9958
2025-04-07 21:00 | 37.3575 | 58.7637
2025-04-07 22:00 | 34.307 | 54.353
2025-04-07 23:00 | 31.348 | 50.2753
2025-04-08 | 29.8913 | 49.7909
2025-04-08 01:00 | 29.12 | 46.9076
2025-04-08 02:00 | 29.5879 | 45.9816
2025-04-08 03:00 | 30.3442 | 46.1103
2025-04-08 04:00 | 30.9057 | 46.1514
2025-04-08 05:00 | 33.0456 | 48.9861
2025-04-08 06:00 | 37.7486 | 56.0606
2025-04-08 07:00 | 42.9532 | 60.5472
2025-04-08 08:00 | 43.8512 | 58.3225
2025-04-08 09:00 | 41.6139 | 52.5443
2025-04-08 10:00 | 40.1242 | 47.1319
2025-04-08 11:00 | 38.857 | 46.2447
2025-04-08 12:00 | 36.6719 | 41.7108
2025-04-08 13:00 | 35.9411 | 39.3998
2025-04-08 14:00 | 35.2954 | 36.8301
2025-04-08 15:00 | 35.7812 | 39.7767
2025-04-08 16:00 | 37.0618 | 45.5268
2025-04-08 17:00 | 39.0437 | 51.6747
2025-04-08 18:00 | 41.7568 | 57.4989
2025-04-08 19:00 | 40.8328 | 59.864
2025-04-08 20:00 | 39.6023 | 60.874
2025-04-08 21:00 | 36.9385 | 57.9374
2025-04-08 22:00 | 33.8855 | 53.9691
2025-04-08 23:00 | 30.9968 | 50.3634
2025-04-09 | 29.3642 | 48.481
2025-04-09 01:00 | 29.5831 | 50.1411
2025-04-09 02:00 | 30.0997 | 48.836
2025-04-09 03:00 | 30.8295 | 48.4292
2025-04-09 04:00 | 31.4216 | 48.5888
2025-04-09 05:00 | 33.4529 | 50.2375
2025-04-09 06:00 | 38.1885 | 58.6125
2025-04-09 07:00 | 43.5781 | 62.9715
2025-04-09 08:00 | 44.8308 | 61.2295
2025-04-09 09:00 | 42.7865 | 60.0244
2025-04-09 10:00 | 41.1931 | 57.2883
2025-04-09 11:00 | 39.7445 | 55.5405
2025-04-09 12:00 | 39.5267 | 55.081
2025-04-09 13:00 | 38.8879 | 55.1228
2025-04-09 14:00 | 38.1318 | 52.9301
2025-04-09 15:00 | 38.4139 | 56.768
2025-04-09 16:00 | 39.7051 | 59.9331
2025-04-09 17:00 | 41.5749 | 62.7517
2025-04-09 18:00 | 43.185 | 64.1014
2025-04-09 19:00 | 42.4339 | 65.8164
2025-04-09 20:00 | 41.2858 | 65.3913
2025-04-09 21:00 | 38.7477 | 60.2518
2025-04-09 22:00 | 35.7527 | 55.4609
2025-04-09 23:00 | 32.8293 | 50.7228
2025-04-10 | 31.4827 | 51.1138
2025-04-10 01:00 | 30.9722 | 48.0058
2025-04-10 02:00 | 31.4852 | 46.7308
2025-04-10 03:00 | 32.247 | 46.8062
2025-04-10 04:00 | 32.8142 | 46.2873
2025-04-10 05:00 | 34.9259 | 49.0111
2025-04-10 06:00 | 39.7 | 55.4692
2025-04-10 07:00 | 44.5596 | 59.9543
2025-04-10 08:00 | 45.3553 | 59.9793
2025-04-10 09:00 | 42.6881 | 57.7446
2025-04-10 10:00 | 40.6739 | 56.5914
2025-04-10 11:00 | 39.1858 | 57.7357
2025-04-10 12:00 | 37.4375 | 58.9156
2025-04-10 13:00 | 36.5725 | 56.4352
2025-04-10 14:00 | 35.8228 | 55.4754
2025-04-10 15:00 | 36.3637 | 58.1412
2025-04-10 16:00 | 37.8075 | 61.3923
2025-04-10 17:00 | 39.8211 | 63.6943
2025-04-10 18:00 | 41.7435 | 65.1906
2025-04-10 19:00 | 41.6431 | 65.2071
2025-04-10 20:00 | 41.0047 | 64.7996
2025-04-10 21:00 | 38.604 | 60.2314
2025-04-10 22:00 | 35.6417 | 55.9321
2025-04-10 23:00 | 32.7088 | 51.77
2025-04-11 | 31.2376 | 48.9776
2025-04-11 01:00 | 30.9973 | 48.3538
2025-04-11 02:00 | 31.4322 | 47.1987
2025-04-11 03:00 | 32.1442 | 47.5684
2025-04-11 04:00 | 32.6761 | 47.5003
2025-04-11 05:00 | 34.7096 | 49.8716
2025-04-11 06:00 | 39.1053 | 56.347
2025-04-11 07:00 | 43.7391 | 61.1825
2025-04-11 08:00 | 44.0769 | 59.5769
2025-04-11 09:00 | 41.1948 | 57.7638
2025-04-11 10:00 | 39.2528 | 54.3841
2025-04-11 11:00 | 37.8017 | 54.4572
2025-04-11 12:00 | 36.7952 | 56.4605
2025-04-11 13:00 | 35.9217 | 56.0446
2025-04-11 14:00 | 35.2394 | 52.8361
2025-04-11 15:00 | 35.2709 | 55.9005
2025-04-11 16:00 | 36.2679 | 59.386
2025-04-11 17:00 | 37.9943 | 62.2473
2025-04-11 18:00 | 39.4873 | 65.4949
2025-04-11 19:00 | 39.8528 | 66.2404
2025-04-11 20:00 | 39.3433 | 66.041
2025-04-11 21:00 | 37.1566 | 62.0963
2025-04-11 22:00 | 34.3366 | 58.1422
2025-04-11 23:00 | 31.3235 | 54.2106
2025-04-12 | 29.5867 | 50.567
2025-04-12 01:00 | 29.5799 | 49.2322
2025-04-12 02:00 | 29.9283 | 48.6347
2025-04-12 03:00 | 30.4509 | 47.7652
2025-04-12 04:00 | 30.7807 | 47.4633
2025-04-12 05:00 | 32.1503 | 49.1025
2025-04-12 06:00 | 35.0144 | 52.0995
2025-04-12 07:00 | 37.8958 | 54.136
2025-04-12 08:00 | 38.3221 | 55.9911
2025-04-12 09:00 | 36.7565 | 59.3574
2025-04-12 10:00 | 35.726 | 61.0362
2025-04-12 11:00 | 34.8918 | 58.4804
2025-04-12 12:00 | 32.7398 | 57.6746
2025-04-12 13:00 | 31.4208 | 55.3058
2025-04-12 14:00 | 30.377 | 52.9534
2025-04-12 15:00 | 30.6031 | 55.4422
2025-04-12 16:00 | 32.3766 | 57.6644
2025-04-12 17:00 | 35.1409 | 59.5904
2025-04-12 18:00 | 36.9077 | 60.7195
2025-04-12 19:00 | 36.8623 | 58.4136
2025-04-12 20:00 | 36.0615 | 57.0645
2025-04-12 21:00 | 33.8824 | 53.537
2025-04-12 22:00 | 31.688 | 50.8914
2025-04-12 23:00 | 29.5238 | 48.8211
2025-04-13 | 28.7689 | 48.1341
2025-04-13 01:00 | 28.489 | 45.9523
2025-04-13 02:00 | 28.8505 | 45.221
2025-04-13 03:00 | 29.3918 | 44.9359
2025-04-13 04:00 | 29.6511 | 44.3819
2025-04-13 05:00 | 30.8907 | 46.6554
2025-04-13 06:00 | 33.555 | 49.2344
2025-04-13 07:00 | 36.727 | 49.923
2025-04-13 08:00 | 38.0345 | 49.4912
2025-04-13 09:00 | 37.3879 | 50.285
2025-04-13 10:00 | 36.6747 | 50.4377
2025-04-13 11:00 | 35.6624 | 50.9337
2025-04-13 12:00 | 35.4895 | 47.8772
2025-04-13 13:00 | 34.767 | 46.9203
2025-04-13 14:00 | 33.8191 | 45.2257
2025-04-13 15:00 | 34.3232 | 47.6222
2025-04-13 16:00 | 36.3369 | 51.2148
2025-04-13 17:00 | 39.213 | 54.578
2025-04-13 18:00 | 40.5605 | 56.7668
2025-04-13 19:00 | 39.671 | 57.0951
2025-04-13 20:00 | 38.2182 | 56.6724
2025-04-13 21:00 | 35.6683 | 52.8753
2025-04-13 22:00 | 33.1544 | 49.8926
2025-04-13 23:00 | 30.8189 | 47.2493
2025-04-14 | 29.5265 | 45.9039
2025-04-14 01:00 | 28.8228 | 45.5604
2025-04-14 02:00 | 29.4143 | 44.6509
2025-04-14 03:00 | 30.2035 | 44.4734
2025-04-14 04:00 | 30.7721 | 44.4932
2025-04-14 05:00 | 32.8645 | 47.291
2025-04-14 06:00 | 37.5961 | 52.7402
2025-04-14 07:00 | 43.0187 | 57.5479
2025-04-14 08:00 | 44.3137 | 57.0137
2025-04-14 09:00 | 42.3605 | 55.6118
2025-04-14 10:00 | 40.9728 | 52.9998
2025-04-14 11:00 | 39.3947 | 51.739
2025-04-14 12:00 | 35.726 | 51.9112
2025-04-14 13:00 | 34.9257 | 51.07
2025-04-14 14:00 | 34.2674 | 49.2189
2025-04-14 15:00 | 34.8306 | 51.1805
2025-04-14 16:00 | 36.2799 | 55.2345
2025-04-14 17:00 | 38.372 | 59.1698
2025-04-14 18:00 | 39.5395 | 61.0572
2025-04-14 19:00 | 39.5556 | 62.7615
2025-04-14 20:00 | 39.1246 | 63.1292
2025-04-14 21:00 | 36.8872 | 59.4329
2025-04-14 22:00 | 33.8997 | 54.7522
2025-04-14 23:00 | 30.8907 | 50.7308
2025-04-15 | 29.3111 | 47.9102
2025-04-15 01:00 | 28.7206 | 47.2082
2025-04-15 02:00 | 29.1795 | 45.9291
2025-04-15 03:00 | 29.872 | 45.53
2025-04-15 04:00 | 30.4125 | 45.1337
2025-04-15 05:00 | 32.4822 | 47.8182
2025-04-15 06:00 | 37.2727 | 52.3066
2025-04-15 07:00 | 42.2255 | 56.8572
2025-04-15 08:00 | 43.407 | 56.1989
2025-04-15 09:00 | 41.8769 | 54.2659
2025-04-15 10:00 | 41.0661 | 51.528
2025-04-15 11:00 | 39.9781 | 52.1474
2025-04-15 12:00 | 40.2717 | 52.4754
2025-04-15 13:00 | 39.7823 | 51.2617
2025-04-15 14:00 | 39.2911 | 49.7264
2025-04-15 15:00 | 39.745 | 52.4656
2025-04-15 16:00 | 40.6608 | 56.6347
2025-04-15 17:00 | 41.9043 | 59.491
2025-04-15 18:00 | 42.3033 | 62.2073
2025-04-15 19:00 | 41.1916 | 63.2808
2025-04-15 20:00 | 39.9358 | 63.2415
2025-04-15 21:00 | 37.4524 | 59.3679
2025-04-15 22:00 | 34.4293 | 55.0552
2025-04-15 23:00 | 31.4717 | 51.0915
2025-04-16 | 29.8654 | 48.1396
2025-04-16 01:00 | 29.1622 | 44.4904
2025-04-16 02:00 | 29.6443 | 43.5423
2025-04-16 03:00 | 30.3255 | 43.6972
2025-04-16 04:00 | 30.8305 | 43.465
2025-04-16 05:00 | 32.8448 | 45.9913
2025-04-16 06:00 | 37.1837 | 51.9967
2025-04-16 07:00 | 42.2546 | 57.6294
2025-04-16 08:00 | 43.2072 | 60.0064
2025-04-16 09:00 | 41.1938 | 62.4476
2025-04-16 10:00 | 40.0755 | 63.3692
2025-04-16 11:00 | 38.9859 | 63.1221
2025-04-16 12:00 | 39.4335 | 63.0511
2025-04-16 13:00 | 39.058 | 62.0936
2025-04-16 14:00 | 38.2181 | 59.8762
2025-04-16 15:00 | 38.4256 | 61.6552
2025-04-16 16:00 | 39.442 | 63.923
2025-04-16 17:00 | 40.9805 | 65.4415
2025-04-16 18:00 | 41.5076 | 66.5468
2025-04-16 19:00 | 40.3903 | 65.8267
2025-04-16 20:00 | 39.1886 | 65.3195
2025-04-16 21:00 | 36.818 | 61.1368
2025-04-16 22:00 | 33.8024 | 57.1098
2025-04-16 23:00 | 30.9295 | 52.9399
2025-04-17 | 29.2618 | 48.1921
2025-04-17 01:00 | 28.7511 | 48.2987
2025-04-17 02:00 | 29.127 | 47.2781
2025-04-17 03:00 | 29.7441 | 47.3489
2025-04-17 04:00 | 30.1949 | 47.5299
2025-04-17 05:00 | 32.1679 | 50.181
2025-04-17 06:00 | 37.4622 | 55.7521
2025-04-17 07:00 | 42.0502 | 59.9105
2025-04-17 08:00 | 42.5981 | 58.5222
2025-04-17 09:00 | 40.9399 | 56.1507
2025-04-17 10:00 | 39.9881 | 53.6628
2025-04-17 11:00 | 39.1923 | 53.4332
2025-04-17 12:00 | 39.2769 | 51.2519
2025-04-17 13:00 | 39.3086 | 49.45
2025-04-17 14:00 | 38.796 | 45.965
2025-04-17 15:00 | 39.4427 | 48.0895
2025-04-17 16:00 | 40.658 | 52.6517
2025-04-17 17:00 | 42.0227 | 57.8126
2025-04-17 18:00 | 42.9086 | 61.2655
2025-04-17 19:00 | 42.2253 | 63.6906
2025-04-17 20:00 | 41.0505 | 64.7936
2025-04-17 21:00 | 38.6681 | 61.5326
2025-04-17 22:00 | 35.5691 | 57.5628
2025-04-17 23:00 | 32.3034 | 53.3455
2025-04-18 | 30.5256 | 51.5862
2025-04-18 01:00 | 27.4632 | 49.5524
2025-04-18 02:00 | 27.675 | 47.4034
2025-04-18 03:00 | 28.098 | 45.961
2025-04-18 04:00 | 28.1703 | 45.6363
2025-04-18 05:00 | 29.0442 | 47.3369
2025-04-18 06:00 | 30.9513 | 50.3441
2025-04-18 07:00 | 34.4098 | 50.0914
2025-04-18 08:00 | 36.4468 | 46.4541
2025-04-18 09:00 | 36.4206 | 40.8746
2025-04-18 10:00 | 37.151 | 35.8327
2025-04-18 11:00 | 36.9938 | 35.4556
2025-04-18 12:00 | 37.1826 | 36.7213
2025-04-18 13:00 | 36.3638 | 35.1114
2025-04-18 14:00 | 35.4842 | 32.7937
2025-04-18 15:00 | 35.2632 | 35.999
2025-04-18 16:00 | 36.4566 | 39.3749
2025-04-18 17:00 | 37.5614 | 43.6157
2025-04-18 18:00 | 38.4332 | 49.0338
2025-04-18 19:00 | 36.4041 | 52.0983
2025-04-18 20:00 | 35.2282 | 54.3933
2025-04-18 21:00 | 33.0674 | 53.5465
2025-04-18 22:00 | 30.4565 | 51.056
2025-04-18 23:00 | 28.3711 | 48.9336
2025-04-19 | 26.4928 | 48.0652
2025-04-19 01:00 | 27.741 | 45.918
2025-04-19 02:00 | 28.1041 | 44.997
2025-04-19 03:00 | 28.607 | 45.03
2025-04-19 04:00 | 28.8833 | 44.7797
2025-04-19 05:00 | 30.1253 | 47.058
2025-04-19 06:00 | 33.1157 | 51.418
2025-04-19 07:00 | 36.8172 | 52.4866
2025-04-19 08:00 | 38.8321 | 50.6804
2025-04-19 09:00 | 38.7176 | 47.8016
2025-04-19 10:00 | 37.9371 | 44.7925
2025-04-19 11:00 | 36.4438 | 42.9604
2025-04-19 12:00 | 34.3599 | 40.0626
2025-04-19 13:00 | 33.5897 | 38.2059
2025-04-19 14:00 | 32.4528 | 35.1096
2025-04-19 15:00 | 32.8646 | 37.4896
2025-04-19 16:00 | 34.3941 | 42.1573
2025-04-19 17:00 | 36.8784 | 48.1618
2025-04-19 18:00 | 38.3634 | 52.7313
2025-04-19 19:00 | 37.5012 | 54.421
2025-04-19 20:00 | 36.3855 | 54.6368
2025-04-19 21:00 | 34.1156 | 51.9743
2025-04-19 22:00 | 31.7668 | 49.2467
2025-04-19 23:00 | 29.5862 | 47.075
2025-04-20 | 28.4959 | 46.5933
2025-04-20 01:00 | 27.4563 | 44.2319
2025-04-20 02:00 | 27.8161 | 43.3997
2025-04-20 03:00 | 28.2 | 43.588
2025-04-20 04:00 | 28.2399 | 43.1306
2025-04-20 05:00 | 28.8849 | 44.0613
2025-04-20 06:00 | 30.7943 | 46.6485
2025-04-20 07:00 | 34.5699 | 48.3424
2025-04-20 08:00 | 38.3173 | 50.501
2025-04-20 09:00 | 38.4921 | 49.3657
2025-04-20 10:00 | 37.8958 | 45.8972
2025-04-20 11:00 | 36.1586 | 42.4298
2025-04-20 12:00 | 38.3951 | 44.5082
2025-04-20 13:00 | 36.7789 | 43.7816
2025-04-20 14:00 | 36.3867 | 41.2862
2025-04-20 15:00 | 35.9486 | 43.4992
2025-04-20 16:00 | 37.917 | 45.1768
2025-04-20 17:00 | 39.6775 | 50.0466
2025-04-20 18:00 | 39.6316 | 54.1467
2025-04-20 19:00 | 37.5937 | 55.4785
2025-04-20 20:00 | 36.0584 | 53.3661
2025-04-20 21:00 | 34.4695 | 52.2507
2025-04-20 22:00 | 32.0533 | 52.179
2025-04-20 23:00 | 30.1336 | 50.5187
2025-04-21 | 28.4776 | 47.7229
2025-04-21 01:00 | 28.0902 | 46.1198
2025-04-21 02:00 | 28.6908 | 45.9807
2025-04-21 03:00 | 29.2673 | 45.714
2025-04-21 04:00 | 29.7488 | 45.1986
2025-04-21 05:00 | 31.6331 | 46.5285
2025-04-21 06:00 | 35.5629 | 52.5913
2025-04-21 07:00 | 40.2579 | 58.9425
2025-04-21 08:00 | 42.1627 | 58.8226
2025-04-21 09:00 | 41.9219 | 58.588
2025-04-21 10:00 | 42.2022 | 58.2621
2025-04-21 11:00 | 41.3968 | 54.596
2025-04-21 12:00 | 39.7554 | 51.062
2025-04-21 13:00 | 39.8109 | 50.2449
2025-04-21 14:00 | 39.6675 | 49.4034
2025-04-21 15:00 | 39.97 | 52.1399
2025-04-21 16:00 | 40.9781 | 55.4685
2025-04-21 17:00 | 42.2012 | 58.2488
2025-04-21 18:00 | 42.2456 | 57.46
2025-04-21 19:00 | 41.0809 | 60.6684
2025-04-21 20:00 | 39.5516 | 61.4711
2025-04-21 21:00 | 37.1532 | 58.6321
2025-04-21 22:00 | 34.2589 | 54.0542
2025-04-21 23:00 | 31.3059 | 49.7622
2025-04-22 | 30.5519 | 48.7537
2025-04-22 01:00 | 29.7322 | 46.4528
2025-04-22 02:00 | 30.2158 | 44.7616
2025-04-22 03:00 | 30.8392 | 44.1694
2025-04-22 04:00 | 31.4345 | 44.2472
2025-04-22 05:00 | 33.3794 | 46.4204
2025-04-22 06:00 | 38.0392 | 54.2909
2025-04-22 07:00 | 43.1759 | 58.6622
2025-04-22 08:00 | 44.4316 | 57.5047
2025-04-22 09:00 | 43.264 | 56.3425
2025-04-22 10:00 | 42.5175 | 52.5514
2025-04-22 11:00 | 41.8596 | 50.6216
2025-04-22 12:00 | 39.1716 | 48.0422
2025-04-22 13:00 | 38.6833 | 47.7603
2025-04-22 14:00 | 38.1598 | 45.1966
2025-04-22 15:00 | 38.6217 | 48.4964
2025-04-22 16:00 | 39.9867 | 53.2748
2025-04-22 17:00 | 41.7559 | 57.1143
2025-04-22 18:00 | 41.9171 | 61.3883
2025-04-22 19:00 | 41.4439 | 62.5015
2025-04-22 20:00 | 40.7846 | 63.4071
2025-04-22 21:00 | 38.6211 | 59.8176
2025-04-22 22:00 | 35.5555 | 55.2818
2025-04-22 23:00 | 32.3814 | 51.3313
2025-04-23 | 31.5962 | 50.2954
2025-04-23 01:00 | 30.5017 | 45.8029
2025-04-23 02:00 | 30.9805 | 44.5951
2025-04-23 03:00 | 31.5984 | 44.2123
2025-04-23 04:00 | 32.1393 | 43.8908
2025-04-23 05:00 | 34.0464 | 46.6198
2025-04-23 06:00 | 38.5624 | 51.7031
2025-04-23 07:00 | 43.7065 | 56.9685
2025-04-23 08:00 | 44.9116 | 59.7629
2025-04-23 09:00 | 43.6975 | 59.9725
2025-04-23 10:00 | 42.701 | 59.6582
2025-04-23 11:00 | 41.9266 | 57.4338
2025-04-23 12:00 | 39.3608 | 49.8195
2025-04-23 13:00 | 38.9239 | 46.9463
2025-04-23 14:00 | 38.3278 | 44.6777
2025-04-23 15:00 | 38.7836 | 45.8179
2025-04-23 16:00 | 40.1334 | 49.2767
2025-04-23 17:00 | 41.923 | 54.4345
2025-04-23 18:00 | 41.3842 | 56.3038
2025-04-23 19:00 | 41.1573 | 58.6205
2025-04-23 20:00 | 40.5595 | 59.7328
2025-04-23 21:00 | 38.5639 | 56.9041
2025-04-23 22:00 | 35.54 | 53.0133
2025-04-23 23:00 | 32.3514 | 48.4783
2025-04-24 | 31.0888 | 46.869
2025-04-24 01:00 | 29.7066 | 43.4289
2025-04-24 02:00 | 30.1249 | 42.2814
2025-04-24 03:00 | 30.723 | 42.5074
2025-04-24 04:00 | 31.2182 | 42.3986
2025-04-24 05:00 | 33.154 | 45.1945
2025-04-24 06:00 | 37.7167 | 51.7864
2025-04-24 07:00 | 42.6182 | 56.3713
2025-04-24 08:00 | 43.3924 | 54.3672
2025-04-24 09:00 | 41.8282 | 50.7382
2025-04-24 10:00 | 40.7924 | 45.8454
2025-04-24 11:00 | 40.024 | 44.2366
2025-04-24 12:00 | 38.918 | 46.7224
2025-04-24 13:00 | 38.5209 | 46.3357
2025-04-24 14:00 | 37.9753 | 42.6286
2025-04-24 15:00 | 38.2509 | 45.8289
2025-04-24 16:00 | 39.3203 | 50.549
2025-04-24 17:00 | 40.663 | 55.4847
2025-04-24 18:00 | 42.47 | 57.2458
2025-04-24 19:00 | 40.8661 | 59.3115
2025-04-24 20:00 | 39.275 | 59.8847
2025-04-24 21:00 | 36.9112 | 56.857
2025-04-24 22:00 | 33.8753 | 52.9761
2025-04-24 23:00 | 30.9426 | 49.2306
2025-04-25 | 29.6713 | 47.4215
2025-04-25 01:00 | 29.0514 | 45.4289
2025-04-25 02:00 | 29.443 | 44.7094
2025-04-25 03:00 | 29.9811 | 44.1368
2025-04-25 04:00 | 30.5081 | 44.2901
2025-04-25 05:00 | 32.3487 | 47.004
2025-04-25 06:00 | 36.957 | 50.8605
2025-04-25 07:00 | 41.7853 | 54.9171
2025-04-25 08:00 | 42.3883 | 54.4359
2025-04-25 09:00 | 40.4748 | 52.5697
2025-04-25 10:00 | 39.3906 | 51.2778
2025-04-25 11:00 | 38.5775 | 50.8388
2025-04-25 12:00 | 37.5068 | 53.6288
2025-04-25 13:00 | 36.8867 | 53.0482
2025-04-25 14:00 | 36.353 | 51.5142
2025-04-25 15:00 | 36.2573 | 53.2837
2025-04-25 16:00 | 37.1234 | 55.9454
2025-04-25 17:00 | 38.6229 | 57.0214
2025-04-25 18:00 | 37.9127 | 58.2534
2025-04-25 19:00 | 38.101 | 59.0255
2025-04-25 20:00 | 37.6948 | 59.2766
2025-04-25 21:00 | 35.9777 | 55.7273
2025-04-25 22:00 | 33.2063 | 51.8132
2025-04-25 23:00 | 30.1738 | 48.0048
2025-04-26 | 29.1929 | 45.8065
2025-04-26 01:00 | 28.5331 | 42.7651
2025-04-26 02:00 | 28.899 | 41.7884
2025-04-26 03:00 | 29.3986 | 41.4764
2025-04-26 04:00 | 29.7286 | 40.9915
2025-04-26 05:00 | 30.8665 | 42.6981
2025-04-26 06:00 | 33.5513 | 46.3955
2025-04-26 07:00 | 37.574 | 48.6561
2025-04-26 08:00 | 39.5756 | 51.4166
2025-04-26 09:00 | 40.0644 | 54.3668
2025-04-26 10:00 | 40.1146 | 57.1379
2025-04-26 11:00 | 39.2556 | 55.8681
2025-04-26 12:00 | 39.1124 | 52.5269
2025-04-26 13:00 | 38.4092 | 51.0755
2025-04-26 14:00 | 37.3464 | 48.8397
2025-04-26 15:00 | 37.4172 | 50.5036
2025-04-26 16:00 | 38.9332 | 53.1137
2025-04-26 17:00 | 40.8987 | 54.7064
2025-04-26 18:00 | 40.7212 | 54.2191
2025-04-26 19:00 | 39.0328 | 53.82
2025-04-26 20:00 | 37.0548 | 53.0612
2025-04-26 21:00 | 34.7437 | 50.4588
2025-04-26 22:00 | 32.4412 | 47.9899
2025-04-26 23:00 | 30.2221 | 45.5166
2025-04-27 | 28.9381 | 44.2077
2025-04-27 01:00 | 27.8921 | 41.6061
2025-04-27 02:00 | 28.1907 | 40.6374
2025-04-27 03:00 | 28.6347 | 40.598
2025-04-27 04:00 | 28.8789 | 40.2048
2025-04-27 05:00 | 29.8755 | 42.0079
2025-04-27 06:00 | 32.3528 | 45.6147
2025-04-27 07:00 | 35.8677 | 47.2815
2025-04-27 08:00 | 37.5032 | 48.752
2025-04-27 09:00 | 37.0331 | 50.8536
2025-04-27 10:00 | 36.191 | 50.6972
2025-04-27 11:00 | 34.852 | 48.2727
2025-04-27 12:00 | 35.0003 | 48.9257
2025-04-27 13:00 | 34.4611 | 47.5447
2025-04-27 14:00 | 33.6068 | 45.7999
2025-04-27 15:00 | 34.0211 | 47.6648
2025-04-27 16:00 | 36.0953 | 50.3187
2025-04-27 17:00 | 38.7241 | 53.9463
2025-04-27 18:00 | 38.8063 | 57.0938
2025-04-27 19:00 | 37.8785 | 57.2572
2025-04-27 20:00 | 36.6538 | 56.4042
2025-04-27 21:00 | 34.6539 | 52.9801
2025-04-27 22:00 | 32.0981 | 50.2474
2025-04-27 23:00 | 29.6739 | 47.1061
2025-04-28 | 28.6773 | 46.1941
2025-04-28 01:00 | 28.4188 | 43.0379
2025-04-28 02:00 | 28.9956 | 42.4106
2025-04-28 03:00 | 29.6872 | 42.4115
2025-04-28 04:00 | 30.3182 | 42.5499
2025-04-28 05:00 | 32.2037 | 45.6798
2025-04-28 06:00 | 36.9426 | 51.7968
2025-04-28 07:00 | 42.6263 | 56.9601
2025-04-28 08:00 | 44.3744 | 58.8711
2025-04-28 09:00 | 43.7492 | 58.5885
2025-04-28 10:00 | 43.3451 | 57.3505
2025-04-28 11:00 | 42.5265 | 54.0066
2025-04-28 12:00 | 39.118 | 49.4878
2025-04-28 13:00 | 38.8115 | 47.8365
2025-04-28 14:00 | 38.2288 | 44.6593
2025-04-28 15:00 | 38.6733 | 45.5842
2025-04-28 16:00 | 40.0925 | 49.2574
2025-04-28 17:00 | 41.6878 | 54.1945
2025-04-28 18:00 | 42.1271 | 56.6804
2025-04-28 19:00 | 41.2916 | 58.3249
2025-04-28 20:00 | 40.1391 | 58.6367
2025-04-28 21:00 | 38.0026 | 55.7334
2025-04-28 22:00 | 34.8909 | 51.9132
2025-04-28 23:00 | 31.7223 | 47.6
2025-04-29 | 30.6534 | 46.4552
2025-04-29 01:00 | 29.5226 | 43.7385
2025-04-29 02:00 | 29.9927 | 42.6116
2025-04-29 03:00 | 30.6234 | 42.5013
2025-04-29 04:00 | 31.2144 | 42.3795
2025-04-29 05:00 | 33.1614 | 45.194
2025-04-29 06:00 | 38.0258 | 51.7067
2025-04-29 07:00 | 43.3452 | 55.8254
2025-04-29 08:00 | 44.5094 | 54.459
2025-04-29 09:00 | 42.599 | 50.9399
2025-04-29 10:00 | 41.1496 | 47.6976
2025-04-29 11:00 | 39.5888 | 47.7518
2025-04-29 12:00 | 38.1888 | 47.5371
2025-04-29 13:00 | 37.6741 | 46.6184
2025-04-29 14:00 | 37.1588 | 43.5073
2025-04-29 15:00 | 37.5683 | 46.6429
2025-04-29 16:00 | 38.9416 | 51.0461
2025-04-29 17:00 | 40.829 | 54.8417
2025-04-29 18:00 | 40.2167 | 54.5446
2025-04-29 19:00 | 40.1586 | 57.5364
2025-04-29 20:00 | 39.6875 | 59.0537
2025-04-29 21:00 | 37.9327 | 57.0933
2025-04-29 22:00 | 34.9786 | 53.2007
2025-04-29 23:00 | 31.8369 | 49.4298
2025-04-30 | 30.4219 | 47.1744
2025-04-30 01:00 | 29.9229 | 45.9454
2025-04-30 02:00 | 30.4003 | 44.6649
2025-04-30 03:00 | 30.9855 | 44.1033
2025-04-30 04:00 | 31.541 | 44.069
2025-04-30 05:00 | 33.3757 | 46.8105
2025-04-30 06:00 | 37.8567 | 51.4393
2025-04-30 07:00 | 43.1953 | 56.9635
2025-04-30 08:00 | 44.4813 | 59.2925
2025-04-30 09:00 | 43.261 | 60.825
2025-04-30 10:00 | 42.2445 | 60.4122
2025-04-30 11:00 | 41.2799 | 58.592
2025-04-30 12:00 | 38.6809 | 54.3233
2025-04-30 13:00 | 38.243 | 53.6833
2025-04-30 14:00 | 37.6868 | 51.5478
2025-04-30 15:00 | 37.9415 | 52.839
2025-04-30 16:00 | 39.2718 | 55.552
2025-04-30 17:00 | 41.0953 | 58.29
2025-04-30 18:00 | 41.2357 | 59.7125
2025-04-30 19:00 | 40.905 | 60.6694
2025-04-30 20:00 | 40.1781 | 61.1498
2025-04-30 21:00 | 38.3968 | 58.1406
2025-04-30 22:00 | 35.4149 | 53.9455
2025-04-30 23:00 | 32.2076 | 49.648
2025-05-01 | 30.9302 | 47.0946
2025-05-01 01:00 | 30.2641 | 45.7452
2025-05-01 02:00 | 30.6202 | 44.5414
2025-05-01 03:00 | 31.2243 | 44.6129
2025-05-01 04:00 | 31.7412 | 44.3386
2025-05-01 05:00 | 33.5819 | 47.0064
2025-05-01 06:00 | 37.797 | 51.1737
2025-05-01 07:00 | 42.9702 | 56.0032
2025-05-01 08:00 | 44.3446 | 58.1165
2025-05-01 09:00 | 43.3754 | 59.3042
2025-05-01 10:00 | 42.4396 | 58.7006
2025-05-01 11:00 | 41.2098 | 58.1616
2025-05-01 12:00 | 38.8396 | 54.7983
2025-05-01 13:00 | 38.5889 | 53.3811
2025-05-01 14:00 | 38.184 | 51.4389
2025-05-01 15:00 | 38.5557 | 52.8786
2025-05-01 16:00 | 39.7995 | 55.0026
2025-05-01 17:00 | 41.5429 | 57.1074
2025-05-01 18:00 | 41.5775 | 58.5338
2025-05-01 19:00 | 40.8143 | 58.6336
2025-05-01 20:00 | 40.1523 | 58.7124
2025-05-01 21:00 | 38.624 | 55.7328
2025-05-01 22:00 | 35.7361 | 52.1096
2025-05-01 23:00 | 32.4281 | 48.2372
2025-05-02 | 30.9662 | 45.26
2025-05-02 01:00 | 30.1381 | 44.9384
2025-05-02 02:00 | 30.3903 | 43.566
2025-05-02 03:00 | 30.926 | 43.2561
2025-05-02 04:00 | 31.4197 | 43.1707
2025-05-02 05:00 | 33.1703 | 45.5792
2025-05-02 06:00 | 37.5235 | 50.51
2025-05-02 07:00 | 42.7106 | 55.0034
2025-05-02 08:00 | 44.0939 | 55.2699
2025-05-02 09:00 | 43.4656 | 55.5908
2025-05-02 10:00 | 42.873 | 53.355
2025-05-02 11:00 | 41.776 | 52.902
2025-05-02 12:00 | 38.8033 | 50.2486
2025-05-02 13:00 | 38.541 | 49.2661
2025-05-02 14:00 | 37.9261 | 45.6823
2025-05-02 15:00 | 37.7994 | 46.9928
2025-05-02 16:00 | 38.532 | 49.3279
2025-05-02 17:00 | 40.0504 | 52.7841
2025-05-02 18:00 | 39.4896 | 54.9371
2025-05-02 19:00 | 38.7297 | 56.181
2025-05-02 20:00 | 37.885 | 56.212
2025-05-02 21:00 | 36.4223 | 53.5969
2025-05-02 22:00 | 33.6125 | 49.9834
2025-05-02 23:00 | 30.4181 | 45.8102
2025-05-03 | 29.2983 | 45.0052
2025-05-03 01:00 | 28.6154 | 41.9447
2025-05-03 02:00 | 28.7791 | 40.8187
2025-05-03 03:00 | 29.1902 | 40.3403
2025-05-03 04:00 | 29.4906 | 40.0501
2025-05-03 05:00 | 30.5879 | 41.5142
2025-05-03 06:00 | 33.3777 | 44.6013
2025-05-03 07:00 | 37.28 | 45.3278
2025-05-03 08:00 | 39.1776 | 45.0265
2025-05-03 09:00 | 39.4968 | 42.8487
2025-05-03 10:00 | 39.241 | 41.2395
2025-05-03 11:00 | 37.6663 | 40.9185
2025-05-03 12:00 | 36.8357 | 35.6033
2025-05-03 13:00 | 36.2317 | 33.2709
2025-05-03 14:00 | 35.1281 | 30.4149
2025-05-03 15:00 | 35.08 | 33.1744
2025-05-03 16:00 | 36.4865 | 37.5112
2025-05-03 17:00 | 38.7665 | 43.5977
2025-05-03 18:00 | 38.5488 | 48.6545
2025-05-03 19:00 | 36.8465 | 49.4213
2025-05-03 20:00 | 35.1724 | 49.7517
2025-05-03 21:00 | 33.6268 | 48.61
2025-05-03 22:00 | 31.438 | 46.5604
2025-05-03 23:00 | 29.139 | 44.237
2025-05-04 | 27.879 | 43.4043
2025-05-04 01:00 | 27.4864 | 42.8739
2025-05-04 02:00 | 27.6584 | 41.7144
2025-05-04 03:00 | 28.0566 | 41.6016
2025-05-04 04:00 | 28.2624 | 41.0894
2025-05-04 05:00 | 29.1433 | 42.786
2025-05-04 06:00 | 31.3311 | 44.7635
2025-05-04 07:00 | 34.6855 | 45.0946
2025-05-04 08:00 | 36.5039 | 45.6068
2025-05-04 09:00 | 36.5269 | 47.9638
2025-05-04 10:00 | 36.1623 | 46.9398
2025-05-04 11:00 | 35.0653 | 47.5852
2025-05-04 12:00 | 34.7112 | 44.4782
2025-05-04 13:00 | 34.4381 | 44.2823
2025-05-04 14:00 | 33.5568 | 42.609
2025-05-04 15:00 | 33.8527 | 45.847
2025-05-04 16:00 | 35.7401 | 48.791
2025-05-04 17:00 | 38.4572 | 52.2133
2025-05-04 18:00 | 39.4476 | 54.2978
2025-05-04 19:00 | 37.812 | 54.7899
2025-05-04 20:00 | 35.8982 | 54.493
2025-05-04 21:00 | 34.6521 | 52.0829
2025-05-04 22:00 | 32.1797 | 49.7343
2025-05-04 23:00 | 29.5023 | 46.728
2025-05-05 | 27.6881 | 44.6918
2025-05-05 01:00 | 27.4609 | 43.8997
2025-05-05 02:00 | 27.9045 | 43.0496
2025-05-05 03:00 | 28.5641 | 42.7981
2025-05-05 04:00 | 29.0735 | 42.672
2025-05-05 05:00 | 30.8977 | 45.3957
2025-05-05 06:00 | 35.4269 | 48.9193
2025-05-05 07:00 | 40.7179 | 52.6186
2025-05-05 08:00 | 42.3652 | 51.8338
2025-05-05 09:00 | 41.7228 | 50.0477
2025-05-05 10:00 | 41.4718 | 47.7702
2025-05-05 11:00 | 40.4578 | 48.4503
2025-05-05 12:00 | 39.5427 | 48.6825
2025-05-05 13:00 | 39.5541 | 48.4651
2025-05-05 14:00 | 38.9492 | 46.0817
2025-05-05 15:00 | 39.1911 | 48.1632
2025-05-05 16:00 | 40.1638 | 51.4442
2025-05-05 17:00 | 41.6159 | 55.16
2025-05-05 18:00 | 42.0252 | 55.4773
2025-05-05 19:00 | 40.5049 | 57.2697
2025-05-05 20:00 | 38.9519 | 58.2666
2025-05-05 21:00 | 37.4258 | 55.9315
2025-05-05 22:00 | 34.3551 | 52.0653
2025-05-05 23:00 | 31.0102 | 47.933
2025-05-06 | 28.9873 | 46.1289
2025-05-06 01:00 | 28.5596 | 45.7376
2025-05-06 02:00 | 28.9016 | 44.293
2025-05-06 03:00 | 29.4939 | 43.8766
2025-05-06 04:00 | 30.0103 | 43.4773
2025-05-06 05:00 | 31.8069 | 45.7304
2025-05-06 06:00 | 36.089 | 50.9022
2025-05-06 07:00 | 41.76 | 54.2824
2025-05-06 08:00 | 43.3955 | 52.5556
2025-05-06 09:00 | 42.6941 | 48.7907
2025-05-06 10:00 | 42.0594 | 45.5567
2025-05-06 11:00 | 40.4881 | 47.165
2025-05-06 12:00 | 39.1431 | 45.6079
2025-05-06 13:00 | 39.297 | 44.651
2025-05-06 14:00 | 38.7188 | 41.3788
2025-05-06 15:00 | 38.9921 | 44.4563
2025-05-06 16:00 | 40.0741 | 48.6699
2025-05-06 17:00 | 41.7952 | 52.5691
2025-05-06 18:00 | 42.2476 | 53.5115
2025-05-06 19:00 | 40.4958 | 56.0802
2025-05-06 20:00 | 39.016 | 57.9178
2025-05-06 21:00 | 37.3954 | 56.5331
2025-05-06 22:00 | 34.3709 | 53.3219
2025-05-06 23:00 | 31.1127 | 49.6266
2025-05-07 | 29.5169 | 47.5167
2025-05-07 01:00 | 28.5031 | 45.4718
2025-05-07 02:00 | 28.7582 | 44.1302
2025-05-07 03:00 | 29.3116 | 43.8401
2025-05-07 04:00 | 29.7509 | 43.9045
2025-05-07 05:00 | 31.4718 | 46.0119
2025-05-07 06:00 | 35.9587 | 51.0528
2025-05-07 07:00 | 41.4105 | 54.3239
2025-05-07 08:00 | 42.7185 | 51.7971
2025-05-07 09:00 | 41.7532 | 47.8332
2025-05-07 10:00 | 41.06 | 44.0995
2025-05-07 11:00 | 39.7848 | 45.4156
2025-05-07 12:00 | 39.5248 | 44.6016
2025-05-07 13:00 | 39.6602 | 44.4712
2025-05-07 14:00 | 39.0802 | 40.9458
2025-05-07 15:00 | 39.1898 | 43.6726
2025-05-07 16:00 | 40.1409 | 47.6133
2025-05-07 17:00 | 41.6432 | 52.3893
2025-05-07 18:00 | 42.2104 | 51.9875
2025-05-07 19:00 | 40.9214 | 55.1199
2025-05-07 20:00 | 39.3967 | 56.7682
2025-05-07 21:00 | 38.0997 | 55.5122
2025-05-07 22:00 | 35.0056 | 52.0912
2025-05-07 23:00 | 31.5007 | 48.0806
2025-05-08 | 29.0643 | 47.4487
2025-05-08 01:00 | 28.2806 | 44.6883
2025-05-08 02:00 | 28.4861 | 43.5521
2025-05-08 03:00 | 29.0037 | 43.5996
2025-05-08 04:00 | 29.4129 | 43.6937
2025-05-08 05:00 | 31.1301 | 46.234
2025-05-08 06:00 | 36.1277 | 51.8716
2025-05-08 07:00 | 41.5852 | 56.2858
2025-05-08 08:00 | 43.0301 | 57.6801
2025-05-08 09:00 | 42.4176 | 58.5837
2025-05-08 10:00 | 41.8304 | 57.3345
2025-05-08 11:00 | 40.4384 | 55.565
2025-05-08 12:00 | 39.7827 | 53.8896
2025-05-08 13:00 | 39.9737 | 52.9856
2025-05-08 14:00 | 39.5567 | 50.539
2025-05-08 15:00 | 39.8498 | 51.9254
2025-05-08 16:00 | 40.8031 | 54.1994
2025-05-08 17:00 | 42.1072 | 56.2795
2025-05-08 18:00 | 42.719 | 56.4179
2025-05-08 19:00 | 41.1202 | 58.3002
2025-05-08 20:00 | 39.5297 | 58.2712
2025-05-08 21:00 | 37.8782 | 56.2353
2025-05-08 22:00 | 34.8752 | 52.5794
2025-05-08 23:00 | 31.4935 | 48.2194
2025-05-09 | 29.6406 | 45.8858
2025-05-09 01:00 | 28.4981 | 43.6834
2025-05-09 02:00 | 28.6553 | 42.3729
2025-05-09 03:00 | 29.1413 | 42.4271
2025-05-09 04:00 | 29.5573 | 42.328
2025-05-09 05:00 | 31.1936 | 44.5145
2025-05-09 06:00 | 35.8852 | 48.8227
2025-05-09 07:00 | 41.61 | 52.4004
2025-05-09 08:00 | 43.3025 | 50.5402
2025-05-09 09:00 | 43.008 | 47.3081
2025-05-09 10:00 | 42.8134 | 43.3765
2025-05-09 11:00 | 41.562 | 43.2352
2025-05-09 12:00 | 39.987 | 49.0422
2025-05-09 13:00 | 40.1931 | 48.4006
2025-05-09 14:00 | 39.6909 | 46.1641
2025-05-09 15:00 | 39.7756 | 47.8319
2025-05-09 16:00 | 40.4825 | 49.9261
2025-05-09 17:00 | 41.5385 | 52.175
2025-05-09 18:00 | 42.2129 | 54.4852
2025-05-09 19:00 | 40.1037 | 55.427
2025-05-09 20:00 | 38.0623 | 55.695
2025-05-09 21:00 | 36.059 | 53.5125
2025-05-09 22:00 | 33.1171 | 50.0438
2025-05-09 23:00 | 29.8747 | 46.2475
2025-05-10 | 28.2912 | 43.834
2025-05-10 01:00 | 27.5958 | 44.4496
2025-05-10 02:00 | 27.7318 | 43.324
2025-05-10 03:00 | 28.1051 | 43.4819
2025-05-10 04:00 | 28.3653 | 42.8557
2025-05-10 05:00 | 29.2846 | 44.3822
2025-05-10 06:00 | 32.1136 | 46.2945
2025-05-10 07:00 | 36.1174 | 47.3349
2025-05-10 08:00 | 38.5092 | 48.3218
2025-05-10 09:00 | 39.3111 | 49.4833
2025-05-10 10:00 | 39.3452 | 48.3409
2025-05-10 11:00 | 37.7917 | 48.6072
2025-05-10 12:00 | 36.134 | 44.1645
2025-05-10 13:00 | 35.4021 | 43.3438
2025-05-10 14:00 | 34.5074 | 41.339
2025-05-10 15:00 | 34.3442 | 43.5425
2025-05-10 16:00 | 35.7362 | 46.4263
2025-05-10 17:00 | 38.1068 | 49.1143
2025-05-10 18:00 | 38.2871 | 49.1324
2025-05-10 19:00 | 36.8619 | 50.8859
2025-05-10 20:00 | 35.2743 | 50.9625
2025-05-10 21:00 | 33.8768 | 50.2383
2025-05-10 22:00 | 31.8138 | 48.0578
2025-05-10 23:00 | 29.4361 | 45.4257
2025-05-11 | 28.5112 | 42.7998
2025-05-11 01:00 | 27.5541 | 43.2711
2025-05-11 02:00 | 27.6816 | 42.0748
2025-05-11 03:00 | 28.005 | 41.9557
2025-05-11 04:00 | 28.099 | 41.3804
2025-05-11 05:00 | 28.7677 | 42.814
2025-05-11 06:00 | 31.0331 | 43.0839
2025-05-11 07:00 | 34.9293 | 42.7769
2025-05-11 08:00 | 37.6007 | 41.1879
2025-05-11 09:00 | 38.3978 | 40.6597
2025-05-11 10:00 | 37.9756 | 38.8388
2025-05-11 11:00 | 36.8354 | 40.7823
2025-05-11 12:00 | 37.1556 | 44.0687
2025-05-11 13:00 | 36.9347 | 43.8033
2025-05-11 14:00 | 36.153 | 42.2409
2025-05-11 15:00 | 36.5698 | 45.7143
2025-05-11 16:00 | 38.2297 | 48.698
2025-05-11 17:00 | 40.9426 | 51.9337
2025-05-11 18:00 | 41.3706 | 52.3039
2025-05-11 19:00 | 39.2591 | 54.0556
2025-05-11 20:00 | 37.0706 | 54.0163
2025-05-11 21:00 | 35.2776 | 52.5329
2025-05-11 22:00 | 32.6709 | 50.1249
2025-05-11 23:00 | 29.9761 | 47.1399
2025-05-12 | 28.7368 | 44.4069
2025-05-12 01:00 | 28.0957 | 43.216
2025-05-12 02:00 | 28.5081 | 42.197
2025-05-12 03:00 | 29.1565 | 42.0009
2025-05-12 04:00 | 29.6396 | 41.8156
2025-05-12 05:00 | 31.3547 | 44.402
2025-05-12 06:00 | 36.0061 | 48.5021
2025-05-12 07:00 | 41.4153 | 52.3739
2025-05-12 08:00 | 43.1767 | 50.7894
2025-05-12 09:00 | 42.7105 | 48.0394
2025-05-12 10:00 | 42.5474 | 44.7987
2025-05-12 11:00 | 41.4763 | 44.2116
2025-05-12 12:00 | 40.8747 | 47.189
2025-05-12 13:00 | 40.8953 | 46.4342
2025-05-12 14:00 | 40.3943 | 42.9332
2025-05-12 15:00 | 40.8392 | 44.6329
2025-05-12 16:00 | 41.8238 | 47.9994
2025-05-12 17:00 | 43.1031 | 53.0971
2025-05-12 18:00 | 43.2332 | 56.0621
2025-05-12 19:00 | 41.303 | 58.6647
2025-05-12 20:00 | 39.2774 | 58.4751
2025-05-12 21:00 | 37.5971 | 56.6974
2025-05-12 22:00 | 34.5608 | 52.7439
2025-05-12 23:00 | 31.1978 | 48.0095
2025-05-13 | 29.2777 | 46.8888
2025-05-13 01:00 | 28.0188 | 43.1365
2025-05-13 02:00 | 28.2695 | 41.4646
2025-05-13 03:00 | 28.8147 | 41.2122
2025-05-13 04:00 | 29.3203 | 40.8764
2025-05-13 05:00 | 31.0134 | 43.1019
2025-05-13 06:00 | 35.2291 | 49.4752
2025-05-13 07:00 | 41.1047 | 54.0112
2025-05-13 08:00 | 42.8585 | 53.9657
2025-05-13 09:00 | 42.2351 | 52.875
2025-05-13 10:00 | 41.6961 | 50.303
2025-05-13 11:00 | 40.494 | 49.4709
2025-05-13 12:00 | 39.6017 | 49.6151
2025-05-13 13:00 | 39.3948 | 48.3
2025-05-13 14:00 | 39.0077 | 44.816
2025-05-13 15:00 | 39.1476 | 46.9713
2025-05-13 16:00 | 40.2381 | 50.3648
2025-05-13 17:00 | 41.991 | 54.5133
2025-05-13 18:00 | 42.4218 | 58.2854
2025-05-13 19:00 | 40.1116 | 59.8391
2025-05-13 20:00 | 38.341 | 59.492
2025-05-13 21:00 | 36.5739 | 57.3238
2025-05-13 22:00 | 33.6046 | 53.6233
2025-05-13 23:00 | 30.4292 | 49.268
2025-05-14 | 29.0118 | 47.8123
2025-05-14 01:00 | 28.392 | 43.7965
2025-05-14 02:00 | 28.6954 | 42.37
2025-05-14 03:00 | 29.2606 | 42.314
2025-05-14 04:00 | 29.7753 | 42.0036
2025-05-14 05:00 | 31.4446 | 44.1981
2025-05-14 06:00 | 35.8945 | 48.8697
2025-05-14 07:00 | 41.7786 | 53.6624
2025-05-14 08:00 | 43.3053 | 55.0087
2025-05-14 09:00 | 42.3449 | 55.5574
2025-05-14 10:00 | 41.2411 | 54.5549
2025-05-14 11:00 | 40.1238 | 54.4853
2025-05-14 12:00 | 39.0842 | 53.8877
2025-05-14 13:00 | 39.0883 | 53.1059
2025-05-14 14:00 | 38.5504 | 50.7432
2025-05-14 15:00 | 38.7014 | 52.1044
2025-05-14 16:00 | 39.7378 | 54.3567
2025-05-14 17:00 | 41.694 | 57.2112
2025-05-14 18:00 | 41.6164 | 56.5656
2025-05-14 19:00 | 40.0202 | 57.7612
2025-05-14 20:00 | 38.5829 | 57.8888
2025-05-14 21:00 | 37.2236 | 55.7658
2025-05-14 22:00 | 34.3266 | 52.3535
2025-05-14 23:00 | 31.1136 | 48.1159
2025-05-15 | 29.5373 | 45.6484
2025-05-15 01:00 | 28.4881 | 45.9565
2025-05-15 02:00 | 28.7764 | 44.5205
2025-05-15 03:00 | 29.373 | 44.3398
2025-05-15 04:00 | 29.8997 | 44.3436
2025-05-15 05:00 | 31.6204 | 46.5324
2025-05-15 06:00 | 36.0435 | 51.2715
2025-05-15 07:00 | 41.6213 | 55.8577
2025-05-15 08:00 | 42.8936 | 56.8239
2025-05-15 09:00 | 41.8264 | 56.8046
2025-05-15 10:00 | 41.0139 | 55.7289
2025-05-15 11:00 | 40.1899 | 53.597
2025-05-15 12:00 | 38.148 | 44.0131
2025-05-15 13:00 | 38.0584 | 42.2879
2025-05-15 14:00 | 37.4954 | 37.7794
2025-05-15 15:00 | 37.7557 | 39.2775
2025-05-15 16:00 | 38.8363 | 43.4423
2025-05-15 17:00 | 40.5442 | 49.3638
2025-05-15 18:00 | 40.3371 | 49.7946
2025-05-15 19:00 | 39.0078 | 53.5479
2025-05-15 20:00 | 37.7884 | 55.3489
2025-05-15 21:00 | 36.5205 | 54.3317
2025-05-15 22:00 | 33.7389 | 51.3039
2025-05-15 23:00 | 30.5869 | 47.453
2025-05-16 | 29.1279 | 47.6858
2025-05-16 01:00 | 28.2479 | 43.3703
2025-05-16 02:00 | 28.4674 | 42.2688
2025-05-16 03:00 | 29.0525 | 42.3767
2025-05-16 04:00 | 29.5695 | 42.5714
2025-05-16 05:00 | 31.2344 | 44.7058
2025-05-16 06:00 | 35.5395 | 50.7462
2025-05-16 07:00 | 41.4729 | 54.0629
2025-05-16 08:00 | 42.8239 | 51.6065
2025-05-16 09:00 | 41.1911 | 46.0401
2025-05-16 10:00 | 39.7301 | 41.6278
2025-05-16 11:00 | 37.7975 | 41.2267
2025-05-16 12:00 | 35.2442 | 38.8744
2025-05-16 13:00 | 34.8038 | 37.5091
2025-05-16 14:00 | 34.2254 | 33.7991
2025-05-16 15:00 | 33.864 | 35.8887
2025-05-16 16:00 | 34.6008 | 39.9317
2025-05-16 17:00 | 36.5439 | 45.5192
2025-05-16 18:00 | 35.1825 | 44.7575
2025-05-16 19:00 | 35.1637 | 49.6
2025-05-16 20:00 | 34.8373 | 51.696
2025-05-16 21:00 | 33.9975 | 51.341
2025-05-16 22:00 | 31.4096 | 48.4193
2025-05-16 23:00 | 28.2151 | 44.5869
2025-05-17 | 27.3849 | 44.5315
2025-05-17 01:00 | 26.8933 | 43.897
2025-05-17 02:00 | 27.033 | 42.5993
2025-05-17 03:00 | 27.4792 | 42.6879
2025-05-17 04:00 | 27.7869 | 42.1355
2025-05-17 05:00 | 28.5765 | 43.6116
2025-05-17 06:00 | 30.9472 | 45.1637
2025-05-17 07:00 | 34.9045 | 45.5647
2025-05-17 08:00 | 36.5999 | 44.3099
2025-05-17 09:00 | 36.335 | 43.6051
2025-05-17 10:00 | 36.017 | 41.8224
2025-05-17 11:00 | 35.249 | 42.7484
2025-05-17 12:00 | 35.447 | 44.6428
2025-05-17 13:00 | 34.8979 | 43.8766
2025-05-17 14:00 | 33.8999 | 40.8068
2025-05-17 15:00 | 33.9482 | 43.358
2025-05-17 16:00 | 35.4853 | 46.2077
2025-05-17 17:00 | 37.7724 | 49.3726
2025-05-17 18:00 | 38.5914 | 50.8995
2025-05-17 19:00 | 36.75 | 52.2721
2025-05-17 20:00 | 34.5214 | 51.9378
2025-05-17 21:00 | 33.5307 | 51.1118
2025-05-17 22:00 | 31.382 | 48.9075
2025-05-17 23:00 | 28.8785 | 46.3823
2025-05-18 | 26.7398 | 43.8974
2025-05-18 01:00 | 26.0137 | 43.6818
2025-05-18 02:00 | 26.1077 | 42.4765
2025-05-18 03:00 | 26.5141 | 42.5431
2025-05-18 04:00 | 26.7528 | 41.9736
2025-05-18 05:00 | 27.3488 | 42.9997
2025-05-18 06:00 | 29.3119 | 42.9146
2025-05-18 07:00 | 33.1169 | 43.626
2025-05-18 08:00 | 34.4795 | 43.571
2025-05-18 09:00 | 33.9214 | 43.4175
2025-05-18 10:00 | 33.3951 | 43.5339
2025-05-18 11:00 | 32.8945 | 44.5809
2025-05-18 12:00 | 33.3613 | 44.1477
2025-05-18 13:00 | 33.3219 | 43.3131
2025-05-18 14:00 | 32.6563 | 41.8414
2025-05-18 15:00 | 33.0953 | 44.9812
2025-05-18 16:00 | 35.3479 | 48.1529
2025-05-18 17:00 | 38.2534 | 51.4945
2025-05-18 18:00 | 39.0778 | 53.3007
2025-05-18 19:00 | 37.1598 | 53.6763
2025-05-18 20:00 | 35.0443 | 52.8257
2025-05-18 21:00 | 34.0037 | 51.3463
2025-05-18 22:00 | 31.6366 | 49.1158
2025-05-18 23:00 | 28.9409 | 46.3263
2025-05-19 | 27.242 | 43.9094
2025-05-19 01:00 | 25.2926 | 41.7764
2025-05-19 02:00 | 25.4297 | 40.3574
2025-05-19 03:00 | 25.8707 | 39.7554
2025-05-19 04:00 | 25.9902 | 39.0828
2025-05-19 05:00 | 26.4219 | 40.3243
2025-05-19 06:00 | 28.4182 | 42.8223
2025-05-19 07:00 | 32.4121 | 43.5278
2025-05-19 08:00 | 34.1177 | 44.6155
2025-05-19 09:00 | 34.6101 | 47.3244
2025-05-19 10:00 | 34.4528 | 47.2984
2025-05-19 11:00 | 33.9559 | 47.4158
2025-05-19 12:00 | 32.8346 | 41.1777
2025-05-19 13:00 | 32.1341 | 40.6346
2025-05-19 14:00 | 32.1955 | 39.7649
2025-05-19 15:00 | 32.5387 | 43.9737
2025-05-19 16:00 | 34.1437 | 47.7081
2025-05-19 17:00 | 36.627 | 51.3657
2025-05-19 18:00 | 37.5234 | 53.8698
2025-05-19 19:00 | 35.7721 | 54.4474
2025-05-19 20:00 | 33.9749 | 53.6521
2025-05-19 21:00 | 33.158 | 53.3139
2025-05-19 22:00 | 30.9945 | 51.4953
2025-05-19 23:00 | 28.8213 | 47.87
2025-05-20 | 27.7323 | 44.3336
2025-05-20 01:00 | 27.4581 | 43.4005
2025-05-20 02:00 | 27.6617 | 41.9352
2025-05-20 03:00 | 28.2377 | 41.9191
2025-05-20 04:00 | 28.6781 | 41.7173
2025-05-20 05:00 | 30.3131 | 43.8533
2025-05-20 06:00 | 34.8088 | 49.7172
2025-05-20 07:00 | 40.6679 | 54.7497
2025-05-20 08:00 | 42.1414 | 55.818
2025-05-20 09:00 | 40.8556 | 55.8505
2025-05-20 10:00 | 40.1525 | 54.3804
2025-05-20 11:00 | 39.1328 | 52.9334
2025-05-20 12:00 | 39.1994 | 52.763
2025-05-20 13:00 | 39.1284 | 51.8891
2025-05-20 14:00 | 38.5962 | 48.9863
2025-05-20 15:00 | 38.7157 | 50.9181
2025-05-20 16:00 | 39.6414 | 53.9108
2025-05-20 17:00 | 41.2451 | 56.5858
2025-05-20 18:00 | 41.78 | 57.9702
2025-05-20 19:00 | 39.8872 | 58.5618
2025-05-20 20:00 | 37.9277 | 58.2173
2025-05-20 21:00 | 36.5062 | 56.1515
2025-05-20 22:00 | 33.5708 | 52.7448
2025-05-20 23:00 | 30.358 | 48.7938
2025-05-21 | 28.3782 | 47.3338
2025-05-21 01:00 | 27.9441 | 44.5912
2025-05-21 02:00 | 28.2413 | 43.1502
2025-05-21 03:00 | 28.8442 | 43.0529
2025-05-21 04:00 | 29.2931 | 42.7403
2025-05-21 05:00 | 30.9136 | 44.8151
2025-05-21 06:00 | 35.08 | 49.9635
2025-05-21 07:00 | 41.5679 | 55.3588
2025-05-21 08:00 | 43.5589 | 57.8189
2025-05-21 09:00 | 42.8947 | 59.481
2025-05-21 10:00 | 41.9694 | 59.4443
2025-05-21 11:00 | 40.7878 | 58.5592
2025-05-21 12:00 | 39.0269 | 51.9281
2025-05-21 13:00 | 39.106 | 50.9205
2025-05-21 14:00 | 38.5658 | 48.1882
2025-05-21 15:00 | 38.7132 | 49.5143
2025-05-21 16:00 | 39.4806 | 51.9352
2025-05-21 17:00 | 41.0682 | 55.55
2025-05-21 18:00 | 41.5065 | 57.6932
2025-05-21 19:00 | 39.6608 | 58.8199
2025-05-21 20:00 | 37.6916 | 58.1106
2025-05-21 21:00 | 36.4338 | 56.2941
2025-05-21 22:00 | 33.5357 | 52.7818
2025-05-21 23:00 | 30.2879 | 48.1845
2025-05-22 | 28.3297 | 46.6994
2025-05-22 01:00 | 27.9462 | 44.6412
2025-05-22 02:00 | 28.259 | 42.9197
2025-05-22 03:00 | 28.8729 | 42.8905
2025-05-22 04:00 | 29.356 | 42.6183
2025-05-22 05:00 | 30.9837 | 44.4447
2025-05-22 06:00 | 35.0213 | 49.7566
2025-05-22 07:00 | 40.8989 | 53.7634
2025-05-22 08:00 | 42.3387 | 51.7343
2025-05-22 09:00 | 41.1113 | 49.4405
2025-05-22 10:00 | 40.3868 | 46.4315
2025-05-22 11:00 | 39.7351 | 46.5633
2025-05-22 12:00 | 39.426 | 52.2677
2025-05-22 13:00 | 39.3142 | 51.5837
2025-05-22 14:00 | 38.8008 | 48.5944
2025-05-22 15:00 | 39.0286 | 50.7184
2025-05-22 16:00 | 39.8042 | 53.6766
2025-05-22 17:00 | 41.0995 | 56.8538
2025-05-22 18:00 | 41.2898 | 58.1727
2025-05-22 19:00 | 40.1567 | 60.4428
2025-05-22 20:00 | 38.3882 | 60.0638
2025-05-22 21:00 | 37.5912 | 58.4627
2025-05-22 22:00 | 34.7036 | 54.7732
2025-05-22 23:00 | 31.2632 | 50.51
2025-05-23 | 28.602 | 48.1559
2025-05-23 01:00 | 27.7296 | 44.5068
2025-05-23 02:00 | 27.8854 | 42.8336
2025-05-23 03:00 | 28.4179 | 42.4968
2025-05-23 04:00 | 28.9047 | 42.1183
2025-05-23 05:00 | 30.3879 | 43.5695
2025-05-23 06:00 | 34.7681 | 49.0386
2025-05-23 07:00 | 40.5046 | 53.293
2025-05-23 08:00 | 41.2335 | 52.3677
2025-05-23 09:00 | 39.6067 | 50.8084
2025-05-23 10:00 | 38.5429 | 48.8594
2025-05-23 11:00 | 37.6981 | 48.1141
2025-05-23 12:00 | 37.598 | 49.243
2025-05-23 13:00 | 37.8583 | 48.6153
2025-05-23 14:00 | 37.3033 | 46.0729
2025-05-23 15:00 | 37.2978 | 48.4651
2025-05-23 16:00 | 38.153 | 51.2677
2025-05-23 17:00 | 39.8564 | 54.1923
2025-05-23 18:00 | 40.2135 | 57.2356
2025-05-23 19:00 | 38.8446 | 59.1326
2025-05-23 20:00 | 36.944 | 58.7423
2025-05-23 21:00 | 35.8709 | 56.9018
2025-05-23 22:00 | 33.0238 | 53.3389
2025-05-23 23:00 | 29.6396 | 49.3595
2025-05-24 | 27.9775 | 46.9819
2025-05-24 01:00 | 26.47 | 42.9535
2025-05-24 02:00 | 26.4361 | 41.1463
2025-05-24 03:00 | 26.7776 | 41.0113
2025-05-24 04:00 | 27.1052 | 40.4063
2025-05-24 05:00 | 27.6838 | 41.2218
2025-05-24 06:00 | 30.248 | 43.1123
2025-05-24 07:00 | 34.6887 | 44.6315
2025-05-24 08:00 | 36.1213 | 44.7178
2025-05-24 09:00 | 36.192 | 44.8649
2025-05-24 10:00 | 36.2829 | 43.6628
2025-05-24 11:00 | 35.612 | 42.7598
2025-05-24 12:00 | 35.3583 | 47.0203
2025-05-24 13:00 | 35.2149 | 46.2968
2025-05-24 14:00 | 34.5871 | 44.1129
2025-05-24 15:00 | 34.6422 | 46.2912
2025-05-24 16:00 | 36.5027 | 49.0306
2025-05-24 17:00 | 38.7452 | 52.3275
2025-05-24 18:00 | 39.3776 | 54.1565
2025-05-24 19:00 | 37.0074 | 54.3545
2025-05-24 20:00 | 34.4968 | 52.7268
2025-05-24 21:00 | 33.3518 | 51.5829
2025-05-24 22:00 | 31.2242 | 49.5768
2025-05-24 23:00 | 28.7124 | 46.6348
2025-05-25 | 26.9482 | 44.0361
2025-05-25 01:00 | 25.5168 | 41.6974
2025-05-25 02:00 | 25.4464 | 40.4093
2025-05-25 03:00 | 25.6973 | 39.745
2025-05-25 04:00 | 25.8301 | 38.7831
2025-05-25 05:00 | 26.2472 | 39.9107
2025-05-25 06:00 | 28.6405 | 41.3331
2025-05-25 07:00 | 32.6758 | 42.2037
2025-05-25 08:00 | 34.5522 | 43.0159
2025-05-25 09:00 | 35.165 | 44.3367
2025-05-25 10:00 | 35.0626 | 43.7364
2025-05-25 11:00 | 34.5337 | 44.316
2025-05-25 12:00 | 33.9741 | 42.062
2025-05-25 13:00 | 34.2418 | 41.772
2025-05-25 14:00 | 33.9346 | 41.5183
2025-05-25 15:00 | 34.5692 | 44.533
2025-05-25 16:00 | 36.6377 | 47.2267
2025-05-25 17:00 | 39.2385 | 50.8162
2025-05-25 18:00 | 40.0837 | 51.2288
2025-05-25 19:00 | 37.901 | 52.6849
2025-05-25 20:00 | 35.4885 | 52.3345
2025-05-25 21:00 | 34.2953 | 51.6957
2025-05-25 22:00 | 31.8204 | 49.8394
2025-05-25 23:00 | 28.9753 | 46.692
2025-05-26 | 27.3248 | 44.1348
2025-05-26 01:00 | 26.3464 | 44.1328
2025-05-26 02:00 | 26.6088 | 43.1645
2025-05-26 03:00 | 27.2034 | 43.1904
2025-05-26 04:00 | 27.6846 | 43.1161
2025-05-26 05:00 | 29.1514 | 45.1136
2025-05-26 06:00 | 34.0829 | 50.2302
2025-05-26 07:00 | 40.1978 | 54.1705
2025-05-26 08:00 | 41.8582 | 53.42
2025-05-26 09:00 | 41.1645 | 50.3957
2025-05-26 10:00 | 40.8818 | 47.9185
2025-05-26 11:00 | 40.2065 | 46.6379
2025-05-26 12:00 | 40.122 | 38.1796
2025-05-26 13:00 | 40.3147 | 36.8854
2025-05-26 14:00 | 39.8819 | 32.5313
2025-05-26 15:00 | 40.3792 | 34.2345
2025-05-26 16:00 | 41.5841 | 39.435
2025-05-26 17:00 | 43.1308 | 46.7071
2025-05-26 18:00 | 43.4387 | 48.4951
2025-05-26 19:00 | 41.7557 | 52.5075
2025-05-26 20:00 | 39.4335 | 54.3853
2025-05-26 21:00 | 37.9632 | 54.0762
2025-05-26 22:00 | 34.8066 | 51.3364
2025-05-26 23:00 | 31.0639 | 47.6501
2025-05-27 | 28.7116 | 46.9354
2025-05-27 01:00 | 27.3785 | 44.8554
2025-05-27 02:00 | 27.5865 | 43.273
2025-05-27 03:00 | 28.1416 | 43.4627
2025-05-27 04:00 | 28.614 | 43.4136
2025-05-27 05:00 | 30.1366 | 44.9016
2025-05-27 06:00 | 34.7517 | 50.8236
2025-05-27 07:00 | 40.6381 | 55.686
2025-05-27 08:00 | 41.9324 | 56.3154
2025-05-27 09:00 | 40.7017 | 56.4676
2025-05-27 10:00 | 40.1314 | 54.814
2025-05-27 11:00 | 39.5137 | 53.1022
2025-05-27 12:00 | 39.9711 | 49.8493
2025-05-27 13:00 | 40.0968 | 49.3644
2025-05-27 14:00 | 39.705 | 45.8548
2025-05-27 15:00 | 40.1471 | 47.891
2025-05-27 16:00 | 41.2101 | 51.4144
2025-05-27 17:00 | 42.8596 | 54.7022
2025-05-27 18:00 | 42.9286 | 57.7572
2025-05-27 19:00 | 41.3372 | 58.1405
2025-05-27 20:00 | 39.1804 | 57.6145
2025-05-27 21:00 | 37.9918 | 55.6987
2025-05-27 22:00 | 34.9159 | 52.4439
2025-05-27 23:00 | 31.2158 | 48.5231
2025-05-28 | 28.9217 | 47.7519
2025-05-28 01:00 | 27.5043 | 43.0993
2025-05-28 02:00 | 27.6858 | 41.8514
2025-05-28 03:00 | 28.2136 | 42.128
2025-05-28 04:00 | 28.6823 | 41.843
2025-05-28 05:00 | 30.1289 | 43.8671
2025-05-28 06:00 | 34.9012 | 48.8511
2025-05-28 07:00 | 41.02 | 54.0731
2025-05-28 08:00 | 42.4147 | 56.0315
2025-05-28 09:00 | 41.4143 | 56.0028
2025-05-28 10:00 | 40.6092 | 55.8815
2025-05-28 11:00 | 39.7049 | 55.3489
2025-05-28 12:00 | 39.9717 | 53.9612
2025-05-28 13:00 | 40.1172 | 52.6884
2025-05-28 14:00 | 39.6764 | 50.7703
2025-05-28 15:00 | 40.043 | 51.7832
2025-05-28 16:00 | 41.0966 | 53.6679
2025-05-28 17:00 | 42.8161 | 56.223
2025-05-28 18:00 | 43.0087 | 57.3359
2025-05-28 19:00 | 40.8163 | 57.9108
2025-05-28 20:00 | 38.5728 | 57.2775
2025-05-28 21:00 | 36.9882 | 55.7176
2025-05-28 22:00 | 34.046 | 52.4339
2025-05-28 23:00 | 30.6086 | 48.223
2025-05-29 | 29.1043 | 45.7729
2025-05-29 01:00 | 27.4665 | 45.1985
2025-05-29 02:00 | 27.5878 | 43.6269
2025-05-29 03:00 | 28.085 | 43.9469
2025-05-29 04:00 | 28.5252 | 43.4769
2025-05-29 05:00 | 29.9263 | 45.5314
2025-05-29 06:00 | 34.7242 | 51.4921
2025-05-29 07:00 | 41.0843 | 56.6004
2025-05-29 08:00 | 42.7478 | 57.5547
2025-05-29 09:00 | 42.1181 | 58.8502
2025-05-29 10:00 | 41.3889 | 57.442
2025-05-29 11:00 | 40.2472 | 56.8734
2025-05-29 12:00 | 39.2873 | 49.2131
2025-05-29 13:00 | 39.405 | 48.8765
2025-05-29 14:00 | 38.9959 | 45.9422
2025-05-29 15:00 | 39.3041 | 47.9496
2025-05-29 16:00 | 40.5255 | 50.956
2025-05-29 17:00 | 42.2502 | 54.1812
2025-05-29 18:00 | 42.6195 | 56.5131
2025-05-29 19:00 | 40.9337 | 57.9762
2025-05-29 20:00 | 38.8974 | 57.7819
2025-05-29 21:00 | 37.5078 | 56.4851
2025-05-29 22:00 | 34.5783 | 53.1828
2025-05-29 23:00 | 31.0438 | 49.3896
2025-05-30 | 29.3442 | 46.5502
2025-05-30 01:00 | 27.8735 | 44.1925
2025-05-30 02:00 | 27.879 | 42.9615
2025-05-30 03:00 | 28.3172 | 42.9747
2025-05-30 04:00 | 28.7206 | 42.6136
2025-05-30 05:00 | 30.0596 | 44.4944
2025-05-30 06:00 | 34.2366 | 49.2914
2025-05-30 07:00 | 40.776 | 54.122
2025-05-30 08:00 | 43.1459 | 54.9137
2025-05-30 09:00 | 43.3826 | 54.7427
2025-05-30 10:00 | 43.5706 | 54.2507
2025-05-30 11:00 | 43.0922 | 54.1474
2025-05-30 12:00 | 41.6368 | 51.7958
2025-05-30 13:00 | 42.6118 | 51.071
2025-05-30 14:00 | 43.2906 | 48.8521
2025-05-30 15:00 | 44.2875 | 50.4244
2025-05-30 16:00 | 46.0681 | 52.4841
2025-05-30 17:00 | 48.3948 | 54.2858
2025-05-30 18:00 | 50.0326 | 55.2312
2025-05-30 19:00 | 48.238 | 56.5775
2025-05-30 20:00 | 44.3367 | 55.75
2025-05-30 21:00 | 41.9002 | 54.2969
2025-05-30 22:00 | 38.0537 | 51.0964
2025-05-30 23:00 | 33.5564 | 47.1344
2025-05-31 | 30.0228 | 45.2113
2025-05-31 01:00 | 28.3166 | 42.6381
2025-05-31 02:00 | 27.9816 | 40.7558
2025-05-31 03:00 | 28.087 | 41.338
2025-05-31 04:00 | 28.2048 | 41.0562
2025-05-31 05:00 | 28.5947 | 41.9674
2025-05-31 06:00 | 29.7843 | 44.9516
2025-05-31 07:00 | 34.8522 | 46.8576
2025-05-31 08:00 | 38.5061 | 47.6958
2025-05-31 09:00 | 40.4743 | 50.7099
2025-05-31 10:00 | 41.6149 | 51.5598
2025-05-31 11:00 | 41.8808 | 51.4935
2025-05-31 12:00 | 40.9588 | 48.0013
2025-05-31 13:00 | 41.6016 | 48.5011
2025-05-31 14:00 | 42.3568 | 45.6277
2025-05-31 15:00 | 43.5475 | 49.4052
2025-05-31 16:00 | 46.0724 | 52.8122
2025-05-31 17:00 | 49.0105 | 56.6738
2025-05-31 18:00 | 50.1348 | 59.2117
2025-05-31 19:00 | 47.5449 | 57.9806
2025-05-31 20:00 | 43.0713 | 55.7669
2025-05-31 21:00 | 40.8267 | 53.9836
2025-05-31 22:00 | 37.676 | 51.6246
2025-05-31 23:00 | 34.0389 | 48.7013
2025-06-01 | 30.6512 | 46.1774
2025-06-01 01:00 | 29.8029 | 45.9417
2025-06-01 02:00 | 29.1992 | 44.2101
2025-06-01 03:00 | 28.989 | 43.8282
2025-06-01 04:00 | 28.778 | 43.4553
2025-06-01 05:00 | 28.8217 | 43.9586
2025-06-01 06:00 | 30.2136 | 41.6979
2025-06-01 07:00 | 34.8688 | 41.8211
2025-06-01 08:00 | 38.1061 | 41.4073
2025-06-01 09:00 | 39.3705 | 40.9849
2025-06-01 10:00 | 39.4945 | 42.186
2025-06-01 11:00 | 39.1835 | 44.639
2025-06-01 12:00 | 39.5935 | 44.4804
2025-06-01 13:00 | 39.5099 | 45.4734
2025-06-01 14:00 | 39.2027 | 45.1413
2025-06-01 15:00 | 39.8031 | 50.648
2025-06-01 16:00 | 41.6439 | 55.667
2025-06-01 17:00 | 43.9355 | 61.1215
2025-06-01 18:00 | 46.0002 | 62.8838
2025-06-01 19:00 | 43.6937 | 62.8324
2025-06-01 20:00 | 40.4252 | 59.2858
2025-06-01 21:00 | 38.893 | 56.5432
2025-06-01 22:00 | 36.6042 | 54.3882
2025-06-01 23:00 | 33.4883 | 50.5814
2025-06-02 | 29.97 | 47.7812
2025-06-02 01:00 | 29.6222 | 46.4583
2025-06-02 02:00 | 29.5528 | 45.3086
2025-06-02 03:00 | 29.8457 | 45.1169
2025-06-02 04:00 | 30.1641 | 44.5119
2025-06-02 05:00 | 31.4147 | 46.388
2025-06-02 06:00 | 34.3987 | 46.6409
2025-06-02 07:00 | 40.4179 | 50.5477
2025-06-02 08:00 | 42.8966 | 50.1246
2025-06-02 09:00 | 43.2406 | 48.5214
2025-06-02 10:00 | 43.7091 | 47.6861
2025-06-02 11:00 | 43.9996 | 49.535
2025-06-02 12:00 | 43.8414 | 48.2667
2025-06-02 13:00 | 44.9234 | 49.571
2025-06-02 14:00 | 45.7144 | 48.2206
2025-06-02 15:00 | 47.7109 | 52.346
2025-06-02 16:00 | 49.757 | 57.9067
2025-06-02 17:00 | 51.7476 | 64.483
2025-06-02 18:00 | 50.6316 | 68.3138
2025-06-02 19:00 | 48.2759 | 69.1253
2025-06-02 20:00 | 45.1902 | 66.9859
2025-06-02 21:00 | 42.9477 | 64.5868
2025-06-02 22:00 | 39.6539 | 60.8774
2025-06-02 23:00 | 35.4936 | 56.6488
2025-06-03 | 32.5364 | 50.6695
2025-06-03 01:00 | 31.4857 | 47.5002
2025-06-03 02:00 | 31.1594 | 45.9225
2025-06-03 03:00 | 31.3539 | 45.3586
2025-06-03 04:00 | 31.5617 | 44.5112
2025-06-03 05:00 | 32.8597 | 45.6696
2025-06-03 06:00 | 37.6538 | 51.2479
2025-06-03 07:00 | 44.4981 | 54.303
2025-06-03 08:00 | 47.9184 | 52.4713
2025-06-03 09:00 | 49.1572 | 50.342
2025-06-03 10:00 | 50.3328 | 47.6254
2025-06-03 11:00 | 50.9314 | 49.5677
2025-06-03 12:00 | 50.8698 | 51.2601
2025-06-03 13:00 | 52.2825 | 51.2858
2025-06-03 14:00 | 53.2445 | 48.6766
2025-06-03 15:00 | 54.9641 | 52.0493
2025-06-03 16:00 | 57.0971 | 56.4639
2025-06-03 17:00 | 59.3365 | 59.8536
2025-06-03 18:00 | 60.0934 | 61.9946
2025-06-03 19:00 | 57.6278 | 63.8335
2025-06-03 20:00 | 53.5062 | 62.304
2025-06-03 21:00 | 50.4622 | 60.4632
2025-06-03 22:00 | 46.1892 | 57.6467
2025-06-03 23:00 | 41.0234 | 53.5429
2025-06-04 | 37.5785 | 51.5429
2025-06-04 01:00 | 35.8499 | 45.5138
2025-06-04 02:00 | 35.2393 | 44.1229
2025-06-04 03:00 | 35.0777 | 43.6309
2025-06-04 04:00 | 35.0192 | 43.1771
2025-06-04 05:00 | 36.1486 | 44.457
2025-06-04 06:00 | 40.9486 | 49.3964
2025-06-04 07:00 | 48.3672 | 53.5132
2025-06-04 08:00 | 52.1965 | 53.1095
2025-06-04 09:00 | 53.6275 | 52.072
2025-06-04 10:00 | 54.7538 | 50.8033
2025-06-04 11:00 | 55.3736 | 51.0613
2025-06-04 12:00 | 56.094 | 55.3832
2025-06-04 13:00 | 57.045 | 55.25
2025-06-04 14:00 | 57.0934 | 52.5908
2025-06-04 15:00 | 57.8004 | 54.757
2025-06-04 16:00 | 58.8208 | 57.9866
2025-06-04 17:00 | 60.0524 | 61.3981
2025-06-04 18:00 | 58.6912 | 63.2851
2025-06-04 19:00 | 55.496 | 65.0567
2025-06-04 20:00 | 51.7395 | 63.4808
2025-06-04 21:00 | 49.0631 | 61.8908
2025-06-04 22:00 | 45.0196 | 59.0185
2025-06-04 23:00 | 40.112 | 54.9642
2025-06-05 | 38.3211 | 51.1223
2025-06-05 01:00 | 36.3991 | 49.0913
2025-06-05 02:00 | 35.4762 | 47.9221
2025-06-05 03:00 | 35.114 | 47.6094
2025-06-05 04:00 | 34.9092 | 47.3316
2025-06-05 05:00 | 35.8913 | 48.8835
2025-06-05 06:00 | 42.4545 | 53.1114
2025-06-05 07:00 | 49.8574 | 57.2001
2025-06-05 08:00 | 53.7923 | 57.5548
2025-06-05 09:00 | 55.1336 | 57.9687
2025-06-05 10:00 | 56.1018 | 58.415
2025-06-05 11:00 | 56.4465 | 58.6719
2025-06-05 12:00 | 56.5669 | 57.71
2025-06-05 13:00 | 57.2442 | 58.6846
2025-06-05 14:00 | 56.8241 | 56.9809
2025-06-05 15:00 | 57.2708 | 60.7925
2025-06-05 16:00 | 58.0689 | 64.818
2025-06-05 17:00 | 59.1787 | 68.101
2025-06-05 18:00 | 58.761 | 69.2446
2025-06-05 19:00 | 55.8449 | 68.3756
2025-06-05 20:00 | 52.1977 | 66.6895
2025-06-05 21:00 | 49.5902 | 63.5697
2025-06-05 22:00 | 45.6638 | 60.6845
2025-06-05 23:00 | 40.8422 | 56.7794
2025-06-06 | 38.7834 | 55.6545
2025-06-06 01:00 | 36.5918 | 49.3192
2025-06-06 02:00 | 35.5889 | 47.4039
2025-06-06 03:00 | 35.1977 | 46.6472
2025-06-06 04:00 | 34.9865 | 45.7226
2025-06-06 05:00 | 35.9038 | 46.7857
2025-06-06 06:00 | 40.6958 | 53.1889
2025-06-06 07:00 | 47.3793 | 57.4069
2025-06-06 08:00 | 51.1595 | 58.9716
2025-06-06 09:00 | 52.4888 | 60.1849
2025-06-06 10:00 | 53.6147 | 59.9251
2025-06-06 11:00 | 54.1222 | 59.6315
2025-06-06 12:00 | 54.8316 | 57.2058
2025-06-06 13:00 | 55.6208 | 56.4153
2025-06-06 14:00 | 55.4243 | 54.513
2025-06-06 15:00 | 55.8492 | 56.5756
2025-06-06 16:00 | 56.6793 | 58.7468
2025-06-06 17:00 | 58.1184 | 60.4479
2025-06-06 18:00 | 56.8032 | 61.7492
2025-06-06 19:00 | 54.0155 | 61.981
2025-06-06 20:00 | 50.4237 | 60.3734
2025-06-06 21:00 | 48.1578 | 58.1366
2025-06-06 22:00 | 44.5281 | 55.5093
2025-06-06 23:00 | 39.9682 | 51.9686
2025-06-07 | 36.8387 | 48.9972
2025-06-07 01:00 | 34.4208 | 47.5046
2025-06-07 02:00 | 33.4687 | 45.951
2025-06-07 03:00 | 33.0639 | 45.4201
2025-06-07 04:00 | 32.6689 | 44.0954
2025-06-07 05:00 | 32.7099 | 44.6043
2025-06-07 06:00 | 34.0113 | 47.1237
2025-06-07 07:00 | 39.0563 | 48.2718
2025-06-07 08:00 | 43.4715 | 49.0482
2025-06-07 09:00 | 46.2072 | 52.3189
2025-06-07 10:00 | 48.2166 | 51.9853
2025-06-07 11:00 | 49.5129 | 53.2349
2025-06-07 12:00 | 49.9628 | 53.9335
2025-06-07 13:00 | 50.7032 | 54.6305
2025-06-07 14:00 | 51.4603 | 52.498
2025-06-07 15:00 | 52.9104 | 55.4376
2025-06-07 16:00 | 55.5699 | 57.8071
2025-06-07 17:00 | 58.1689 | 59.6967
2025-06-07 18:00 | 60.1839 | 61.2624
2025-06-07 19:00 | 57.577 | 60.0977
2025-06-07 20:00 | 52.3696 | 57.6161
2025-06-07 21:00 | 49.4266 | 56.1113
2025-06-07 22:00 | 45.8678 | 54.6797
2025-06-07 23:00 | 41.4799 | 51.9999
2025-06-08 | 36.8575 | 48.7254
2025-06-08 01:00 | 34.7852 | 45.7413
2025-06-08 02:00 | 33.7406 | 44.079
2025-06-08 03:00 | 33.2846 | 43.4801
2025-06-08 04:00 | 32.7986 | 42.9787
2025-06-08 05:00 | 32.7226 | 43.529
2025-06-08 06:00 | 33.2492 | 45.518
2025-06-08 07:00 | 37.8383 | 46.2063
2025-06-08 08:00 | 42.5249 | 47.6566
2025-06-08 09:00 | 45.5191 | 50.2314
2025-06-08 10:00 | 47.7837 | 52.4261
2025-06-08 11:00 | 49.9091 | 53.3607
2025-06-08 12:00 | 51.9699 | 52.2548
2025-06-08 13:00 | 53.133 | 52.8517
2025-06-08 14:00 | 54.1816 | 52.9458
2025-06-08 15:00 | 55.8837 | 57.8349
2025-06-08 16:00 | 58.9366 | 61.721
2025-06-08 17:00 | 61.9512 | 66.9694
2025-06-08 18:00 | 62.8017 | 69.4928
2025-06-08 19:00 | 60.1192 | 68.2529
2025-06-08 20:00 | 55.2722 | 65.0496
2025-06-08 21:00 | 52.3614 | 62.3742
2025-06-08 22:00 | 48.4663 | 60.0901
2025-06-08 23:00 | 43.7996 | 56.1409
2025-06-09 | 39.6654 | 52.9959
2025-06-09 01:00 | 37.5251 | 49.1065
2025-06-09 02:00 | 36.5334 | 47.3259
2025-06-09 03:00 | 36.1942 | 46.5311
2025-06-09 04:00 | 35.9746 | 45.5992
2025-06-09 05:00 | 36.9756 | 46.7893
2025-06-09 06:00 | 40.8538 | 53.1309
2025-06-09 07:00 | 48.107 | 57.5453
2025-06-09 08:00 | 53.095 | 58.2852
2025-06-09 09:00 | 55.6006 | 59.597
2025-06-09 10:00 | 58.1983 | 59.5292
2025-06-09 11:00 | 60.0747 | 59.3199
2025-06-09 12:00 | 61.6383 | 54.1501
2025-06-09 13:00 | 63.2488 | 55.2868
2025-06-09 14:00 | 63.7134 | 54.2317
2025-06-09 15:00 | 65.2275 | 58.1691
2025-06-09 16:00 | 66.8458 | 63.5788
2025-06-09 17:00 | 68.5325 | 69.758
2025-06-09 18:00 | 66.8525 | 73.1196
2025-06-09 19:00 | 63.7431 | 74.3219
2025-06-09 20:00 | 59.3072 | 70.6473
2025-06-09 21:00 | 56.3668 | 66.6476
2025-06-09 22:00 | 51.7389 | 62.4949
2025-06-09 23:00 | 46.152 | 57.2058
2025-06-10 | 42.4775 | 53.2633
2025-06-10 01:00 | 40.0309 | 47.3983
2025-06-10 02:00 | 38.8209 | 45.3908
2025-06-10 03:00 | 38.3013 | 44.677
2025-06-10 04:00 | 37.9939 | 43.8725
2025-06-10 05:00 | 38.9788 | 45.0136
2025-06-10 06:00 | 43.3523 | 51.6254
2025-06-10 07:00 | 50.2639 | 56.3448
2025-06-10 08:00 | 54.7173 | 57.2294
2025-06-10 09:00 | 56.4757 | 57.458
2025-06-10 10:00 | 58.2481 | 56.5878
2025-06-10 11:00 | 59.6234 | 56.0568
2025-06-10 12:00 | 60.5857 | 55.9067
2025-06-10 13:00 | 61.8604 | 54.7696
2025-06-10 14:00 | 62.1585 | 50.7914
2025-06-10 15:00 | 63.485 | 53.2178
2025-06-10 16:00 | 64.6713 | 56.8509
2025-06-10 17:00 | 66.2018 | 60.847
2025-06-10 18:00 | 64.9387 | 63.7712
2025-06-10 19:00 | 61.9128 | 65.4771
2025-06-10 20:00 | 57.9233 | 63.2974
2025-06-10 21:00 | 55.3911 | 61.4607
2025-06-10 22:00 | 51.1353 | 58.5528
2025-06-10 23:00 | 45.8885 | 54.0693
2025-06-11 | 41.5751 | 52.2595
2025-06-11 01:00 | 39.4261 | 47.8692
2025-06-11 02:00 | 38.271 | 46.3698
2025-06-11 03:00 | 37.816 | 45.6359
2025-06-11 04:00 | 37.5339 | 45.1087
2025-06-11 05:00 | 38.4713 | 46.1563
2025-06-11 06:00 | 41.1989 | 51.5354
2025-06-11 07:00 | 47.8108 | 56.4129
2025-06-11 08:00 | 52.2555 | 58.0886
2025-06-11 09:00 | 54.1624 | 60.0523
2025-06-11 10:00 | 55.9107 | 60.7688
2025-06-11 11:00 | 57.4376 | 60.6966
2025-06-11 12:00 | 58.1029 | 56.8033
2025-06-11 13:00 | 59.5853 | 57.8018
2025-06-11 14:00 | 60.2489 | 56.2417
2025-06-11 15:00 | 61.9143 | 59.91
2025-06-11 16:00 | 63.4709 | 64.9256
2025-06-11 17:00 | 65.366 | 70.5995
2025-06-11 18:00 | 65.5474 | 73.8109
2025-06-11 19:00 | 62.9102 | 73.8527
2025-06-11 20:00 | 58.4368 | 71.4093
2025-06-11 21:00 | 55.841 | 68.4679
2025-06-11 22:00 | 51.4557 | 64.5216
2025-06-11 23:00 | 45.9267 | 59.7797
2025-06-12 | 40.3855 | 55.5297
2025-06-12 01:00 | 38.9737 | 50.8092
2025-06-12 02:00 | 37.9946 | 48.9979
2025-06-12 03:00 | 37.5127 | 48.2138
2025-06-12 04:00 | 37.2286 | 47.57
2025-06-12 05:00 | 38.1184 | 48.8782
2025-06-12 06:00 | 42.1175 | 52.7636
2025-06-12 07:00 | 49.0443 | 56.8592
2025-06-12 08:00 | 53.6103 | 57.7969
2025-06-12 09:00 | 55.5045 | 58.2268
2025-06-12 10:00 | 57.1548 | 59.0621
2025-06-12 11:00 | 58.3809 | 60.1406
2025-06-12 12:00 | 58.2374 | 57.2959
2025-06-12 13:00 | 59.6819 | 58.1222
2025-06-12 14:00 | 60.3845 | 57.3733
2025-06-12 15:00 | 61.9027 | 61.7247
2025-06-12 16:00 | 63.4841 | 67.3145
2025-06-12 17:00 | 65.2357 | 72.8334
2025-06-12 18:00 | 64.4992 | 75.6929
2025-06-12 19:00 | 61.6185 | 77.4623
2025-06-12 20:00 | 57.2721 | 74.122
2025-06-12 21:00 | 54.4719 | 70.2065
2025-06-12 22:00 | 50.1072 | 65.7283
2025-06-12 23:00 | 44.6922 | 60.3143
2025-06-13 | 40.2163 | 56.1138
2025-06-13 01:00 | 37.5276 | 50.2052
2025-06-13 02:00 | 36.45 | 48.2583
2025-06-13 03:00 | 35.8696 | 47.3465
2025-06-13 04:00 | 35.537 | 46.3163
2025-06-13 05:00 | 36.3318 | 47.4704
2025-06-13 06:00 | 41.2812 | 53.2967
2025-06-13 07:00 | 47.6878 | 57.1636
2025-06-13 08:00 | 51.0127 | 57.4384
2025-06-13 09:00 | 51.5765 | 57.794
2025-06-13 10:00 | 51.8758 | 56.7196
2025-06-13 11:00 | 52.0055 | 57.8821
2025-06-13 12:00 | 52.6797 | 52.3479
2025-06-13 13:00 | 53.0472 | 51.5593
2025-06-13 14:00 | 52.7918 | 48.2289
2025-06-13 15:00 | 52.9525 | 50.4414
2025-06-13 16:00 | 53.4278 | 53.3246
2025-06-13 17:00 | 54.4557 | 56.851
2025-06-13 18:00 | 55.9835 | 59.477
2025-06-13 19:00 | 53.0448 | 61.5569
2025-06-13 20:00 | 48.538 | 59.9306
2025-06-13 21:00 | 45.9846 | 58.2965
2025-06-13 22:00 | 42.1837 | 55.5446
2025-06-13 23:00 | 37.3755 | 51.2942
2025-06-14 | 33.8807 | 49.4039
2025-06-14 01:00 | 30.9464 | 45.3583
2025-06-14 02:00 | 30.3667 | 43.7283
2025-06-14 03:00 | 30.1838 | 43.0565
2025-06-14 04:00 | 29.8367 | 41.8651
2025-06-14 05:00 | 29.8742 | 42.2893
2025-06-14 06:00 | 31.4203 | 45.7815
2025-06-14 07:00 | 36.0519 | 46.7882
2025-06-14 08:00 | 38.6455 | 47.126
2025-06-14 09:00 | 39.4081 | 49.0804
2025-06-14 10:00 | 39.6267 | 47.8128
2025-06-14 11:00 | 39.3877 | 47.7036
2025-06-14 12:00 | 39.5953 | 50.1912
2025-06-14 13:00 | 38.5582 | 50.0281
2025-06-14 14:00 | 37.3905 | 47.3583
2025-06-14 15:00 | 37.3389 | 49.8608
2025-06-14 16:00 | 38.6455 | 52.3508
2025-06-14 17:00 | 40.345 | 55.9883
2025-06-14 18:00 | 41.1035 | 57.8052
2025-06-14 19:00 | 39.3255 | 58.4461
2025-06-14 20:00 | 36.1619 | 56.2242
2025-06-14 21:00 | 35.0253 | 55.5583
2025-06-14 22:00 | 33.1108 | 53.9698
2025-06-14 23:00 | 30.3022 | 50.6666
2025-06-15 | 28.3013 | 48.2952
2025-06-15 01:00 | 26.5616 | 45.5824
2025-06-15 02:00 | 26.3846 | 43.8642
2025-06-15 03:00 | 26.5135 | 43.1804
2025-06-15 04:00 | 26.3602 | 42.4798
2025-06-15 05:00 | 26.4609 | 42.7937
2025-06-15 06:00 | 28.3013 | 43.0119
2025-06-15 07:00 | 32.2845 | 43.3035
2025-06-15 08:00 | 34.2026 | 43.8874
2025-06-15 09:00 | 34.4204 | 46.0734
2025-06-15 10:00 | 34.0573 | 47.0815
2025-06-15 11:00 | 34.2752 | 48.1674
2025-06-15 12:00 | 35.1238 | 44.6399
2025-06-15 13:00 | 35.1877 | 45.9556
2025-06-15 14:00 | 34.6799 | 46.2899
2025-06-15 15:00 | 35.652 | 52.0411
2025-06-15 16:00 | 37.8111 | 56.6265
2025-06-15 17:00 | 40.3697 | 62.6409
2025-06-15 18:00 | 41.7038 | 67.1744
2025-06-15 19:00 | 40.0106 | 68.2216
2025-06-15 20:00 | 37.2876 | 64.1575
2025-06-15 21:00 | 35.9991 | 61.1593
2025-06-15 22:00 | 33.7807 | 58.2691
2025-06-15 23:00 | 30.7803 | 53.5141
2025-06-16 | 28.9495 | 48.2211
2025-06-16 01:00 | 27.9391 | 48.8526
2025-06-16 02:00 | 28.0256 | 47.8202
2025-06-16 03:00 | 28.386 | 47.3146
2025-06-16 04:00 | 28.6685 | 46.4666
2025-06-16 05:00 | 29.9017 | 47.639
2025-06-16 06:00 | 34.3653 | 55.1155
2025-06-16 07:00 | 40.8615 | 59.7737
2025-06-16 08:00 | 43.2523 | 60.9875
2025-06-16 09:00 | 43.5017 | 63.1238
2025-06-16 10:00 | 43.3937 | 63.7159
2025-06-16 11:00 | 42.7777 | 63.9024
2025-06-16 12:00 | 42.089 | 60.5743
2025-06-16 13:00 | 42.1248 | 61.9636
2025-06-16 14:00 | 41.8965 | 61.431
2025-06-16 15:00 | 42.5735 | 65.5811
2025-06-16 16:00 | 43.8206 | 71.0245
2025-06-16 17:00 | 45.2052 | 76.4546
2025-06-16 18:00 | 45.2972 | 77.6611
2025-06-16 19:00 | 43.02 | 78.6882
2025-06-16 20:00 | 40.6202 | 75.3324
2025-06-16 21:00 | 38.7131 | 71.1019
2025-06-16 22:00 | 35.8662 | 66.756
2025-06-16 23:00 | 32.3357 | 61.2337
2025-06-17 | 30.5406 | 58.1926
2025-06-17 01:00 | 28.2303 | 55.0136
2025-06-17 02:00 | 28.1813 | 52.5465
2025-06-17 03:00 | 28.5013 | 51.2902
2025-06-17 04:00 | 28.7915 | 50.2521
2025-06-17 05:00 | 30.0903 | 51.1347
2025-06-17 06:00 | 34.7664 | 58.0363
2025-06-17 07:00 | 40.6987 | 63.1315
2025-06-17 08:00 | 42.2495 | 64.9639
2025-06-17 09:00 | 41.7345 | 67.6454
2025-06-17 10:00 | 41.2299 | 68.433
2025-06-17 11:00 | 40.7572 | 69.5672
2025-06-17 12:00 | 40.8983 | 66.274
2025-06-17 13:00 | 40.8422 | 67.0442
2025-06-17 14:00 | 40.6004 | 66.5524
2025-06-17 15:00 | 41.1561 | 71.0504
2025-06-17 16:00 | 42.2418 | 77.4356
2025-06-17 17:00 | 43.7811 | 83.353
2025-06-17 18:00 | 43.8005 | 85.3822
2025-06-17 19:00 | 42.0643 | 86.1399
2025-06-17 20:00 | 40.0556 | 81.8602
2025-06-17 21:00 | 38.6506 | 77.256
2025-06-17 22:00 | 35.9135 | 72.1562
2025-06-17 23:00 | 32.3349 | 66.1746
2025-06-18 | 30.3803 | 61.8513
2025-06-18 01:00 | 28.7822 | 58.4462
2025-06-18 02:00 | 28.7162 | 55.8063
2025-06-18 03:00 | 29.0149 | 54.3122
2025-06-18 04:00 | 29.3173 | 53.4028
2025-06-18 05:00 | 30.5781 | 54.1811
2025-06-18 06:00 | 34.4581 | 60.1625
2025-06-18 07:00 | 41.1072 | 66.0449
2025-06-18 08:00 | 43.5996 | 69.0782
2025-06-18 09:00 | 44.0543 | 73.073
2025-06-18 10:00 | 43.9764 | 74.937
2025-06-18 11:00 | 43.4696 | 76.9762
2025-06-18 12:00 | 42.1169 | 75.5256
2025-06-18 13:00 | 43.0631 | 76.8296
2025-06-18 14:00 | 43.8048 | 76.7568
2025-06-18 15:00 | 45.3674 | 80.6818
2025-06-18 16:00 | 47.5359 | 85.9357
2025-06-18 17:00 | 49.996 | 91.1079
2025-06-18 18:00 | 51.2213 | 92.8695
2025-06-18 19:00 | 49.2105 | 93.2583
2025-06-18 20:00 | 45.6974 | 88.8273
2025-06-18 21:00 | 43.2786 | 84.1683
2025-06-18 22:00 | 39.7579 | 78.3158
2025-06-18 23:00 | 35.3191 | 71.3736
2025-06-19 | 32.1361 | 67.2264
2025-06-19 01:00 | 30.7837 | 64.9935
2025-06-19 02:00 | 30.5436 | 61.7701
2025-06-19 03:00 | 30.728 | 60.0109
2025-06-19 04:00 | 30.93 | 58.8828
2025-06-19 05:00 | 32.1764 | 59.7944
2025-06-19 06:00 | 37.2327 | 65.4924
2025-06-19 07:00 | 44.1812 | 71.1121
2025-06-19 08:00 | 47.2195 | 74.2012
2025-06-19 09:00 | 48.0417 | 78.7657
2025-06-19 10:00 | 48.6365 | 81.2261
2025-06-19 11:00 | 48.7291 | 84.4162
2025-06-19 12:00 | 47.8351 | 85.334
2025-06-19 13:00 | 48.7857 | 87.0694
2025-06-19 14:00 | 49.3983 | 87.4795
2025-06-19 15:00 | 50.7268 | 91.872
2025-06-19 16:00 | 52.3078 | 97.3107
2025-06-19 17:00 | 53.8301 | 101.6498
2025-06-19 18:00 | 53.9594 | 103.5954
2025-06-19 19:00 | 51.7599 | 104.3927
2025-06-19 20:00 | 48.6752 | 99.0144
2025-06-19 21:00 | 46.6014 | 93.3625
2025-06-19 22:00 | 43.1572 | 86.06
2025-06-19 23:00 | 38.6881 | 78.3368
2025-06-20 | 35.4677 | 72.7257
2025-06-20 01:00 | 32.804 | 68.0494
2025-06-20 02:00 | 32.2229 | 64.0474
2025-06-20 03:00 | 31.9829 | 61.8254
2025-06-20 04:00 | 31.9122 | 60.429
2025-06-20 05:00 | 32.8795 | 60.7867
2025-06-20 06:00 | 37.1183 | 66.7128
2025-06-20 07:00 | 43.6454 | 72.4396
2025-06-20 08:00 | 46.1179 | 75.9565
2025-06-20 09:00 | 46.2867 | 80.6354
2025-06-20 10:00 | 46.1829 | 83.0414
2025-06-20 11:00 | 45.8273 | 85.9142
2025-06-20 12:00 | 44.9992 | 85.6069
2025-06-20 13:00 | 45.3489 | 87.3321
2025-06-20 14:00 | 45.4311 | 87.4606
2025-06-20 15:00 | 45.9308 | 91.3663
2025-06-20 16:00 | 47.168 | 95.1392
2025-06-20 17:00 | 48.9004 | 98.0041
2025-06-20 18:00 | 50.1057 | 97.2032
2025-06-20 19:00 | 47.6992 | 96.7904
2025-06-20 20:00 | 43.721 | 92.1815
2025-06-20 21:00 | 41.1445 | 87.598
2025-06-20 22:00 | 37.6475 | 81.0968
2025-06-20 23:00 | 33.288 | 74.3671
2025-06-21 | 30.4931 | 68.9206
2025-06-21 01:00 | 28.9634 | 63.1986
2025-06-21 02:00 | 28.5596 | 59.6733
2025-06-21 03:00 | 28.4829 | 57.3038
2025-06-21 04:00 | 28.4398 | 54.9244
2025-06-21 05:00 | 28.6458 | 54.4151
2025-06-21 06:00 | 30.1664 | 56.8431
2025-06-21 07:00 | 35.3831 | 58.4679
2025-06-21 08:00 | 39.089 | 59.9246
2025-06-21 09:00 | 41.4208 | 61.7416
2025-06-21 10:00 | 42.6964 | 64.4544
2025-06-21 11:00 | 42.9299 | 66.0197
2025-06-21 12:00 | 41.7884 | 63.5876
2025-06-21 13:00 | 42.2077 | 65.5936
2025-06-21 14:00 | 42.7123 | 63.1592
2025-06-21 15:00 | 43.8784 | 67.5212
2025-06-21 16:00 | 46.3406 | 70.6007
2025-06-21 17:00 | 49.0008 | 73.3098
2025-06-21 18:00 | 50.7841 | 73.0797
2025-06-21 19:00 | 48.1618 | 71.8854
2025-06-21 20:00 | 43.5404 | 67.4082
2025-06-21 21:00 | 41.2314 | 63.5608
2025-06-21 22:00 | 38.5253 | 59.8754
2025-06-21 23:00 | 34.9507 | 55.0014
2025-06-22 | 31.4898 | 52.1722
2025-06-22 01:00 | 30.9709 | 49.2647
2025-06-22 02:00 | 30.3921 | 47.4555
2025-06-22 03:00 | 30.2305 | 46.4727
2025-06-22 04:00 | 30.0651 | 45.0153
2025-06-22 05:00 | 30.1808 | 45.5622
2025-06-22 06:00 | 33.3109 | 48.0526
2025-06-22 07:00 | 38.2724 | 49.3337
2025-06-22 08:00 | 42.8273 | 49.8041
2025-06-22 09:00 | 46.0514 | 51.7656
2025-06-22 10:00 | 48.0724 | 54.2722
2025-06-22 11:00 | 49.9108 | 57.9928
2025-06-22 12:00 | 51.5392 | 57.6126
2025-06-22 13:00 | 52.9782 | 60.7883
2025-06-22 14:00 | 54.2623 | 61.3284
2025-06-22 15:00 | 55.7924 | 67.2768
2025-06-22 16:00 | 58.7766 | 71.9886
2025-06-22 17:00 | 61.8235 | 76.659
2025-06-22 18:00 | 60.085 | 79.4228
2025-06-22 19:00 | 56.7122 | 79.6705
2025-06-22 20:00 | 52.5038 | 75.5293
2025-06-22 21:00 | 49.7235 | 72.0048
2025-06-22 22:00 | 46.0364 | 67.8504
2025-06-22 23:00 | 41.7754 | 62.2214
2025-06-23 | 40.4993 | 58.3862
2025-06-23 01:00 | 37.4667 | 55.5914
2025-06-23 02:00 | 36.5005 | 53.5102
2025-06-23 03:00 | 36.0988 | 52.4286
2025-06-23 04:00 | 35.8301 | 51.6276
2025-06-23 05:00 | 36.8558 | 53.0634
2025-06-23 06:00 | 42.3932 | 60.5775
2025-06-23 07:00 | 50.3575 | 65.0102
2025-06-23 08:00 | 55.2027 | 68.1734
2025-06-23 09:00 | 57.5261 | 72.0274
2025-06-23 10:00 | 59.6757 | 73.9998
2025-06-23 11:00 | 60.7517 | 73.4101
2025-06-23 12:00 | 61.532 | 71.6798
2025-06-23 13:00 | 62.6276 | 73.4541
2025-06-23 14:00 | 62.4076 | 71.2813
2025-06-23 15:00 | 63.1708 | 73.8726
2025-06-23 16:00 | 64.1757 | 76.708
2025-06-23 17:00 | 65.2971 | 79.1475
2025-06-23 18:00 | 65.0081 | 83.7726
2025-06-23 19:00 | 61.6938 | 82.7352
2025-06-23 20:00 | 57.3279 | 79.553
2025-06-23 21:00 | 54.2407 | 75.7221
2025-06-23 22:00 | 49.637 | 70.4962
2025-06-23 23:00 | 44.2012 | 65.6043
2025-06-24 | 41.6368 | 60.4744
2025-06-24 01:00 | 38.13 | 53.9488
2025-06-24 02:00 | 36.8628 | 51.3088
2025-06-24 03:00 | 36.2711 | 50.0593
2025-06-24 04:00 | 35.9276 | 49.0242
2025-06-24 05:00 | 36.8029 | 49.8762
2025-06-24 06:00 | 40.5048 | 54.435
2025-06-24 07:00 | 47.5522 | 58.7951
2025-06-24 08:00 | 51.8698 | 59.2563
2025-06-24 09:00 | 53.6976 | 59.6025
2025-06-24 10:00 | 55.1881 | 59.7798
2025-06-24 11:00 | 55.8994 | 61.8394
2025-06-24 12:00 | 55.2263 | 61.5904
2025-06-24 13:00 | 56.2971 | 62.7978
2025-06-24 14:00 | 56.6607 | 61.7929
2025-06-24 15:00 | 58.2446 | 66.0194
2025-06-24 16:00 | 60.0103 | 71.0945
2025-06-24 17:00 | 62.2149 | 75.4461
2025-06-24 18:00 | 62.7374 | 77.7571
2025-06-24 19:00 | 60.1265 | 78.6739
2025-06-24 20:00 | 55.449 | 74.7519
2025-06-24 21:00 | 52.4253 | 70.7613
2025-06-24 22:00 | 48.0225 | 66.2824
2025-06-24 23:00 | 42.673 | 60.7131
2025-06-25 | 38.2904 | 56.1924
2025-06-25 01:00 | 36.6816 | 53.2944
2025-06-25 02:00 | 35.7187 | 51.2212
2025-06-25 03:00 | 35.4586 | 50.1319
2025-06-25 04:00 | 35.3017 | 49.4618
2025-06-25 05:00 | 36.261 | 50.6021
2025-06-25 06:00 | 41.5833 | 53.1625
2025-06-25 07:00 | 48.8779 | 58.2904
2025-06-25 08:00 | 53.5677 | 59.8895
2025-06-25 09:00 | 55.774 | 61.5609
2025-06-25 10:00 | 57.3967 | 62.5816
2025-06-25 11:00 | 58.2833 | 65.5302
2025-06-25 12:00 | 58.1835 | 65.4747
2025-06-25 13:00 | 59.6667 | 67.4421
2025-06-25 14:00 | 60.0113 | 67.4418
2025-06-25 15:00 | 61.2845 | 71.6778
2025-06-25 16:00 | 62.853 | 77.4541
2025-06-25 17:00 | 64.8995 | 83.3012
2025-06-25 18:00 | 65.6342 | 86.8127
2025-06-25 19:00 | 62.9072 | 88.514
2025-06-25 20:00 | 58.4071 | 84.2706
2025-06-25 21:00 | 55.4436 | 80.1408
2025-06-25 22:00 | 50.8904 | 74.3279
2025-06-25 23:00 | 45.3082 | 67.5843
2025-06-26 | 41.1703 | 62.2831
2025-06-26 01:00 | 38.8254 | 56.9809
2025-06-26 02:00 | 37.7212 | 54.3176
2025-06-26 03:00 | 37.3101 | 52.9044
2025-06-26 04:00 | 37.0154 | 51.994
2025-06-26 05:00 | 38.037 | 53.1047
2025-06-26 06:00 | 42.2013 | 57.0269
2025-06-26 07:00 | 49.231 | 61.8114
2025-06-26 08:00 | 54.0716 | 63.3881
2025-06-26 09:00 | 56.3782 | 65.5972
2025-06-26 10:00 | 58.4792 | 66.931
2025-06-26 11:00 | 59.8916 | 69.7174
2025-06-26 12:00 | 61.1902 | 70.2699
2025-06-26 13:00 | 62.5403 | 71.9908
2025-06-26 14:00 | 62.9485 | 72.0025
2025-06-26 15:00 | 63.9871 | 76.2454
2025-06-26 16:00 | 65.1364 | 81.8705
2025-06-26 17:00 | 66.4298 | 86.8026
2025-06-26 18:00 | 66.1842 | 90.6367
2025-06-26 19:00 | 63.207 | 91.4821
2025-06-26 20:00 | 59.0933 | 87.4487
2025-06-26 21:00 | 56.271 | 83.2495
2025-06-26 22:00 | 51.8325 | 77.0895
2025-06-26 23:00 | 46.4085 | 70.9155
2025-06-27 | 42.5574 | 64.4151
2025-06-27 01:00 | 39.6181 | 59.5566
2025-06-27 02:00 | 38.3575 | 56.7763
2025-06-27 03:00 | 37.7579 | 55.2092
2025-06-27 04:00 | 37.3874 | 54.1428
2025-06-27 05:00 | 38.2419 | 54.7947
2025-06-27 06:00 | 42.7983 | 59.3814
2025-06-27 07:00 | 49.8291 | 64.7856
2025-06-27 08:00 | 54.336 | 66.9981
2025-06-27 09:00 | 56.2944 | 69.9366
2025-06-27 10:00 | 58.0773 | 71.5902
2025-06-27 11:00 | 59.0897 | 74.87
2025-06-27 12:00 | 59.3389 | 76.1505
2025-06-27 13:00 | 60.4881 | 77.9394
2025-06-27 14:00 | 60.5744 | 78.3389
2025-06-27 15:00 | 61.3888 | 82.2371
2025-06-27 16:00 | 62.2096 | 87.1117
2025-06-27 17:00 | 63.5433 | 91.0119
2025-06-27 18:00 | 63.8053 | 92.6258
2025-06-27 19:00 | 60.8656 | 93.3711
2025-06-27 20:00 | 56.1957 | 88.595
2025-06-27 21:00 | 53.3139 | 83.8254
2025-06-27 22:00 | 48.9118 | 77.7295
2025-06-27 23:00 | 43.5286 | 70.9244
2025-06-28 | 39.6014 | 66.3069
2025-06-28 01:00 | 36.9154 | 60.8347
2025-06-28 02:00 | 35.6415 | 57.4052
2025-06-28 03:00 | 34.9878 | 55.613
2025-06-28 04:00 | 34.3609 | 53.8777
2025-06-28 05:00 | 34.242 | 54.0112
2025-06-28 06:00 | 36.1538 | 56.269
2025-06-28 07:00 | 41.4954 | 59.5024
2025-06-28 08:00 | 46.3676 | 63.0563
2025-06-28 09:00 | 49.3686 | 67.39
2025-06-28 10:00 | 51.6249 | 71.7033
2025-06-28 11:00 | 52.9786 | 74.9733
2025-06-28 12:00 | 53.7787 | 76.3336
2025-06-28 13:00 | 54.3459 | 78.2344
2025-06-28 14:00 | 54.7579 | 78.3748
2025-06-28 15:00 | 55.8716 | 82.9797
2025-06-28 16:00 | 58.4034 | 86.7986
2025-06-28 17:00 | 60.8683 | 90.834
2025-06-28 18:00 | 61.6119 | 92.634
2025-06-28 19:00 | 58.7219 | 91.6991
2025-06-28 20:00 | 53.4769 | 87.0261
2025-06-28 21:00 | 50.4815 | 83.1913
2025-06-28 22:00 | 46.8558 | 78.1064
2025-06-28 23:00 | 42.3979 | 72.5043
2025-06-29 | 38.4384 | 66.5163
2025-06-29 01:00 | 35.0979 | 61.135
2025-06-29 02:00 | 33.9006 | 57.6858
2025-06-29 03:00 | 33.2568 | 55.406
2025-06-29 04:00 | 32.5437 | 53.3818
2025-06-29 05:00 | 32.2466 | 53.023
2025-06-29 06:00 | 34.4265 | 56.1073
2025-06-29 07:00 | 39.284 | 58.3992
2025-06-29 08:00 | 43.256 | 60.9505
2025-06-29 09:00 | 44.8765 | 64.5099
2025-06-29 10:00 | 45.8014 | 69.0175
2025-06-29 11:00 | 46.5938 | 72.4008
2025-06-29 12:00 | 48.7153 | 73.2852
2025-06-29 13:00 | 48.8769 | 75.5788
2025-06-29 14:00 | 48.6588 | 75.9038
2025-06-29 15:00 | 49.3699 | 81.4761
2025-06-29 16:00 | 51.5393 | 85.1765
2025-06-29 17:00 | 53.7628 | 88.7769
2025-06-29 18:00 | 55.7392 | 91.7102
2025-06-29 19:00 | 52.7885 | 91.0752
2025-06-29 20:00 | 47.7082 | 86.3752
2025-06-29 21:00 | 44.8513 | 81.9755
2025-06-29 22:00 | 41.2828 | 76.7841
2025-06-29 23:00 | 36.9377 | 70.7895
2025-06-30 | 34.8495 | 65.6384
2025-06-30 01:00 | 32.3967 | 61.7269
2025-06-30 02:00 | 31.7839 | 58.4502
2025-06-30 03:00 | 31.6236 | 56.7159
2025-06-30 04:00 | 31.5864 | 55.4502
2025-06-30 05:00 | 32.485 | 56.4605
2025-06-30 06:00 | 36.8431 | 62.2855
2025-06-30 07:00 | 43.5038 | 67.5124
2025-06-30 08:00 | 46.1832 | 70.2869
2025-06-30 09:00 | 46.3092 | 73.7393
2025-06-30 10:00 | 45.9441 | 75.5132
2025-06-30 11:00 | 45.3462 | 77.8591
2025-06-30 12:00 | 44.6074 | 75.4881
2025-06-30 13:00 | 44.8302 | 77.7524
2025-06-30 14:00 | 44.2715 | 77.6083
2025-06-30 15:00 | 44.8905 | 81.8614
2025-06-30 16:00 | 46.2575 | 87.3617
2025-06-30 17:00 | 48.0878 | 93.0918
2025-06-30 18:00 | 47.9926 | 94.6461
2025-06-30 19:00 | 45.4846 | 94.449
2025-06-30 20:00 | 42.5351 | 89.3083
2025-06-30 21:00 | 40.4341 | 84.5537
2025-06-30 22:00 | 37.3269 | 77.9243
2025-06-30 23:00 | 33.4136 | 71.0075
2025-07-01 | 31.5682 | 64.5323
2025-07-01 01:00 | 28.6777 | 59.2094
2025-07-01 02:00 | 28.2733 | 55.2087
2025-07-01 03:00 | 28.407 | 53.0011
2025-07-01 04:00 | 28.449 | 52.0292
2025-07-01 05:00 | 28.7363 | 52.6839
2025-07-01 06:00 | 31.3777 | 52.9349
2025-07-01 07:00 | 36.0663 | 54.2832
2025-07-01 08:00 | 38.6149 | 56.2866
2025-07-01 09:00 | 39.9901 | 61.2232
2025-07-01 10:00 | 40.3816 | 62.2101
2025-07-01 11:00 | 40.976 | 64.0481
2025-07-01 12:00 | 40.6778 | 65.241
2025-07-01 13:00 | 41.6331 | 66.8509
2025-07-01 14:00 | 42.3099 | 66.6724
2025-07-01 15:00 | 43.1616 | 68.7889
2025-07-01 16:00 | 45.2693 | 74.2528
2025-07-01 17:00 | 47.1181 | 79.6501
2025-07-01 18:00 | 48.7139 | 82.1623
2025-07-01 19:00 | 46.5093 | 81.5522
2025-07-01 20:00 | 42.8944 | 76.0753
2025-07-01 21:00 | 40.016 | 71.5684
2025-07-01 22:00 | 37.7813 | 68.9634
2025-07-01 23:00 | 35.0149 | 65.53
2025-07-02 | 32.0311 | 60.6154
2025-07-02 01:00 | 33.2913 | 62.0315
2025-07-02 02:00 | 32.7357 | 58.9184
2025-07-02 03:00 | 32.7744 | 57.3516
2025-07-02 04:00 | 32.8267 | 56.2391
2025-07-02 05:00 | 34.0707 | 57.0724
2025-07-02 06:00 | 38.9337 | 63.5079
2025-07-02 07:00 | 45.5097 | 67.9813
2025-07-02 08:00 | 49.137 | 71.2771
2025-07-02 09:00 | 51.2943 | 75.4828
2025-07-02 10:00 | 52.8423 | 77.6358
2025-07-02 11:00 | 53.7094 | 78.9943
2025-07-02 12:00 | 54.9636 | 80.2551
2025-07-02 13:00 | 56.3411 | 81.692
2025-07-02 14:00 | 56.8039 | 79.5883
2025-07-02 15:00 | 57.4953 | 82.2574
2025-07-02 16:00 | 58.8117 | 85.0531
2025-07-02 17:00 | 60.0923 | 88.0196
2025-07-02 18:00 | 60.4686 | 90.1934
2025-07-02 19:00 | 57.8021 | 87.4539
2025-07-02 20:00 | 54.5733 | 84.1971
2025-07-02 21:00 | 51.7985 | 81.3242
2025-07-02 22:00 | 47.7436 | 76.9204
2025-07-02 23:00 | 42.8595 | 72.3629
2025-07-03 | 39.8205 | 68.2619
2025-07-03 01:00 | 36.3726 | 62.0586
2025-07-03 02:00 | 35.4041 | 58.7537
2025-07-03 03:00 | 34.9966 | 57.3815
2025-07-03 04:00 | 34.7776 | 56.2979
2025-07-03 05:00 | 35.8265 | 57.5177
2025-07-03 06:00 | 39.7234 | 61.9212
2025-07-03 07:00 | 45.8068 | 66.1792
2025-07-03 08:00 | 48.8636 | 69.4107
2025-07-03 09:00 | 50.3166 | 72.9546
2025-07-03 10:00 | 51.2237 | 74.9852
2025-07-03 11:00 | 51.5366 | 75.1519
2025-07-03 12:00 | 53.2361 | 72.3382
2025-07-03 13:00 | 53.8312 | 73.1461
2025-07-03 14:00 | 53.5952 | 70.9901
2025-07-03 15:00 | 53.881 | 73.8762
2025-07-03 16:00 | 54.6489 | 77.5267
2025-07-03 17:00 | 55.4395 | 81.4264
2025-07-03 18:00 | 54.4913 | 84.1324
2025-07-03 19:00 | 51.6408 | 82.8174
2025-07-03 20:00 | 48.792 | 79.0575
2025-07-03 21:00 | 46.3629 | 75.8306
2025-07-03 22:00 | 42.8756 | 71.7248
2025-07-03 23:00 | 38.6155 | 67.203
2025-07-04 | 36.9046 | 62.7155
2025-07-04 01:00 | 35.203 | 56.132
2025-07-04 02:00 | 34.3825 | 53.4296
2025-07-04 03:00 | 34.0953 | 52.3596
2025-07-04 04:00 | 34.0326 | 51.3126
2025-07-04 05:00 | 35.0007 | 52.2334
2025-07-04 06:00 | 38.366 | 57.13
2025-07-04 07:00 | 43.9896 | 60.5242
2025-07-04 08:00 | 46.7689 | 61.7352
2025-07-04 09:00 | 47.9437 | 62.5098
2025-07-04 10:00 | 48.7153 | 63.3654
2025-07-04 11:00 | 49.101 | 64.0712
2025-07-04 12:00 | 49.6187 | 62.6957
2025-07-04 13:00 | 50.5683 | 64.0703
2025-07-04 14:00 | 50.8203 | 62.0887
2025-07-04 15:00 | 51.5871 | 64.9598
2025-07-04 16:00 | 52.7476 | 67.8493
2025-07-04 17:00 | 54.1981 | 70.7902
2025-07-04 18:00 | 54.8152 | 73.1596
2025-07-04 19:00 | 52.6723 | 72.1712
2025-07-04 20:00 | 49.1012 | 69.3021
2025-07-04 21:00 | 46.5492 | 67.3714
2025-07-04 22:00 | 42.9568 | 64.3397
2025-07-04 23:00 | 38.4683 | 60.7263
2025-07-05 | 33.9771 | 56.1409
2025-07-05 01:00 | 31.6975 | 51.5112
2025-07-05 02:00 | 30.8987 | 49.3355
2025-07-05 03:00 | 30.6509 | 48.7559
2025-07-05 04:00 | 30.3851 | 47.6336
2025-07-05 05:00 | 30.5202 | 48.4875
2025-07-05 06:00 | 32.5794 | 49.5814
2025-07-05 07:00 | 37.2456 | 50.1777
2025-07-05 08:00 | 40.8087 | 51.3966
2025-07-05 09:00 | 43.3677 | 54.1074
2025-07-05 10:00 | 44.5746 | 55.4829
2025-07-05 11:00 | 44.8322 | 57.1086
2025-07-05 12:00 | 45.2177 | 58.3715
2025-07-05 13:00 | 45.5595 | 60.1546
2025-07-05 14:00 | 45.6089 | 58.6588
2025-07-05 15:00 | 46.1153 | 62.3458
2025-07-05 16:00 | 48.2791 | 64.781
2025-07-05 17:00 | 50.4182 | 67.9655
2025-07-05 18:00 | 51.3887 | 68.5244
2025-07-05 19:00 | 48.6882 | 66.1205
2025-07-05 20:00 | 44.7809 | 63.029
2025-07-05 21:00 | 42.1674 | 61.5531
2025-07-05 22:00 | 39.3684 | 60.2973
2025-07-05 23:00 | 35.9926 | 57.6071
2025-07-06 | 33.62 | 55.4602
2025-07-06 01:00 | 31.0096 | 52.0559
2025-07-06 02:00 | 30.1672 | 49.3233
2025-07-06 03:00 | 29.8563 | 47.7394
2025-07-06 04:00 | 29.5141 | 46.186
2025-07-06 05:00 | 29.4979 | 46.0531
2025-07-06 06:00 | 31.4637 | 48.3078
2025-07-06 07:00 | 35.5846 | 47.7302
2025-07-06 08:00 | 38.995 | 48.1136
2025-07-06 09:00 | 41.2739 | 51.2355
2025-07-06 10:00 | 42.2142 | 50.905
2025-07-06 11:00 | 42.856 | 52.8721
2025-07-06 12:00 | 44.3127 | 49.3978
2025-07-06 13:00 | 44.9041 | 50.3016
2025-07-06 14:00 | 45.1798 | 49.3434
2025-07-06 15:00 | 45.9632 | 53.7115
2025-07-06 16:00 | 48.3239 | 57.054
2025-07-06 17:00 | 50.7209 | 61.2829
2025-07-06 18:00 | 51.6637 | 63.5902
2025-07-06 19:00 | 49.0767 | 62.8811
2025-07-06 20:00 | 45.5516 | 60.3467
2025-07-06 21:00 | 43.1326 | 58.9772
2025-07-06 22:00 | 40.2004 | 57.6498
2025-07-06 23:00 | 36.6878 | 54.8828
2025-07-07 | 34.3482 | 52.4384
2025-07-07 01:00 | 32.7655 | 50.7979
2025-07-07 02:00 | 32.1857 | 49.6316
2025-07-07 03:00 | 32.189 | 49.3044
2025-07-07 04:00 | 32.2634 | 48.5374
2025-07-07 05:00 | 33.4297 | 49.9911
2025-07-07 06:00 | 38.6573 | 54.2778
2025-07-07 07:00 | 45.0447 | 58.5649
2025-07-07 08:00 | 48.3582 | 60.4066
2025-07-07 09:00 | 49.9648 | 63.0755
2025-07-07 10:00 | 51.2048 | 64.0944
2025-07-07 11:00 | 51.9393 | 64.1644
2025-07-07 12:00 | 53.5102 | 61.1723
2025-07-07 13:00 | 54.7806 | 63.0525
2025-07-07 14:00 | 55.1837 | 61.8972
2025-07-07 15:00 | 56.1887 | 65.3452
2025-07-07 16:00 | 57.8708 | 70.9558
2025-07-07 17:00 | 59.387 | 76.7521
2025-07-07 18:00 | 58.9718 | 80.3185
2025-07-07 19:00 | 56.1514 | 80.8138
2025-07-07 20:00 | 52.2748 | 76.9601
2025-07-07 21:00 | 49.0273 | 73.7423
2025-07-07 22:00 | 44.8101 | 69.9025
2025-07-07 23:00 | 39.8698 | 65.1534
2025-07-08 | 37.7264 | 60.2545
2025-07-08 01:00 | 35.3545 | 55.0134
2025-07-08 02:00 | 34.478 | 52.5518
2025-07-08 03:00 | 34.2028 | 51.3554
2025-07-08 04:00 | 34.0833 | 50.3169
2025-07-08 05:00 | 35.1635 | 51.3211
2025-07-08 06:00 | 40.593 | 57.3487
2025-07-08 07:00 | 47.3528 | 61.9023
2025-07-08 08:00 | 51.2152 | 64.8668
2025-07-08 09:00 | 53.3468 | 68.5118
2025-07-08 10:00 | 54.8922 | 70.0076
2025-07-08 11:00 | 55.6614 | 70.282
2025-07-08 12:00 | 55.1746 | 67.1417
2025-07-08 13:00 | 56.7073 | 68.265
2025-07-08 14:00 | 57.5338 | 67.0671
2025-07-08 15:00 | 58.9256 | 70.6501
2025-07-08 16:00 | 60.9087 | 76.0084
2025-07-08 17:00 | 62.918 | 80.6703
2025-07-08 18:00 | 61.4128 | 84.6322
2025-07-08 19:00 | 58.5435 | 85.0537
2025-07-08 20:00 | 54.7587 | 80.6433
2025-07-08 21:00 | 51.5586 | 76.8548
2025-07-08 22:00 | 47.2606 | 72.6329
2025-07-08 23:00 | 42.2274 | 67.6976
2025-07-09 | 39.5458 | 63.8524
2025-07-09 01:00 | 37.7709 | 56.7495
2025-07-09 02:00 | 36.6993 | 54.0929
2025-07-09 03:00 | 36.359 | 52.8415
2025-07-09 04:00 | 36.1439 | 51.8896
2025-07-09 05:00 | 37.1891 | 52.8254
2025-07-09 06:00 | 42.3054 | 57.0802
2025-07-09 07:00 | 49.4204 | 61.5345
2025-07-09 08:00 | 54.1534 | 63.4404
2025-07-09 09:00 | 57.235 | 65.7785
2025-07-09 10:00 | 59.6648 | 66.8755
2025-07-09 11:00 | 61.2023 | 68.6274
2025-07-09 12:00 | 61.0988 | 69.5704
2025-07-09 13:00 | 63.1721 | 70.6622
2025-07-09 14:00 | 64.1625 | 69.233
2025-07-09 15:00 | 65.7868 | 72.0727
2025-07-09 16:00 | 67.6185 | 75.9996
2025-07-09 17:00 | 69.4118 | 80.2531
2025-07-09 18:00 | 69.6347 | 82.8269
2025-07-09 19:00 | 67.0106 | 81.4845
2025-07-09 20:00 | 62.538 | 78.4965
2025-07-09 21:00 | 59.1015 | 76.1018
2025-07-09 22:00 | 54.1394 | 72.498
2025-07-09 23:00 | 48.2581 | 68.1452
2025-07-10 | 43.7176 | 64.1767
2025-07-10 01:00 | 40.939 | 56.5193
2025-07-10 02:00 | 39.4539 | 53.6462
2025-07-10 03:00 | 38.7801 | 52.6231
2025-07-10 04:00 | 38.3103 | 51.6374
2025-07-10 05:00 | 39.2532 | 52.8679
2025-07-10 06:00 | 44.2075 | 59.7949
2025-07-10 07:00 | 51.049 | 63.0669
2025-07-10 08:00 | 55.9652 | 64.5869
2025-07-10 09:00 | 59.0467 | 66.0038
2025-07-10 10:00 | 61.5603 | 67.0138
2025-07-10 11:00 | 63.0923 | 65.7893
2025-07-10 12:00 | 64.346 | 64.3985
2025-07-10 13:00 | 65.9499 | 64.2736
2025-07-10 14:00 | 66.3301 | 60.4309
2025-07-10 15:00 | 67.294 | 62.3516
2025-07-10 16:00 | 68.4262 | 63.9991
2025-07-10 17:00 | 69.5234 | 66.0172
2025-07-10 18:00 | 70.1631 | 70.1684
2025-07-10 19:00 | 67.5574 | 68.899
2025-07-10 20:00 | 63.4512 | 66.0412
2025-07-10 21:00 | 60.3988 | 63.405
2025-07-10 22:00 | 55.6874 | 61.0541
2025-07-10 23:00 | 49.9969 | 57.5467
2025-07-11 | 44.7206 | 55.3456
2025-07-11 01:00 | 41.9881 | 53.2301
2025-07-11 02:00 | 40.3819 | 51.5896
2025-07-11 03:00 | 39.6508 | 50.8942
2025-07-11 04:00 | 39.1867 | 49.9693
2025-07-11 05:00 | 40.0434 | 50.8817
2025-07-11 06:00 | 44.0588 | 57.4103
2025-07-11 07:00 | 50.7147 | 61.8427
2025-07-11 08:00 | 55.7166 | 64.061
2025-07-11 09:00 | 58.8688 | 67.3345
2025-07-11 10:00 | 61.5223 | 68.8297
2025-07-11 11:00 | 63.1719 | 69.3072
2025-07-11 12:00 | 64.3398 | 69.1438
2025-07-11 13:00 | 66.0448 | 70.5965
2025-07-11 14:00 | 66.4859 | 68.8556
2025-07-11 15:00 | 67.3789 | 71.9989
2025-07-11 16:00 | 68.4979 | 75.3953
2025-07-11 17:00 | 69.8966 | 78.1759
2025-07-11 18:00 | 70.2537 | 80.1652
2025-07-11 19:00 | 67.6428 | 79.974
2025-07-11 20:00 | 62.7638 | 76.7696
2025-07-11 21:00 | 59.5015 | 73.907
2025-07-11 22:00 | 54.6263 | 70.3373
2025-07-11 23:00 | 48.7499 | 65.9362
2025-07-12 | 43.0459 | 63.0724
2025-07-12 01:00 | 39.9981 | 56.0274
2025-07-12 02:00 | 38.3716 | 52.3938
2025-07-12 03:00 | 37.5426 | 50.6624
2025-07-12 04:00 | 36.7506 | 49.1677
2025-07-12 05:00 | 36.594 | 49.1542
2025-07-12 06:00 | 37.1279 | 50.3292
2025-07-12 07:00 | 41.9214 | 51.2718
2025-07-12 08:00 | 47.0391 | 53.5598
2025-07-12 09:00 | 50.8942 | 57.5346
2025-07-12 10:00 | 53.7452 | 58.4888
2025-07-12 11:00 | 55.5732 | 58.5745
2025-07-12 12:00 | 57.1245 | 56.9985
2025-07-12 13:00 | 57.9564 | 57.4208
2025-07-12 14:00 | 58.6264 | 55.464
2025-07-12 15:00 | 59.7588 | 58.5735
2025-07-12 16:00 | 62.3519 | 61.6163
2025-07-12 17:00 | 64.48 | 66.9562
2025-07-12 18:00 | 65.4285 | 66.2141
2025-07-12 19:00 | 62.7102 | 64.4684
2025-07-12 20:00 | 57.4952 | 59.8278
2025-07-12 21:00 | 54.0332 | 56.8461
2025-07-12 22:00 | 50.071 | 55.4515
2025-07-12 23:00 | 45.3779 | 52.066
2025-07-13 | 40.6611 | 51.6819
2025-07-13 01:00 | 37.2064 | 47.7779
2025-07-13 02:00 | 35.6975 | 46.2131
2025-07-13 03:00 | 34.9236 | 45.1656
2025-07-13 04:00 | 34.1014 | 43.7406
2025-07-13 05:00 | 33.8127 | 43.7317
2025-07-13 06:00 | 36.4176 | 47.1407
2025-07-13 07:00 | 41.1644 | 47.9385
2025-07-13 08:00 | 45.8738 | 49.57
2025-07-13 09:00 | 49.2817 | 53.3171
2025-07-13 10:00 | 51.3947 | 55.8831
2025-07-13 11:00 | 52.7858 | 56.086
2025-07-13 12:00 | 54.9988 | 52.2459
2025-07-13 13:00 | 55.7124 | 54.1747
2025-07-13 14:00 | 55.747 | 53.6068
2025-07-13 15:00 | 56.2973 | 58.8668
2025-07-13 16:00 | 58.8586 | 62.6736
2025-07-13 17:00 | 61.2427 | 66.4674
2025-07-13 18:00 | 61.8948 | 69.878
2025-07-13 19:00 | 58.9578 | 69.7542
2025-07-13 20:00 | 54.3658 | 66.0131
2025-07-13 21:00 | 51.0219 | 63.912
2025-07-13 22:00 | 47.1347 | 62.2134
2025-07-13 23:00 | 42.6866 | 58.4979
2025-07-14 | 40.2812 | 56.1608
2025-07-14 01:00 | 38.0746 | 51.6147
2025-07-14 02:00 | 36.9317 | 49.7858
2025-07-14 03:00 | 36.4848 | 49.0137
2025-07-14 04:00 | 36.2103 | 48.1172
2025-07-14 05:00 | 37.14 | 49.4975
2025-07-14 06:00 | 41.9805 | 54.9265
2025-07-14 07:00 | 48.3848 | 58.047
2025-07-14 08:00 | 52.7888 | 59.2547
2025-07-14 09:00 | 55.2035 | 60.4831
2025-07-14 10:00 | 57.1648 | 61.3246
2025-07-14 11:00 | 58.5248 | 61.6937
2025-07-14 12:00 | 60.4497 | 58.7632
2025-07-14 13:00 | 61.8 | 60.9797
2025-07-14 14:00 | 61.8411 | 59.8651
2025-07-14 15:00 | 62.6283 | 63.2353
2025-07-14 16:00 | 63.63 | 68.5158
2025-07-14 17:00 | 64.6707 | 74.1326
2025-07-14 18:00 | 63.723 | 76.3266
2025-07-14 19:00 | 60.7242 | 75.825
2025-07-14 20:00 | 57.2881 | 72.788
2025-07-14 21:00 | 54.6231 | 70.2669
2025-07-14 22:00 | 50.506 | 66.7465
2025-07-14 23:00 | 45.5454 | 63.0581
2025-07-15 | 41.5512 | 58.2102
2025-07-15 01:00 | 39.0664 | 53.2697
2025-07-15 02:00 | 37.8561 | 51.2895
2025-07-15 03:00 | 37.3937 | 50.6322
2025-07-15 04:00 | 37.1324 | 49.8244
2025-07-15 05:00 | 38.1498 | 51.1855
2025-07-15 06:00 | 42.759 | 54.0473
2025-07-15 07:00 | 48.9718 | 58.07
2025-07-15 08:00 | 53.1177 | 59.9733
2025-07-15 09:00 | 55.3197 | 61.3018
2025-07-15 10:00 | 57.1406 | 62.2764
2025-07-15 11:00 | 58.5032 | 63.1712
2025-07-15 12:00 | 60.7955 | 62.6881
2025-07-15 13:00 | 61.9962 | 63.5654
2025-07-15 14:00 | 61.9695 | 61.6894
2025-07-15 15:00 | 62.52 | 64.6246
2025-07-15 16:00 | 63.3387 | 69.5648
2025-07-15 17:00 | 64.3921 | 73.9727
2025-07-15 18:00 | 64.035 | 78.2415
2025-07-15 19:00 | 60.8502 | 77.907
2025-07-15 20:00 | 57.2125 | 74.9505
2025-07-15 21:00 | 54.295 | 72.8369
2025-07-15 22:00 | 50.0265 | 69.4206
2025-07-15 23:00 | 44.963 | 65.6352
2025-07-16 | 41.9408 | 59.4213
2025-07-16 01:00 | 39.727 | 55.7548
2025-07-16 02:00 | 38.432 | 53.6398
2025-07-16 03:00 | 37.9105 | 52.8323
2025-07-16 04:00 | 37.5569 | 52.0938
2025-07-16 05:00 | 38.4913 | 53.1891
2025-07-16 06:00 | 43.8713 | 55.4283
2025-07-16 07:00 | 50.9611 | 59.1746
2025-07-16 08:00 | 55.9971 | 60.6896
2025-07-16 09:00 | 59.182 | 62.1882
2025-07-16 10:00 | 61.5739 | 63.1479
2025-07-16 11:00 | 63.0864 | 64.129
2025-07-16 12:00 | 64.9444 | 62.0428
2025-07-16 13:00 | 66.5515 | 63.6577
2025-07-16 14:00 | 66.7183 | 62.706
2025-07-16 15:00 | 67.3155 | 65.9392
2025-07-16 16:00 | 68.3041 | 70.85
2025-07-16 17:00 | 69.4472 | 76.1886
2025-07-16 18:00 | 70.3236 | 78.8902
2025-07-16 19:00 | 67.349 | 78.6821
2025-07-16 20:00 | 62.8174 | 75.6652
2025-07-16 21:00 | 59.5938 | 73.3041
2025-07-16 22:00 | 54.6849 | 69.7134
2025-07-16 23:00 | 48.7778 | 65.4333
2025-07-17 | 44.452 | 59.4225
2025-07-17 01:00 | 41.0469 | 56.2439
2025-07-17 02:00 | 39.5761 | 54.0454
2025-07-17 03:00 | 38.7596 | 53.2301
2025-07-17 04:00 | 38.2228 | 52.3024
2025-07-17 05:00 | 39.0288 | 53.4602
2025-07-17 06:00 | 43.5436 | 57.9182
2025-07-17 07:00 | 50.2534 | 61.9522
2025-07-17 08:00 | 54.7781 | 63.3255
2025-07-17 09:00 | 57.2309 | 65.8624
2025-07-17 10:00 | 58.8423 | 66.9193
2025-07-17 11:00 | 59.7208 | 67.4591
2025-07-17 12:00 | 60.2383 | 65.7679
2025-07-17 13:00 | 61.387 | 66.8331
2025-07-17 14:00 | 61.7339 | 65.6173
2025-07-17 15:00 | 62.481 | 69.1039
2025-07-17 16:00 | 63.6258 | 74.2726
2025-07-17 17:00 | 64.7617 | 79.37
2025-07-17 18:00 | 63.9783 | 81.0753
2025-07-17 19:00 | 60.8599 | 81.0556
2025-07-17 20:00 | 56.5905 | 77.8127
2025-07-17 21:00 | 53.3081 | 74.9084
2025-07-17 22:00 | 48.8579 | 71.1833
2025-07-17 23:00 | 43.598 | 66.7693
2025-07-18 | 40.3976 | 61.8166
2025-07-18 01:00 | 37.5105 | 58.8769
2025-07-18 02:00 | 36.2016 | 56.4717
2025-07-18 03:00 | 35.6523 | 55.4907
2025-07-18 04:00 | 35.3394 | 54.4879
2025-07-18 05:00 | 36.1513 | 55.2821
2025-07-18 06:00 | 40.853 | 57.8136
2025-07-18 07:00 | 47.2139 | 61.3116
2025-07-18 08:00 | 51.3484 | 62.185
2025-07-18 09:00 | 53.7126 | 63.453
2025-07-18 10:00 | 55.1823 | 64.3499
2025-07-18 11:00 | 55.6371 | 66.2245
2025-07-18 12:00 | 56.2528 | 67.2068
2025-07-18 13:00 | 57.2125 | 68.5483
2025-07-18 14:00 | 57.0031 | 67.415
2025-07-18 15:00 | 57.1755 | 70.8357
2025-07-18 16:00 | 58.0447 | 74.684
2025-07-18 17:00 | 59.4425 | 78.2375
2025-07-18 18:00 | 58.5752 | 81.9864
2025-07-18 19:00 | 55.6452 | 82.3694
2025-07-18 20:00 | 51.7559 | 78.3192
2025-07-18 21:00 | 48.7831 | 75.1321
2025-07-18 22:00 | 44.8092 | 71.0476
2025-07-18 23:00 | 40.0724 | 66.2446
2025-07-19 | 37.8458 | 60.3065
2025-07-19 01:00 | 35.7147 | 54.7299
2025-07-19 02:00 | 34.7032 | 51.9203
2025-07-19 03:00 | 34.3486 | 50.5653
2025-07-19 04:00 | 33.9763 | 49.011
2025-07-19 05:00 | 34.1469 | 49.2185
2025-07-19 06:00 | 36.0461 | 52.1597
2025-07-19 07:00 | 40.6662 | 53.9782
2025-07-19 08:00 | 45.1795 | 56.94
2025-07-19 09:00 | 48.9936 | 61.2075
2025-07-19 10:00 | 51.5976 | 64.2113
2025-07-19 11:00 | 53.274 | 65.8528
2025-07-19 12:00 | 55.4525 | 66.5696
2025-07-19 13:00 | 56.423 | 67.804
2025-07-19 14:00 | 56.9008 | 66.6038
2025-07-19 15:00 | 57.5901 | 70.4878
2025-07-19 16:00 | 59.9217 | 73.6881
2025-07-19 17:00 | 61.9553 | 77.662
2025-07-19 18:00 | 61.8416 | 79.214
2025-07-19 19:00 | 58.6645 | 77.8458
2025-07-19 20:00 | 54.3232 | 73.2561
2025-07-19 21:00 | 51.2133 | 70.282
2025-07-19 22:00 | 47.6191 | 67.8369
2025-07-19 23:00 | 43.4625 | 63.7824
2025-07-20 | 41.0126 | 62.0315
2025-07-20 01:00 | 37.3352 | 57.3644
2025-07-20 02:00 | 35.8523 | 54.4578
2025-07-20 03:00 | 35.0401 | 52.8603
2025-07-20 04:00 | 34.2467 | 51.2771
2025-07-20 05:00 | 33.9569 | 51.2391
2025-07-20 06:00 | 34.7873 | 52.6827
2025-07-20 07:00 | 38.7752 | 53.1595
2025-07-20 08:00 | 42.9323 | 54.7807
2025-07-20 09:00 | 45.3826 | 57.828
2025-07-20 10:00 | 46.8354 | 60.776
2025-07-20 11:00 | 48.2309 | 63.0363
2025-07-20 12:00 | 50.4935 | 64.368
2025-07-20 13:00 | 51.2588 | 66.4232
2025-07-20 14:00 | 51.9561 | 66.4343
2025-07-20 15:00 | 53.2425 | 71.0882
2025-07-20 16:00 | 56.0364 | 74.4995
2025-07-20 17:00 | 58.5935 | 78.4907
2025-07-20 18:00 | 59.1426 | 81.0053
2025-07-20 19:00 | 56.2443 | 79.4713
2025-07-20 20:00 | 51.3935 | 75.8368
2025-07-20 21:00 | 47.8961 | 73.5219
2025-07-20 22:00 | 43.931 | 70.6353
2025-07-20 23:00 | 39.4232 | 66.837
2025-07-21 | 37.143 | 61.1927
2025-07-21 01:00 | 35.1147 | 61.0783
2025-07-21 02:00 | 34.1909 | 58.7051
2025-07-21 03:00 | 33.8834 | 57.6269
2025-07-21 04:00 | 33.7433 | 56.4902
2025-07-21 05:00 | 34.7037 | 57.6139
2025-07-21 06:00 | 38.7966 | 61.8477
2025-07-21 07:00 | 45.17 | 65.6158
2025-07-21 08:00 | 49.199 | 67.596
2025-07-21 09:00 | 51.5346 | 70.0621
2025-07-21 10:00 | 53.2338 | 71.6527
2025-07-21 11:00 | 54.0674 | 73.761
2025-07-21 12:00 | 53.735 | 76.2365
2025-07-21 13:00 | 55.2583 | 78.2208
2025-07-21 14:00 | 55.9456 | 76.7665
2025-07-21 15:00 | 57.6245 | 80.1279
2025-07-21 16:00 | 59.566 | 83.7602
2025-07-21 17:00 | 61.4008 | 87.033
2025-07-21 18:00 | 61.2316 | 88.5276
2025-07-21 19:00 | 58.5964 | 87.8768
2025-07-21 20:00 | 54.3942 | 83.4782
2025-07-21 21:00 | 51.1776 | 79.2074
2025-07-21 22:00 | 46.8482 | 74.7521
2025-07-21 23:00 | 41.681 | 69.3728
2025-07-22 | 38.064 | 65.5503
2025-07-22 01:00 | 35.57 | 59.4386
2025-07-22 02:00 | 34.6261 | 55.9761
2025-07-22 03:00 | 34.3394 | 54.3333
2025-07-22 04:00 | 34.1959 | 52.9968
2025-07-22 05:00 | 35.2831 | 53.7311
2025-07-22 06:00 | 39.3101 | 57.8125
2025-07-22 07:00 | 45.0722 | 61.751
2025-07-22 08:00 | 48.6392 | 63.7084
2025-07-22 09:00 | 50.5228 | 65.6379
2025-07-22 10:00 | 51.9317 | 66.4831
2025-07-22 11:00 | 52.8185 | 67.8324
2025-07-22 12:00 | 53.7794 | 66.3188
2025-07-22 13:00 | 55.1342 | 67.5378
2025-07-22 14:00 | 55.9394 | 65.8337
2025-07-22 15:00 | 57.2353 | 69.5549
2025-07-22 16:00 | 58.8276 | 74.0488
2025-07-22 17:00 | 60.399 | 78.3173
2025-07-22 18:00 | 59.4314 | 79.3274
2025-07-22 19:00 | 56.7594 | 79.0002
2025-07-22 20:00 | 53.5081 | 74.9779
2025-07-22 21:00 | 50.922 | 71.5254
2025-07-22 22:00 | 47.0865 | 67.8371
2025-07-22 23:00 | 42.3838 | 63.2714
2025-07-23 | 38.5064 | 59.2528
2025-07-23 01:00 | 36.4783 | 55.0807
2025-07-23 02:00 | 35.5797 | 52.7475
2025-07-23 03:00 | 35.3456 | 51.5834
2025-07-23 04:00 | 35.2034 | 50.668
2025-07-23 05:00 | 36.3178 | 51.6804
2025-07-23 06:00 | 43.12 | 55.9268
2025-07-23 07:00 | 49.9653 | 60.1882
2025-07-23 08:00 | 54.1451 | 61.8724
2025-07-23 09:00 | 56.5701 | 64.1197
2025-07-23 10:00 | 58.322 | 65.0904
2025-07-23 11:00 | 59.4019 | 67.0366
2025-07-23 12:00 | 61.0963 | 66.7759
2025-07-23 13:00 | 62.3102 | 68.8417
2025-07-23 14:00 | 61.9855 | 68.0463
2025-07-23 15:00 | 62.0044 | 71.76
2025-07-23 16:00 | 62.7735 | 76.8763
2025-07-23 17:00 | 63.7222 | 82.3602
2025-07-23 18:00 | 64.8399 | 83.315
2025-07-23 19:00 | 61.7873 | 83.445
2025-07-23 20:00 | 57.8379 | 79.7717
2025-07-23 21:00 | 54.4582 | 76.5131
2025-07-23 22:00 | 49.8415 | 72.3316
2025-07-23 23:00 | 44.4487 | 67.0444
2025-07-24 | 42.1677 | 63.4479
2025-07-24 01:00 | 39.046 | 57.7475
2025-07-24 02:00 | 37.8011 | 55.0171
2025-07-24 03:00 | 37.206 | 53.6012
2025-07-24 04:00 | 36.8041 | 52.6038
2025-07-24 05:00 | 37.8209 | 53.7892
2025-07-24 06:00 | 41.8922 | 57.238
2025-07-24 07:00 | 47.7634 | 60.9069
2025-07-24 08:00 | 51.6194 | 62.3193
2025-07-24 09:00 | 53.781 | 64.7355
2025-07-24 10:00 | 55.5929 | 65.8441
2025-07-24 11:00 | 56.8254 | 67.9687
2025-07-24 12:00 | 58.7635 | 68.8582
2025-07-24 13:00 | 60.0443 | 70.3302
2025-07-24 14:00 | 60.5744 | 69.3744
2025-07-24 15:00 | 61.5225 | 73.4707
2025-07-24 16:00 | 62.7395 | 78.9556
2025-07-24 17:00 | 63.7299 | 84.4626
2025-07-24 18:00 | 62.2686 | 86.8109
2025-07-24 19:00 | 59.5566 | 86.8035
2025-07-24 20:00 | 56.1727 | 82.7157
2025-07-24 21:00 | 53.5182 | 78.5803
2025-07-24 22:00 | 49.4779 | 73.8919
2025-07-24 23:00 | 44.5202 | 68.8182
2025-07-25 | 40.5077 | 64.9907
2025-07-25 01:00 | 37.0905 | 58.8636
2025-07-25 02:00 | 35.9877 | 56.2072
2025-07-25 03:00 | 35.3999 | 54.8726
2025-07-25 04:00 | 35.1019 | 53.898
2025-07-25 05:00 | 35.9819 | 54.8735
2025-07-25 06:00 | 39.86 | 58.2641
2025-07-25 07:00 | 45.0059 | 61.8927
2025-07-25 08:00 | 47.4925 | 63.3667
2025-07-25 09:00 | 48.2487 | 64.7909
2025-07-25 10:00 | 48.4699 | 65.9353
2025-07-25 11:00 | 48.3363 | 68.274
2025-07-25 12:00 | 49.1135 | 69.6135
2025-07-25 13:00 | 49.5292 | 71.192
2025-07-25 14:00 | 49.3127 | 70.5366
2025-07-25 15:00 | 49.5314 | 73.8682
2025-07-25 16:00 | 50.2211 | 78.1883
2025-07-25 17:00 | 51.235 | 82.0985
2025-07-25 18:00 | 50.4272 | 84.8066
2025-07-25 19:00 | 47.5469 | 84.4425
2025-07-25 20:00 | 44.0944 | 80.9784
2025-07-25 21:00 | 41.3352 | 78.0677
2025-07-25 22:00 | 37.9452 | 73.6943
2025-07-25 23:00 | 33.8772 | 69.0788
2025-07-26 | 32.1169 | 63.0107
2025-07-26 01:00 | 29.7299 | 56.6696
2025-07-26 02:00 | 29.2275 | 53.7148
2025-07-26 03:00 | 29.1317 | 52.1776
2025-07-26 04:00 | 28.9494 | 50.7065
2025-07-26 05:00 | 29.2178 | 51.2127
2025-07-26 06:00 | 30.8008 | 51.1531
2025-07-26 07:00 | 34.9196 | 52.3947
2025-07-26 08:00 | 37.922 | 54.5913
2025-07-26 09:00 | 40.4637 | 57.5526
2025-07-26 10:00 | 41.8677 | 60.094
2025-07-26 11:00 | 42.0172 | 62.9206
2025-07-26 12:00 | 42.3514 | 64.9321
2025-07-26 13:00 | 42.6933 | 66.5652
2025-07-26 14:00 | 42.5289 | 65.816
2025-07-26 15:00 | 43.0122 | 69.9993
2025-07-26 16:00 | 45.1375 | 74.1627
2025-07-26 17:00 | 47.1188 | 79.1806
2025-07-26 18:00 | 47.6709 | 80.3629
2025-07-26 19:00 | 44.9492 | 78.9407
2025-07-26 20:00 | 41.4615 | 74.537
2025-07-26 21:00 | 38.9746 | 71.5586
2025-07-26 22:00 | 36.5373 | 68.624
2025-07-26 23:00 | 33.5825 | 64.5427
2025-07-27 | 31.9217 | 61.2691
2025-07-27 01:00 | 29.632 | 55.9151
2025-07-27 02:00 | 28.9712 | 53.1417
2025-07-27 03:00 | 28.7689 | 51.4212
2025-07-27 04:00 | 28.4693 | 49.9705
2025-07-27 05:00 | 28.5842 | 50.2581
2025-07-27 06:00 | 31.1363 | 50.7528
2025-07-27 07:00 | 34.9359 | 50.9598
2025-07-27 08:00 | 38.0872 | 52.6412
2025-07-27 09:00 | 40.269 | 55.3696
2025-07-27 10:00 | 41.1203 | 57.9684
2025-07-27 11:00 | 41.6623 | 59.9793
2025-07-27 12:00 | 41.9946 | 59.6793
2025-07-27 13:00 | 42.8846 | 61.9635
2025-07-27 14:00 | 43.5345 | 62.0041
2025-07-27 15:00 | 44.7932 | 66.786
2025-07-27 16:00 | 47.4096 | 70.9227
2025-07-27 17:00 | 49.8651 | 75.6369
2025-07-27 18:00 | 50.8658 | 78.3691
2025-07-27 19:00 | 48.3172 | 76.4504
2025-07-27 20:00 | 44.8897 | 73.1392
2025-07-27 21:00 | 42.3482 | 70.9046
2025-07-27 22:00 | 39.3035 | 68.0456
2025-07-27 23:00 | 35.7519 | 64.4963
2025-07-28 | 33.8155 | 58.9032
2025-07-28 01:00 | 31.9141 | 56.7295
2025-07-28 02:00 | 31.521 | 54.6373
2025-07-28 03:00 | 31.5111 | 53.5853
2025-07-28 04:00 | 31.5862 | 52.7521
2025-07-28 05:00 | 32.8319 | 54.4251
2025-07-28 06:00 | 36.5626 | 57.5883
2025-07-28 07:00 | 42.6031 | 61.3978
2025-07-28 08:00 | 45.6281 | 63.8268
2025-07-28 09:00 | 47.3382 | 66.1915
2025-07-28 10:00 | 48.4658 | 67.6606
2025-07-28 11:00 | 48.5525 | 69.2515
2025-07-28 12:00 | 48.4554 | 69.0462
2025-07-28 13:00 | 49.4568 | 71.4646
2025-07-28 14:00 | 49.7458 | 70.6715
2025-07-28 15:00 | 50.7735 | 74.0627
2025-07-28 16:00 | 52.6036 | 79.1846
2025-07-28 17:00 | 54.2193 | 84.2073
2025-07-28 18:00 | 53.9114 | 87.0305
2025-07-28 19:00 | 51.5078 | 85.7245
2025-07-28 20:00 | 48.4673 | 82.6223
2025-07-28 21:00 | 45.4903 | 79.7345
2025-07-28 22:00 | 41.7808 | 75.0811
2025-07-28 23:00 | 37.4352 | 70.6984
2025-07-29 | 34.4476 | 63.8499
2025-07-29 01:00 | 32.9372 | 59.8825
2025-07-29 02:00 | 32.3809 | 57.1364
2025-07-29 03:00 | 32.3945 | 55.676
2025-07-29 04:00 | 32.4793 | 54.7698
2025-07-29 05:00 | 33.8175 | 56.1866
2025-07-29 06:00 | 39.01 | 60.8171
2025-07-29 07:00 | 45.0736 | 64.8484
2025-07-29 08:00 | 48.2801 | 67.7683
2025-07-29 09:00 | 50.1606 | 70.9052
2025-07-29 10:00 | 51.4947 | 72.5704
2025-07-29 11:00 | 51.8034 | 74.2655
2025-07-29 12:00 | 51.3465 | 75.6224
2025-07-29 13:00 | 52.7606 | 76.9896
2025-07-29 14:00 | 53.5201 | 75.5844
2025-07-29 15:00 | 54.9588 | 79.0706
2025-07-29 16:00 | 56.7765 | 83.7865
2025-07-29 17:00 | 58.4249 | 87.4949
2025-07-29 18:00 | 57.2165 | 89.8786
2025-07-29 19:00 | 54.854 | 87.9076
2025-07-29 20:00 | 52.0267 | 84.5284
2025-07-29 21:00 | 49.4273 | 80.9012
2025-07-29 22:00 | 45.6917 | 76.4334
2025-07-29 23:00 | 41.1297 | 72.0208
2025-07-30 | 37.7522 | 67.5884
2025-07-30 01:00 | 36.8123 | 60.6423
2025-07-30 02:00 | 36.1098 | 57.4784
2025-07-30 03:00 | 35.9914 | 55.7043
2025-07-30 04:00 | 35.9328 | 54.7415
2025-07-30 05:00 | 37.2589 | 55.7422
2025-07-30 06:00 | 41.9811 | 60.4509
2025-07-30 07:00 | 48.2861 | 64.7364
2025-07-30 08:00 | 52.2048 | 67.8589
2025-07-30 09:00 | 54.741 | 71.1223
2025-07-30 10:00 | 56.8626 | 72.783
2025-07-30 11:00 | 58.1291 | 74.1988
2025-07-30 12:00 | 59.9226 | 74.0254
2025-07-30 13:00 | 61.4712 | 75.5223
2025-07-30 14:00 | 61.7549 | 74.4688
2025-07-30 15:00 | 62.4907 | 77.1025
2025-07-30 16:00 | 63.6609 | 81.2436
2025-07-30 17:00 | 64.7029 | 85.5901
2025-07-30 18:00 | 65.8644 | 87.7706
2025-07-30 19:00 | 63.0862 | 86.4582
2025-07-30 20:00 | 59.1492 | 83.4645
2025-07-30 21:00 | 55.653 | 80.5155
2025-07-30 22:00 | 50.9131 | 75.959
2025-07-30 23:00 | 45.3754 | 71.2702
2025-07-31 | 41.9915 | 65.5653
2025-07-31 01:00 | 38.8057 | 61.3405
2025-07-31 02:00 | 37.5488 | 58.5022
2025-07-31 03:00 | 36.936 | 57.1952
2025-07-31 04:00 | 36.507 | 56.3153
2025-07-31 05:00 | 37.5832 | 57.7996
2025-07-31 06:00 | 41.8817 | 61.0074
2025-07-31 07:00 | 48.1685 | 65.0806
2025-07-31 08:00 | 52.2901 | 67.8658
2025-07-31 09:00 | 54.9464 | 70.7095
2025-07-31 10:00 | 56.8013 | 72.4309
2025-07-31 11:00 | 57.2799 | 73.6489
2025-07-31 12:00 | 57.5322 | 74.3936
2025-07-31 13:00 | 58.5403 | 75.4422
2025-07-31 14:00 | 58.6217 | 73.7666
2025-07-31 15:00 | 59.3312 | 76.4796
2025-07-31 16:00 | 60.3209 | 80.5415
2025-07-31 17:00 | 61.1551 | 84.3327
2025-07-31 18:00 | 59.9042 | 87.313
2025-07-31 19:00 | 57.1933 | 85.2526
2025-07-31 20:00 | 54.2386 | 82.2786
2025-07-31 21:00 | 51.3814 | 79.0551
2025-07-31 22:00 | 47.4681 | 74.7125
2025-07-31 23:00 | 42.8247 | 70.3658
2025-08-01 | 39.8628 | 64.4839
2025-08-01 01:00 | 37.7178 | 57.5968
2025-08-01 02:00 | 36.6158 | 54.7169
2025-08-01 03:00 | 36.2607 | 53.3149
2025-08-01 04:00 | 36.1379 | 52.2819
2025-08-01 05:00 | 37.2733 | 53.5112
2025-08-01 06:00 | 43.2349 | 59.3793
2025-08-01 07:00 | 49.5457 | 63.4994
2025-08-01 08:00 | 54.5242 | 66.5584
2025-08-01 09:00 | 57.8738 | 70.7654
2025-08-01 10:00 | 60.5397 | 72.9134
2025-08-01 11:00 | 62.013 | 73.4612
2025-08-01 12:00 | 63.1594 | 70.4524
2025-08-01 13:00 | 64.6863 | 72.4854
2025-08-01 14:00 | 64.3317 | 71.8317
2025-08-01 15:00 | 64.1245 | 74.9914
2025-08-01 16:00 | 64.3804 | 79.9293
2025-08-01 17:00 | 65.1807 | 84.9225
2025-08-01 18:00 | 65.6336 | 85.9008
2025-08-01 19:00 | 62.1129 | 84.3436
2025-08-01 20:00 | 58.064 | 80.7206
2025-08-01 21:00 | 54.881 | 77.1483
2025-08-01 22:00 | 50.064 | 71.9837
2025-08-01 23:00 | 44.7711 | 67.2183
2025-08-02 | 42.2242 | 61.8024
2025-08-02 01:00 | 39.3204 | 56.1698
2025-08-02 02:00 | 37.7858 | 53.0893
2025-08-02 03:00 | 36.9359 | 51.7245
2025-08-02 04:00 | 36.2251 | 50.248
2025-08-02 05:00 | 36.2164 | 51.0457
2025-08-02 06:00 | 38.7743 | 54.3262
2025-08-02 07:00 | 43.2273 | 55.8091
2025-08-02 08:00 | 48.875 | 59.0135
2025-08-02 09:00 | 53.1556 | 64.0312
2025-08-02 10:00 | 56.0936 | 67.5039
2025-08-02 11:00 | 58.1646 | 68.5527
2025-08-02 12:00 | 60.0209 | 66.8626
2025-08-02 13:00 | 60.9964 | 68.9105
2025-08-02 14:00 | 61.6535 | 68.4329
2025-08-02 15:00 | 62.1595 | 72.2657
2025-08-02 16:00 | 64.097 | 76.6359
2025-08-02 17:00 | 65.7281 | 82.083
2025-08-02 18:00 | 64.4144 | 82.3246
2025-08-02 19:00 | 60.6276 | 80.0169
2025-08-02 20:00 | 56.2273 | 75.9855
2025-08-02 21:00 | 53.1441 | 72.9287
2025-08-02 22:00 | 49.0861 | 69.1888
2025-08-02 23:00 | 44.7273 | 65.1423
2025-08-03 | 41.7401 | 60.2784
2025-08-03 01:00 | 37.7839 | 56.8096
2025-08-03 02:00 | 36.3317 | 53.8388
2025-08-03 03:00 | 35.3397 | 52.2243
2025-08-03 04:00 | 34.458 | 50.6826
2025-08-03 05:00 | 34.1436 | 51.135
2025-08-03 06:00 | 35.781 | 53.6881
2025-08-03 07:00 | 39.846 | 54.627
2025-08-03 08:00 | 44.3937 | 57.978
2025-08-03 09:00 | 47.1555 | 63.0007
2025-08-03 10:00 | 48.625 | 67.1749
2025-08-03 11:00 | 49.3752 | 68.0266
2025-08-03 12:00 | 50.8058 | 68.0781
2025-08-03 13:00 | 50.9816 | 69.48
2025-08-03 14:00 | 50.5336 | 68.4003
2025-08-03 15:00 | 50.5038 | 72.178
2025-08-03 16:00 | 52.4123 | 75.3471
2025-08-03 17:00 | 54.3961 | 79.6586
2025-08-03 18:00 | 55.4539 | 82.1411
2025-08-03 19:00 | 51.9625 | 78.6199
2025-08-03 20:00 | 47.4518 | 75.2264
2025-08-03 21:00 | 44.2361 | 72.005
2025-08-03 22:00 | 40.4804 | 68.6089
2025-08-03 23:00 | 36.4853 | 64.8788
2025-08-04 | 34.2384 | 60.1955
2025-08-04 01:00 | 32.0926 | 58.0983
2025-08-04 02:00 | 31.2445 | 55.0053
2025-08-04 03:00 | 30.9118 | 53.4998
2025-08-04 04:00 | 30.7675 | 51.9284
2025-08-04 05:00 | 31.0368 | 52.4713
2025-08-04 06:00 | 33.3612 | 54.8598
2025-08-04 07:00 | 36.5356 | 56.3701
2025-08-04 08:00 | 40.3556 | 57.9528
2025-08-04 09:00 | 43.727 | 62.3551
2025-08-04 10:00 | 45.9076 | 65.498
2025-08-04 11:00 | 47.1404 | 68.2118
2025-08-04 12:00 | 47.2865 | 69.2041
2025-08-04 13:00 | 48.5357 | 73.4767
2025-08-04 14:00 | 48.5699 | 73.8912
2025-08-04 15:00 | 48.1413 | 78.3907
2025-08-04 16:00 | 50.5531 | 82.4244
2025-08-04 17:00 | 54.2322 | 86.4048
2025-08-04 18:00 | 53.2709 | 87.1797
2025-08-04 19:00 | 50.6615 | 85.6458
2025-08-04 20:00 | 46.9215 | 81.3929
2025-08-04 21:00 | 44.4672 | 78.438
2025-08-04 22:00 | 40.95 | 73.9432
2025-08-04 23:00 | 37.1365 | 69.3768
2025-08-05 | 34.8812 | 63.2172
2025-08-05 01:00 | 34.2143 | 58.6641
2025-08-05 02:00 | 33.5809 | 55.4228
2025-08-05 03:00 | 33.4529 | 53.909
2025-08-05 04:00 | 33.4669 | 52.871
2025-08-05 05:00 | 34.7674 | 54.4334
2025-08-05 06:00 | 39.3326 | 59.3901
2025-08-05 07:00 | 44.8465 | 63.0319
2025-08-05 08:00 | 49.0335 | 65.3914
2025-08-05 09:00 | 51.6768 | 67.7803
2025-08-05 10:00 | 53.7251 | 69.3969
2025-08-05 11:00 | 55.0273 | 71.3983
2025-08-05 12:00 | 55.949 | 71.4842
2025-08-05 13:00 | 57.8 | 73.6086
2025-08-05 14:00 | 58.9566 | 72.7209
2025-08-05 15:00 | 60.1164 | 76.1758
2025-08-05 16:00 | 61.8447 | 81.4023
2025-08-05 17:00 | 63.5795 | 85.8968
2025-08-05 18:00 | 62.8741 | 86.4396
2025-08-05 19:00 | 59.3645 | 84.2462
2025-08-05 20:00 | 55.5765 | 81.03
2025-08-05 21:00 | 52.1055 | 77.5544
2025-08-05 22:00 | 47.3789 | 72.556
2025-08-05 23:00 | 42.2931 | 68.1592
2025-08-06 | 39.5475 | 62.7915
2025-08-06 01:00 | 36.6117 | 59.2834
2025-08-06 02:00 | 35.7208 | 56.474
2025-08-06 03:00 | 35.3575 | 55.1621
2025-08-06 04:00 | 35.1723 | 54.3467
2025-08-06 05:00 | 36.3915 | 55.8286
2025-08-06 06:00 | 40.9884 | 61.7934
2025-08-06 07:00 | 46.9299 | 65.9193
2025-08-06 08:00 | 51.2132 | 69.4024
2025-08-06 09:00 | 54.0061 | 73.5891
2025-08-06 10:00 | 55.9647 | 75.8728
2025-08-06 11:00 | 57.0224 | 76.2953
2025-08-06 12:00 | 57.3161 | 76.4782
2025-08-06 13:00 | 59.0204 | 77.8694
2025-08-06 14:00 | 59.8114 | 75.8951
2025-08-06 15:00 | 60.7574 | 77.743
2025-08-06 16:00 | 62.334 | 81.2581
2025-08-06 17:00 | 64.013 | 85.1728
2025-08-06 18:00 | 63.0835 | 89.379
2025-08-06 19:00 | 59.7068 | 86.9172
2025-08-06 20:00 | 55.9961 | 83.6572
2025-08-06 21:00 | 52.7177 | 80.0355
2025-08-06 22:00 | 48.0383 | 74.7176
2025-08-06 23:00 | 42.9457 | 69.782
2025-08-07 | 39.7318 | 63.5772
2025-08-07 01:00 | 37.7264 | 60.6157
2025-08-07 02:00 | 36.7112 | 57.6228
2025-08-07 03:00 | 36.3499 | 56.0942
2025-08-07 04:00 | 36.1724 | 55.0573
2025-08-07 05:00 | 37.4299 | 56.5111
2025-08-07 06:00 | 43.5302 | 63.8013
2025-08-07 07:00 | 49.5975 | 68.3645
2025-08-07 08:00 | 54.2004 | 71.9946
2025-08-07 09:00 | 57.1514 | 77.6926
2025-08-07 10:00 | 59.4944 | 80.2425
2025-08-07 11:00 | 60.9151 | 81.0115
2025-08-07 12:00 | 62.1714 | 79.6895
2025-08-07 13:00 | 63.7411 | 81.5308
2025-08-07 14:00 | 63.9164 | 80.8865
2025-08-07 15:00 | 64.3787 | 84.1682
2025-08-07 16:00 | 65.2608 | 89.4209
2025-08-07 17:00 | 66.187 | 94.1816
2025-08-07 18:00 | 66.3112 | 95.4873
2025-08-07 19:00 | 62.9782 | 93.1064
2025-08-07 20:00 | 59.1724 | 89.1278
2025-08-07 21:00 | 55.9291 | 84.1526
2025-08-07 22:00 | 51.0852 | 78.3188
2025-08-07 23:00 | 45.6942 | 72.9363
2025-08-08 | 42.599 | 68.7755
2025-08-08 01:00 | 39.6079 | 62.6482
2025-08-08 02:00 | 38.294 | 59.0821
2025-08-08 03:00 | 37.5933 | 57.1531
2025-08-08 04:00 | 37.1798 | 56.005
2025-08-08 05:00 | 38.2243 | 57.1372
2025-08-08 06:00 | 43.9703 | 64.4396
2025-08-08 07:00 | 49.7239 | 69.0921
2025-08-08 08:00 | 54.1445 | 72.7209
2025-08-08 09:00 | 56.7775 | 78.2787
2025-08-08 10:00 | 58.7792 | 80.6057
2025-08-08 11:00 | 59.8895 | 81.6789
2025-08-08 12:00 | 61.3572 | 81.8394
2025-08-08 13:00 | 62.3594 | 82.7037
2025-08-08 14:00 | 61.9618 | 81.3249
2025-08-08 15:00 | 61.5131 | 83.9635
2025-08-08 16:00 | 61.5354 | 87.8203
2025-08-08 17:00 | 61.9902 | 91.758
2025-08-08 18:00 | 61.4853 | 93.479
2025-08-08 19:00 | 57.9186 | 90.8363
2025-08-08 20:00 | 54.4635 | 86.4645
2025-08-08 21:00 | 51.5145 | 81.4866
2025-08-08 22:00 | 47.1798 | 75.8719
2025-08-08 23:00 | 42.4465 | 70.5251
2025-08-09 | 39.4247 | 67.5216
2025-08-09 01:00 | 36.4071 | 59.5902
2025-08-09 02:00 | 35.2628 | 56.1764
2025-08-09 03:00 | 34.586 | 54.3261
2025-08-09 04:00 | 33.9968 | 52.5076
2025-08-09 05:00 | 34.0819 | 53.1818
2025-08-09 06:00 | 36.1872 | 58.5709
2025-08-09 07:00 | 40.2883 | 61.0767
2025-08-09 08:00 | 44.6474 | 65.3399
2025-08-09 09:00 | 47.7151 | 71.1837
2025-08-09 10:00 | 49.6159 | 76.1135
2025-08-09 11:00 | 50.4137 | 78.2091
2025-08-09 12:00 | 49.6828 | 78.4767
2025-08-09 13:00 | 50.226 | 80.574
2025-08-09 14:00 | 50.5292 | 79.8865
2025-08-09 15:00 | 51.2556 | 83.9861
2025-08-09 16:00 | 53.3892 | 87.7488
2025-08-09 17:00 | 55.3535 | 91.7162
2025-08-09 18:00 | 54.0366 | 92.1691
2025-08-09 19:00 | 50.6759 | 89.3773
2025-08-09 20:00 | 46.8797 | 84.7969
2025-08-09 21:00 | 44.3276 | 80.2345
2025-08-09 22:00 | 41.2577 | 75.6961
2025-08-09 23:00 | 37.7953 | 70.9102
2025-08-10 | 34.5138 | 68.9317
2025-08-10 01:00 | 33.3696 | 62.1838
2025-08-10 02:00 | 32.6335 | 58.4296
2025-08-10 03:00 | 32.3376 | 56.1269
2025-08-10 04:00 | 31.9821 | 54.1717
2025-08-10 05:00 | 32.2356 | 54.3555
2025-08-10 06:00 | 32.3952 | 56.2352
2025-08-10 07:00 | 35.0745 | 56.9146
2025-08-10 08:00 | 38.7248 | 58.876
2025-08-10 09:00 | 41.6812 | 62.5252
2025-08-10 10:00 | 43.8092 | 66.1985
2025-08-10 11:00 | 45.7398 | 69.233
2025-08-10 12:00 | 48.0678 | 70.5931
2025-08-10 13:00 | 49.3719 | 72.6989
2025-08-10 14:00 | 50.2742 | 72.2507
2025-08-10 15:00 | 51.6139 | 77.5295
2025-08-10 16:00 | 54.2883 | 81.5265
2025-08-10 17:00 | 56.7174 | 86.4387
2025-08-10 18:00 | 57.0281 | 86.4259
2025-08-10 19:00 | 53.8793 | 84.3423
2025-08-10 20:00 | 50.1408 | 79.6566
2025-08-10 21:00 | 47.3669 | 74.3948
2025-08-10 22:00 | 43.7838 | 69.9793
2025-08-10 23:00 | 39.8983 | 64.889
2025-08-11 | 36.5685 | 62.7461
2025-08-11 01:00 | 35.4401 | 57.8712
2025-08-11 02:00 | 34.8221 | 54.7306
2025-08-11 03:00 | 34.6567 | 53.2904
2025-08-11 04:00 | 34.6256 | 52.1129
2025-08-11 05:00 | 35.9705 | 53.605
2025-08-11 06:00 | 40.0596 | 58.9706
2025-08-11 07:00 | 45.2723 | 62.5666
2025-08-11 08:00 | 49.0603 | 64.3085
2025-08-11 09:00 | 51.2124 | 66.847
2025-08-11 10:00 | 53.0123 | 67.7469
2025-08-11 11:00 | 54.2573 | 68.6215
2025-08-11 12:00 | 55.0801 | 66.5275
2025-08-11 13:00 | 56.6389 | 68.594
2025-08-11 14:00 | 57.2951 | 66.9901
2025-08-11 15:00 | 58.4235 | 70.4047
2025-08-11 16:00 | 59.8515 | 74.784
2025-08-11 17:00 | 61.1813 | 79.9598
2025-08-11 18:00 | 60.5405 | 78.9941
2025-08-11 19:00 | 57.3273 | 77.2229
2025-08-11 20:00 | 54.2604 | 73.2776
2025-08-11 21:00 | 51.2742 | 68.509
2025-08-11 22:00 | 47.0005 | 64.08
2025-08-11 23:00 | 42.3344 | 59.1971
2025-08-12 | 38.1987 | 56.85
2025-08-12 01:00 | 35.6139 | 53.8192
2025-08-12 02:00 | 34.8997 | 51.3798
2025-08-12 03:00 | 34.6128 | 50.2383
2025-08-12 04:00 | 34.5487 | 49.3373
2025-08-12 05:00 | 35.8679 | 50.9626
2025-08-12 06:00 | 39.1588 | 56.4463
2025-08-12 07:00 | 43.6346 | 60.3835
2025-08-12 08:00 | 46.432 | 62.6486
2025-08-12 09:00 | 47.6368 | 65.6114
2025-08-12 10:00 | 48.5427 | 66.7422
2025-08-12 11:00 | 49.3116 | 67.9573
2025-08-12 12:00 | 49.4007 | 66.4158
2025-08-12 13:00 | 50.5888 | 68.1834
2025-08-12 14:00 | 51.375 | 66.7196
2025-08-12 15:00 | 52.6947 | 70.981
2025-08-12 16:00 | 54.2636 | 76.7619
2025-08-12 17:00 | 55.9423 | 82.2739
2025-08-12 18:00 | 54.1335 | 83.6785
2025-08-12 19:00 | 51.0589 | 81.8499
2025-08-12 20:00 | 48.4918 | 78.2067
2025-08-12 21:00 | 45.9833 | 73.591
2025-08-12 22:00 | 42.3319 | 68.7531
2025-08-12 23:00 | 38.2525 | 64.0802
2025-08-13 | 34.5951 | 60.7726
2025-08-13 01:00 | 33.243 | 56.1761
2025-08-13 02:00 | 32.7595 | 53.6533
2025-08-13 03:00 | 32.7218 | 52.2581
2025-08-13 04:00 | 32.7898 | 51.542
2025-08-13 05:00 | 34.1395 | 52.9919
2025-08-13 06:00 | 38.4507 | 59.5714
2025-08-13 07:00 | 43.5242 | 63.5762
2025-08-13 08:00 | 46.8291 | 66.5165
2025-08-13 09:00 | 48.7662 | 71.0462
2025-08-13 10:00 | 49.9333 | 72.6727
2025-08-13 11:00 | 50.5639 | 72.8973
2025-08-13 12:00 | 50.6203 | 71.0627
2025-08-13 13:00 | 51.8823 | 72.3838
2025-08-13 14:00 | 52.264 | 70.9877
2025-08-13 15:00 | 53.0225 | 74.033
2025-08-13 16:00 | 54.4121 | 78.959
2025-08-13 17:00 | 56.0335 | 84.5358
2025-08-13 18:00 | 55.1029 | 85.5697
2025-08-13 19:00 | 51.9539 | 83.3678
2025-08-13 20:00 | 49.2381 | 80.1469
2025-08-13 21:00 | 46.3459 | 75.3076
2025-08-13 22:00 | 42.4256 | 70.4498
2025-08-13 23:00 | 38.1204 | 65.7461
2025-08-14 | 35.8908 | 63.5744
2025-08-14 01:00 | 33.6981 | 58.0459
2025-08-14 02:00 | 33.1236 | 55.2926
2025-08-14 03:00 | 32.9759 | 53.908
2025-08-14 04:00 | 32.9312 | 53.0436
2025-08-14 05:00 | 34.3073 | 54.652
2025-08-14 06:00 | 38.8494 | 60.7848
2025-08-14 07:00 | 43.9866 | 64.782
2025-08-14 08:00 | 47.3969 | 66.6043
2025-08-14 09:00 | 49.4435 | 70.1074
2025-08-14 10:00 | 50.6942 | 71.4462
2025-08-14 11:00 | 51.0487 | 73.1079
2025-08-14 12:00 | 51.3619 | 73.31
2025-08-14 13:00 | 52.4097 | 74.4447
2025-08-14 14:00 | 52.7776 | 73.7659
2025-08-14 15:00 | 53.2806 | 77.615
2025-08-14 16:00 | 54.4732 | 83.2893
2025-08-14 17:00 | 55.6618 | 88.7849
2025-08-14 18:00 | 54.8004 | 89.4666
2025-08-14 19:00 | 51.4364 | 87.5627
2025-08-14 20:00 | 48.7568 | 84.1292
2025-08-14 21:00 | 45.6222 | 79.162
2025-08-14 22:00 | 41.6709 | 74.0019
2025-08-14 23:00 | 37.436 | 69.0498
2025-08-15 | 36.2365 | 66.101
2025-08-15 01:00 | 33.6131 | 61.7643
2025-08-15 02:00 | 33.0038 | 58.7488
2025-08-15 03:00 | 32.8122 | 57.0926
2025-08-15 04:00 | 32.783 | 56.1379
2025-08-15 05:00 | 34.102 | 57.43
2025-08-15 06:00 | 39.2622 | 63.329
2025-08-15 07:00 | 44.3325 | 67.6548
2025-08-15 08:00 | 47.271 | 70.1797
2025-08-15 09:00 | 48.8269 | 74.565
2025-08-15 10:00 | 49.7233 | 76.2628
2025-08-15 11:00 | 49.7917 | 78.5301
2025-08-15 12:00 | 49.4825 | 80.464
2025-08-15 13:00 | 50.2859 | 81.7507
2025-08-15 14:00 | 50.2946 | 81.0777
2025-08-15 15:00 | 50.3919 | 84.6099
2025-08-15 16:00 | 51.2385 | 88.9
2025-08-15 17:00 | 52.412 | 92.6841
2025-08-15 18:00 | 51.2202 | 91.2181
2025-08-15 19:00 | 48.1208 | 88.8656
2025-08-15 20:00 | 45.5119 | 85.2137
2025-08-15 21:00 | 42.7084 | 79.9332
2025-08-15 22:00 | 39.1031 | 74.7201
2025-08-15 23:00 | 35.1854 | 69.6396
2025-08-16 | 33.2998 | 68.3934
2025-08-16 01:00 | 31.343 | 60.9442
2025-08-16 02:00 | 30.8198 | 57.2274
2025-08-16 03:00 | 30.6385 | 54.9545
2025-08-16 04:00 | 30.4912 | 53.0626
2025-08-16 05:00 | 30.978 | 53.3003
2025-08-16 06:00 | 33.895 | 57.5494
2025-08-16 07:00 | 37.267 | 58.5911
2025-08-16 08:00 | 40.5298 | 60.5966
2025-08-16 09:00 | 42.9028 | 64.6638
2025-08-16 10:00 | 44.1399 | 67.1126
2025-08-16 11:00 | 44.667 | 68.1191
2025-08-16 12:00 | 45.4205 | 67.9508
2025-08-16 13:00 | 45.6351 | 69.2667
2025-08-16 14:00 | 45.4336 | 67.377
2025-08-16 15:00 | 45.4569 | 71.1864
2025-08-16 16:00 | 46.862 | 74.5903
2025-08-16 17:00 | 48.3393 | 78.6484
2025-08-16 18:00 | 47.7768 | 76.5297
2025-08-16 19:00 | 44.4094 | 73.3955
2025-08-16 20:00 | 41.7332 | 69.3418
2025-08-16 21:00 | 39.5349 | 64.5953
2025-08-16 22:00 | 37.0478 | 61.4158
2025-08-16 23:00 | 34.3136 | 57.6235
2025-08-17 | 32.378 | 57.7442
2025-08-17 01:00 | 31.6911 | 54.5452
2025-08-17 02:00 | 31.2146 | 51.8706
2025-08-17 03:00 | 30.987 | 50.1162
2025-08-17 04:00 | 30.7675 | 48.3038
2025-08-17 05:00 | 31.1346 | 48.1359
2025-08-17 06:00 | 32.6829 | 50.8332
2025-08-17 07:00 | 35.2653 | 49.9623
2025-08-17 08:00 | 38.4879 | 48.7121
2025-08-17 09:00 | 40.9026 | 50.2488
2025-08-17 10:00 | 42.2718 | 49.396
2025-08-17 11:00 | 43.5689 | 50.9485
2025-08-17 12:00 | 46.4754 | 50.0746
2025-08-17 13:00 | 47.0633 | 51.3799
2025-08-17 14:00 | 47.0515 | 48.8862
2025-08-17 15:00 | 47.3012 | 53.1209
2025-08-17 16:00 | 48.9389 | 57.2792
2025-08-17 17:00 | 50.68 | 62.1858
2025-08-17 18:00 | 51.0673 | 65.8608
2025-08-17 19:00 | 47.7719 | 64.4672
2025-08-17 20:00 | 45.2121 | 62.2583
2025-08-17 21:00 | 42.7999 | 59.4163
2025-08-17 22:00 | 39.8124 | 56.5653
2025-08-17 23:00 | 36.6577 | 53.1563
2025-08-18 | 34.4018 | 52.042
2025-08-18 01:00 | 34.0425 | 48.9154
2025-08-18 02:00 | 33.7036 | 47.4244
2025-08-18 03:00 | 33.6432 | 46.7699
2025-08-18 04:00 | 33.6946 | 46.217
2025-08-18 05:00 | 35.1533 | 48.2885
2025-08-18 06:00 | 39.9628 | 53.3588
2025-08-18 07:00 | 44.845 | 56.7105
2025-08-18 08:00 | 47.7806 | 57.9692
2025-08-18 09:00 | 49.2113 | 60.3262
2025-08-18 10:00 | 50.4871 | 60.6368
2025-08-18 11:00 | 51.3665 | 60.5554
2025-08-18 12:00 | 52.6481 | 60.0327
2025-08-18 13:00 | 53.6593 | 61.7089
2025-08-18 14:00 | 53.6099 | 59.1719
2025-08-18 15:00 | 54.185 | 62.2739
2025-08-18 16:00 | 55.1034 | 66.7183
2025-08-18 17:00 | 55.9444 | 71.7812
2025-08-18 18:00 | 54.7582 | 73.0355
2025-08-18 19:00 | 51.7152 | 70.2427
2025-08-18 20:00 | 49.7573 | 68.6185
2025-08-18 21:00 | 47.2068 | 65.0528
2025-08-18 22:00 | 43.5639 | 61.3533
2025-08-18 23:00 | 39.5728 | 58.4073
2025-08-19 | 35.9714 | 55.6125
2025-08-19 01:00 | 34.6566 | 55.5849
2025-08-19 02:00 | 34.0695 | 54.0228
2025-08-19 03:00 | 33.9507 | 53.2504
2025-08-19 04:00 | 33.9546 | 52.6937
2025-08-19 05:00 | 35.4473 | 54.4843
2025-08-19 06:00 | 40.0576 | 60.1055
2025-08-19 07:00 | 45.1226 | 63.2631
2025-08-19 08:00 | 48.5005 | 64.2986
2025-08-19 09:00 | 50.4649 | 67.0185
2025-08-19 10:00 | 52.029 | 67.7552
2025-08-19 11:00 | 52.9332 | 69.2577
2025-08-19 12:00 | 54.1427 | 71.1301
2025-08-19 13:00 | 55.1491 | 72.539
2025-08-19 14:00 | 55.261 | 71.82
2025-08-19 15:00 | 55.7573 | 75.935
2025-08-19 16:00 | 56.776 | 82.0904
2025-08-19 17:00 | 57.8699 | 87.0841
2025-08-19 18:00 | 56.9942 | 88.418
2025-08-19 19:00 | 53.5109 | 86.1134
2025-08-19 20:00 | 50.5284 | 83.2313
2025-08-19 21:00 | 47.1203 | 78.1038
2025-08-19 22:00 | 42.8771 | 73.1327
2025-08-19 23:00 | 38.3606 | 68.8818
2025-08-20 | 37.1068 | 64.6973
2025-08-20 01:00 | 34.1387 | 61.8533
2025-08-20 02:00 | 33.5141 | 58.9862
2025-08-20 03:00 | 33.282 | 57.5054
2025-08-20 04:00 | 33.1334 | 56.8482
2025-08-20 05:00 | 34.4533 | 58.3764
2025-08-20 06:00 | 38.5393 | 62.5941
2025-08-20 07:00 | 42.8119 | 66.3734
2025-08-20 08:00 | 44.678 | 68.611
2025-08-20 09:00 | 45.3181 | 71.9183
2025-08-20 10:00 | 45.4478 | 73.0909
2025-08-20 11:00 | 45.6107 | 74.6538
2025-08-20 12:00 | 46.1996 | 75.1333
2025-08-20 13:00 | 46.5721 | 76.2935
2025-08-20 14:00 | 46.4479 | 75.5853
2025-08-20 15:00 | 46.8264 | 78.626
2025-08-20 16:00 | 47.8216 | 83.0184
2025-08-20 17:00 | 48.9534 | 87.3683
2025-08-20 18:00 | 48.4436 | 86.8224
2025-08-20 19:00 | 45.6583 | 84.7453
2025-08-20 20:00 | 43.7898 | 81.9743
2025-08-20 21:00 | 41.1322 | 76.9523
2025-08-20 22:00 | 37.81 | 72.2166
2025-08-20 23:00 | 34.1877 | 67.5713
2025-08-21 | 32.2256 | 65.1449
2025-08-21 01:00 | 30.4776 | 58.6817
2025-08-21 02:00 | 30.3366 | 55.4776
2025-08-21 03:00 | 30.5072 | 54.0045
2025-08-21 04:00 | 30.7271 | 53.0602
2025-08-21 05:00 | 32.2509 | 54.5573
2025-08-21 06:00 | 36.4587 | 61.5739
2025-08-21 07:00 | 40.3311 | 65.0968
2025-08-21 08:00 | 42.2733 | 65.6906
2025-08-21 09:00 | 42.9398 | 67.8113
2025-08-21 10:00 | 43.2786 | 67.9765
2025-08-21 11:00 | 43.5768 | 68.6054
2025-08-21 12:00 | 43.4631 | 68.1781
2025-08-21 13:00 | 44.4881 | 68.3218
2025-08-21 14:00 | 45.2755 | 66.2321
2025-08-21 15:00 | 46.5292 | 69.883
2025-08-21 16:00 | 48.1657 | 73.686
2025-08-21 17:00 | 49.6622 | 77.7682
2025-08-21 18:00 | 49.2471 | 77.1661
2025-08-21 19:00 | 46.5982 | 75.2247
2025-08-21 20:00 | 44.3569 | 72.2468
2025-08-21 21:00 | 41.393 | 67.0684
2025-08-21 22:00 | 37.9038 | 63.346
2025-08-21 23:00 | 34.0577 | 58.9118
2025-08-22 | 31.9395 | 58.6189
2025-08-22 01:00 | 30.8847 | 52.7387
2025-08-22 02:00 | 30.7314 | 50.2339
2025-08-22 03:00 | 30.8464 | 49.0441
2025-08-22 04:00 | 30.9979 | 48.341
2025-08-22 05:00 | 32.5323 | 49.952
2025-08-22 06:00 | 37.5079 | 54.2805
2025-08-22 07:00 | 42.0501 | 57.5055
2025-08-22 08:00 | 44.5445 | 58.0035
2025-08-22 09:00 | 45.855 | 59.0399
2025-08-22 10:00 | 46.7737 | 58.8764
2025-08-22 11:00 | 47.0696 | 59.9189
2025-08-22 12:00 | 46.4766 | 58.3087
2025-08-22 13:00 | 47.655 | 59.4134
2025-08-22 14:00 | 48.5098 | 57.8204
2025-08-22 15:00 | 49.2632 | 61.7115
2025-08-22 16:00 | 50.7532 | 66.1476
2025-08-22 17:00 | 52.2371 | 71.1259
2025-08-22 18:00 | 51.3234 | 71.8543
2025-08-22 19:00 | 48.5735 | 70.5643
2025-08-22 20:00 | 46.1042 | 67.7565
2025-08-22 21:00 | 42.8035 | 63.2876
2025-08-22 22:00 | 39.0525 | 59.4371
2025-08-22 23:00 | 35.0887 | 55.484
2025-08-23 | 32.5026 | 53.9525
2025-08-23 01:00 | 30.2984 | 49.5087
2025-08-23 02:00 | 29.7987 | 47.5981
2025-08-23 03:00 | 29.6636 | 47.278
2025-08-23 04:00 | 29.5648 | 46.767
2025-08-23 05:00 | 30.1837 | 48.703
2025-08-23 06:00 | 31.9352 | 53.3503
2025-08-23 07:00 | 35.0509 | 54.0322
2025-08-23 08:00 | 38.5737 | 55.5622
2025-08-23 09:00 | 41.4145 | 59.5276
2025-08-23 10:00 | 42.9251 | 61.3274
2025-08-23 11:00 | 43.4288 | 63.8531
2025-08-23 12:00 | 42.9142 | 67.9372
2025-08-23 13:00 | 43.4811 | 69.6347
2025-08-23 14:00 | 44.1191 | 69.5272
2025-08-23 15:00 | 45.0317 | 73.7329
2025-08-23 16:00 | 47.0424 | 76.6883
2025-08-23 17:00 | 49.049 | 80.372
2025-08-23 18:00 | 47.3447 | 81.4297
2025-08-23 19:00 | 44.3532 | 77.8062
2025-08-23 20:00 | 42.1177 | 75.174
2025-08-23 21:00 | 39.8127 | 71.3826
2025-08-23 22:00 | 37.3622 | 68.4292
2025-08-23 23:00 | 34.7259 | 65.2387
2025-08-24 | 32.0276 | 63.5791
2025-08-24 01:00 | 30.7338 | 57.4928
2025-08-24 02:00 | 30.2378 | 53.7825
2025-08-24 03:00 | 30.095 | 51.1429
2025-08-24 04:00 | 29.9341 | 49.5463
2025-08-24 05:00 | 30.4778 | 49.4681
2025-08-24 06:00 | 31.9807 | 50.0083
2025-08-24 07:00 | 34.6662 | 49.2901
2025-08-24 08:00 | 38.2666 | 49.8814
2025-08-24 09:00 | 41.319 | 51.9322
2025-08-24 10:00 | 43.098 | 51.2497
2025-08-24 11:00 | 44.288 | 52.3201
2025-08-24 12:00 | 45.2321 | 52.86
2025-08-24 13:00 | 46.2926 | 52.0398
2025-08-24 14:00 | 47.217 | 50.2792
2025-08-24 15:00 | 48.3988 | 53.5016
2025-08-24 16:00 | 51.1059 | 56.7608
2025-08-24 17:00 | 53.8094 | 62.437
2025-08-24 18:00 | 52.721 | 65.002
2025-08-24 19:00 | 49.6807 | 63.5132
2025-08-24 20:00 | 46.8738 | 60.6057
2025-08-24 21:00 | 43.8262 | 56.8194
2025-08-24 22:00 | 40.5672 | 54.0816
2025-08-24 23:00 | 37.218 | 50.7703
2025-08-25 | 34.7584 | 49.6358
2025-08-25 01:00 | 33.1582 | 47.3126
2025-08-25 02:00 | 32.7458 | 45.9411
2025-08-25 03:00 | 32.7617 | 45.3919
2025-08-25 04:00 | 32.8007 | 44.967
2025-08-25 05:00 | 34.4066 | 47.1535
2025-08-25 06:00 | 39.2736 | 53.1553
2025-08-25 07:00 | 44.171 | 57.0085
2025-08-25 08:00 | 47.3337 | 57.2879
2025-08-25 09:00 | 49.2104 | 58.4899
2025-08-25 10:00 | 50.7861 | 57.5062
2025-08-25 11:00 | 51.5374 | 57.7027
2025-08-25 12:00 | 51.5991 | 57.8182
2025-08-25 13:00 | 52.8608 | 58.2523
2025-08-25 14:00 | 53.4105 | 55.2221
2025-08-25 15:00 | 54.6687 | 58.2085
2025-08-25 16:00 | 56.0593 | 62.4988
2025-08-25 17:00 | 57.12 | 67.1101
2025-08-25 18:00 | 55.3486 | 70.9218
2025-08-25 19:00 | 52.4534 | 69.2331
2025-08-25 20:00 | 50.3688 | 67.545
2025-08-25 21:00 | 47.5087 | 63.6509
2025-08-25 22:00 | 43.7165 | 60.3018
2025-08-25 23:00 | 39.5672 | 57.081
2025-08-26 | 36.3406 | 54.3672
2025-08-26 01:00 | 34.838 | 51.0053
2025-08-26 02:00 | 34.3192 | 49.4686
2025-08-26 03:00 | 34.2879 | 48.8068
2025-08-26 04:00 | 34.3178 | 48.5934
2025-08-26 05:00 | 35.9609 | 50.9771
2025-08-26 06:00 | 41.4407 | 54.0411
2025-08-26 07:00 | 46.3682 | 56.3602
2025-08-26 08:00 | 49.6779 | 57.0332
2025-08-26 09:00 | 51.6888 | 57.1329
2025-08-26 10:00 | 53.3427 | 57.1091
2025-08-26 11:00 | 54.1377 | 57.9592
2025-08-26 12:00 | 55.0622 | 57.0874
2025-08-26 13:00 | 56.0472 | 58.5552
2025-08-26 14:00 | 55.8493 | 57.6942
2025-08-26 15:00 | 56.2333 | 61.3386
2025-08-26 16:00 | 57.1959 | 67.0828
2025-08-26 17:00 | 58.3171 | 71.9768
2025-08-26 18:00 | 58.1666 | 74.1499
2025-08-26 19:00 | 54.9181 | 71.9781
2025-08-26 20:00 | 52.3868 | 70.703
2025-08-26 21:00 | 48.8002 | 67.0009
2025-08-26 22:00 | 44.5242 | 62.954
2025-08-26 23:00 | 40.0499 | 60.2483
2025-08-27 | 38.3269 | 55.4104
2025-08-27 01:00 | 36.5243 | 52.0934
2025-08-27 02:00 | 35.807 | 50.5618
2025-08-27 03:00 | 35.6147 | 49.9624
2025-08-27 04:00 | 35.4679 | 49.7352
2025-08-27 05:00 | 37.0239 | 51.8232
2025-08-27 06:00 | 41.9987 | 53.9518
2025-08-27 07:00 | 46.7604 | 57.1569
2025-08-27 08:00 | 50.2345 | 57.2468
2025-08-27 09:00 | 52.4614 | 58.3484
2025-08-27 10:00 | 54.1992 | 57.5478
2025-08-27 11:00 | 55.1586 | 58.289
2025-08-27 12:00 | 56.524 | 57.2002
2025-08-27 13:00 | 57.574 | 57.9791
2025-08-27 14:00 | 57.3972 | 56.7341
2025-08-27 15:00 | 57.7194 | 60.4559
2025-08-27 16:00 | 58.4483 | 65.8529
2025-08-27 17:00 | 59.3144 | 72.0434
2025-08-27 18:00 | 58.8751 | 73.8372
2025-08-27 19:00 | 55.5987 | 72.3451
2025-08-27 20:00 | 53.2728 | 70.7612
2025-08-27 21:00 | 49.9236 | 66.4636
2025-08-27 22:00 | 45.7316 | 62.7548
2025-08-27 23:00 | 41.2811 | 59.1763
2025-08-28 | 39.1452 | 56.0287
2025-08-28 01:00 | 36.4813 | 53.5151
2025-08-28 02:00 | 35.6611 | 51.7814
2025-08-28 03:00 | 35.388 | 51.0262
2025-08-28 04:00 | 35.1925 | 50.6773
2025-08-28 05:00 | 36.7204 | 52.7702
2025-08-28 06:00 | 41.7639 | 56.3377
2025-08-28 07:00 | 46.3994 | 59.2183
2025-08-28 08:00 | 49.7628 | 59.2604
2025-08-28 09:00 | 51.8193 | 60.0872
2025-08-28 10:00 | 53.2705 | 59.9007
2025-08-28 11:00 | 53.7445 | 61.1093
2025-08-28 12:00 | 53.6014 | 61.6021
2025-08-28 13:00 | 54.6026 | 62.4375
2025-08-28 14:00 | 54.803 | 61.5761
2025-08-28 15:00 | 55.6252 | 65.2746
2025-08-28 16:00 | 56.5826 | 70.9738
2025-08-28 17:00 | 57.4421 | 76.3118
2025-08-28 18:00 | 55.9515 | 77.0909
2025-08-28 19:00 | 53.0578 | 75.2383
2025-08-28 20:00 | 51.194 | 73.4876
2025-08-28 21:00 | 48.3745 | 68.6736
2025-08-28 22:00 | 44.6702 | 64.7623
2025-08-28 23:00 | 40.568 | 61.2585
2025-08-29 | 37.6403 | 58.414
2025-08-29 01:00 | 36.2319 | 53.44
2025-08-29 02:00 | 35.6275 | 51.3599
2025-08-29 03:00 | 35.45 | 50.4176
2025-08-29 04:00 | 35.3758 | 49.9107
2025-08-29 05:00 | 36.893 | 51.4841
2025-08-29 06:00 | 41.0114 | 57.8379
2025-08-29 07:00 | 44.8736 | 60.4368
2025-08-29 08:00 | 47.6676 | 60.1777
2025-08-29 09:00 | 49.1362 | 61.1691
2025-08-29 10:00 | 50.65 | 60.4038
2025-08-29 11:00 | 51.8717 | 59.4945
2025-08-29 12:00 | 53.342 | 58.8794
2025-08-29 13:00 | 54.5055 | 58.8885
2025-08-29 14:00 | 54.9124 | 56.1863
2025-08-29 15:00 | 55.5844 | 59.0727
2025-08-29 16:00 | 56.4891 | 61.3121
2025-08-29 17:00 | 57.453 | 63.4229
2025-08-29 18:00 | 56.7436 | 64.2193
2025-08-29 19:00 | 53.5924 | 62.022
2025-08-29 20:00 | 50.5016 | 60.8511
2025-08-29 21:00 | 46.7493 | 56.5652
2025-08-29 22:00 | 42.4788 | 54.1307
2025-08-29 23:00 | 37.9507 | 51.6
2025-08-30 | 35.6357 | 51.0283
2025-08-30 01:00 | 33.4513 | 48.4574
2025-08-30 02:00 | 32.725 | 46.9381
2025-08-30 03:00 | 32.3824 | 45.8551
2025-08-30 04:00 | 31.9925 | 44.847
2025-08-30 05:00 | 32.535 | 46.1573
2025-08-30 06:00 | 35.1457 | 49.4624
2025-08-30 07:00 | 38.1284 | 49.8686
2025-08-30 08:00 | 41.7466 | 51.5155
2025-08-30 09:00 | 44.5599 | 55.673
2025-08-30 10:00 | 46.3949 | 55.3443
2025-08-30 11:00 | 47.3011 | 55.0593
2025-08-30 12:00 | 47.5295 | 49.6903
2025-08-30 13:00 | 48.0073 | 49.4878
2025-08-30 14:00 | 48.2561 | 47.3657
2025-08-30 15:00 | 48.9606 | 50.3096
2025-08-30 16:00 | 50.9206 | 54.135
2025-08-30 17:00 | 52.6457 | 59.0907
2025-08-30 18:00 | 52.1709 | 62.5783
2025-08-30 19:00 | 48.9552 | 60.0932
2025-08-30 20:00 | 45.8336 | 58.2665
2025-08-30 21:00 | 42.3301 | 55.2667
2025-08-30 22:00 | 39.0906 | 53.396
2025-08-30 23:00 | 35.8452 | 51.0908
2025-08-31 | 34.0287 | 50.4696
2025-08-31 01:00 | 31.6933 | 46.0805
2025-08-31 02:00 | 31.0186 | 44.1404
2025-08-31 03:00 | 30.694 | 43.1545
2025-08-31 04:00 | 30.2703 | 42.5565
2025-08-31 05:00 | 30.6894 | 43.6579
2025-08-31 06:00 | 33.4435 | 46.9572
2025-08-31 07:00 | 36.0772 | 46.5621
2025-08-31 08:00 | 39.2105 | 47.0898
2025-08-31 09:00 | 41.3629 | 51.397
2025-08-31 10:00 | 42.512 | 51.0208
2025-08-31 11:00 | 43.2326 | 51.2049
2025-08-31 12:00 | 44.7288 | 49.3116
2025-08-31 13:00 | 45.0673 | 49.9553
2025-08-31 14:00 | 44.9933 | 49.3382
2025-08-31 15:00 | 45.447 | 54.3887
2025-08-31 16:00 | 47.3867 | 58.5523
2025-08-31 17:00 | 49.2081 | 64.6226
2025-08-31 18:00 | 48.2139 | 66.607
2025-08-31 19:00 | 45.1255 | 64.5513
2025-08-31 20:00 | 42.5274 | 61.7466
2025-08-31 21:00 | 39.524 | 57.1984
2025-08-31 22:00 | 36.5302 | 55.0148
2025-08-31 23:00 | 33.4708 | 51.9744
2025-09-01 | 32.361 | 51.2687
2025-09-01 01:00 | 29.8112 | 47.2047
2025-09-01 02:00 | 29.585 | 45.1817
2025-09-01 03:00 | 29.5529 | 44.8525
2025-09-01 04:00 | 29.5888 | 44.0281
2025-09-01 05:00 | 30.0714 | 45.0112
2025-09-01 06:00 | 32.789 | 48.3563
2025-09-01 07:00 | 35.2474 | 47.4455
2025-09-01 08:00 | 37.9958 | 47.2644
2025-09-01 09:00 | 40.4301 | 49.6836
2025-09-01 10:00 | 41.7242 | 51.243
2025-09-01 11:00 | 43.1319 | 52.9786
2025-09-01 12:00 | 43.192 | 51.6887
2025-09-01 13:00 | 44.2667 | 53.9755
2025-09-01 14:00 | 43.6718 | 56.5739
2025-09-01 15:00 | 42.6288 | 62.1293
2025-09-01 16:00 | 45.9286 | 66.0833
2025-09-01 17:00 | 48.4017 | 70.7331
2025-09-01 18:00 | 48.5793 | 69.7944
2025-09-01 19:00 | 46.0175 | 69.3516
2025-09-01 20:00 | 43.6672 | 66.709
2025-09-01 21:00 | 39.8362 | 61.665
2025-09-01 22:00 | 36.1359 | 58.2027
2025-09-01 23:00 | 32.657 | 54.2557
2025-09-02 | 31.3004 | 53.6999
2025-09-02 01:00 | 31.6537 | 51.8287
2025-09-02 02:00 | 31.4532 | 49.2001
2025-09-02 03:00 | 31.3836 | 48.0818
2025-09-02 04:00 | 31.4798 | 47.0908
2025-09-02 05:00 | 33.0888 | 48.8961
2025-09-02 06:00 | 37.7124 | 56.0346
2025-09-02 07:00 | 42.2875 | 59.9619
2025-09-02 08:00 | 44.2808 | 60.5686
2025-09-02 09:00 | 44.7831 | 61.305
2025-09-02 10:00 | 45.2732 | 60.0036
2025-09-02 11:00 | 45.2492 | 59.2761
2025-09-02 12:00 | 44.7218 | 56.6978
2025-09-02 13:00 | 45.4704 | 55.908
2025-09-02 14:00 | 45.9045 | 52.3385
2025-09-02 15:00 | 47.0353 | 55.4065
2025-09-02 16:00 | 48.5856 | 60.2569
2025-09-02 17:00 | 50.2161 | 64.9146
2025-09-02 18:00 | 49.1417 | 70.541
2025-09-02 19:00 | 46.3851 | 69.3247
2025-09-02 20:00 | 44.6355 | 67.2257
2025-09-02 21:00 | 41.2611 | 61.8938
2025-09-02 22:00 | 37.6506 | 57.7562
2025-09-02 23:00 | 33.9265 | 53.9914
2025-09-03 | 32.0549 | 52.8893
2025-09-03 01:00 | 30.3221 | 46.6205
2025-09-03 02:00 | 30.2786 | 44.9957
2025-09-03 03:00 | 30.4095 | 44.4729
2025-09-03 04:00 | 30.6299 | 43.9635
2025-09-03 05:00 | 32.2941 | 45.6502
2025-09-03 06:00 | 36.988 | 53.0661
2025-09-03 07:00 | 41.7446 | 57.4561
2025-09-03 08:00 | 43.7291 | 58.1595
2025-09-03 09:00 | 44.4115 | 59.0966
2025-09-03 10:00 | 44.9171 | 58.9487
2025-09-03 11:00 | 44.9073 | 57.9425
2025-09-03 12:00 | 44.1493 | 55.6402
2025-09-03 13:00 | 45.2299 | 55.8367
2025-09-03 14:00 | 45.8955 | 53.1063
2025-09-03 15:00 | 47.2581 | 56.7775
2025-09-03 16:00 | 49.248 | 61.324
2025-09-03 17:00 | 51.2954 | 66.0961
2025-09-03 18:00 | 49.5515 | 69.4248
2025-09-03 19:00 | 47.0662 | 69.004
2025-09-03 20:00 | 45.1775 | 66.8437
2025-09-03 21:00 | 41.7812 | 61.4253
2025-09-03 22:00 | 38.0748 | 57.3532
2025-09-03 23:00 | 34.168 | 52.8935
2025-09-04 | 32.3393 | 51.8078
2025-09-04 01:00 | 31.0465 | 48.4257
2025-09-04 02:00 | 30.961 | 46.8951
2025-09-04 03:00 | 31.1192 | 46.3677
2025-09-04 04:00 | 31.3361 | 45.8036
2025-09-04 05:00 | 33.1068 | 47.68
2025-09-04 06:00 | 38.3074 | 55.7122
2025-09-04 07:00 | 43.4014 | 59.798
2025-09-04 08:00 | 45.9222 | 60.8384
2025-09-04 09:00 | 47.1457 | 62.8798
2025-09-04 10:00 | 48.3055 | 63.361
2025-09-04 11:00 | 48.5773 | 62.2293
2025-09-04 12:00 | 48.6856 | 58.9736
2025-09-04 13:00 | 49.7394 | 59.7998
2025-09-04 14:00 | 50.139 | 58.2588
2025-09-04 15:00 | 51.0752 | 62.4788
2025-09-04 16:00 | 52.5555 | 68.572
2025-09-04 17:00 | 53.8787 | 73.8307
2025-09-04 18:00 | 53.1061 | 76.6298
2025-09-04 19:00 | 50.6288 | 75.8739
2025-09-04 20:00 | 48.7212 | 73.4831
2025-09-04 21:00 | 45.1471 | 67.4237
2025-09-04 22:00 | 41.1979 | 62.4276
2025-09-04 23:00 | 37.0488 | 58.1901
2025-09-05 | 35.3357 | 55.7583
2025-09-05 01:00 | 33.235 | 50.5393
2025-09-05 02:00 | 32.8447 | 48.6768
2025-09-05 03:00 | 32.7652 | 47.8846
2025-09-05 04:00 | 32.8285 | 47.2021
2025-09-05 05:00 | 34.4923 | 48.6629
2025-09-05 06:00 | 40.0544 | 57.7418
2025-09-05 07:00 | 45.4637 | 62.4758
2025-09-05 08:00 | 48.2036 | 64.2859
2025-09-05 09:00 | 49.6267 | 67.2814
2025-09-05 10:00 | 50.9676 | 67.9287
2025-09-05 11:00 | 51.0724 | 66.4552
2025-09-05 12:00 | 51.2215 | 62.2805
2025-09-05 13:00 | 52.0262 | 62.6147
2025-09-05 14:00 | 51.854 | 61.0607
2025-09-05 15:00 | 52.0729 | 64.8746
2025-09-05 16:00 | 52.7814 | 70.0479
2025-09-05 17:00 | 53.6619 | 74.415
2025-09-05 18:00 | 53.3066 | 76.9328
2025-09-05 19:00 | 50.6657 | 76.1149
2025-09-05 20:00 | 48.3056 | 73.2433
2025-09-05 21:00 | 44.6951 | 67.1001
2025-09-05 22:00 | 40.6707 | 62.2303
2025-09-05 23:00 | 36.4708 | 57.8587
2025-09-06 | 34.7935 | 56.1931
2025-09-06 01:00 | 32.081 | 49.7607
2025-09-06 02:00 | 31.4575 | 47.2824
2025-09-06 03:00 | 31.1003 | 46.1051
2025-09-06 04:00 | 30.8568 | 44.9641
2025-09-06 05:00 | 31.443 | 45.7781
2025-09-06 06:00 | 33.9396 | 51.5413
2025-09-06 07:00 | 37.0891 | 53.3378
2025-09-06 08:00 | 39.6812 | 55.4004
2025-09-06 09:00 | 40.8745 | 58.7766
2025-09-06 10:00 | 41.7226 | 60.571
2025-09-06 11:00 | 42.0097 | 60.6056
2025-09-06 12:00 | 41.2991 | 60.1948
2025-09-06 13:00 | 41.4929 | 60.8907
2025-09-06 14:00 | 41.7175 | 59.5734
2025-09-06 15:00 | 42.789 | 63.9384
2025-09-06 16:00 | 44.9162 | 68.0774
2025-09-06 17:00 | 47.0367 | 72.0648
2025-09-06 18:00 | 45.1084 | 71.9759
2025-09-06 19:00 | 42.4289 | 69.5881
2025-09-06 20:00 | 39.9069 | 66.2768
2025-09-06 21:00 | 36.9171 | 61.0344
2025-09-06 22:00 | 34.3111 | 57.8209
2025-09-06 23:00 | 31.6095 | 54.4286
2025-09-07 | 29.721 | 54.6641
2025-09-07 01:00 | 28.3153 | 49.6607
2025-09-07 02:00 | 28.0909 | 47.3
2025-09-07 03:00 | 27.9857 | 45.9729
2025-09-07 04:00 | 27.8708 | 44.7722
2025-09-07 05:00 | 28.4659 | 45.3703
2025-09-07 06:00 | 31.2212 | 49.1512
2025-09-07 07:00 | 34.3716 | 50.2755
2025-09-07 08:00 | 36.8236 | 51.2877
2025-09-07 09:00 | 38.4225 | 54.0297
2025-09-07 10:00 | 39.3273 | 55.8032
2025-09-07 11:00 | 39.6118 | 56.891
2025-09-07 12:00 | 38.6974 | 56.2207
2025-09-07 13:00 | 39.4814 | 57.8918
2025-09-07 14:00 | 39.9758 | 58.0384
2025-09-07 15:00 | 41.3751 | 63.7788
2025-09-07 16:00 | 44.2287 | 68.9114
2025-09-07 17:00 | 47.0718 | 73.7722
2025-09-07 18:00 | 46.2047 | 73.058
2025-09-07 19:00 | 43.78 | 70.4967
2025-09-07 20:00 | 41.1903 | 68.154
2025-09-07 21:00 | 37.916 | 63.5576
2025-09-07 22:00 | 34.9378 | 60.0579
2025-09-07 23:00 | 31.9739 | 56.9304
2025-09-08 | 30.2365 | 54.672
2025-09-08 01:00 | 29.1202 | 53.6511
2025-09-08 02:00 | 29.145 | 51.8655
2025-09-08 03:00 | 29.3505 | 51.2203
2025-09-08 04:00 | 29.6263 | 50.5448
2025-09-08 05:00 | 31.3595 | 52.5548
2025-09-08 06:00 | 36.6917 | 59.6645
2025-09-08 07:00 | 41.4253 | 63.9408
2025-09-08 08:00 | 42.8056 | 65.2394
2025-09-08 09:00 | 42.7914 | 66.8273
2025-09-08 10:00 | 43.03 | 67.5964
2025-09-08 11:00 | 42.8266 | 68.4014
2025-09-08 12:00 | 43.5538 | 68.3583
2025-09-08 13:00 | 44.0905 | 70.5364
2025-09-08 14:00 | 44.1289 | 69.8636
2025-09-08 15:00 | 45.02 | 73.7442
2025-09-08 16:00 | 46.482 | 79.6911
2025-09-08 17:00 | 47.6946 | 84.2517
2025-09-08 18:00 | 47.1051 | 85.1655
2025-09-08 19:00 | 44.8937 | 83.1693
2025-09-08 20:00 | 43.2601 | 80.3107
2025-09-08 21:00 | 39.8157 | 74.4506
2025-09-08 22:00 | 36.2982 | 68.6532
2025-09-08 23:00 | 32.7208 | 64.2277
2025-09-09 | 31.0468 | 59.9106
2025-09-09 01:00 | 29.4135 | 54.377
2025-09-09 02:00 | 29.463 | 51.5981
2025-09-09 03:00 | 29.7778 | 50.5885
2025-09-09 04:00 | 30.1673 | 49.8287
2025-09-09 05:00 | 32.0473 | 51.6106
2025-09-09 06:00 | 37.21 | 58.4559
2025-09-09 07:00 | 42.2294 | 62.4246
2025-09-09 08:00 | 44.2607 | 63.3326
2025-09-09 09:00 | 45.0314 | 63.6031
2025-09-09 10:00 | 45.9665 | 63.7186
2025-09-09 11:00 | 46.2101 | 63.9206
2025-09-09 12:00 | 45.651 | 64.1866
2025-09-09 13:00 | 46.8439 | 64.9187
2025-09-09 14:00 | 47.4814 | 62.6327
2025-09-09 15:00 | 48.9205 | 66.0255
2025-09-09 16:00 | 50.9436 | 70.5924
2025-09-09 17:00 | 52.873 | 73.4999
2025-09-09 18:00 | 51.3942 | 75.7131
2025-09-09 19:00 | 49.2064 | 73.4713
2025-09-09 20:00 | 47.1324 | 70.8366
2025-09-09 21:00 | 43.4232 | 65.3759
2025-09-09 22:00 | 39.4959 | 60.7176
2025-09-09 23:00 | 35.4465 | 57.1285
2025-09-10 | 33.7219 | 54.0269
2025-09-10 01:00 | 32.9052 | 49.0747
2025-09-10 02:00 | 32.7299 | 46.8992
2025-09-10 03:00 | 32.8376 | 46.284
2025-09-10 04:00 | 33.0178 | 45.6942
2025-09-10 05:00 | 34.8288 | 47.1725
2025-09-10 06:00 | 40.593 | 54.5981
2025-09-10 07:00 | 46.2842 | 58.91
2025-09-10 08:00 | 49.2325 | 58.8857
2025-09-10 09:00 | 50.8577 | 58.9593
2025-09-10 10:00 | 52.6375 | 57.4542
2025-09-10 11:00 | 53.6741 | 56.9389
2025-09-10 12:00 | 53.8481 | 55.5713
2025-09-10 13:00 | 55.4797 | 56.0816
2025-09-10 14:00 | 56.1668 | 53.5248
2025-09-10 15:00 | 57.4613 | 57.1806
2025-09-10 16:00 | 59.2496 | 62.1726
2025-09-10 17:00 | 60.8194 | 66.6821
2025-09-10 18:00 | 59.2653 | 70.3634
2025-09-10 19:00 | 56.8564 | 69.7041
2025-09-10 20:00 | 54.1459 | 67.3744
2025-09-10 21:00 | 50.0644 | 62.2533
2025-09-10 22:00 | 45.4337 | 57.7266
2025-09-10 23:00 | 40.6171 | 53.4567
2025-09-11 | 38.282 | 52.1124
2025-09-11 01:00 | 35.9976 | 47.4868
2025-09-11 02:00 | 35.3005 | 45.9084
2025-09-11 03:00 | 35.0384 | 45.4847
2025-09-11 04:00 | 34.9513 | 45.017
2025-09-11 05:00 | 36.6526 | 46.989
2025-09-11 06:00 | 41.8903 | 56.4424
2025-09-11 07:00 | 47.5753 | 61.0584
2025-09-11 08:00 | 50.8166 | 62.4808
2025-09-11 09:00 | 52.6284 | 64.8122
2025-09-11 10:00 | 54.5105 | 65.2541
2025-09-11 11:00 | 55.3092 | 63.2456
2025-09-11 12:00 | 55.5721 | 61.6308
2025-09-11 13:00 | 56.835 | 61.6071
2025-09-11 14:00 | 57.185 | 58.3109
2025-09-11 15:00 | 58.2779 | 61.6072
2025-09-11 16:00 | 59.7566 | 66.1979
2025-09-11 17:00 | 60.9528 | 69.9429
2025-09-11 18:00 | 58.9878 | 73.6856
2025-09-11 19:00 | 56.5817 | 72.4077
2025-09-11 20:00 | 53.7739 | 69.7864
2025-09-11 21:00 | 49.7077 | 63.796
2025-09-11 22:00 | 45.1634 | 59.1695
2025-09-11 23:00 | 40.4411 | 55.4015
2025-09-12 | 38.4595 | 54.3222
2025-09-12 01:00 | 36.2509 | 47.9055
2025-09-12 02:00 | 35.4608 | 46.1284
2025-09-12 03:00 | 35.1391 | 45.5372
2025-09-12 04:00 | 35.0614 | 45.0074
2025-09-12 05:00 | 36.6278 | 46.5979
2025-09-12 06:00 | 42.5156 | 54.5398
2025-09-12 07:00 | 47.7939 | 58.7503
2025-09-12 08:00 | 50.6375 | 58.8542
2025-09-12 09:00 | 51.8708 | 59.6268
2025-09-12 10:00 | 53.3807 | 59.2364
2025-09-12 11:00 | 54.1994 | 58.2131
2025-09-12 12:00 | 54.5395 | 56.1726
2025-09-12 13:00 | 55.6187 | 56.7951
2025-09-12 14:00 | 55.6222 | 54.9639
2025-09-12 15:00 | 56.2898 | 58.7959
2025-09-12 16:00 | 57.1382 | 63.4723
2025-09-12 17:00 | 58.0494 | 66.9665
2025-09-12 18:00 | 55.5043 | 67.8091
2025-09-12 19:00 | 53.4089 | 66.2585
2025-09-12 20:00 | 50.933 | 64.4734
2025-09-12 21:00 | 47.498 | 59.7279
2025-09-12 22:00 | 43.4898 | 55.7725
2025-09-12 23:00 | 39.2223 | 53.0015
2025-09-13 | 35.993 | 50.9393
2025-09-13 01:00 | 33.3335 | 48.6038
2025-09-13 02:00 | 32.6488 | 46.9542
2025-09-13 03:00 | 32.2455 | 46.6484
2025-09-13 04:00 | 31.8973 | 45.8101
2025-09-13 05:00 | 32.4542 | 46.6803
2025-09-13 06:00 | 35.3928 | 52.1648
2025-09-13 07:00 | 39.0715 | 52.8204
2025-09-13 08:00 | 41.6165 | 52.8095
2025-09-13 09:00 | 42.6579 | 54.4335
2025-09-13 10:00 | 43.3644 | 54.7175
2025-09-13 11:00 | 43.2868 | 53.6725
2025-09-13 12:00 | 42.5612 | 52.7503
2025-09-13 13:00 | 42.4546 | 53.9807
2025-09-13 14:00 | 41.8908 | 52.5993
2025-09-13 15:00 | 42.3693 | 56.6212
2025-09-13 16:00 | 44.3491 | 60.5827
2025-09-13 17:00 | 46.2274 | 63.6428
2025-09-13 18:00 | 44.3124 | 62.7003
2025-09-13 19:00 | 41.877 | 59.888
2025-09-13 20:00 | 39.1146 | 57.5171
2025-09-13 21:00 | 35.8462 | 53.7749
2025-09-13 22:00 | 33.1639 | 51.4698
2025-09-13 23:00 | 30.4899 | 49.4974
2025-09-14 | 29.2156 | 45.7686
2025-09-14 01:00 | 28.6051 | 44.5924
2025-09-14 02:00 | 28.4906 | 42.7791
2025-09-14 03:00 | 28.5453 | 41.7862
2025-09-14 04:00 | 28.5348 | 40.745
2025-09-14 05:00 | 29.2834 | 41.3661
2025-09-14 06:00 | 30.5927 | 45.3867
2025-09-14 07:00 | 33.0117 | 46.1485
2025-09-14 08:00 | 34.5627 | 46.2063
2025-09-14 09:00 | 35.2921 | 47.357
2025-09-14 10:00 | 35.9898 | 46.2302
2025-09-14 11:00 | 36.7012 | 45.9042
2025-09-14 12:00 | 37.7532 | 46.1523
2025-09-14 13:00 | 38.4364 | 46.1859
2025-09-14 14:00 | 38.6816 | 46.0044
2025-09-14 15:00 | 40.0417 | 50.4839
2025-09-14 16:00 | 42.5906 | 55.2536
2025-09-14 17:00 | 44.8967 | 60.0317
2025-09-14 18:00 | 43.1318 | 61.6369
2025-09-14 19:00 | 41.1059 | 60.7697
2025-09-14 20:00 | 38.9352 | 57.952
2025-09-14 21:00 | 36.173 | 53.8625
2025-09-14 22:00 | 33.6179 | 50.987
2025-09-14 23:00 | 31.0113 | 47.9376
2025-09-15 | 29.1716 | 46.6857
2025-09-15 01:00 | 29.8146 | 43.2709
2025-09-15 02:00 | 30.0042 | 42.2411
2025-09-15 03:00 | 30.2918 | 42.431
2025-09-15 04:00 | 30.6743 | 42.1019
2025-09-15 05:00 | 32.5179 | 44.2125
2025-09-15 06:00 | 37.124 | 51.6296
2025-09-15 07:00 | 41.7318 | 56.5285
2025-09-15 08:00 | 43.2793 | 56.8352
2025-09-15 09:00 | 43.3267 | 57.4831
2025-09-15 10:00 | 43.9614 | 56.2966
2025-09-15 11:00 | 44.5474 | 54.7942
2025-09-15 12:00 | 45.0877 | 54.9319
2025-09-15 13:00 | 46.2768 | 55.0077
2025-09-15 14:00 | 46.9511 | 51.6076
2025-09-15 15:00 | 48.4287 | 54.2642
2025-09-15 16:00 | 50.5058 | 59.5024
2025-09-15 17:00 | 52.1539 | 64.4035
2025-09-15 18:00 | 50.5071 | 66.8161
2025-09-15 19:00 | 48.3481 | 66.0852
2025-09-15 20:00 | 45.8008 | 63.2876
2025-09-15 21:00 | 41.6664 | 58.1213
2025-09-15 22:00 | 37.6164 | 54.0225
2025-09-15 23:00 | 33.5738 | 50.5563
2025-09-16 | 31.7699 | 48.9628
2025-09-16 01:00 | 29.9486 | 46.5331
2025-09-16 02:00 | 29.8494 | 45.196
2025-09-16 03:00 | 30.0006 | 45.0365
2025-09-16 04:00 | 30.2912 | 44.7885
2025-09-16 05:00 | 32.1355 | 46.5132
2025-09-16 06:00 | 37.3945 | 53.1798
2025-09-16 07:00 | 42.4194 | 57.3089
2025-09-16 08:00 | 44.0083 | 56.953
2025-09-16 09:00 | 44.2594 | 55.8409
2025-09-16 10:00 | 44.6823 | 54.9766
2025-09-16 11:00 | 44.538 | 54.6431
2025-09-16 12:00 | 43.5888 | 56.6934
2025-09-16 13:00 | 44.4149 | 57.1171
2025-09-16 14:00 | 44.7555 | 54.2009
2025-09-16 15:00 | 45.9367 | 57.4609
2025-09-16 16:00 | 47.8477 | 62.1706
2025-09-16 17:00 | 49.6399 | 64.7957
2025-09-16 18:00 | 47.6196 | 63.5869
2025-09-16 19:00 | 45.5892 | 62.0889
2025-09-16 20:00 | 43.5025 | 60.5651
2025-09-16 21:00 | 39.7759 | 55.7819
2025-09-16 22:00 | 36.103 | 52.5152
2025-09-16 23:00 | 32.4055 | 50.0528
2025-09-17 | 31.4224 | 49.774
2025-09-17 01:00 | 30.3876 | 46.1892
2025-09-17 02:00 | 30.3645 | 44.7937
2025-09-17 03:00 | 30.6285 | 44.6332
2025-09-17 04:00 | 30.9798 | 44.0012
2025-09-17 05:00 | 32.8565 | 45.9829
2025-09-17 06:00 | 37.8522 | 53.947
2025-09-17 07:00 | 43.071 | 58.9085
2025-09-17 08:00 | 44.9988 | 60.3207
2025-09-17 09:00 | 45.7377 | 61.7836
2025-09-17 10:00 | 46.6129 | 60.8285
2025-09-17 11:00 | 46.9368 | 59.791
2025-09-17 12:00 | 46.6816 | 51.7974
2025-09-17 13:00 | 47.8867 | 51.5692
2025-09-17 14:00 | 48.3202 | 49.8854
2025-09-17 15:00 | 49.6096 | 53.2864
2025-09-17 16:00 | 51.2599 | 58.4384
2025-09-17 17:00 | 52.6514 | 62.8034
2025-09-17 18:00 | 50.5434 | 66.4489
2025-09-17 19:00 | 48.8831 | 65.7937
2025-09-17 20:00 | 46.9636 | 63.5164
2025-09-17 21:00 | 43.6415 | 58.5492
2025-09-17 22:00 | 39.943 | 54.4434
2025-09-17 23:00 | 36.0055 | 50.9042
2025-09-18 | 33.5965 | 48.9351
2025-09-18 01:00 | 32.033 | 46.0835
2025-09-18 02:00 | 31.8465 | 44.4643
2025-09-18 03:00 | 31.8195 | 44.49
2025-09-18 04:00 | 31.9828 | 44.0079
2025-09-18 05:00 | 33.75 | 45.8858
2025-09-18 06:00 | 40.1046 | 53.9159
2025-09-18 07:00 | 45.1029 | 58.9721
2025-09-18 08:00 | 46.436 | 58.8759
2025-09-18 09:00 | 46.1405 | 60.0921
2025-09-18 10:00 | 46.1701 | 58.157
2025-09-18 11:00 | 46.1455 | 56.5208
2025-09-18 12:00 | 46.5299 | 52.7727
2025-09-18 13:00 | 47.0806 | 52.9469
2025-09-18 14:00 | 47.0883 | 50.092
2025-09-18 15:00 | 47.6263 | 53.8217
2025-09-18 16:00 | 48.9315 | 59.3907
2025-09-18 17:00 | 49.8677 | 63.6439
2025-09-18 18:00 | 48.5913 | 67.0923
2025-09-18 19:00 | 46.7473 | 66.5016
2025-09-18 20:00 | 44.3885 | 64.6012
2025-09-18 21:00 | 40.4608 | 59.5485
2025-09-18 22:00 | 36.6674 | 55.4345
2025-09-18 23:00 | 32.828 | 52.6154
2025-09-19 | 31.3334 | 49.8407
2025-09-19 01:00 | 30.9143 | 46.0033
2025-09-19 02:00 | 30.7347 | 45.0257
2025-09-19 03:00 | 30.9264 | 45.2011
2025-09-19 04:00 | 31.2712 | 44.5785
2025-09-19 05:00 | 33.1066 | 46.538
2025-09-19 06:00 | 39.7234 | 52.5247
2025-09-19 07:00 | 45.0506 | 56.9705
2025-09-19 08:00 | 47.0166 | 57.4523
2025-09-19 09:00 | 47.6522 | 57.6161
2025-09-19 10:00 | 48.6835 | 56.3261
2025-09-19 11:00 | 49.1055 | 55.8805
2025-09-19 12:00 | 48.5435 | 53.3527
2025-09-19 13:00 | 49.7945 | 52.752
2025-09-19 14:00 | 50.1031 | 50.808
2025-09-19 15:00 | 51.0226 | 53.4201
2025-09-19 16:00 | 52.5051 | 57.6863
2025-09-19 17:00 | 53.8593 | 60.4192
2025-09-19 18:00 | 51.8698 | 62.3118
2025-09-19 19:00 | 50.1177 | 61.8463
2025-09-19 20:00 | 47.2279 | 59.0386
2025-09-19 21:00 | 43.1186 | 54.1148
2025-09-19 22:00 | 38.983 | 50.4241
2025-09-19 23:00 | 34.74 | 47.2468
2025-09-20 | 33.5114 | 45.1541
2025-09-20 01:00 | 31.6488 | 43.4629
2025-09-20 02:00 | 31.0748 | 42.1134
2025-09-20 03:00 | 30.8185 | 42.0596
2025-09-20 04:00 | 30.7182 | 41.1025
2025-09-20 05:00 | 31.4752 | 42.8294
2025-09-20 06:00 | 35.1033 | 47.5333
2025-09-20 07:00 | 38.7525 | 49.4395
2025-09-20 08:00 | 41.4149 | 50.5289
2025-09-20 09:00 | 42.9011 | 53.7876
2025-09-20 10:00 | 43.9327 | 52.4585
2025-09-20 11:00 | 44.3817 | 52.2724
2025-09-20 12:00 | 45.5352 | 50.2911
2025-09-20 13:00 | 45.5689 | 50.0515
2025-09-20 14:00 | 45.0977 | 47.6419
2025-09-20 15:00 | 45.2329 | 50.7218
2025-09-20 16:00 | 46.5352 | 54.6319
2025-09-20 17:00 | 47.6218 | 58.4364
2025-09-20 18:00 | 46.8363 | 59.6332
2025-09-20 19:00 | 44.7871 | 58.5544
2025-09-20 20:00 | 42.2401 | 56.0319
2025-09-20 21:00 | 39.066 | 52.1319
2025-09-20 22:00 | 36.2936 | 49.5071
2025-09-20 23:00 | 33.5261 | 47.5525
2025-09-21 | 31.7967 | 45.8875
2025-09-21 01:00 | 29.8593 | 44.8353
2025-09-21 02:00 | 29.3943 | 43.3103
2025-09-21 03:00 | 29.1898 | 42.7639
2025-09-21 04:00 | 29.002 | 42.0447
2025-09-21 05:00 | 29.615 | 42.84
2025-09-21 06:00 | 31.2242 | 46.5921
2025-09-21 07:00 | 34.881 | 47.0514
2025-09-21 08:00 | 36.9109 | 46.3505
2025-09-21 09:00 | 37.6029 | 48.0915
2025-09-21 10:00 | 37.6894 | 47.6219
2025-09-21 11:00 | 37.4261 | 49.0387
2025-09-21 12:00 | 36.837 | 47.5998
2025-09-21 13:00 | 36.6788 | 47.7967
2025-09-21 14:00 | 36.0258 | 47.0386
2025-09-21 15:00 | 36.5181 | 52.7846
2025-09-21 16:00 | 38.6514 | 57.8545
2025-09-21 17:00 | 40.8111 | 61.6981
2025-09-21 18:00 | 41.2203 | 62.0345
2025-09-21 19:00 | 39.7101 | 61.0947
2025-09-21 20:00 | 37.2305 | 58.1442
2025-09-21 21:00 | 33.9076 | 53.8439
2025-09-21 22:00 | 31.3125 | 50.6923
2025-09-21 23:00 | 28.8069 | 48.3063
2025-09-22 | 27.8762 | 46.5298
2025-09-22 01:00 | 27.7937 | 42.8228
2025-09-22 02:00 | 28.0085 | 42.0021
2025-09-22 03:00 | 28.4488 | 42.376
2025-09-22 04:00 | 29.0123 | 41.6192
2025-09-22 05:00 | 30.9688 | 44.4094
2025-09-22 06:00 | 35.9622 | 51.1603
2025-09-22 07:00 | 41.3287 | 56.202
2025-09-22 08:00 | 42.7584 | 56.3624
2025-09-22 09:00 | 42.6595 | 55.8504
2025-09-22 10:00 | 42.6864 | 53.4693
2025-09-22 11:00 | 42.3114 | 53.0041
2025-09-22 12:00 | 40.8798 | 54.2527
2025-09-22 13:00 | 41.7216 | 53.7112
2025-09-22 14:00 | 41.5549 | 51.5341
2025-09-22 15:00 | 42.5679 | 54.1118
2025-09-22 16:00 | 44.2374 | 58.6395
2025-09-22 17:00 | 45.6117 | 62.8169
2025-09-22 18:00 | 45.5829 | 64.1833
2025-09-22 19:00 | 44.2982 | 63.6825
2025-09-22 20:00 | 42.1959 | 60.9543
2025-09-22 21:00 | 38.5232 | 56.2096
2025-09-22 22:00 | 35.0362 | 52.1528
2025-09-22 23:00 | 31.5913 | 49.0079
2025-09-23 | 29.726 | 46.2994
2025-09-23 01:00 | 30.2124 | 42.7372
2025-09-23 02:00 | 30.4351 | 41.6123
2025-09-23 03:00 | 30.9048 | 42.018
2025-09-23 04:00 | 31.5347 | 41.6286
2025-09-23 05:00 | 33.6963 | 44.0376
2025-09-23 06:00 | 38.2752 | 52.4509
2025-09-23 07:00 | 42.9525 | 58.1013
2025-09-23 08:00 | 44.4177 | 59.312
2025-09-23 09:00 | 44.5999 | 60.5055
2025-09-23 10:00 | 45.6033 | 59.5082
2025-09-23 11:00 | 46.4566 | 58.6822
2025-09-23 12:00 | 47.4518 | 56.8291
2025-09-23 13:00 | 48.9297 | 56.4648
2025-09-23 14:00 | 49.5886 | 52.6286
2025-09-23 15:00 | 51.1031 | 55.5204
2025-09-23 16:00 | 52.8074 | 60.4086
2025-09-23 17:00 | 54.0944 | 63.5185
2025-09-23 18:00 | 51.637 | 65.5569
2025-09-23 19:00 | 50.0129 | 64.9551
2025-09-23 20:00 | 47.9587 | 61.981
2025-09-23 21:00 | 44.4559 | 57.4833
2025-09-23 22:00 | 40.6522 | 53.7336
2025-09-23 23:00 | 36.6899 | 50.6133
2025-09-24 | 34.8754 | 47.6996
2025-09-24 01:00 | 33.0383 | 43.9349
2025-09-24 02:00 | 32.7819 | 42.9905
2025-09-24 03:00 | 32.6999 | 43.2993
2025-09-24 04:00 | 32.9146 | 43.4187
2025-09-24 05:00 | 34.7279 | 45.8167
2025-09-24 06:00 | 38.9483 | 53.2491
2025-09-24 07:00 | 43.6345 | 58.3002
2025-09-24 08:00 | 44.6103 | 58.6926
2025-09-24 09:00 | 44.2445 | 57.9332
2025-09-24 10:00 | 44.3368 | 56.2115
2025-09-24 11:00 | 44.4816 | 55.3619
2025-09-24 12:00 | 45.3902 | 56.3501
2025-09-24 13:00 | 46.0103 | 56.1881
2025-09-24 14:00 | 46.0148 | 53.294
2025-09-24 15:00 | 46.6874 | 55.9039
2025-09-24 16:00 | 47.9522 | 60.2746
2025-09-24 17:00 | 48.8819 | 63.4596
2025-09-24 18:00 | 46.2807 | 67.1564
2025-09-24 19:00 | 44.3088 | 66.4161
2025-09-24 20:00 | 42.0695 | 63.2648
2025-09-24 21:00 | 38.4939 | 58.8421
2025-09-24 22:00 | 34.9612 | 54.714
2025-09-24 23:00 | 31.3654 | 51.2168
2025-09-25 | 31.0922 | 47.9719
2025-09-25 01:00 | 29.9788 | 45.1358
2025-09-25 02:00 | 29.8499 | 44.0776
2025-09-25 03:00 | 30.0381 | 44.5717
2025-09-25 04:00 | 30.4672 | 44.455
2025-09-25 05:00 | 32.3233 | 47.1941
2025-09-25 06:00 | 37.1207 | 54.9197
2025-09-25 07:00 | 42.0455 | 60.4465
2025-09-25 08:00 | 42.8614 | 61.6254
2025-09-25 09:00 | 42.3339 | 61.9517
2025-09-25 10:00 | 42.0093 | 60.3666
2025-09-25 11:00 | 41.2956 | 58.5458
2025-09-25 12:00 | 40.9421 | 59.5856
2025-09-25 13:00 | 41.3892 | 58.7484
2025-09-25 14:00 | 40.9571 | 55.7593
2025-09-25 15:00 | 41.4517 | 58.3002
2025-09-25 16:00 | 42.8255 | 61.9936
2025-09-25 17:00 | 44.105 | 64.6851
2025-09-25 18:00 | 44.0068 | 66.6264
2025-09-25 19:00 | 43.0575 | 66.2168
2025-09-25 20:00 | 41.2315 | 63.2089
2025-09-25 21:00 | 37.7032 | 58.8277
2025-09-25 22:00 | 34.4949 | 54.5601
2025-09-25 23:00 | 31.24 | 51.1468
2025-09-26 | 29.7457 | 49.0043
2025-09-26 01:00 | 28.9489 | 45.7315
2025-09-26 02:00 | 28.9348 | 44.6177
2025-09-26 03:00 | 29.1719 | 45.0989
2025-09-26 04:00 | 29.6456 | 44.8728
2025-09-26 05:00 | 31.5477 | 47.3692
2025-09-26 06:00 | 36.8129 | 55.2046
2025-09-26 07:00 | 41.2881 | 60.8543
2025-09-26 08:00 | 41.8676 | 62.3884
2025-09-26 09:00 | 41.3764 | 63.9911
2025-09-26 10:00 | 41.3316 | 63.4332
2025-09-26 11:00 | 40.8461 | 62.7441
2025-09-26 12:00 | 40.9182 | 57.9637
2025-09-26 13:00 | 41.7188 | 57.1796
2025-09-26 14:00 | 41.6251 | 54.2867
2025-09-26 15:00 | 42.1358 | 56.7424
2025-09-26 16:00 | 43.3302 | 59.9258
2025-09-26 17:00 | 44.3682 | 62.3169
2025-09-26 18:00 | 44.4232 | 62.757
2025-09-26 19:00 | 43.3896 | 63.6795
2025-09-26 20:00 | 41.19 | 61.2797
2025-09-26 21:00 | 37.5051 | 57.5433
2025-09-26 22:00 | 34.1887 | 53.4382
2025-09-26 23:00 | 30.8204 | 49.9682
2025-09-27 | 29.14 | 47.6869
2025-09-27 01:00 | 27.5081 | 44.7189
2025-09-27 02:00 | 27.4473 | 43.8781
2025-09-27 03:00 | 27.5221 | 44.4143
2025-09-27 04:00 | 27.8063 | 43.8735
2025-09-27 05:00 | 28.7982 | 45.6881
2025-09-27 06:00 | 31.4984 | 51.2671
2025-09-27 07:00 | 34.7083 | 53.9657
2025-09-27 08:00 | 36.8275 | 55.435
2025-09-27 09:00 | 38.068 | 59.1228
2025-09-27 10:00 | 38.7005 | 60.4471
2025-09-27 11:00 | 38.2017 | 60.0367
2025-09-27 12:00 | 36.68 | 56.1233
2025-09-27 13:00 | 35.8218 | 55.6251
2025-09-27 14:00 | 35.3807 | 52.613
2025-09-27 15:00 | 35.4699 | 55.7471
2025-09-27 16:00 | 37.3108 | 59.397
2025-09-27 17:00 | 39.195 | 61.1423
2025-09-27 18:00 | 39.392 | 62.629
2025-09-27 19:00 | 38.2865 | 61.2994
2025-09-27 20:00 | 35.7699 | 57.8696
2025-09-27 21:00 | 32.9768 | 54.3349
2025-09-27 22:00 | 30.8606 | 51.5326
2025-09-27 23:00 | 28.7491 | 50.1397
2025-09-28 | 27.6895 | 46.8989
2025-09-28 01:00 | 26.1005 | 44.0433
2025-09-28 02:00 | 26.1721 | 43.1275
2025-09-28 03:00 | 26.3536 | 43.314
2025-09-28 04:00 | 26.5968 | 42.5881
2025-09-28 05:00 | 27.5839 | 44.0534
2025-09-28 06:00 | 29.6888 | 48.5627
2025-09-28 07:00 | 33.044 | 49.6566
2025-09-28 08:00 | 35.1801 | 48.1795
2025-09-28 09:00 | 36.0048 | 48.2648
2025-09-28 10:00 | 35.5183 | 47.6375
2025-09-28 11:00 | 34.8978 | 49.0601
2025-09-28 12:00 | 33.796 | 46.2843
2025-09-28 13:00 | 34.1039 | 45.8981
2025-09-28 14:00 | 33.4634 | 43.9844
2025-09-28 15:00 | 34.4072 | 48.1411
2025-09-28 16:00 | 36.5131 | 52.9122
2025-09-28 17:00 | 38.9878 | 57.22
2025-09-28 18:00 | 39.4278 | 62.4093
2025-09-28 19:00 | 38.5812 | 62.1006
2025-09-28 20:00 | 36.5951 | 58.9448
2025-09-28 21:00 | 33.4325 | 55.0138
2025-09-28 22:00 | 30.8354 | 51.9486
2025-09-28 23:00 | 28.4919 | 50.1222
2025-09-29 | 27.28 | 47.389
2025-09-29 01:00 | 27.1253 | 44.7134
2025-09-29 02:00 | 27.4184 | 43.8511
2025-09-29 03:00 | 27.8616 | 44.3059
2025-09-29 04:00 | 28.5783 | 44.0631
2025-09-29 05:00 | 30.6655 | 46.8881
2025-09-29 06:00 | 35.9114 | 54.7762
2025-09-29 07:00 | 41.2478 | 60.0575
2025-09-29 08:00 | 42.1955 | 60.1048
2025-09-29 09:00 | 41.8816 | 58.9031
2025-09-29 10:00 | 41.8539 | 55.7551
2025-09-29 11:00 | 41.0189 | 54.5725
2025-09-29 12:00 | 39.7719 | 55.9439
2025-09-29 13:00 | 40.5674 | 55.7079
2025-09-29 14:00 | 40.2709 | 52.9103
2025-09-29 15:00 | 41.2675 | 55.7498
2025-09-29 16:00 | 43.0466 | 59.9458
2025-09-29 17:00 | 44.3236 | 63.6717
2025-09-29 18:00 | 43.8192 | 66.198
2025-09-29 19:00 | 42.9019 | 66.2712
2025-09-29 20:00 | 41.0241 | 63.4434
2025-09-29 21:00 | 37.4596 | 59.3266
2025-09-29 22:00 | 34.2361 | 54.9157
2025-09-29 23:00 | 31.0434 | 51.5088
2025-09-30 | 29.6692 | 48.5047
2025-09-30 01:00 | 28.0296 | 44.457
2025-09-30 02:00 | 28.0645 | 43.26
2025-09-30 03:00 | 28.3583 | 43.7325
2025-09-30 04:00 | 28.9616 | 43.5015
2025-09-30 05:00 | 30.9573 | 46.3611
2025-09-30 06:00 | 36.1206 | 54.1527
2025-09-30 07:00 | 40.8595 | 60.3827
2025-09-30 08:00 | 41.0441 | 62.2628
2025-09-30 09:00 | 40.1889 | 62.7709
2025-09-30 10:00 | 39.7617 | 60.4359
2025-09-30 11:00 | 39.0394 | 58.5027
2025-09-30 12:00 | 39.0334 | 60.5137
2025-09-30 13:00 | 39.6209 | 59.4227
2025-09-30 14:00 | 39.5219 | 56.1811
2025-09-30 15:00 | 40.1946 | 58.7267
2025-09-30 16:00 | 41.8595 | 62.2386
2025-09-30 17:00 | 43.2661 | 64.9967
2025-09-30 18:00 | 43.2738 | 64.9705
2025-09-30 19:00 | 42.6102 | 65.3767
2025-09-30 20:00 | 40.9383 | 62.1692
2025-09-30 21:00 | 37.3691 | 58.0471
2025-09-30 22:00 | 34.1794 | 53.6895
2025-09-30 23:00 | 31.0204 | 50.2001
2025-10-01 | 29.7249 | 48.7676
2025-10-01 01:00 | 28.9233 | 45.9258
2025-10-01 02:00 | 28.9974 | 44.6121
2025-10-01 03:00 | 29.3438 | 44.5527
2025-10-01 04:00 | 29.9384 | 44.5623
2025-10-01 05:00 | 31.8472 | 47.6953
2025-10-01 06:00 | 36.3599 | 54.7212
2025-10-01 07:00 | 41.7356 | 60.7665
2025-10-01 08:00 | 43.0273 | 62.0889
2025-10-01 09:00 | 42.8608 | 61.5727
2025-10-01 10:00 | 43.0736 | 59.3889
2025-10-01 11:00 | 43.0827 | 57.0978
2025-10-01 12:00 | 43.2289 | 52.3594
2025-10-01 13:00 | 44.1022 | 50.8309
2025-10-01 14:00 | 44.2789 | 47.5542
2025-10-01 15:00 | 44.9767 | 49.4359
2025-10-01 16:00 | 46.3458 | 52.6813
2025-10-01 17:00 | 47.6918 | 58.3757
2025-10-01 18:00 | 47.1235 | 62.2165
2025-10-01 19:00 | 46.724 | 63.74
2025-10-01 20:00 | 44.1765 | 60.7014
2025-10-01 21:00 | 40.7576 | 57.1645
2025-10-01 22:00 | 37.3007 | 53.1759
2025-10-01 23:00 | 33.6996 | 49.8771
2025-10-02 | 31.9473 | 48.0123
2025-10-02 01:00 | 30.8728 | 46.7266
2025-10-02 02:00 | 30.7177 | 44.9859
2025-10-02 03:00 | 30.9063 | 44.4317
2025-10-02 04:00 | 31.3882 | 44.4382
2025-10-02 05:00 | 33.3026 | 47.1092
2025-10-02 06:00 | 38.8241 | 56.2687
2025-10-02 07:00 | 44.6958 | 61.806
2025-10-02 08:00 | 46.7566 | 60.879
2025-10-02 09:00 | 47.2104 | 60.5321
2025-10-02 10:00 | 48.035 | 57.7522
2025-10-02 11:00 | 47.9333 | 55.4756
2025-10-02 12:00 | 48.4975 | 54.4272
2025-10-02 13:00 | 49.0994 | 53.8068
2025-10-02 14:00 | 48.6786 | 50.085
2025-10-02 15:00 | 48.7909 | 53.7671
2025-10-02 16:00 | 49.8377 | 57.1092
2025-10-02 17:00 | 50.7234 | 61.6313
2025-10-02 18:00 | 50.9596 | 64.0661
2025-10-02 19:00 | 50.2657 | 65.5881
2025-10-02 20:00 | 47.249 | 62.7661
2025-10-02 21:00 | 43.4059 | 58.3135
2025-10-02 22:00 | 39.6258 | 53.9447
2025-10-02 23:00 | 35.7071 | 50.9072
2025-10-03 | 34.0928 | 51.8198
2025-10-03 01:00 | 31.903 | 46.6409
2025-10-03 02:00 | 31.4949 | 44.8576
2025-10-03 03:00 | 31.489 | 44.1199
2025-10-03 04:00 | 31.8674 | 43.5432
2025-10-03 05:00 | 33.6238 | 45.9738
2025-10-03 06:00 | 39.0792 | 53.482
2025-10-03 07:00 | 44.8899 | 59.0604
2025-10-03 08:00 | 46.8272 | 59.5851
2025-10-03 09:00 | 47.1208 | 58.9766
2025-10-03 10:00 | 47.6986 | 57.2913
2025-10-03 11:00 | 47.2641 | 55.8781
2025-10-03 12:00 | 47.3125 | 53.1588
2025-10-03 13:00 | 47.6778 | 51.8638
2025-10-03 14:00 | 46.9866 | 50.1534
2025-10-03 15:00 | 46.7136 | 53.574
2025-10-03 16:00 | 47.3702 | 56.835
2025-10-03 17:00 | 48.2295 | 61.2944
2025-10-03 18:00 | 47.8721 | 63.0542
2025-10-03 19:00 | 47.046 | 63.7793
2025-10-03 20:00 | 43.8196 | 60.6266
2025-10-03 21:00 | 40.1066 | 56.274
2025-10-03 22:00 | 36.558 | 52.1063
2025-10-03 23:00 | 32.8983 | 49.163
2025-10-04 | 31.4776 | 47.8566
2025-10-04 01:00 | 30.032 | 43.3975
2025-10-04 02:00 | 29.6706 | 41.4992
2025-10-04 03:00 | 29.6102 | 41.358
2025-10-04 04:00 | 29.8708 | 40.8644
2025-10-04 05:00 | 30.7353 | 43.0952
2025-10-04 06:00 | 34.0208 | 48.0789
2025-10-04 07:00 | 38.4435 | 50.8129
2025-10-04 08:00 | 41.443 | 50.4904
2025-10-04 09:00 | 43.4419 | 51.8113
2025-10-04 10:00 | 44.9757 | 50.038
2025-10-04 11:00 | 45.3071 | 49.827
2025-10-04 12:00 | 45.9541 | 49.7725
2025-10-04 13:00 | 46.1086 | 50.0894
2025-10-04 14:00 | 45.6238 | 47.0794
2025-10-04 15:00 | 45.5423 | 50.6966
2025-10-04 16:00 | 47.0643 | 54.9509
2025-10-04 17:00 | 48.5158 | 59.9697
2025-10-04 18:00 | 48.3131 | 62.8514
2025-10-04 19:00 | 46.7213 | 62.6062
2025-10-04 20:00 | 42.7386 | 57.3341
2025-10-04 21:00 | 39.0991 | 52.7768
2025-10-04 22:00 | 36.2029 | 49.9012
2025-10-04 23:00 | 33.2959 | 47.5007
2025-10-05 | 32.6079 | 46.9197
2025-10-05 01:00 | 30.3936 | 41.9636
2025-10-05 02:00 | 29.8635 | 40.2112
2025-10-05 03:00 | 29.6476 | 38.9731
2025-10-05 04:00 | 29.5678 | 38.337
2025-10-05 05:00 | 30.1369 | 39.7894
2025-10-05 06:00 | 31.477 | 43.6371
2025-10-05 07:00 | 35.3192 | 45.4926
2025-10-05 08:00 | 38.1374 | 45.7649
2025-10-05 09:00 | 38.8198 | 47.1221
2025-10-05 10:00 | 38.7292 | 46.3944
2025-10-05 11:00 | 38.2671 | 46.1115
2025-10-05 12:00 | 37.6876 | 44.6808
2025-10-05 13:00 | 36.8031 | 44.2434
2025-10-05 14:00 | 36.1664 | 43.1602
2025-10-05 15:00 | 36.4029 | 47.8076
2025-10-05 16:00 | 38.0074 | 51.9341
2025-10-05 17:00 | 39.7057 | 58.0791
2025-10-05 18:00 | 40.7406 | 61.2304
2025-10-05 19:00 | 40.2557 | 61.256
2025-10-05 20:00 | 36.9409 | 56.9674
2025-10-05 21:00 | 33.9487 | 52.8318
2025-10-05 22:00 | 31.423 | 50.0418
2025-10-05 23:00 | 28.9281 | 47.4679
2025-10-06 | 27.4667 | 46.2843
2025-10-06 01:00 | 27.901 | 42.6792
2025-10-06 02:00 | 28.2062 | 41.6627
2025-10-06 03:00 | 28.7123 | 41.4419
2025-10-06 04:00 | 29.5673 | 41.1938
2025-10-06 05:00 | 31.5013 | 44.0095
2025-10-06 06:00 | 35.8219 | 51.9545
2025-10-06 07:00 | 41.5502 | 57.7989
2025-10-06 08:00 | 43.349 | 59.3722
2025-10-06 09:00 | 43.2982 | 61.1183
2025-10-06 10:00 | 43.6133 | 60.8163
2025-10-06 11:00 | 43.6437 | 59.9045
2025-10-06 12:00 | 41.6973 | 51.8285
2025-10-06 13:00 | 42.0201 | 51.7696
2025-10-06 14:00 | 41.3483 | 48.8351
2025-10-06 15:00 | 41.7914 | 52.0062
2025-10-06 16:00 | 43.0231 | 56.7426
2025-10-06 17:00 | 44.5037 | 62.0981
2025-10-06 18:00 | 45.4049 | 64.6225
2025-10-06 19:00 | 44.6634 | 64.9136
2025-10-06 20:00 | 41.736 | 60.9781
2025-10-06 21:00 | 38.4762 | 55.865
2025-10-06 22:00 | 35.2328 | 51.9152
2025-10-06 23:00 | 31.9892 | 48.8717
2025-10-07 | 30.1916 | 47.4187
2025-10-07 01:00 | 29.0638 | 43.5884
2025-10-07 02:00 | 29.3261 | 42.2612
2025-10-07 03:00 | 29.7717 | 42.0569
2025-10-07 04:00 | 30.5846 | 41.9449
2025-10-07 05:00 | 32.6056 | 44.5898
2025-10-07 06:00 | 36.8962 | 51.6171
2025-10-07 07:00 | 42.6915 | 57.4802
2025-10-07 08:00 | 44.6044 | 58.2651
2025-10-07 09:00 | 44.0704 | 58.2246
2025-10-07 10:00 | 43.8243 | 56.6938
2025-10-07 11:00 | 42.8948 | 55.0717
2025-10-07 12:00 | 41.7631 | 54.9254
2025-10-07 13:00 | 41.9008 | 53.8051
2025-10-07 14:00 | 41.3672 | 50.1534
2025-10-07 15:00 | 41.6376 | 52.7694
2025-10-07 16:00 | 42.7861 | 57.2068
2025-10-07 17:00 | 44.1857 | 61.8724
2025-10-07 18:00 | 45.0174 | 64.1302
2025-10-07 19:00 | 43.6958 | 64.4905
2025-10-07 20:00 | 40.8556 | 60.7057
2025-10-07 21:00 | 37.5157 | 55.9035
2025-10-07 22:00 | 34.2965 | 52.1006
2025-10-07 23:00 | 31.2649 | 49.1492
2025-10-08 | 29.9866 | 47.6226
2025-10-08 01:00 | 28.81 | 43.8571
2025-10-08 02:00 | 29.0686 | 42.6638
2025-10-08 03:00 | 29.566 | 42.3783
2025-10-08 04:00 | 30.3147 | 42.4357
2025-10-08 05:00 | 32.3023 | 45.2421
2025-10-08 06:00 | 36.1479 | 52.2497
2025-10-08 07:00 | 42.1066 | 58.1507
2025-10-08 08:00 | 43.5704 | 59.1854
2025-10-08 09:00 | 42.918 | 59.4814
2025-10-08 10:00 | 42.1148 | 58.2378
2025-10-08 11:00 | 41.1438 | 57.2056
2025-10-08 12:00 | 40.0074 | 55.7688
2025-10-08 13:00 | 39.9408 | 55.5811
2025-10-08 14:00 | 39.54 | 53.7188
2025-10-08 15:00 | 39.6742 | 56.3991
2025-10-08 16:00 | 40.5305 | 60.1189
2025-10-08 17:00 | 41.6323 | 63.8033
2025-10-08 18:00 | 42.1448 | 63.6917
2025-10-08 19:00 | 41.6773 | 64.149
2025-10-08 20:00 | 39.3917 | 61.2562
2025-10-08 21:00 | 36.5061 | 56.8521
2025-10-08 22:00 | 33.5589 | 52.8685
2025-10-08 23:00 | 30.6552 | 49.9744
2025-10-09 | 28.7847 | 47.2737
2025-10-09 01:00 | 28.4848 | 47.4185
2025-10-09 02:00 | 28.6894 | 46.171
2025-10-09 03:00 | 29.1468 | 45.7423
2025-10-09 04:00 | 29.8977 | 45.4913
2025-10-09 05:00 | 31.8528 | 48.176
2025-10-09 06:00 | 35.9502 | 56.2278
2025-10-09 07:00 | 41.7516 | 61.1429
2025-10-09 08:00 | 43.0804 | 60.9031
2025-10-09 09:00 | 42.4741 | 61.118
2025-10-09 10:00 | 41.7461 | 61.14
2025-10-09 11:00 | 40.8533 | 61.5542
2025-10-09 12:00 | 39.6835 | 58.9518
2025-10-09 13:00 | 39.6021 | 58.0397
2025-10-09 14:00 | 39.3698 | 54.9436
2025-10-09 15:00 | 39.6591 | 57.0722
2025-10-09 16:00 | 40.6407 | 60.8024
2025-10-09 17:00 | 41.6147 | 63.3839
2025-10-09 18:00 | 42.2056 | 66.4308
2025-10-09 19:00 | 41.9167 | 66.1882
2025-10-09 20:00 | 39.7947 | 62.7447
2025-10-09 21:00 | 36.8808 | 58.3097
2025-10-09 22:00 | 33.9782 | 54.4389
2025-10-09 23:00 | 31.0591 | 51.4577
2025-10-10 | 29.262 | 49.3338
2025-10-10 01:00 | 28.5534 | 44.854
2025-10-10 02:00 | 28.6697 | 43.7344
2025-10-10 03:00 | 29.0901 | 43.7137
2025-10-10 04:00 | 29.8091 | 43.6623
2025-10-10 05:00 | 31.6994 | 46.4332
2025-10-10 06:00 | 35.7545 | 54.1421
2025-10-10 07:00 | 41.6192 | 60.2072
2025-10-10 08:00 | 43.0567 | 61.2722
2025-10-10 09:00 | 42.5928 | 61.6194
2025-10-10 10:00 | 42.0622 | 60.3633
2025-10-10 11:00 | 41.1336 | 58.6515
2025-10-10 12:00 | 39.556 | 60.7828
2025-10-10 13:00 | 39.5191 | 60.3799
2025-10-10 14:00 | 39.1717 | 57.6789
2025-10-10 15:00 | 39.1663 | 60.0385
2025-10-10 16:00 | 39.8162 | 62.5349
2025-10-10 17:00 | 40.5758 | 64.33
2025-10-10 18:00 | 41.2275 | 65.0243
2025-10-10 19:00 | 40.6304 | 64.6206
2025-10-10 20:00 | 38.1623 | 60.4303
2025-10-10 21:00 | 35.062 | 55.8906
2025-10-10 22:00 | 32.1882 | 51.9609
2025-10-10 23:00 | 29.3659 | 48.9937
2025-10-11 | 27.7254 | 46.8328
2025-10-11 01:00 | 27.182 | 44.1369
2025-10-11 02:00 | 27.2202 | 43.1347
2025-10-11 03:00 | 27.4937 | 42.9945
2025-10-11 04:00 | 28.0219 | 42.6178
2025-10-11 05:00 | 29.0334 | 44.8124
2025-10-11 06:00 | 31.123 | 50.741
2025-10-11 07:00 | 35.4866 | 53.5707
2025-10-11 08:00 | 37.5139 | 54.3259
2025-10-11 09:00 | 38.2842 | 55.2786
2025-10-11 10:00 | 38.2218 | 54.4682
2025-10-11 11:00 | 37.718 | 52.3328
2025-10-11 12:00 | 36.5893 | 55.1535
2025-10-11 13:00 | 36.1433 | 54.0248
2025-10-11 14:00 | 35.4395 | 51.7387
2025-10-11 15:00 | 35.6954 | 54.8856
2025-10-11 16:00 | 37.2651 | 57.8131
2025-10-11 17:00 | 38.9297 | 60.9031
2025-10-11 18:00 | 39.5738 | 61.7263
2025-10-11 19:00 | 38.4499 | 60.6503
2025-10-11 20:00 | 35.6652 | 56.2123
2025-10-11 21:00 | 32.8242 | 52.2692
2025-10-11 22:00 | 30.6293 | 49.5818
2025-10-11 23:00 | 28.5699 | 48.1781
2025-10-12 | 27.0068 | 46.6385
2025-10-12 01:00 | 26.1985 | 43.2596
2025-10-12 02:00 | 26.1421 | 42.5117
2025-10-12 03:00 | 26.3598 | 42.5326
2025-10-12 04:00 | 26.7931 | 42.0641
2025-10-12 05:00 | 27.6114 | 44.0058
2025-10-12 06:00 | 29.8064 | 48.8674
2025-10-12 07:00 | 33.6877 | 51.2494
2025-10-12 08:00 | 35.6859 | 51.2523
2025-10-12 09:00 | 36.4545 | 52.7405
2025-10-12 10:00 | 36.4547 | 53.2773
2025-10-12 11:00 | 36.1746 | 53.2735
2025-10-12 12:00 | 35.0428 | 51.096
2025-10-12 13:00 | 34.9519 | 50.787
2025-10-12 14:00 | 34.4366 | 49.5979
2025-10-12 15:00 | 34.9348 | 54.1953
2025-10-12 16:00 | 37.1781 | 57.9606
2025-10-12 17:00 | 39.5367 | 61.7626
2025-10-12 18:00 | 40.4612 | 64.3706
2025-10-12 19:00 | 39.3097 | 62.9882
2025-10-12 20:00 | 36.5022 | 58.253
2025-10-12 21:00 | 33.5489 | 53.6913
2025-10-12 22:00 | 31.1957 | 50.7616
2025-10-12 23:00 | 28.9241 | 49.1293
2025-10-13 | 27.7249 | 47.4965
2025-10-13 01:00 | 25.6525 | 42.0618
2025-10-13 02:00 | 25.6143 | 39.987
2025-10-13 03:00 | 25.9342 | 39.9358
2025-10-13 04:00 | 26.5275 | 39.4772
2025-10-13 05:00 | 27.3397 | 40.8019
2025-10-13 06:00 | 28.8237 | 45.1647
2025-10-13 07:00 | 32.9273 | 47.4072
2025-10-13 08:00 | 35.1405 | 50.4321
2025-10-13 09:00 | 36.1701 | 53.0651
2025-10-13 10:00 | 36.3344 | 56.233
2025-10-13 11:00 | 36.0347 | 56.8986
2025-10-13 12:00 | 34.7647 | 53.1766
2025-10-13 13:00 | 34.4366 | 53.0719
2025-10-13 14:00 | 34.5256 | 52.3717
2025-10-13 15:00 | 35.2758 | 57.4452
2025-10-13 16:00 | 37.4589 | 58.6097
2025-10-13 17:00 | 38.7406 | 61.005
2025-10-13 18:00 | 39.5933 | 61.225
2025-10-13 19:00 | 38.5292 | 61.1786
2025-10-13 20:00 | 35.9676 | 56.8651
2025-10-13 21:00 | 32.9911 | 52.6374
2025-10-13 22:00 | 30.5977 | 49.1798
2025-10-13 23:00 | 28.398 | 46.9465
2025-10-14 | 27.1764 | 47.0034
2025-10-14 01:00 | 28.4029 | 46.0131
2025-10-14 02:00 | 28.6253 | 44.8926
2025-10-14 03:00 | 29.1109 | 44.5867
2025-10-14 04:00 | 29.988 | 44.3031
2025-10-14 05:00 | 31.9524 | 47.722
2025-10-14 06:00 | 35.881 | 54.3054
2025-10-14 07:00 | 41.7376 | 60.6958
2025-10-14 08:00 | 43.0524 | 61.7217
2025-10-14 09:00 | 42.4475 | 61.1325
2025-10-14 10:00 | 42.0787 | 58.8922
2025-10-14 11:00 | 41.6985 | 57.7357
2025-10-14 12:00 | 41.4576 | 54.9704
2025-10-14 13:00 | 41.6699 | 54.0977
2025-10-14 14:00 | 41.2846 | 52.0788
2025-10-14 15:00 | 41.7181 | 54.6943
2025-10-14 16:00 | 42.9556 | 58.6277
2025-10-14 17:00 | 44.3268 | 62.1388
2025-10-14 18:00 | 45.6189 | 62.0697
2025-10-14 19:00 | 43.9758 | 62.4889
2025-10-14 20:00 | 40.9952 | 59.668
2025-10-14 21:00 | 37.7573 | 55.5743
2025-10-14 22:00 | 34.6343 | 51.5548
2025-10-14 23:00 | 31.5453 | 48.5157
2025-10-15 | 29.3056 | 47.65
2025-10-15 01:00 | 29.0257 | 47.8241
2025-10-15 02:00 | 29.348 | 46.4286
2025-10-15 03:00 | 29.8828 | 45.8476
2025-10-15 04:00 | 30.7373 | 45.7354
2025-10-15 05:00 | 32.682 | 48.3198
2025-10-15 06:00 | 36.1648 | 54.8428
2025-10-15 07:00 | 42.5373 | 60.461
2025-10-15 08:00 | 44.0024 | 60.3256
2025-10-15 09:00 | 43.1216 | 59.9491
2025-10-15 10:00 | 42.1549 | 58.7662
2025-10-15 11:00 | 41.275 | 59.2467
2025-10-15 12:00 | 39.3905 | 61.125
2025-10-15 13:00 | 39.6159 | 60.8893
2025-10-15 14:00 | 39.081 | 58.7039
2025-10-15 15:00 | 39.4075 | 61.1164
2025-10-15 16:00 | 40.572 | 63.9552
2025-10-15 17:00 | 41.9623 | 66.4224
2025-10-15 18:00 | 42.7327 | 67.2129
2025-10-15 19:00 | 41.827 | 66.2179
2025-10-15 20:00 | 39.3886 | 62.4941
2025-10-15 21:00 | 36.515 | 58.0745
2025-10-15 22:00 | 33.5953 | 53.7876
2025-10-15 23:00 | 30.6633 | 50.5289
2025-10-16 | 28.7476 | 49.0331
2025-10-16 01:00 | 28.4629 | 45.0924
2025-10-16 02:00 | 28.7007 | 44.0056
2025-10-16 03:00 | 29.2195 | 44.2413
2025-10-16 04:00 | 30.081 | 44.0945
2025-10-16 05:00 | 32.0385 | 47.091
2025-10-16 06:00 | 35.9133 | 55.0206
2025-10-16 07:00 | 42.1403 | 61.3893
2025-10-16 08:00 | 43.4498 | 62.3556
2025-10-16 09:00 | 42.3823 | 63.4578
2025-10-16 10:00 | 41.3618 | 63.1747
2025-10-16 11:00 | 40.4631 | 63.3567
2025-10-16 12:00 | 38.9379 | 63.6367
2025-10-16 13:00 | 39.0723 | 63.0742
2025-10-16 14:00 | 38.8953 | 60.7275
2025-10-16 15:00 | 39.4946 | 63.4989
2025-10-16 16:00 | 40.6373 | 66.6207
2025-10-16 17:00 | 41.5223 | 69.0201
2025-10-16 18:00 | 41.9982 | 70.0732
2025-10-16 19:00 | 41.167 | 69.2312
2025-10-16 20:00 | 38.9111 | 65.5433
2025-10-16 21:00 | 36.027 | 60.8249
2025-10-16 22:00 | 33.231 | 56.4754
2025-10-16 23:00 | 30.4305 | 53.1783
2025-10-17 | 28.7923 | 50.0661
2025-10-17 01:00 | 28.1208 | 47.0614
2025-10-17 02:00 | 28.2321 | 46.0801
2025-10-17 03:00 | 28.6896 | 46.164
2025-10-17 04:00 | 29.598 | 45.9685
2025-10-17 05:00 | 31.4791 | 48.7372
2025-10-17 06:00 | 35.7237 | 56.5147
2025-10-17 07:00 | 41.9239 | 62.7156
2025-10-17 08:00 | 43.538 | 63.5706
2025-10-17 09:00 | 43.177 | 63.317
2025-10-17 10:00 | 42.6372 | 61.7817
2025-10-17 11:00 | 41.6595 | 60.7625
2025-10-17 12:00 | 41.8498 | 60.4103
2025-10-17 13:00 | 41.9506 | 59.6066
2025-10-17 14:00 | 41.357 | 57.5685
2025-10-17 15:00 | 41.307 | 60.2175
2025-10-17 16:00 | 42.062 | 62.9158
2025-10-17 17:00 | 43.0807 | 65.3941
2025-10-17 18:00 | 42.0141 | 67.6702
2025-10-17 19:00 | 40.9173 | 67.2105
2025-10-17 20:00 | 38.2766 | 63.3053
2025-10-17 21:00 | 35.4428 | 58.7892
2025-10-17 22:00 | 32.6406 | 54.6773
2025-10-17 23:00 | 29.8561 | 51.3134
2025-10-18 | 27.7691 | 49.2367
2025-10-18 01:00 | 27.2676 | 46.8614
2025-10-18 02:00 | 27.3215 | 46.0045
2025-10-18 03:00 | 27.6852 | 45.9259
2025-10-18 04:00 | 28.3998 | 45.5112
2025-10-18 05:00 | 29.482 | 47.8359
2025-10-18 06:00 | 31.8571 | 53.241
2025-10-18 07:00 | 36.5392 | 56.1948
2025-10-18 08:00 | 38.7189 | 55.8484
2025-10-18 09:00 | 39.3243 | 56.1326
2025-10-18 10:00 | 39.0122 | 55.0004
2025-10-18 11:00 | 37.9486 | 53.3831
2025-10-18 12:00 | 37.7577 | 53.3476
2025-10-18 13:00 | 37.2681 | 51.8181
2025-10-18 14:00 | 36.3742 | 48.7798
2025-10-18 15:00 | 36.563 | 50.9199
2025-10-18 16:00 | 38.3742 | 54.552
2025-10-18 17:00 | 40.4098 | 59.2634
2025-10-18 18:00 | 40.4495 | 63.9878
2025-10-18 19:00 | 38.9449 | 62.378
2025-10-18 20:00 | 36.0975 | 57.6614
2025-10-18 21:00 | 33.2465 | 53.2966
2025-10-18 22:00 | 31.1247 | 50.5777
2025-10-18 23:00 | 29.0751 | 49.2147
2025-10-19 | 27.4423 | 48.3884
2025-10-19 01:00 | 27.0183 | 44.6294
2025-10-19 02:00 | 27.0457 | 43.9594
2025-10-19 03:00 | 27.3652 | 43.8598
2025-10-19 04:00 | 28.0117 | 43.2662
2025-10-19 05:00 | 28.9538 | 45.0723
2025-10-19 06:00 | 31.163 | 50.3176
2025-10-19 07:00 | 35.4015 | 52.9116
2025-10-19 08:00 | 37.151 | 52.9347
2025-10-19 09:00 | 37.1226 | 55.3951
2025-10-19 10:00 | 36.2369 | 57.1646
2025-10-19 11:00 | 35.036 | 57.6922
2025-10-19 12:00 | 34.7474 | 54.5349
2025-10-19 13:00 | 34.3756 | 54.5298
2025-10-19 14:00 | 33.6882 | 53.2281
2025-10-19 15:00 | 34.083 | 57.1618
2025-10-19 16:00 | 36.3743 | 60.74
2025-10-19 17:00 | 39.1669 | 63.3635
2025-10-19 18:00 | 40.9176 | 64.1221
2025-10-19 19:00 | 39.7864 | 62.0684
2025-10-19 20:00 | 37.1877 | 57.6517
2025-10-19 21:00 | 34.3613 | 53.1198
2025-10-19 22:00 | 31.9882 | 50.0662
2025-10-19 23:00 | 29.72 | 48.3512
2025-10-20 | 28.2632 | 47.4771
2025-10-20 01:00 | 28.1896 | 43.017
2025-10-20 02:00 | 28.4997 | 42.3559
2025-10-20 03:00 | 29.0649 | 42.5044
2025-10-20 04:00 | 30.1041 | 42.2721
2025-10-20 05:00 | 31.946 | 45.2845
2025-10-20 06:00 | 36.2118 | 53.5683
2025-10-20 07:00 | 42.5136 | 59.9505
2025-10-20 08:00 | 44.1374 | 60.601
2025-10-20 09:00 | 43.7361 | 61.1887
2025-10-20 10:00 | 43.1221 | 60.4062
2025-10-20 11:00 | 42.4916 | 60.4355
2025-10-20 12:00 | 42.3311 | 59.7047
2025-10-20 13:00 | 42.5458 | 59.6366
2025-10-20 14:00 | 42.0265 | 57.607
2025-10-20 15:00 | 42.5359 | 60.1593
2025-10-20 16:00 | 43.9762 | 63.6664
2025-10-20 17:00 | 45.2705 | 66.7584
2025-10-20 18:00 | 46.3945 | 65.9518
2025-10-20 19:00 | 44.6859 | 64.9871
2025-10-20 20:00 | 41.6906 | 61.2447
2025-10-20 21:00 | 38.4912 | 56.5032
2025-10-20 22:00 | 35.3912 | 52.1138
2025-10-20 23:00 | 32.2986 | 48.8502
2025-10-21 | 30.3632 | 47.308
2025-10-21 01:00 | 29.4201 | 44.1095
2025-10-21 02:00 | 29.6066 | 42.9974
2025-10-21 03:00 | 30.0688 | 43.0324
2025-10-21 04:00 | 31.0653 | 42.8705
2025-10-21 05:00 | 32.8976 | 45.8573
2025-10-21 06:00 | 37.0098 | 53.9414
2025-10-21 07:00 | 43.3367 | 61.0061
2025-10-21 08:00 | 45.2534 | 63.2462
2025-10-21 09:00 | 45.2899 | 65.4279
2025-10-21 10:00 | 44.8187 | 65.8759
2025-10-21 11:00 | 44.074 | 65.9235
2025-10-21 12:00 | 42.7455 | 61.4688
2025-10-21 13:00 | 42.8837 | 60.859
2025-10-21 14:00 | 42.4153 | 58.7442
2025-10-21 15:00 | 42.828 | 61.7597
2025-10-21 16:00 | 44.121 | 65.4306
2025-10-21 17:00 | 45.4668 | 67.9856
2025-10-21 18:00 | 45.4774 | 68.7542
2025-10-21 19:00 | 43.7433 | 67.58
2025-10-21 20:00 | 40.9549 | 63.8049
2025-10-21 21:00 | 37.8297 | 59.1065
2025-10-21 22:00 | 34.8031 | 54.8579
2025-10-21 23:00 | 31.8 | 51.6039
2025-10-22 | 30.714 | 48.9797
2025-10-22 01:00 | 29.4271 | 44.9046
2025-10-22 02:00 | 29.5867 | 43.8772
2025-10-22 03:00 | 30.0184 | 43.8066
2025-10-22 04:00 | 30.975 | 43.7646
2025-10-22 05:00 | 32.746 | 46.7218
2025-10-22 06:00 | 37.1025 | 54.3198
2025-10-22 07:00 | 43.3175 | 60.9453
2025-10-22 08:00 | 44.7724 | 62.0197
2025-10-22 09:00 | 43.9401 | 62.515
2025-10-22 10:00 | 42.6786 | 61.6562
2025-10-22 11:00 | 41.5013 | 61.6085
2025-10-22 12:00 | 40.967 | 57.5218
2025-10-22 13:00 | 40.998 | 57.2044
2025-10-22 14:00 | 40.6057 | 55.4408
2025-10-22 15:00 | 40.9561 | 58.2623
2025-10-22 16:00 | 42.3176 | 61.8415
2025-10-22 17:00 | 43.8615 | 65.4029
2025-10-22 18:00 | 45.6963 | 68.1872
2025-10-22 19:00 | 43.9534 | 66.8801
2025-10-22 20:00 | 41.1024 | 62.931
2025-10-22 21:00 | 38.0631 | 58.3082
2025-10-22 22:00 | 35.0716 | 54.0109
2025-10-22 23:00 | 32.0108 | 50.4594
2025-10-23 | 30.2169 | 48.2761
2025-10-23 01:00 | 29.4311 | 45.3588
2025-10-23 02:00 | 29.5944 | 44.3879
2025-10-23 03:00 | 30.0192 | 44.3805
2025-10-23 04:00 | 30.9906 | 44.1283
2025-10-23 05:00 | 32.7683 | 47.0396
2025-10-23 06:00 | 36.8497 | 54.6067
2025-10-23 07:00 | 43.1679 | 61.1757
2025-10-23 08:00 | 45.1116 | 62.0227
2025-10-23 09:00 | 45.1951 | 63.0166
2025-10-23 10:00 | 44.6565 | 62.4606
2025-10-23 11:00 | 43.8481 | 62.2395
2025-10-23 12:00 | 42.7984 | 58.2294
2025-10-23 13:00 | 42.8742 | 57.6962
2025-10-23 14:00 | 42.4782 | 55.5281
2025-10-23 15:00 | 42.86 | 58.4955
2025-10-23 16:00 | 44.1196 | 62.2835
2025-10-23 17:00 | 45.2922 | 65.2235
2025-10-23 18:00 | 45.7961 | 68.428
2025-10-23 19:00 | 44.1184 | 67.0356
2025-10-23 20:00 | 41.3306 | 63.4642
2025-10-23 21:00 | 38.3145 | 58.8024
2025-10-23 22:00 | 35.408 | 54.5057
2025-10-23 23:00 | 32.3958 | 51.3394
2025-10-24 | 30.6018 | 48.6797
2025-10-24 01:00 | 29.6734 | 45.3221
2025-10-24 02:00 | 29.7907 | 44.2958
2025-10-24 03:00 | 30.2044 | 44.1164
2025-10-24 04:00 | 31.1988 | 43.9089
2025-10-24 05:00 | 32.9352 | 46.531
2025-10-24 06:00 | 36.9563 | 54.2795
2025-10-24 07:00 | 43.2419 | 60.8114
2025-10-24 08:00 | 45.0518 | 61.828
2025-10-24 09:00 | 44.9282 | 62.5573
2025-10-24 10:00 | 44.2965 | 61.8624
2025-10-24 11:00 | 43.3732 | 61.314
2025-10-24 12:00 | 41.6894 | 55.3082
2025-10-24 13:00 | 41.641 | 54.1701
2025-10-24 14:00 | 41.1 | 51.935
2025-10-24 15:00 | 41.1217 | 53.9496
2025-10-24 16:00 | 42.0904 | 57.2823
2025-10-24 17:00 | 43.2969 | 60.8275
2025-10-24 18:00 | 44.5888 | 62.3819
2025-10-24 19:00 | 42.8604 | 62.2902
2025-10-24 20:00 | 39.904 | 59.0841
2025-10-24 21:00 | 36.9042 | 54.8438
2025-10-24 22:00 | 34.0394 | 50.8079
2025-10-24 23:00 | 31.1074 | 47.4265
2025-10-25 | 29.5737 | 46.4879
2025-10-25 01:00 | 28.4405 | 45.056
2025-10-25 02:00 | 28.4359 | 43.5352
2025-10-25 03:00 | 28.7101 | 43.6925
2025-10-25 04:00 | 29.5039 | 43.4434
2025-10-25 05:00 | 30.5367 | 45.2576
2025-10-25 06:00 | 33.069 | 51.848
2025-10-25 07:00 | 37.6095 | 54.8502
2025-10-25 08:00 | 39.2297 | 54.909
2025-10-25 09:00 | 40.1546 | 57.5333
2025-10-25 10:00 | 40.1708 | 56.507
2025-10-25 11:00 | 39.754 | 55.5854
2025-10-25 12:00 | 37.8931 | 49.5597
2025-10-25 13:00 | 37.4814 | 49.8545
2025-10-25 14:00 | 36.6958 | 46.8807
2025-10-25 15:00 | 36.915 | 51.1068
2025-10-25 16:00 | 38.7088 | 56.1274
2025-10-25 17:00 | 40.8048 | 60.2119
2025-10-25 18:00 | 41.9506 | 61.8336
2025-10-25 19:00 | 40.1615 | 60.4571
2025-10-25 20:00 | 37.1212 | 56.9485
2025-10-25 21:00 | 34.1096 | 52.4436
2025-10-25 22:00 | 31.9007 | 49.2618
2025-10-25 23:00 | 29.7527 | 47.3495
2025-10-26 | 28.7347 | 46.7915
2025-10-26 01:00 | 27.944 | 42.5603
2025-10-26 02:00 | 27.9571 | 41.6163
2025-10-26 03:00 | 28.2583 | 40.7941
2025-10-26 04:00 | 29.0072 | 40.3523
2025-10-26 05:00 | 29.9867 | 41.7753
2025-10-26 06:00 | 32.1437 | 46.2639
2025-10-26 07:00 | 36.2483 | 49.3537
2025-10-26 08:00 | 37.5417 | 50.7431
2025-10-26 09:00 | 37.8476 | 52.2602
2025-10-26 10:00 | 37.3159 | 54.914
2025-10-26 11:00 | 36.7327 | 54.9756
2025-10-26 12:00 | 36.5074 | 51.3307
2025-10-26 13:00 | 36.4506 | 50.9034
2025-10-26 14:00 | 35.8723 | 51.3285
2025-10-26 15:00 | 36.4782 | 55.5583
2025-10-26 16:00 | 38.7434 | 60.0105
2025-10-26 17:00 | 41.3831 | 62.6885
2025-10-26 18:00 | 42.8072 | 62.4458
2025-10-26 19:00 | 41.1642 | 60.3826
2025-10-26 20:00 | 38.2398 | 55.7672
2025-10-26 21:00 | 35.1564 | 51.4357
2025-10-26 22:00 | 32.676 | 48.4482
2025-10-26 23:00 | 30.2858 | 46.3855
2025-10-27 | 29.2021 | 46
2025-10-27 01:00 | 28.5559 | 41.5583
2025-10-27 02:00 | 28.8053 | 40.8232
2025-10-27 03:00 | 29.3312 | 41.0023
2025-10-27 04:00 | 30.3999 | 40.7209
2025-10-27 05:00 | 32.1723 | 43.7511
2025-10-27 06:00 | 36.5097 | 52.1252
2025-10-27 07:00 | 42.8991 | 59.4696
2025-10-27 08:00 | 44.4107 | 61.1857
2025-10-27 09:00 | 43.7844 | 64.3767
2025-10-27 10:00 | 42.8084 | 64.4033
2025-10-27 11:00 | 41.9523 | 63.962
2025-10-27 12:00 | 39.5147 | 59.0896
2025-10-27 13:00 | 39.3401 | 59.6478
2025-10-27 14:00 | 38.8508 | 56.9472
2025-10-27 15:00 | 39.3298 | 59.5934
2025-10-27 16:00 | 40.8943 | 63.611
2025-10-27 17:00 | 42.6539 | 67.2174
2025-10-27 18:00 | 43.9474 | 68.5215
2025-10-27 19:00 | 42.7554 | 66.1886
2025-10-27 20:00 | 40.259 | 61.5977
2025-10-27 21:00 | 37.4188 | 56.2864
2025-10-27 22:00 | 34.5596 | 52.069
2025-10-27 23:00 | 31.5794 | 48.9278
2025-10-28 | 29.8099 | 46.9878
2025-10-28 01:00 | 28.6321 | 42.803
2025-10-28 02:00 | 28.7727 | 42.1154
2025-10-28 03:00 | 29.2633 | 42.0433
2025-10-28 04:00 | 30.3157 | 41.99
2025-10-28 05:00 | 32.1629 | 44.7958
2025-10-28 06:00 | 36.5208 | 53.6375
2025-10-28 07:00 | 42.7619 | 60.341
2025-10-28 08:00 | 43.9383 | 62.3609
2025-10-28 09:00 | 42.4906 | 64.3132
2025-10-28 10:00 | 40.9017 | 65.4317
2025-10-28 11:00 | 39.5052 | 65.6097
2025-10-28 12:00 | 38.6212 | 62.925
2025-10-28 13:00 | 38.3521 | 62.5095
2025-10-28 14:00 | 38.0841 | 60.7652
2025-10-28 15:00 | 38.4602 | 63.5469
2025-10-28 16:00 | 39.9488 | 67.3352
2025-10-28 17:00 | 41.8272 | 68.7465
2025-10-28 18:00 | 43.6057 | 69.4399
2025-10-28 19:00 | 42.2225 | 67.4335
2025-10-28 20:00 | 39.8063 | 63.3943
2025-10-28 21:00 | 37.0572 | 58.4138
2025-10-28 22:00 | 34.2912 | 54.2948
2025-10-28 23:00 | 31.3672 | 51.0609
2025-10-29 | 29.3673 | 48.0225
2025-10-29 01:00 | 28.7463 | 45.6928
2025-10-29 02:00 | 28.9005 | 44.6645
2025-10-29 03:00 | 29.3655 | 44.497
2025-10-29 04:00 | 30.3493 | 44.3687
2025-10-29 05:00 | 32.1331 | 47.0484
2025-10-29 06:00 | 36.2194 | 54.7313
2025-10-29 07:00 | 42.8487 | 61.5328
2025-10-29 08:00 | 44.3469 | 62.9956
2025-10-29 09:00 | 43.4994 | 64.7273
2025-10-29 10:00 | 42.0223 | 64.6891
2025-10-29 11:00 | 40.965 | 64.9283
2025-10-29 12:00 | 39.4801 | 63.2477
2025-10-29 13:00 | 39.3001 | 63.0863
2025-10-29 14:00 | 39.0292 | 61.3408
2025-10-29 15:00 | 39.4579 | 63.7771
2025-10-29 16:00 | 40.6217 | 66.92
2025-10-29 17:00 | 42.0001 | 69.3374
2025-10-29 18:00 | 42.7358 | 69.9684
2025-10-29 19:00 | 41.5236 | 68.2245
2025-10-29 20:00 | 39.2262 | 64.3225
2025-10-29 21:00 | 36.5842 | 59.5371
2025-10-29 22:00 | 33.8439 | 55.0565
2025-10-29 23:00 | 30.9434 | 51.3629
2025-10-30 | 29.0137 | 49.5647
2025-10-30 01:00 | 28.1975 | 45.4553
2025-10-30 02:00 | 28.287 | 44.54
2025-10-30 03:00 | 28.7164 | 44.4682
2025-10-30 04:00 | 29.7385 | 44.2603
2025-10-30 05:00 | 31.4869 | 47.2653
2025-10-30 06:00 | 35.8883 | 55.1381
2025-10-30 07:00 | 42.4509 | 62.3204
2025-10-30 08:00 | 44.2323 | 64.3747
2025-10-30 09:00 | 44.1147 | 66.8758
2025-10-30 10:00 | 43.4026 | 67.5132
2025-10-30 11:00 | 42.6193 | 66.9809
2025-10-30 12:00 | 41.2621 | 63.6157
2025-10-30 13:00 | 41.3367 | 63.158
2025-10-30 14:00 | 40.9259 | 61.5973
2025-10-30 15:00 | 41.3183 | 63.9573
2025-10-30 16:00 | 42.6004 | 67.0101
2025-10-30 17:00 | 43.8669 | 68.4935
2025-10-30 18:00 | 43.6417 | 68.7379
2025-10-30 19:00 | 42.1605 | 67.279
2025-10-30 20:00 | 39.724 | 64.1307
2025-10-30 21:00 | 37.0209 | 59.5932
2025-10-30 22:00 | 34.304 | 55.4316
2025-10-30 23:00 | 31.4187 | 52.0799
2025-10-31 | 29.5959 | 48.597
2025-10-31 01:00 | 28.7921 | 45.0161
2025-10-31 02:00 | 28.868 | 44.0322
2025-10-31 03:00 | 29.3358 | 44.027
2025-10-31 04:00 | 30.4006 | 43.8893
2025-10-31 05:00 | 32.1562 | 46.6116
2025-10-31 06:00 | 36.5551 | 54.0175
2025-10-31 07:00 | 42.9551 | 61.1925
2025-10-31 08:00 | 44.1695 | 63.2226
2025-10-31 09:00 | 42.6389 | 65.7553
2025-10-31 10:00 | 40.8869 | 65.9876
2025-10-31 11:00 | 39.2851 | 65.4541
2025-10-31 12:00 | 39.1712 | 63.074
2025-10-31 13:00 | 39.0418 | 62.6252
2025-10-31 14:00 | 38.466 | 60.872
2025-10-31 15:00 | 38.4324 | 63.3913
2025-10-31 16:00 | 39.4529 | 65.899
2025-10-31 17:00 | 40.9053 | 67.5861
2025-10-31 18:00 | 42.3072 | 67.6827
2025-10-31 19:00 | 40.8752 | 65.8386
2025-10-31 20:00 | 38.3176 | 61.5546
2025-10-31 21:00 | 35.6738 | 56.5377
2025-10-31 22:00 | 33.0181 | 52.101
2025-10-31 23:00 | 30.2144 | 48.7432
2025-11-01 | 28.6075 | 47.36
2025-11-01 01:00 | 28.1941 | 47.3087
2025-11-01 02:00 | 28.2478 | 45.8541
2025-11-01 03:00 | 28.6432 | 46.1039
2025-11-01 04:00 | 29.4193 | 45.8869
2025-11-01 05:00 | 30.2672 | 47.9816
2025-11-01 06:00 | 32.3067 | 54.1655
2025-11-01 07:00 | 37.3976 | 58.0889
2025-11-01 08:00 | 39.108 | 58.3908
2025-11-01 09:00 | 38.6895 | 59.9347
2025-11-01 10:00 | 37.7534 | 58.6208
2025-11-01 11:00 | 36.6829 | 56.4289
2025-11-01 12:00 | 34.9861 | 58.9485
2025-11-01 13:00 | 34.6047 | 58.2528
2025-11-01 14:00 | 33.995 | 55.4483
2025-11-01 15:00 | 34.545 | 58.6706
2025-11-01 16:00 | 36.7395 | 60.8747
2025-11-01 17:00 | 38.9957 | 64.6802
2025-11-01 18:00 | 40.7329 | 69.1609
2025-11-01 19:00 | 38.6658 | 66.7389
2025-11-01 20:00 | 35.6824 | 62.5656
2025-11-01 21:00 | 32.9412 | 58.057
2025-11-01 22:00 | 30.7874 | 54.9755
2025-11-01 23:00 | 28.7194 | 53.3706
2025-11-02 | 27.372 | 50.109
2025-11-02 01:00 | 27.365 | 51.5931
2025-11-02 02:00 | 27.0349 | 49.0353
2025-11-02 03:00 | 27.2093 | 48.2627
2025-11-02 04:00 | 27.482 | 47.8504
2025-11-02 05:00 | 27.3687 | 48.3864
2025-11-02 06:00 | 27.9398 | 49.9413
2025-11-02 07:00 | 31.5737 | 51.5675
2025-11-02 08:00 | 34.91 | 53.7921
2025-11-02 09:00 | 35.8402 | 55.4824
2025-11-02 10:00 | 35.1593 | 55.5475
2025-11-02 11:00 | 34.8803 | 52.7558
2025-11-02 12:00 | 33.6338 | 52.7953
2025-11-02 13:00 | 33.1948 | 51.9059
2025-11-02 14:00 | 33.0292 | 50.2375
2025-11-02 15:00 | 33.7019 | 54.6967
2025-11-02 16:00 | 36.2281 | 57.8855
2025-11-02 17:00 | 39.4218 | 65.4233
2025-11-02 18:00 | 42.4527 | 72.2039
2025-11-02 19:00 | 40.0804 | 69.9288
2025-11-02 20:00 | 37.3318 | 65.4605
2025-11-02 21:00 | 35.096 | 61.4864
2025-11-02 22:00 | 33.3933 | 59.7715
2025-11-02 23:00 | 31.3002 | 57.7268
2025-11-03 | 29.299 | 56.1572
2025-11-03 01:00 | 28.1802 | 51.7925
2025-11-03 02:00 | 28.1576 | 49.5478
2025-11-03 03:00 | 28.619 | 49.3689
2025-11-03 04:00 | 29.1742 | 48.8637
2025-11-03 05:00 | 30.0651 | 50.54
2025-11-03 06:00 | 32.9091 | 56.1081
2025-11-03 07:00 | 38.7611 | 61.7793
2025-11-03 08:00 | 41.9837 | 66.8939
2025-11-03 09:00 | 41.6653 | 69.0783
2025-11-03 10:00 | 40.3893 | 68.6902
2025-11-03 11:00 | 39.4432 | 65.2922
2025-11-03 12:00 | 39.8261 | 60.8151
2025-11-03 13:00 | 39.2828 | 59.7108
2025-11-03 14:00 | 39.2165 | 56.6469
2025-11-03 15:00 | 39.604 | 59.5805
2025-11-03 16:00 | 40.7285 | 62.5951
2025-11-03 17:00 | 42.5851 | 69.5826
2025-11-03 18:00 | 45.0981 | 74.0294
2025-11-03 19:00 | 43.3324 | 72.4936
2025-11-03 20:00 | 40.9154 | 69.4287
2025-11-03 21:00 | 38.5538 | 66.0133
2025-11-03 22:00 | 36.1528 | 62.9623
2025-11-03 23:00 | 33.2899 | 59.1371
2025-11-04 | 30.3486 | 56.7288
2025-11-04 01:00 | 29.4468 | 52.1114
2025-11-04 02:00 | 29.4097 | 49.4211
2025-11-04 03:00 | 29.8607 | 48.9974
2025-11-04 04:00 | 30.429 | 48.4652
2025-11-04 05:00 | 31.3533 | 49.9124
2025-11-04 06:00 | 33.6742 | 55.541
2025-11-04 07:00 | 39.3923 | 60.8722
2025-11-04 08:00 | 42.5233 | 64.6142
2025-11-04 09:00 | 42.2151 | 63.8553
2025-11-04 10:00 | 40.9587 | 61.0468
2025-11-04 11:00 | 40.257 | 57.3999
2025-11-04 12:00 | 38.862 | 57.6471
2025-11-04 13:00 | 38.7085 | 56.1379
2025-11-04 14:00 | 38.8957 | 52.7396
2025-11-04 15:00 | 39.6959 | 56.3014
2025-11-04 16:00 | 41.0128 | 60.055
2025-11-04 17:00 | 42.9096 | 66.9559
2025-11-04 18:00 | 45.8815 | 74.7506
2025-11-04 19:00 | 43.5527 | 72.3236
2025-11-04 20:00 | 41 | 68.745
2025-11-04 21:00 | 38.3232 | 65.0743
2025-11-04 22:00 | 36.014 | 61.9928
2025-11-04 23:00 | 33.2066 | 58.5597
2025-11-05 | 30.8224 | 56.2464
2025-11-05 01:00 | 29.5732 | 51.6819
2025-11-05 02:00 | 29.4638 | 49.047
2025-11-05 03:00 | 29.844 | 48.2942
2025-11-05 04:00 | 30.4182 | 47.7539
2025-11-05 05:00 | 31.2338 | 48.7907
2025-11-05 06:00 | 34.0088 | 53.9274
2025-11-05 07:00 | 39.8913 | 59.2055
2025-11-05 08:00 | 43.367 | 63.4402
2025-11-05 09:00 | 43.1812 | 65.3574
2025-11-05 10:00 | 41.8529 | 65.751
2025-11-05 11:00 | 40.6611 | 64.3828
2025-11-05 12:00 | 41.0825 | 61.7977
2025-11-05 13:00 | 40.79 | 61.6862
2025-11-05 14:00 | 40.5448 | 59.4603
2025-11-05 15:00 | 40.8279 | 62.7034
2025-11-05 16:00 | 42.0924 | 65.241
2025-11-05 17:00 | 44.2451 | 69.66
2025-11-05 18:00 | 46.9929 | 72.647
2025-11-05 19:00 | 44.3657 | 69.8067
2025-11-05 20:00 | 41.5774 | 66.2264
2025-11-05 21:00 | 39.1927 | 62.6363
2025-11-05 22:00 | 36.7736 | 59.5774
2025-11-05 23:00 | 33.8921 | 56.0788
2025-11-06 | 31.4998 | 53.8803
2025-11-06 01:00 | 29.6069 | 50.0717
2025-11-06 02:00 | 29.4733 | 47.4013
2025-11-06 03:00 | 29.8922 | 46.7387
2025-11-06 04:00 | 30.4776 | 46.1639
2025-11-06 05:00 | 31.3414 | 47.3658
2025-11-06 06:00 | 34.189 | 52.2659
2025-11-06 07:00 | 40.0246 | 57.5321
2025-11-06 08:00 | 43.4742 | 61.2261
2025-11-06 09:00 | 43.3969 | 61.4318
2025-11-06 10:00 | 42.0636 | 59.7348
2025-11-06 11:00 | 40.8768 | 56.4818
2025-11-06 12:00 | 39.873 | 59.6377
2025-11-06 13:00 | 39.4918 | 58.8317
2025-11-06 14:00 | 39.267 | 55.8001
2025-11-06 15:00 | 39.4636 | 58.7779
2025-11-06 16:00 | 40.6822 | 61.9434
2025-11-06 17:00 | 42.7428 | 67.192
2025-11-06 18:00 | 45.2808 | 72.3774
2025-11-06 19:00 | 43.3762 | 69.2732
2025-11-06 20:00 | 41.0813 | 65.8785
2025-11-06 21:00 | 38.9351 | 62.1775
2025-11-06 22:00 | 36.6805 | 59.2027
2025-11-06 23:00 | 33.9162 | 56.0203
2025-11-07 | 31.5517 | 53.1645
2025-11-07 01:00 | 29.9921 | 53.524
2025-11-07 02:00 | 29.8033 | 50.601
2025-11-07 03:00 | 30.1922 | 49.6877
2025-11-07 04:00 | 30.752 | 49.1778
2025-11-07 05:00 | 31.5481 | 49.963
2025-11-07 06:00 | 34.0102 | 54.8123
2025-11-07 07:00 | 39.7791 | 59.2925
2025-11-07 08:00 | 43.3934 | 62.8318
2025-11-07 09:00 | 43.9888 | 64.6708
2025-11-07 10:00 | 43.3635 | 65.2495
2025-11-07 11:00 | 42.6661 | 64.9054
2025-11-07 12:00 | 41.5188 | 65.5229
2025-11-07 13:00 | 41.2433 | 65.3789
2025-11-07 14:00 | 40.9296 | 62.6885
2025-11-07 15:00 | 40.8271 | 65.7257
2025-11-07 16:00 | 41.6151 | 68.2042
2025-11-07 17:00 | 43.3165 | 71.2731
2025-11-07 18:00 | 46.466 | 74.5778
2025-11-07 19:00 | 43.9255 | 72.3971
2025-11-07 20:00 | 40.9392 | 69.9502
2025-11-07 21:00 | 38.6285 | 66.9108
2025-11-07 22:00 | 36.3383 | 64.1408
2025-11-07 23:00 | 33.5417 | 60.7535
2025-11-08 | 30.3002 | 55.4071
2025-11-08 01:00 | 29.248 | 54.5676
2025-11-08 02:00 | 29.0202 | 51.9528
2025-11-08 03:00 | 29.2948 | 51.1108
2025-11-08 04:00 | 29.6654 | 50.6909
2025-11-08 05:00 | 29.7323 | 50.9884
2025-11-08 06:00 | 30.5164 | 51.6182
2025-11-08 07:00 | 34.6323 | 54.0163
2025-11-08 08:00 | 38.613 | 57.7544
2025-11-08 09:00 | 40.6078 | 61.8391
2025-11-08 10:00 | 40.8334 | 63.5631
2025-11-08 11:00 | 40.4833 | 61.7567
2025-11-08 12:00 | 39.9403 | 61.1464
2025-11-08 13:00 | 39.2497 | 60.6361
2025-11-08 14:00 | 38.7143 | 58.1033
2025-11-08 15:00 | 38.9869 | 62.1609
2025-11-08 16:00 | 40.7963 | 64.9102
2025-11-08 17:00 | 43.5383 | 69.2681
2025-11-08 18:00 | 45.8704 | 72.2459
2025-11-08 19:00 | 43.0344 | 68.5106
2025-11-08 20:00 | 39.8573 | 64.2179
2025-11-08 21:00 | 37.2772 | 61.1177
2025-11-08 22:00 | 35.5843 | 59.6596
2025-11-08 23:00 | 33.4826 | 57.8941
2025-11-09 | 31.0645 | 56.4608
2025-11-09 01:00 | 29.2988 | 50.4446
2025-11-09 02:00 | 28.9931 | 48.1172
2025-11-09 03:00 | 29.1888 | 47.3143
2025-11-09 04:00 | 29.419 | 46.5421
2025-11-09 05:00 | 29.2879 | 47.1519
2025-11-09 06:00 | 29.7321 | 48.9119
2025-11-09 07:00 | 33.5139 | 50.2846
2025-11-09 08:00 | 37.1485 | 53.4539
2025-11-09 09:00 | 38.7215 | 56.9019
2025-11-09 10:00 | 38.3728 | 58.8603
2025-11-09 11:00 | 38.0215 | 57.9177
2025-11-09 12:00 | 37.4381 | 56.9345
2025-11-09 13:00 | 36.955 | 56.6905
2025-11-09 14:00 | 36.8298 | 54.8973
2025-11-09 15:00 | 37.3438 | 58.9233
2025-11-09 16:00 | 39.5605 | 61.9584
2025-11-09 17:00 | 42.842 | 67.8354
2025-11-09 18:00 | 44.0508 | 71.8683
2025-11-09 19:00 | 42.1014 | 68.4026
2025-11-09 20:00 | 39.5774 | 63.5334
2025-11-09 21:00 | 37.3329 | 59.5497
2025-11-09 22:00 | 35.447 | 58.0015
2025-11-09 23:00 | 33.1959 | 56.0734
2025-11-10 | 31.2251 | 54.3872
2025-11-10 01:00 | 29.2535 | 50.3843
2025-11-10 02:00 | 29.2157 | 48.1681
2025-11-10 03:00 | 29.7578 | 47.7453
2025-11-10 04:00 | 30.339 | 47.0339
2025-11-10 05:00 | 31.1896 | 48.3405
2025-11-10 06:00 | 33.9607 | 53.3836
2025-11-10 07:00 | 39.8171 | 58.647
2025-11-10 08:00 | 43.1133 | 63.266
2025-11-10 09:00 | 42.6164 | 65.6311
2025-11-10 10:00 | 41.1942 | 65.8124
2025-11-10 11:00 | 39.977 | 64.417
2025-11-10 12:00 | 38.9402 | 62.0666
2025-11-10 13:00 | 38.3588 | 62.2494
2025-11-10 14:00 | 38.2736 | 60.0019
2025-11-10 15:00 | 38.5337 | 63.4927
2025-11-10 16:00 | 40.0499 | 66.5849
2025-11-10 17:00 | 42.5575 | 71.8618
2025-11-10 18:00 | 46.227 | 75.4257
2025-11-10 19:00 | 44.1372 | 72.0294
2025-11-10 20:00 | 41.6263 | 68.0977
2025-11-10 21:00 | 39.3325 | 64.2647
2025-11-10 22:00 | 36.9817 | 61.1272
2025-11-10 23:00 | 34.0966 | 57.5922
2025-11-11 | 31.1484 | 54.8087
2025-11-11 01:00 | 29.864 | 51.1374
2025-11-11 02:00 | 29.752 | 48.4495
2025-11-11 03:00 | 30.1951 | 47.8353
2025-11-11 04:00 | 30.7111 | 47.1257
2025-11-11 05:00 | 31.538 | 48.209
2025-11-11 06:00 | 33.9569 | 52.5244
2025-11-11 07:00 | 39.8501 | 57.9031
2025-11-11 08:00 | 43.0637 | 62.3927
2025-11-11 09:00 | 42.7195 | 63.9737
2025-11-11 10:00 | 41.2848 | 63.6202
2025-11-11 11:00 | 40.4052 | 62.8868
2025-11-11 12:00 | 38.6743 | 61.653
2025-11-11 13:00 | 38.3756 | 61.2736
2025-11-11 14:00 | 38.8015 | 58.7378
2025-11-11 15:00 | 39.5642 | 62.6549
2025-11-11 16:00 | 41.0498 | 66.2315
2025-11-11 17:00 | 43.254 | 71.4852
2025-11-11 18:00 | 45.9316 | 75.8818
2025-11-11 19:00 | 43.6912 | 72.4715
2025-11-11 20:00 | 41.4103 | 68.3607
2025-11-11 21:00 | 38.9285 | 64.5048
2025-11-11 22:00 | 36.6773 | 61.4236
2025-11-11 23:00 | 33.8516 | 57.8428
2025-11-12 | 31.5187 | 55.8619
2025-11-12 01:00 | 30.4695 | 51.6592
2025-11-12 02:00 | 30.3498 | 48.9863
2025-11-12 03:00 | 30.7602 | 48.1201
2025-11-12 04:00 | 31.2429 | 47.5425
2025-11-12 05:00 | 31.9754 | 48.5332
2025-11-12 06:00 | 34.4247 | 53.1486
2025-11-12 07:00 | 40.3801 | 58.1672
2025-11-12 08:00 | 44.0308 | 62.4505
2025-11-12 09:00 | 43.6538 | 64.1449
2025-11-12 10:00 | 42.1521 | 64.1885
2025-11-12 11:00 | 40.7871 | 63.5
2025-11-12 12:00 | 41.8609 | 60.7572
2025-11-12 13:00 | 41.4349 | 60.7829
2025-11-12 14:00 | 41.2652 | 58.7673
2025-11-12 15:00 | 41.3108 | 61.8587
2025-11-12 16:00 | 42.638 | 64.8803
2025-11-12 17:00 | 44.9922 | 70.0487
2025-11-12 18:00 | 47.7145 | 74.19
2025-11-12 19:00 | 45.201 | 71.1433
2025-11-12 20:00 | 42.6821 | 67.6334
2025-11-12 21:00 | 40.3331 | 64.3068
2025-11-12 22:00 | 37.9419 | 61.3943
2025-11-12 23:00 | 35.0301 | 57.5287
2025-11-13 | 32.7711 | 54.4712
2025-11-13 01:00 | 30.803 | 52.8572
2025-11-13 02:00 | 30.6371 | 50.1137
2025-11-13 03:00 | 31.0426 | 49.4166
2025-11-13 04:00 | 31.4863 | 48.6263
2025-11-13 05:00 | 32.2397 | 49.8618
2025-11-13 06:00 | 34.7802 | 53.8054
2025-11-13 07:00 | 40.5336 | 58.4156
2025-11-13 08:00 | 44.1537 | 62.3042
2025-11-13 09:00 | 44.536 | 63.222
2025-11-13 10:00 | 43.6548 | 61.0013
2025-11-13 11:00 | 43.0845 | 59.6692
2025-11-13 12:00 | 41.7771 | 55.1183
2025-11-13 13:00 | 41.5393 | 54.813
2025-11-13 14:00 | 41.4103 | 52.9471
2025-11-13 15:00 | 41.6683 | 56.1175
2025-11-13 16:00 | 42.8871 | 60.0075
2025-11-13 17:00 | 44.9784 | 65.9161
2025-11-13 18:00 | 48.0362 | 67.6902
2025-11-13 19:00 | 45.4732 | 65.9496
2025-11-13 20:00 | 42.7791 | 63.7909
2025-11-13 21:00 | 40.4258 | 60.8043
2025-11-13 22:00 | 38.0258 | 58.0143
2025-11-13 23:00 | 35.0949 | 54.5331
2025-11-14 | 32.3848 | 52.357
2025-11-14 01:00 | 30.5056 | 50.1809
2025-11-14 02:00 | 30.2885 | 47.4025
2025-11-14 03:00 | 30.6897 | 46.6702
2025-11-14 04:00 | 31.1659 | 46.1572
2025-11-14 05:00 | 31.8696 | 47.185
2025-11-14 06:00 | 34.5427 | 51.3262
2025-11-14 07:00 | 40.313 | 56.388
2025-11-14 08:00 | 44.187 | 60.9516
2025-11-14 09:00 | 44.864 | 62.8153
2025-11-14 10:00 | 44.4873 | 62.5119
2025-11-14 11:00 | 43.9555 | 61.2699
2025-11-14 12:00 | 43.1232 | 56.9549
2025-11-14 13:00 | 42.7931 | 55.8826
2025-11-14 14:00 | 42.6593 | 52.8816
2025-11-14 15:00 | 42.558 | 55.1966
2025-11-14 16:00 | 43.5184 | 58.4378
2025-11-14 17:00 | 45.4267 | 64.9612
2025-11-14 18:00 | 48.352 | 68.9186
2025-11-14 19:00 | 45.6273 | 67.2517
2025-11-14 20:00 | 42.5818 | 64.2247
2025-11-14 21:00 | 40.2466 | 61.238
2025-11-14 22:00 | 37.9538 | 58.5169
2025-11-14 23:00 | 35.0354 | 54.6051
2025-11-15 | 31.6564 | 52.6843
2025-11-15 01:00 | 30.4799 | 50.81
2025-11-15 02:00 | 30.2534 | 48.2294
2025-11-15 03:00 | 30.581 | 47.5191
2025-11-15 04:00 | 30.8674 | 46.8435
2025-11-15 05:00 | 30.9722 | 47.13
2025-11-15 06:00 | 31.7413 | 48.9358
2025-11-15 07:00 | 35.8172 | 50.563
2025-11-15 08:00 | 39.4931 | 53.7191
2025-11-15 09:00 | 41.4093 | 53.9921
2025-11-15 10:00 | 41.8293 | 51.9011
2025-11-15 11:00 | 41.6637 | 48.9563
2025-11-15 12:00 | 40.9248 | 48.7071
2025-11-15 13:00 | 40.3075 | 47.1044
2025-11-15 14:00 | 39.9743 | 43.7334
2025-11-15 15:00 | 40.1021 | 46.9189
2025-11-15 16:00 | 41.8446 | 51.5588
2025-11-15 17:00 | 44.7986 | 59.6615
2025-11-15 18:00 | 46.6346 | 67.0865
2025-11-15 19:00 | 44.3019 | 64.226
2025-11-15 20:00 | 41.4562 | 61.0761
2025-11-15 21:00 | 38.8208 | 58.9789
2025-11-15 22:00 | 37.1391 | 57.7309
2025-11-15 23:00 | 34.9522 | 55.4639
2025-11-16 | 32.4927 | 53.3107
2025-11-16 01:00 | 30.7527 | 48.9957
2025-11-16 02:00 | 30.451 | 46.4347
2025-11-16 03:00 | 30.7178 | 45.4379
2025-11-16 04:00 | 30.9129 | 44.4863
2025-11-16 05:00 | 30.9186 | 44.7852
2025-11-16 06:00 | 31.5856 | 46.0663
2025-11-16 07:00 | 35.2325 | 46.96
2025-11-16 08:00 | 38.5047 | 50.7761
2025-11-16 09:00 | 40.0296 | 54.2672
2025-11-16 10:00 | 39.9943 | 56.0539
2025-11-16 11:00 | 39.6151 | 56.2366
2025-11-16 12:00 | 39.8469 | 55.6719
2025-11-16 13:00 | 39.6719 | 55.6823
2025-11-16 14:00 | 39.6364 | 54.4753
2025-11-16 15:00 | 40.0369 | 58.4832
2025-11-16 16:00 | 42.0768 | 61.8111
2025-11-16 17:00 | 45.3647 | 67.369
2025-11-16 18:00 | 48.2071 | 71.4447
2025-11-16 19:00 | 45.6443 | 67.897
2025-11-16 20:00 | 42.7525 | 63.4171
2025-11-16 21:00 | 39.8262 | 59.8809
2025-11-16 22:00 | 37.6379 | 58.3334
2025-11-16 23:00 | 35.1748 | 56.0685
2025-11-17 | 33.0773 | 53.27
2025-11-17 01:00 | 31.4027 | 49.1749
2025-11-17 02:00 | 31.3316 | 46.9348
2025-11-17 03:00 | 31.8371 | 46.333
2025-11-17 04:00 | 32.3161 | 45.5894
2025-11-17 05:00 | 33.0038 | 46.9204
2025-11-17 06:00 | 35.5965 | 51.8866
2025-11-17 07:00 | 41.4588 | 56.7723
2025-11-17 08:00 | 45.339 | 61.0453
2025-11-17 09:00 | 45.8734 | 62.1631
2025-11-17 10:00 | 45.1763 | 61.1212
2025-11-17 11:00 | 44.5477 | 59.8053
2025-11-17 12:00 | 42.8145 | 57.0657
2025-11-17 13:00 | 42.364 | 56.9015
2025-11-17 14:00 | 42.3736 | 54.491
2025-11-17 15:00 | 42.7707 | 57.1822
2025-11-17 16:00 | 44.39 | 61.0315
2025-11-17 17:00 | 46.8327 | 67.9132
2025-11-17 18:00 | 48.3429 | 73.4373
2025-11-17 19:00 | 46.367 | 69.9839
2025-11-17 20:00 | 43.8817 | 65.8524
2025-11-17 21:00 | 41.5777 | 62.2531
2025-11-17 22:00 | 39.2076 | 59.3567
2025-11-17 23:00 | 36.1775 | 55.4845
2025-11-18 | 33.2911 | 53.6414
2025-11-18 01:00 | 31.3896 | 50.4017
2025-11-18 02:00 | 31.231 | 47.6821
2025-11-18 03:00 | 31.668 | 47.0028
2025-11-18 04:00 | 32.106 | 46.2374
2025-11-18 05:00 | 32.8445 | 47.2994
2025-11-18 06:00 | 35.3657 | 52.0323
2025-11-18 07:00 | 40.9965 | 56.9891
2025-11-18 08:00 | 44.4709 | 61.5868
2025-11-18 09:00 | 43.8814 | 63.4872
2025-11-18 10:00 | 42.4077 | 62.9959
2025-11-18 11:00 | 41.1018 | 62.6596
2025-11-18 12:00 | 41.3897 | 63.7242
2025-11-18 13:00 | 40.6149 | 63.744
2025-11-18 14:00 | 40.792 | 61.0885
2025-11-18 15:00 | 40.8999 | 64.5385
2025-11-18 16:00 | 42.4062 | 68.217
2025-11-18 17:00 | 45.1864 | 72.868
2025-11-18 18:00 | 48.9841 | 76.2132
2025-11-18 19:00 | 46.4088 | 73.5186
2025-11-18 20:00 | 43.8422 | 70.8131
2025-11-18 21:00 | 41.4602 | 67.9939
2025-11-18 22:00 | 39.0983 | 65.211
2025-11-18 23:00 | 36.0804 | 61.4636
2025-11-19 | 33.2217 | 55.7863
2025-11-19 01:00 | 31.4669 | 53.0572
2025-11-19 02:00 | 31.3155 | 50.2874
2025-11-19 03:00 | 31.7375 | 49.6035
2025-11-19 04:00 | 32.1405 | 49.0592
2025-11-19 05:00 | 32.8306 | 50.0643
2025-11-19 06:00 | 35.1622 | 53.5927
2025-11-19 07:00 | 40.9432 | 58.8275
2025-11-19 08:00 | 44.7725 | 64.4741
2025-11-19 09:00 | 45.1205 | 67.6361
2025-11-19 10:00 | 44.2131 | 68.2144
2025-11-19 11:00 | 43.5903 | 67.8097
2025-11-19 12:00 | 43.4114 | 62.9136
2025-11-19 13:00 | 42.9751 | 62.3166
2025-11-19 14:00 | 42.9723 | 59.8515
2025-11-19 15:00 | 43.1201 | 62.3142
2025-11-19 16:00 | 44.4902 | 65.6241
2025-11-19 17:00 | 46.9982 | 72.4807
2025-11-19 18:00 | 49.0326 | 77.0739
2025-11-19 19:00 | 46.4016 | 74.7295
2025-11-19 20:00 | 43.8697 | 71.2947
2025-11-19 21:00 | 41.547 | 68.1196
2025-11-19 22:00 | 39.1543 | 64.9996
2025-11-19 23:00 | 36.1497 | 60.4355
2025-11-20 | 33.302 | 58.0204
2025-11-20 01:00 | 32.101 | 53.4655
2025-11-20 02:00 | 31.9627 | 50.8696
2025-11-20 03:00 | 32.4198 | 50.3005
2025-11-20 04:00 | 32.8757 | 49.5794
2025-11-20 05:00 | 33.5447 | 50.9155
2025-11-20 06:00 | 36.2953 | 55.4627
2025-11-20 07:00 | 42.0042 | 60.2715
2025-11-20 08:00 | 45.9241 | 64.9343
2025-11-20 09:00 | 45.8926 | 66.7102
2025-11-20 10:00 | 44.7098 | 66.1184
2025-11-20 11:00 | 43.7835 | 64.8412
2025-11-20 12:00 | 44.2343 | 59.9868
2025-11-20 13:00 | 43.7183 | 58.9595
2025-11-20 14:00 | 43.7088 | 56.3376
2025-11-20 15:00 | 43.9519 | 58.9637
2025-11-20 16:00 | 45.5349 | 62.5131
2025-11-20 17:00 | 48.0103 | 69.3225
2025-11-20 18:00 | 51.6498 | 74.2738
2025-11-20 19:00 | 49.2018 | 72.3741
2025-11-20 20:00 | 46.5847 | 69.2678
2025-11-20 21:00 | 44.2525 | 66.2794
2025-11-20 22:00 | 41.8811 | 63.4267
2025-11-20 23:00 | 38.7852 | 59.1384
2025-11-21 | 35.3912 | 57.3101
2025-11-21 01:00 | 33.5971 | 51.582
2025-11-21 02:00 | 33.3952 | 49.0052
2025-11-21 03:00 | 33.8458 | 48.5229
2025-11-21 04:00 | 34.2768 | 47.8177
2025-11-21 05:00 | 34.892 | 48.8244
2025-11-21 06:00 | 37.4849 | 53.5606
2025-11-21 07:00 | 43.0943 | 58.4711
2025-11-21 08:00 | 46.7769 | 63.4793
2025-11-21 09:00 | 46.3501 | 66.2823
2025-11-21 10:00 | 44.8117 | 66.324
2025-11-21 11:00 | 43.5008 | 65.4415
2025-11-21 12:00 | 43.0652 | 65.8254
2025-11-21 13:00 | 42.3922 | 65.8729
2025-11-21 14:00 | 42.1035 | 63.8156
2025-11-21 15:00 | 41.8517 | 66.7649
2025-11-21 16:00 | 43.0633 | 68.8292
2025-11-21 17:00 | 45.5601 | 72.7497
2025-11-21 18:00 | 50.2263 | 74.7567
2025-11-21 19:00 | 47.8053 | 71.551
2025-11-21 20:00 | 45.0101 | 67.2648
2025-11-21 21:00 | 42.6362 | 63.7515
2025-11-21 22:00 | 40.2705 | 60.6668
2025-11-21 23:00 | 37.2437 | 56.7615
2025-11-22 | 34.4391 | 54.2445
2025-11-22 01:00 | 32.7667 | 50.4493
2025-11-22 02:00 | 32.4414 | 48.1207
2025-11-22 03:00 | 32.6753 | 47.8253
2025-11-22 04:00 | 32.9226 | 46.8237
2025-11-22 05:00 | 33.1249 | 47.0497
2025-11-22 06:00 | 34.4687 | 50.6421
2025-11-22 07:00 | 38.2074 | 52.4631
2025-11-22 08:00 | 41.2507 | 56.2164
2025-11-22 09:00 | 42.9166 | 59.9371
2025-11-22 10:00 | 43.4594 | 61.4323
2025-11-22 11:00 | 42.9909 | 61.3566
2025-11-22 12:00 | 42.4303 | 61.5528
2025-11-22 13:00 | 42.0129 | 61.856
2025-11-22 14:00 | 41.6448 | 59.7908
2025-11-22 15:00 | 41.6094 | 62.95
2025-11-22 16:00 | 43.0831 | 65.7726
2025-11-22 17:00 | 46.0967 | 69.9627
2025-11-22 18:00 | 50.7904 | 72.9565
2025-11-22 19:00 | 48.0612 | 69.1192
2025-11-22 20:00 | 44.7503 | 65.3037
2025-11-22 21:00 | 41.6486 | 62.6625
2025-11-22 22:00 | 39.6322 | 60.9563
2025-11-22 23:00 | 37.2818 | 58.6808
2025-11-23 | 34.3508 | 54.441
2025-11-23 01:00 | 32.9307 | 54.4037
2025-11-23 02:00 | 32.6166 | 51.7656
2025-11-23 03:00 | 32.8617 | 50.6432
2025-11-23 04:00 | 33.0169 | 49.7301
2025-11-23 05:00 | 33.1567 | 49.5569
2025-11-23 06:00 | 34.0568 | 51.9918
2025-11-23 07:00 | 37.284 | 52.1142
2025-11-23 08:00 | 39.6211 | 54.1091
2025-11-23 09:00 | 40.1148 | 56.6062
2025-11-23 10:00 | 39.6543 | 57.7496
2025-11-23 11:00 | 38.9335 | 58.1838
2025-11-23 12:00 | 40.1129 | 55.7276
2025-11-23 13:00 | 39.857 | 55.5686
2025-11-23 14:00 | 39.839 | 54.2654
2025-11-23 15:00 | 40.0686 | 57.6971
2025-11-23 16:00 | 41.9789 | 61.4069
2025-11-23 17:00 | 45.7261 | 67.97
2025-11-23 18:00 | 49.5729 | 75.1836
2025-11-23 19:00 | 47.6346 | 72.156
2025-11-23 20:00 | 44.7501 | 68.2502
2025-11-23 21:00 | 41.853 | 65.0521
2025-11-23 22:00 | 39.6748 | 63.2112
2025-11-23 23:00 | 37.1174 | 60.5907
2025-11-24 | 34.6187 | 58.0296
2025-11-24 01:00 | 33.0613 | 55.5735
2025-11-24 02:00 | 32.9949 | 53.0776
2025-11-24 03:00 | 33.4823 | 52.1255
2025-11-24 04:00 | 33.9328 | 51.2871
2025-11-24 05:00 | 34.4855 | 52.377
2025-11-24 06:00 | 36.9422 | 55.6154
2025-11-24 07:00 | 42.7373 | 60.0038
2025-11-24 08:00 | 46.9745 | 64.7086
2025-11-24 09:00 | 47.7302 | 66.9583
2025-11-24 10:00 | 47.1258 | 66.8163
2025-11-24 11:00 | 46.5312 | 66.4464
2025-11-24 12:00 | 46.0651 | 61.1516
2025-11-24 13:00 | 45.5705 | 61.187
2025-11-24 14:00 | 45.5992 | 59.0461
2025-11-24 15:00 | 45.8727 | 61.7584
2025-11-24 16:00 | 47.5581 | 65.4677
2025-11-24 17:00 | 50.0194 | 71.9046
2025-11-24 18:00 | 52.2439 | 77.255
2025-11-24 19:00 | 49.6576 | 74.7981
2025-11-24 20:00 | 46.873 | 71.9843
2025-11-24 21:00 | 44.2561 | 69.1999
2025-11-24 22:00 | 41.7352 | 66.29
2025-11-24 23:00 | 38.4922 | 62.186
2025-11-25 | 35.9901 | 58.4297
2025-11-25 01:00 | 33.357 | 56.8221
2025-11-25 02:00 | 33.1579 | 53.8081
2025-11-25 03:00 | 33.5807 | 52.8132
2025-11-25 04:00 | 33.9471 | 52.0024
2025-11-25 05:00 | 34.5717 | 52.843
2025-11-25 06:00 | 36.8829 | 56.1425
2025-11-25 07:00 | 42.4413 | 60.6713
2025-11-25 08:00 | 46.3837 | 65.7452
2025-11-25 09:00 | 46.7618 | 68.0342
2025-11-25 10:00 | 45.9321 | 67.3948
2025-11-25 11:00 | 45.2133 | 66.5788
2025-11-25 12:00 | 45.0184 | 67.5536
2025-11-25 13:00 | 44.426 | 67.2347
2025-11-25 14:00 | 44.5861 | 64.4599
2025-11-25 15:00 | 44.8111 | 67.3933
2025-11-25 16:00 | 46.3193 | 70.8934
2025-11-25 17:00 | 48.9195 | 75.8578
2025-11-25 18:00 | 51.087 | 79.812
2025-11-25 19:00 | 48.3412 | 77.1761
2025-11-25 20:00 | 45.6589 | 74.0435
2025-11-25 21:00 | 43.1632 | 71.0459
2025-11-25 22:00 | 40.7344 | 67.8865
2025-11-25 23:00 | 37.6088 | 63.8001
2025-11-26 | 34.7329 | 60.6358
2025-11-26 01:00 | 31.9587 | 56.4142
2025-11-26 02:00 | 31.6921 | 53.6118
2025-11-26 03:00 | 32.0374 | 53.0976
2025-11-26 04:00 | 32.2781 | 52.4918
2025-11-26 05:00 | 32.8244 | 53.4489
2025-11-26 06:00 | 35.2285 | 57.164
2025-11-26 07:00 | 40.7783 | 62.2245
2025-11-26 08:00 | 44.3127 | 68.4475
2025-11-26 09:00 | 44.2874 | 71.1276
2025-11-26 10:00 | 43.2431 | 70.5547
2025-11-26 11:00 | 42.5189 | 68.833
2025-11-26 12:00 | 41.9879 | 66.6715
2025-11-26 13:00 | 41.4176 | 66.1322
2025-11-26 14:00 | 41.6204 | 64.0744
2025-11-26 15:00 | 41.6334 | 66.8401
2025-11-26 16:00 | 42.9375 | 69.9763
2025-11-26 17:00 | 45.572 | 77.0209
2025-11-26 18:00 | 48.6466 | 79.7986
2025-11-26 19:00 | 45.9005 | 78.4717
2025-11-26 20:00 | 43.2941 | 75.5431
2025-11-26 21:00 | 41.0188 | 72.661
2025-11-26 22:00 | 38.7142 | 69.2778
2025-11-26 23:00 | 35.6985 | 64.2534
2025-11-27 | 32.6577 | 61.8449
2025-11-27 01:00 | 30.5909 | 56.1212
2025-11-27 02:00 | 30.3526 | 53.5311
2025-11-27 03:00 | 30.7252 | 53.3272
2025-11-27 04:00 | 31.0033 | 52.6227
2025-11-27 05:00 | 31.584 | 54.095
2025-11-27 06:00 | 33.8411 | 59.1664
2025-11-27 07:00 | 39.5193 | 64.0393
2025-11-27 08:00 | 43.3118 | 69.7493
2025-11-27 09:00 | 43.73 | 71.4462
2025-11-27 10:00 | 43.2503 | 69.7986
2025-11-27 11:00 | 42.9133 | 66.8072
2025-11-27 12:00 | 42.3471 | 66.4904
2025-11-27 13:00 | 41.8524 | 65.4551
2025-11-27 14:00 | 42.0533 | 63.24
2025-11-27 15:00 | 41.9862 | 66.0089
2025-11-27 16:00 | 43.2176 | 68.9711
2025-11-27 17:00 | 45.5668 | 75.6273
2025-11-27 18:00 | 48.4228 | 79.4499
2025-11-27 19:00 | 45.7843 | 77.9969
2025-11-27 20:00 | 43.3732 | 75.0315
2025-11-27 21:00 | 41.1916 | 72.1042
2025-11-27 22:00 | 38.9918 | 68.8786
2025-11-27 23:00 | 36.0774 | 64.2117
2025-11-28 | 33.283 | 61.1565
2025-11-28 01:00 | 31.3402 | 57.0472
2025-11-28 02:00 | 31.0896 | 54.3464
2025-11-28 03:00 | 31.5122 | 53.7367
2025-11-28 04:00 | 31.8567 | 52.9335
2025-11-28 05:00 | 32.4145 | 53.8271
2025-11-28 06:00 | 34.8626 | 58.1362
2025-11-28 07:00 | 40.7274 | 62.575
2025-11-28 08:00 | 44.8729 | 67.5011
2025-11-28 09:00 | 45.4712 | 68.2081
2025-11-28 10:00 | 45.0599 | 65.6705
2025-11-28 11:00 | 44.6477 | 62.4835
2025-11-28 12:00 | 44.6468 | 61.6481
2025-11-28 13:00 | 44.2665 | 60.6664
2025-11-28 14:00 | 44.0104 | 58.2995
2025-11-28 15:00 | 43.6882 | 60.7919
2025-11-28 16:00 | 44.6345 | 63.5796
2025-11-28 17:00 | 46.8714 | 70.2277
2025-11-28 18:00 | 48.9372 | 75.3638
2025-11-28 19:00 | 46.2291 | 73.7706
2025-11-28 20:00 | 43.5759 | 70.4936
2025-11-28 21:00 | 41.3624 | 67.6255
2025-11-28 22:00 | 39.1048 | 64.4357
2025-11-28 23:00 | 36.2311 | 60.1219
2025-11-29 | 33.5735 | 58.334
2025-11-29 01:00 | 31.0711 | 54.961
2025-11-29 02:00 | 30.6674 | 52.4809
2025-11-29 03:00 | 30.948 | 52.0763
2025-11-29 04:00 | 31.0218 | 51.0692
2025-11-29 05:00 | 30.8845 | 51.4996
2025-11-29 06:00 | 31.6567 | 55.1782
2025-11-29 07:00 | 35.8352 | 56.8366
2025-11-29 08:00 | 39.662 | 60.2714
2025-11-29 09:00 | 41.355 | 65.3468
2025-11-29 10:00 | 41.634 | 68.1238
2025-11-29 11:00 | 41.3634 | 68.6895
2025-11-29 12:00 | 41.2523 | 67.0701
2025-11-29 13:00 | 40.6939 | 67.6737
2025-11-29 14:00 | 40.4078 | 65.7875
2025-11-29 15:00 | 40.2322 | 67.8761
2025-11-29 16:00 | 41.835 | 69.6988
2025-11-29 17:00 | 44.7146 | 73.9075
2025-11-29 18:00 | 47.0666 | 74.8044
2025-11-29 19:00 | 43.9787 | 71.8309
2025-11-29 20:00 | 41.0676 | 67.5417
2025-11-29 21:00 | 38.4767 | 64.4485
2025-11-29 22:00 | 36.6939 | 62.3744
2025-11-29 23:00 | 34.5361 | 59.8187
2025-11-30 | 32.546 | 58.2102
2025-11-30 01:00 | 30.7466 | 55.0195
2025-11-30 02:00 | 30.3511 | 52.6831
2025-11-30 03:00 | 30.5969 | 52.2623
2025-11-30 04:00 | 30.6479 | 51.6574
2025-11-30 05:00 | 30.5072 | 51.8559
2025-11-30 06:00 | 31.0849 | 53.9207
2025-11-30 07:00 | 34.6221 | 55.3226
2025-11-30 08:00 | 38.1659 | 58.1337
2025-11-30 09:00 | 39.9806 | 62.5776
2025-11-30 10:00 | 40.5382 | 64.7228
2025-11-30 11:00 | 40.6321 | 64.7332
2025-11-30 12:00 | 40.4557 | 62.6327
2025-11-30 13:00 | 40.2231 | 63.2994
2025-11-30 14:00 | 39.9896 | 62.748
2025-11-30 15:00 | 40.3035 | 66.8628
2025-11-30 16:00 | 42.4184 | 69.5563
2025-11-30 17:00 | 46.0779 | 75.457
2025-11-30 18:00 | 48.9085 | 78.2617
2025-11-30 19:00 | 46.5196 | 75.6056
2025-11-30 20:00 | 43.7596 | 71.432
2025-11-30 21:00 | 41.2098 | 68.1384
2025-11-30 22:00 | 39.2492 | 65.8855
2025-11-30 23:00 | 36.8528 | 62.93
2025-12-01 | 33.9896 | 60.6065
2025-12-01 01:00 | 32.9057 | 58.4369
2025-12-01 02:00 | 32.8483 | 55.8155
2025-12-01 03:00 | 33.5283 | 55.1815
2025-12-01 04:00 | 33.8705 | 54.6102
2025-12-01 05:00 | 34.604 | 56.0261
2025-12-01 06:00 | 36.9904 | 61.153
2025-12-01 07:00 | 42.9964 | 66.0867
2025-12-01 08:00 | 46.9437 | 71.0535
2025-12-01 09:00 | 47.865 | 73.0394
2025-12-01 10:00 | 47.1189 | 72.0857
2025-12-01 11:00 | 46.2928 | 68.8465
2025-12-01 12:00 | 45.5617 | 67.6782
2025-12-01 13:00 | 44.9333 | 66.3133
2025-12-01 14:00 | 44.9394 | 63.4903
2025-12-01 15:00 | 45.48 | 66.1085
2025-12-01 16:00 | 47.3013 | 69.3602
2025-12-01 17:00 | 50.0594 | 76.4627
2025-12-01 18:00 | 52.6184 | 82.1072
2025-12-01 19:00 | 50.2375 | 80.6
2025-12-01 20:00 | 47.9445 | 77.6992
2025-12-01 21:00 | 45.313 | 74.2919
2025-12-01 22:00 | 42.7973 | 71.3478
2025-12-01 23:00 | 39.4342 | 66.4272
2025-12-02 | 36.2199 | 63.3599
2025-12-02 01:00 | 33.6697 | 58.238
2025-12-02 02:00 | 33.4426 | 55.3499
2025-12-02 03:00 | 34.0208 | 54.6018
2025-12-02 04:00 | 34.3184 | 53.8553
2025-12-02 05:00 | 35.0433 | 54.9527
2025-12-02 06:00 | 37.6919 | 60.2626
2025-12-02 07:00 | 43.3398 | 65.405
2025-12-02 08:00 | 46.8435 | 70.4106
2025-12-02 09:00 | 47.4028 | 72.1377
2025-12-02 10:00 | 46.3847 | 71.2077
2025-12-02 11:00 | 45.547 | 68.6065
2025-12-02 12:00 | 45.4539 | 70.299
2025-12-02 13:00 | 44.7876 | 69.036
2025-12-02 14:00 | 44.9741 | 66.4925
2025-12-02 15:00 | 45.4441 | 69.8651
2025-12-02 16:00 | 47.1681 | 72.8424
2025-12-02 17:00 | 49.9396 | 77.9529
2025-12-02 18:00 | 53.2247 | 83.5999
2025-12-02 19:00 | 50.6878 | 80.8758
2025-12-02 20:00 | 48.3458 | 77.1034
2025-12-02 21:00 | 45.7396 | 73.2843
2025-12-02 22:00 | 43.2756 | 70.3252
2025-12-02 23:00 | 39.9049 | 65.8053
2025-12-03 | 36.3643 | 62.8466
2025-12-03 01:00 | 34.5127 | 58.1325
2025-12-03 02:00 | 34.3202 | 55.2261
2025-12-03 03:00 | 34.8735 | 54.2227
2025-12-03 04:00 | 35.1319 | 53.56
2025-12-03 05:00 | 35.775 | 54.3476
2025-12-03 06:00 | 38.0107 | 58.5754
2025-12-03 07:00 | 43.6569 | 63.6449
2025-12-03 08:00 | 47.2963 | 68.8427
2025-12-03 09:00 | 48.0525 | 72.4598
2025-12-03 10:00 | 47.0234 | 73.7343
2025-12-03 11:00 | 46.262 | 72.9986
2025-12-03 12:00 | 45.5143 | 71.1288
2025-12-03 13:00 | 44.8026 | 70.8524
2025-12-03 14:00 | 44.9883 | 69.0068
2025-12-03 15:00 | 45.3362 | 72.0788
2025-12-03 16:00 | 47.0837 | 74.4233
2025-12-03 17:00 | 49.9364 | 78.5365
2025-12-03 18:00 | 52.7499 | 81.9109
2025-12-03 19:00 | 50.3972 | 79.3759
2025-12-03 20:00 | 48.2368 | 76.1844
2025-12-03 21:00 | 45.71 | 72.7615
2025-12-03 22:00 | 43.2813 | 69.7994
2025-12-03 23:00 | 39.893 | 65.1373
2025-12-04 | 37.0076 | 61.1354
2025-12-04 01:00 | 34.7513 | 57.74
2025-12-04 02:00 | 34.5338 | 54.7584
2025-12-04 03:00 | 35.1007 | 53.6091
2025-12-04 04:00 | 35.3719 | 52.8543
2025-12-04 05:00 | 36.0484 | 53.7562
2025-12-04 06:00 | 38.591 | 58.0202
2025-12-04 07:00 | 44.1088 | 62.6073
2025-12-04 08:00 | 47.7846 | 66.8851
2025-12-04 09:00 | 48.416 | 69.8795
2025-12-04 10:00 | 47.2933 | 71.0183
2025-12-04 11:00 | 46.3362 | 70.6694
2025-12-04 12:00 | 45.3185 | 69.762
2025-12-04 13:00 | 44.3991 | 69.1877
2025-12-04 14:00 | 44.6013 | 67.0034
2025-12-04 15:00 | 45.0409 | 69.9156
2025-12-04 16:00 | 46.8768 | 72.5737
2025-12-04 17:00 | 49.7411 | 76.2929
2025-12-04 18:00 | 52.5655 | 79.5031
2025-12-04 19:00 | 50.9041 | 76.8525
2025-12-04 20:00 | 49.0676 | 73.7117
2025-12-04 21:00 | 46.7607 | 70.2145
2025-12-04 22:00 | 44.5023 | 67.4528
2025-12-04 23:00 | 41.1753 | 63.1586
2025-12-05 | 37.3279 | 60.1108
2025-12-05 01:00 | 35.5714 | 55.0928
2025-12-05 02:00 | 35.3335 | 52.2279
2025-12-05 03:00 | 35.9153 | 51.3385
2025-12-05 04:00 | 36.1834 | 50.582
2025-12-05 05:00 | 36.8357 | 51.3027
2025-12-05 06:00 | 39.014 | 56.0737
2025-12-05 07:00 | 44.4984 | 60.6156
2025-12-05 08:00 | 48.0839 | 64.9098
2025-12-05 09:00 | 48.1636 | 67.6499
2025-12-05 10:00 | 46.6474 | 68.4469
2025-12-05 11:00 | 45.0719 | 68.6221
2025-12-05 12:00 | 44.0346 | 69.7338
2025-12-05 13:00 | 42.9546 | 69.4507
2025-12-05 14:00 | 42.9836 | 67.1983
2025-12-05 15:00 | 42.9114 | 70.1128
2025-12-05 16:00 | 44.3678 | 72.426
2025-12-05 17:00 | 47.2197 | 75.467
2025-12-05 18:00 | 51.2172 | 78.8336
2025-12-05 19:00 | 49.3228 | 76.5756
2025-12-05 20:00 | 47.2057 | 73.805
2025-12-05 21:00 | 44.8157 | 70.7339
2025-12-05 22:00 | 42.5725 | 68.1737
2025-12-05 23:00 | 39.3267 | 63.9434
2025-12-06 | 36.0997 | 58.0816
2025-12-06 01:00 | 33.8501 | 55.5336
2025-12-06 02:00 | 33.4299 | 52.8076
2025-12-06 03:00 | 33.7951 | 52.0586
2025-12-06 04:00 | 33.8732 | 51.3462
2025-12-06 05:00 | 34.2159 | 51.6102
2025-12-06 06:00 | 35.8535 | 54.5229
2025-12-06 07:00 | 39.5827 | 56.3968
2025-12-06 08:00 | 41.8124 | 59.4763
2025-12-06 09:00 | 43.0261 | 63.8827
2025-12-06 10:00 | 42.9167 | 65.9878
2025-12-06 11:00 | 41.9179 | 65.8378
2025-12-06 12:00 | 41.4124 | 67.5162
2025-12-06 13:00 | 40.6844 | 67.2814
2025-12-06 14:00 | 40.4022 | 65.4062
2025-12-06 15:00 | 40.2306 | 68.6914
2025-12-06 16:00 | 41.6102 | 70.819
2025-12-06 17:00 | 44.9898 | 74.7506
2025-12-06 18:00 | 49.6887 | 77.5462
2025-12-06 19:00 | 47.4017 | 74.5242
2025-12-06 20:00 | 44.6443 | 70.2322
2025-12-06 21:00 | 41.6009 | 66.9246
2025-12-06 22:00 | 39.6616 | 65.474
2025-12-06 23:00 | 37.1753 | 62.6503
2025-12-07 | 34.6876 | 60.069
2025-12-07 01:00 | 32.7589 | 56.7779
2025-12-07 02:00 | 32.3314 | 54.2121
2025-12-07 03:00 | 32.6543 | 53.2216
2025-12-07 04:00 | 32.6336 | 52.7012
2025-12-07 05:00 | 32.7668 | 53.1087
2025-12-07 06:00 | 33.7734 | 54.9221
2025-12-07 07:00 | 37.1293 | 56.1522
2025-12-07 08:00 | 39.6643 | 58.5588
2025-12-07 09:00 | 41.6003 | 61.7352
2025-12-07 10:00 | 41.9944 | 62.6839
2025-12-07 11:00 | 41.9518 | 60.8534
2025-12-07 12:00 | 40.6406 | 63.857
2025-12-07 13:00 | 40.3137 | 63.1819
2025-12-07 14:00 | 40.2732 | 61.7262
2025-12-07 15:00 | 40.6156 | 65.527
2025-12-07 16:00 | 42.5231 | 68.2327
2025-12-07 17:00 | 46.324 | 74.5707
2025-12-07 18:00 | 51.1193 | 79.3788
2025-12-07 19:00 | 48.6953 | 76.9063
2025-12-07 20:00 | 45.7679 | 72.4587
2025-12-07 21:00 | 42.7802 | 68.7255
2025-12-07 22:00 | 40.6313 | 67.2992
2025-12-07 23:00 | 37.8734 | 64.2966
2025-12-08 | 35.0743 | 62.0894
2025-12-08 01:00 | 33.3463 | 58.582
2025-12-08 02:00 | 33.2522 | 56.0711
2025-12-08 03:00 | 33.8784 | 55.264
2025-12-08 04:00 | 34.1741 | 54.3646
2025-12-08 05:00 | 34.7918 | 55.5479
2025-12-08 06:00 | 37.2038 | 60.4793
2025-12-08 07:00 | 42.9975 | 64.9076
2025-12-08 08:00 | 46.9067 | 69.9452
2025-12-08 09:00 | 47.464 | 73.6634
2025-12-08 10:00 | 46.4993 | 74.6997
2025-12-08 11:00 | 45.4308 | 74.0335
2025-12-08 12:00 | 45.4764 | 71.0256
2025-12-08 13:00 | 44.7265 | 71.0515
2025-12-08 14:00 | 44.9218 | 69.0085
2025-12-08 15:00 | 45.4613 | 72.6069
2025-12-08 16:00 | 47.3384 | 75.2142
2025-12-08 17:00 | 50.1883 | 79.7822
2025-12-08 18:00 | 53.2978 | 83.0009
2025-12-08 19:00 | 50.7991 | 80.1387
2025-12-08 20:00 | 48.4715 | 76.3102
2025-12-08 21:00 | 45.8345 | 72.6687
2025-12-08 22:00 | 43.3746 | 69.7325
2025-12-08 23:00 | 39.9826 | 65.2187
2025-12-09 | 36.807 | 62.7807
2025-12-09 01:00 | 34.2706 | 58.3742
2025-12-09 02:00 | 34.041 | 55.4196
2025-12-09 03:00 | 34.6035 | 54.5027
2025-12-09 04:00 | 34.8497 | 53.594
2025-12-09 05:00 | 35.4963 | 54.5011
2025-12-09 06:00 | 37.5941 | 58.7942
2025-12-09 07:00 | 43.2642 | 63.7374
2025-12-09 08:00 | 47.0919 | 69.4117
2025-12-09 09:00 | 48.0833 | 73.3921
2025-12-09 10:00 | 47.404 | 74.5837
2025-12-09 11:00 | 46.7223 | 74.1329
2025-12-09 12:00 | 45.6893 | 74.779
2025-12-09 13:00 | 45.0062 | 74.3641
2025-12-09 14:00 | 45.1747 | 72.0115
2025-12-09 15:00 | 45.629 | 75.5607
2025-12-09 16:00 | 47.3109 | 78.0341
2025-12-09 17:00 | 50.1176 | 81.2227
2025-12-09 18:00 | 53.4213 | 82.884
2025-12-09 19:00 | 50.7766 | 80.0851
2025-12-09 20:00 | 48.4435 | 76.3448
2025-12-09 21:00 | 45.8716 | 72.7149
2025-12-09 22:00 | 43.4476 | 69.7529
2025-12-09 23:00 | 40.1027 | 65.3866
2025-12-10 | 36.7148 | 62.901
2025-12-10 01:00 | 35.1498 | 58.4564
2025-12-10 02:00 | 34.9765 | 55.4673
2025-12-10 03:00 | 35.6094 | 54.2686
2025-12-10 04:00 | 35.9258 | 53.5343
2025-12-10 05:00 | 36.5419 | 54.3722
2025-12-10 06:00 | 38.9857 | 58.6567
2025-12-10 07:00 | 44.8603 | 63.011
2025-12-10 08:00 | 48.9319 | 67.4545
2025-12-10 09:00 | 49.2345 | 68.7652
2025-12-10 10:00 | 47.6687 | 67.9431
2025-12-10 11:00 | 46.0373 | 66.6061
2025-12-10 12:00 | 45.8303 | 69.6787
2025-12-10 13:00 | 44.9139 | 69.3932
2025-12-10 14:00 | 44.9496 | 67.5027
2025-12-10 15:00 | 45.1517 | 70.3545
2025-12-10 16:00 | 47.0709 | 72.7886
2025-12-10 17:00 | 50.246 | 77.138
2025-12-10 18:00 | 54.1579 | 80.6407
2025-12-10 19:00 | 52.3109 | 78.1925
2025-12-10 20:00 | 50.3856 | 75.0272
2025-12-10 21:00 | 48.0765 | 71.8722
2025-12-10 22:00 | 45.7721 | 69.0779
2025-12-10 23:00 | 42.3586 | 64.5014
2025-12-11 | 38.7703 | 61.044
2025-12-11 01:00 | 36.4047 | 57.4411
2025-12-11 02:00 | 36.1551 | 54.4922
2025-12-11 03:00 | 36.7564 | 53.5953
2025-12-11 04:00 | 37 | 52.7652
2025-12-11 05:00 | 37.6304 | 53.7617
2025-12-11 06:00 | 40.2072 | 57.7929
2025-12-11 07:00 | 45.7863 | 62.2831
2025-12-11 08:00 | 49.6375 | 67.1722
2025-12-11 09:00 | 49.8909 | 70.8273
2025-12-11 10:00 | 48.2217 | 71.9506
2025-12-11 11:00 | 46.5358 | 71.8841
2025-12-11 12:00 | 46.1562 | 70.4142
2025-12-11 13:00 | 45.293 | 69.8225
2025-12-11 14:00 | 45.2135 | 67.182
2025-12-11 15:00 | 45.5686 | 70.3713
2025-12-11 16:00 | 47.314 | 73.2049
2025-12-11 17:00 | 50.1265 | 77.5852
2025-12-11 18:00 | 52.6891 | 81.6532
2025-12-11 19:00 | 50.9819 | 79.1438
2025-12-11 20:00 | 49.1347 | 76.028
2025-12-11 21:00 | 46.7773 | 72.6879
2025-12-11 22:00 | 44.4866 | 69.8094
2025-12-11 23:00 | 41.1761 | 65.4663
2025-12-12 | 37.8766 | 61.7791
2025-12-12 01:00 | 35.7997 | 58.8768
2025-12-12 02:00 | 35.4664 | 55.8704
2025-12-12 03:00 | 36.0086 | 54.8684
2025-12-12 04:00 | 36.2334 | 54.0929
2025-12-12 05:00 | 36.7624 | 54.9242
2025-12-12 06:00 | 38.83 | 59.1842
2025-12-12 07:00 | 44.2493 | 63.4135
2025-12-12 08:00 | 47.995 | 68.2652
2025-12-12 09:00 | 48.9528 | 70.6478
2025-12-12 10:00 | 48.1655 | 70.7043
2025-12-12 11:00 | 47.1887 | 69.8951
2025-12-12 12:00 | 46.2962 | 71.9899
2025-12-12 13:00 | 45.424 | 71.5177
2025-12-12 14:00 | 45.6293 | 69.3885
2025-12-12 15:00 | 45.6039 | 72.3764
2025-12-12 16:00 | 47.0082 | 74.3772
2025-12-12 17:00 | 49.524 | 77.7241
2025-12-12 18:00 | 52.9003 | 79.0115
2025-12-12 19:00 | 50.701 | 77.4749
2025-12-12 20:00 | 48.2422 | 74.4345
2025-12-12 21:00 | 45.7797 | 71.4121
2025-12-12 22:00 | 43.5613 | 68.7878
2025-12-12 23:00 | 40.2097 | 64.1928
2025-12-13 | 36.3869 | 61.4624
2025-12-13 01:00 | 34.4112 | 57.2577
2025-12-13 02:00 | 33.9729 | 54.6978
2025-12-13 03:00 | 34.3135 | 53.8819
2025-12-13 04:00 | 34.3556 | 53.0864
2025-12-13 05:00 | 34.6183 | 53.7081
2025-12-13 06:00 | 35.7619 | 56.9401
2025-12-13 07:00 | 39.378 | 58.2574
2025-12-13 08:00 | 41.7937 | 61.4158
2025-12-13 09:00 | 43.861 | 66.0592
2025-12-13 10:00 | 44.5207 | 68.4091
2025-12-13 11:00 | 44.4778 | 68.2536
2025-12-13 12:00 | 43.5501 | 67.9467
2025-12-13 13:00 | 43.0429 | 67.6484
2025-12-13 14:00 | 42.8032 | 64.871
2025-12-13 15:00 | 42.729 | 67.8518
2025-12-13 16:00 | 44.0044 | 70.1991
2025-12-13 17:00 | 47.1474 | 74.2854
2025-12-13 18:00 | 50.7801 | 77.984
2025-12-13 19:00 | 48.2385 | 74.6016
2025-12-13 20:00 | 45.0665 | 70.4369
2025-12-13 21:00 | 42.0953 | 67.5321
2025-12-13 22:00 | 40.2177 | 66.3842
2025-12-13 23:00 | 37.6675 | 64.0181
2025-12-14 | 34.9615 | 60.439
2025-12-14 01:00 | 32.4 | 57.3529
2025-12-14 02:00 | 31.9491 | 54.6322
2025-12-14 03:00 | 32.3041 | 53.4954
2025-12-14 04:00 | 32.2692 | 52.6151
2025-12-14 05:00 | 32.3471 | 53.0783
2025-12-14 06:00 | 33.3866 | 54.6063
2025-12-14 07:00 | 36.6922 | 55.3654
2025-12-14 08:00 | 39.1518 | 57.9873
2025-12-14 09:00 | 40.8155 | 62.7933
2025-12-14 10:00 | 41.0561 | 65.8431
2025-12-14 11:00 | 41.0402 | 66.6444
2025-12-14 12:00 | 40.5579 | 64.6499
2025-12-14 13:00 | 40.1645 | 64.4869
2025-12-14 14:00 | 40.0722 | 63.0302
2025-12-14 15:00 | 40.3821 | 66.2314
2025-12-14 16:00 | 42.3182 | 68.4976
2025-12-14 17:00 | 46.2429 | 74.188
2025-12-14 18:00 | 50.8525 | 80.3266
2025-12-14 19:00 | 48.5283 | 77.5334
2025-12-14 20:00 | 45.6148 | 72.9527
2025-12-14 21:00 | 42.7785 | 69.0613
2025-12-14 22:00 | 40.7794 | 67.4656
2025-12-14 23:00 | 38.0518 | 64.7428
2025-12-15 | 35.0518 | 61.9233
2025-12-15 01:00 | 33.1595 | 59.4534
2025-12-15 02:00 | 33.0201 | 56.8048
2025-12-15 03:00 | 33.6568 | 55.7445
2025-12-15 04:00 | 33.9493 | 54.827
2025-12-15 05:00 | 34.5167 | 56.0672
2025-12-15 06:00 | 36.7972 | 60.6633
2025-12-15 07:00 | 42.5383 | 64.6378
2025-12-15 08:00 | 46.4771 | 69.5566
2025-12-15 09:00 | 47.438 | 72.5845
2025-12-15 10:00 | 46.8576 | 73.3337
2025-12-15 11:00 | 46.2717 | 73.0027
2025-12-15 12:00 | 44.5364 | 68.141
2025-12-15 13:00 | 43.7593 | 67.5431
2025-12-15 14:00 | 43.8714 | 65.116
2025-12-15 15:00 | 44.3976 | 67.6274
2025-12-15 16:00 | 46.2978 | 70.5447
2025-12-15 17:00 | 49.2664 | 75.8731
2025-12-15 18:00 | 53.0215 | 79.3792
2025-12-15 19:00 | 50.5724 | 77.9838
2025-12-15 20:00 | 48.3055 | 75.5979
2025-12-15 21:00 | 45.7755 | 72.9041
2025-12-15 22:00 | 43.3867 | 70.3112
2025-12-15 23:00 | 40.0663 | 65.8607
2025-12-16 | 36.908 | 62.5078
2025-12-16 01:00 | 34.3811 | 59.7197
2025-12-16 02:00 | 34.113 | 56.5197
2025-12-16 03:00 | 34.7156 | 55.101
2025-12-16 04:00 | 34.9857 | 54.1648
2025-12-16 05:00 | 35.5929 | 55.111
2025-12-16 06:00 | 37.8739 | 58.8728
2025-12-16 07:00 | 43.5783 | 62.749
2025-12-16 08:00 | 47.5991 | 67.1689
2025-12-16 09:00 | 48.7067 | 69.5956
2025-12-16 10:00 | 48.0883 | 69.6197
2025-12-16 11:00 | 47.3867 | 69.5838
2025-12-16 12:00 | 46.5408 | 70.9835
2025-12-16 13:00 | 45.9416 | 70.7508
2025-12-16 14:00 | 46.0093 | 68.0554
2025-12-16 15:00 | 46.4514 | 71.57
2025-12-16 16:00 | 48.1509 | 74.3534
2025-12-16 17:00 | 50.9097 | 77.622
2025-12-16 18:00 | 53.7471 | 80.734
2025-12-16 19:00 | 51.1214 | 77.7733
2025-12-16 20:00 | 48.7996 | 74.2556
2025-12-16 21:00 | 46.2766 | 71.0362
2025-12-16 22:00 | 43.8982 | 68.297
2025-12-16 23:00 | 40.5824 | 64.3537
2025-12-17 | 37.3062 | 62.0322
2025-12-17 01:00 | 35.5056 | 55.5663
2025-12-17 02:00 | 35.2758 | 52.6385
2025-12-17 03:00 | 35.9112 | 51.556
2025-12-17 04:00 | 36.1596 | 50.7453
2025-12-17 05:00 | 36.7451 | 51.702
2025-12-17 06:00 | 38.7552 | 55.8975
2025-12-17 07:00 | 44.4723 | 60.1616
2025-12-17 08:00 | 48.4425 | 65.0545
2025-12-17 09:00 | 48.9026 | 67.7817
2025-12-17 10:00 | 47.5273 | 68.3512
2025-12-17 11:00 | 46.0996 | 68.8637
2025-12-17 12:00 | 46.58 | 67.6849
2025-12-17 13:00 | 45.9019 | 67.6781
2025-12-17 14:00 | 45.9562 | 65.5672
2025-12-17 15:00 | 46.3289 | 68.6301
2025-12-17 16:00 | 48.0997 | 71.2624
2025-12-17 17:00 | 50.9815 | 75.6366
2025-12-17 18:00 | 53.705 | 78.666
2025-12-17 19:00 | 51.5815 | 75.9493
2025-12-17 20:00 | 49.4239 | 72.4273
2025-12-17 21:00 | 47.1197 | 69.2704
2025-12-17 22:00 | 44.8511 | 66.5047
2025-12-17 23:00 | 41.4932 | 62.1724
2025-12-18 | 37.4491 | 59.2199
2025-12-18 01:00 | 35.6488 | 54.5492
2025-12-18 02:00 | 35.3734 | 51.7229
2025-12-18 03:00 | 35.9524 | 50.9731
2025-12-18 04:00 | 36.175 | 50.0715
2025-12-18 05:00 | 36.7256 | 51.3184
2025-12-18 06:00 | 38.6646 | 55.9161
2025-12-18 07:00 | 44.2278 | 60.2497
2025-12-18 08:00 | 48.3157 | 65.3565
2025-12-18 09:00 | 49.5281 | 68.7984
2025-12-18 10:00 | 48.8144 | 69.7027
2025-12-18 11:00 | 47.9324 | 70.0409
2025-12-18 12:00 | 47.1926 | 70.0079
2025-12-18 13:00 | 46.5202 | 69.7498
2025-12-18 14:00 | 46.6549 | 67.2157
2025-12-18 15:00 | 47.0913 | 70.5741
2025-12-18 16:00 | 48.7833 | 73.2221
2025-12-18 17:00 | 51.3283 | 77.1232
2025-12-18 18:00 | 52.89 | 79.7251
2025-12-18 19:00 | 50.8061 | 77.0634
2025-12-18 20:00 | 48.7412 | 73.7032
2025-12-18 21:00 | 46.3791 | 70.4949
2025-12-18 22:00 | 44.1599 | 67.8088
2025-12-18 23:00 | 40.8773 | 63.6507
2025-12-19 | 37.6541 | 59.94
2025-12-19 01:00 | 35.2435 | 56.4567
2025-12-19 02:00 | 34.8841 | 53.6055
2025-12-19 03:00 | 35.4255 | 52.7272
2025-12-19 04:00 | 35.6449 | 51.7851
2025-12-19 05:00 | 36.1525 | 52.7537
2025-12-19 06:00 | 38.2101 | 56.5963
2025-12-19 07:00 | 43.7046 | 60.8573
2025-12-19 08:00 | 47.6572 | 66.2551
2025-12-19 09:00 | 48.7429 | 69.6084
2025-12-19 10:00 | 48.0611 | 70.3469
2025-12-19 11:00 | 47.0465 | 70.5378
2025-12-19 12:00 | 46.0689 | 68.559
2025-12-19 13:00 | 45.241 | 68.0222
2025-12-19 14:00 | 45.2733 | 65.459
2025-12-19 15:00 | 45.2575 | 68.5451
2025-12-19 16:00 | 46.5464 | 70.6905
2025-12-19 17:00 | 49.0472 | 74.7489
2025-12-19 18:00 | 52.7023 | 77.0284
2025-12-19 19:00 | 50.1024 | 75.4624
2025-12-19 20:00 | 47.4982 | 72.4377
2025-12-19 21:00 | 45.0049 | 69.7152
2025-12-19 22:00 | 42.7797 | 67.2736
2025-12-19 23:00 | 39.5276 | 62.995
2025-12-20 | 35.8206 | 59.9136
2025-12-20 01:00 | 33.7869 | 57.8206
2025-12-20 02:00 | 33.3077 | 55.1363
2025-12-20 03:00 | 33.6647 | 54.0501
2025-12-20 04:00 | 33.7048 | 53.0301
2025-12-20 05:00 | 33.8509 | 53.5081
2025-12-20 06:00 | 34.8285 | 56.1582
2025-12-20 07:00 | 38.5367 | 56.7117
2025-12-20 08:00 | 41.3614 | 59.6027
2025-12-20 09:00 | 43.6242 | 62.2121
2025-12-20 10:00 | 44.3447 | 62.4355
2025-12-20 11:00 | 44.1899 | 61.4317
2025-12-20 12:00 | 43.2526 | 60.4736
2025-12-20 13:00 | 42.7555 | 59.2197
2025-12-20 14:00 | 42.4238 | 55.5208
2025-12-20 15:00 | 42.4254 | 58.0539
2025-12-20 16:00 | 43.7795 | 61.3118
2025-12-20 17:00 | 46.8433 | 67.539
2025-12-20 18:00 | 50.5041 | 72.7881
2025-12-20 19:00 | 47.8361 | 70.7797
2025-12-20 20:00 | 44.6953 | 67.552
2025-12-20 21:00 | 41.8656 | 65.452
2025-12-20 22:00 | 40.099 | 64.5656
2025-12-20 23:00 | 37.6488 | 62.2306
2025-12-21 | 34.634 | 60.3213
2025-12-21 01:00 | 32.1408 | 55.3475
2025-12-21 02:00 | 31.6314 | 52.675
2025-12-21 03:00 | 31.967 | 51.5197
2025-12-21 04:00 | 31.8986 | 50.511
2025-12-21 05:00 | 31.8191 | 51.1049
2025-12-21 06:00 | 32.3333 | 53.1495
2025-12-21 07:00 | 35.7749 | 52.9998
2025-12-21 08:00 | 38.7419 | 55.1811
2025-12-21 09:00 | 40.8269 | 56.6632
2025-12-21 10:00 | 41.2066 | 56.4445
2025-12-21 11:00 | 41.2649 | 55.7247
2025-12-21 12:00 | 41.1045 | 57.0377
2025-12-21 13:00 | 40.8955 | 56.5698
2025-12-21 14:00 | 40.7007 | 54.2821
2025-12-21 15:00 | 41.0106 | 58.1249
2025-12-21 16:00 | 42.8466 | 61.5812
2025-12-21 17:00 | 46.33 | 68.3328
2025-12-21 18:00 | 49.8371 | 72.9456
2025-12-21 19:00 | 47.1271 | 71.0603
2025-12-21 20:00 | 44.1095 | 67.6447
2025-12-21 21:00 | 41.4672 | 64.9752
2025-12-21 22:00 | 39.5383 | 63.8141
2025-12-21 23:00 | 36.9323 | 61.1942
2025-12-22 | 34.2332 | 59.2569
2025-12-22 01:00 | 31.5904 | 54.7256
2025-12-22 02:00 | 31.3532 | 52.1182
2025-12-22 03:00 | 31.9712 | 51.3192
2025-12-22 04:00 | 32.2262 | 50.4595
2025-12-22 05:00 | 32.7702 | 52.049
2025-12-22 06:00 | 35.1404 | 56.0733
2025-12-22 07:00 | 41.0003 | 60.1594
2025-12-22 08:00 | 44.9189 | 65.1071
2025-12-22 09:00 | 46.0558 | 67.2562
2025-12-22 10:00 | 45.708 | 66.6077
2025-12-22 11:00 | 45.1186 | 65.9816
2025-12-22 12:00 | 44.4914 | 60.6072
2025-12-22 13:00 | 44.0393 | 59.7901
2025-12-22 14:00 | 44.0904 | 56.5726
2025-12-22 15:00 | 44.4932 | 59.4685
2025-12-22 16:00 | 46.0332 | 63.2252
2025-12-22 17:00 | 48.5164 | 70.6388
2025-12-22 18:00 | 50.9765 | 77.8479
2025-12-22 19:00 | 48.1241 | 75.6886
2025-12-22 20:00 | 45.7246 | 72.5596
2025-12-22 21:00 | 43.2073 | 69.6479
2025-12-22 22:00 | 40.8899 | 66.9942
2025-12-22 23:00 | 37.7332 | 62.9528
2025-12-23 | 34.9831 | 59.5996
2025-12-23 01:00 | 32.2758 | 54.8839
2025-12-23 02:00 | 31.9278 | 51.9843
2025-12-23 03:00 | 32.4945 | 50.9613
2025-12-23 04:00 | 32.7309 | 49.908
2025-12-23 05:00 | 33.3133 | 51.1707
2025-12-23 06:00 | 35.6614 | 55.7353
2025-12-23 07:00 | 41.3678 | 59.8457
2025-12-23 08:00 | 45.135 | 64.8743
2025-12-23 09:00 | 46.102 | 67.244
2025-12-23 10:00 | 45.5996 | 67.2262
2025-12-23 11:00 | 45.0041 | 67.6371
2025-12-23 12:00 | 44.2292 | 68.0378
2025-12-23 13:00 | 43.7709 | 67.8753
2025-12-23 14:00 | 43.8302 | 65.2039
2025-12-23 15:00 | 44.2028 | 68.9173
2025-12-23 16:00 | 45.6614 | 71.8212
2025-12-23 17:00 | 48.2453 | 75.3753
2025-12-23 18:00 | 51.2609 | 78.3975
2025-12-23 19:00 | 48.3788 | 75.4973
2025-12-23 20:00 | 46.0437 | 71.9306
2025-12-23 21:00 | 43.6441 | 68.9246
2025-12-23 22:00 | 41.3831 | 66.4643
2025-12-23 23:00 | 38.2748 | 62.7383
2025-12-24 | 35.2369 | 59.4626
2025-12-24 01:00 | 32.9383 | 54.7884
2025-12-24 02:00 | 32.4303 | 51.9712
2025-12-24 03:00 | 32.9484 | 51.0083
2025-12-24 04:00 | 32.9585 | 50.389
2025-12-24 05:00 | 33.3729 | 51.4307
2025-12-24 06:00 | 35.1961 | 55.8681
2025-12-24 07:00 | 40.1338 | 58.5588
2025-12-24 08:00 | 43.5378 | 61.2586
2025-12-24 09:00 | 45.3853 | 64.5315
2025-12-24 10:00 | 45.697 | 65.9732
2025-12-24 11:00 | 45.1203 | 65.8732
2025-12-24 12:00 | 44.958 | 65.9427
2025-12-24 13:00 | 44.8458 | 67.0955
2025-12-24 14:00 | 44.5288 | 66.4514
2025-12-24 15:00 | 44.7164 | 70.3671
2025-12-24 16:00 | 45.4759 | 71.088
2025-12-24 17:00 | 47.8961 | 74.2343
2025-12-24 18:00 | 49.5016 | 75.3146
2025-12-24 19:00 | 46.2557 | 71.7876
2025-12-24 20:00 | 43.4076 | 67.7602
2025-12-24 21:00 | 41.0113 | 64.8679
2025-12-24 22:00 | 39.6584 | 64.1081
2025-12-24 23:00 | 37.6433 | 61.6378
2025-12-25 | 35.2873 | 57.8988
2025-12-25 01:00 | 32.6809 | 54.3564
2025-12-25 02:00 | 31.9297 | 51.6143
2025-12-25 03:00 | 32.1784 | 50.3916
2025-12-25 04:00 | 32.2318 | 49.3177
2025-12-25 05:00 | 32.649 | 49.6438
2025-12-25 06:00 | 34.1498 | 53.5191
2025-12-25 07:00 | 38.02 | 55.9606
2025-12-25 08:00 | 40.5597 | 57.3297
2025-12-25 09:00 | 42.1994 | 60.9538
2025-12-25 10:00 | 42.095 | 63.1369
2025-12-25 11:00 | 41.0934 | 62.9906
2025-12-25 12:00 | 41.7858 | 61.3883
2025-12-25 13:00 | 41.8149 | 60.6989
2025-12-25 14:00 | 41.3828 | 57.94
2025-12-25 15:00 | 41.3942 | 61.1863
2025-12-25 16:00 | 42.715 | 63.5456
2025-12-25 17:00 | 44.6952 | 66.7584
2025-12-25 18:00 | 45.9019 | 68.4712
2025-12-25 19:00 | 42.74 | 65.5564
2025-12-25 20:00 | 40.5202 | 64.7416
2025-12-25 21:00 | 38.6756 | 63.8137
2025-12-25 22:00 | 37.7381 | 63.9312
2025-12-25 23:00 | 36.0043 | 62.8323
2025-12-26 | 34.2055 | 59.9545
2025-12-26 01:00 | 31.1296 | 55.7715
2025-12-26 02:00 | 30.6245 | 53.1407
2025-12-26 03:00 | 31.0368 | 51.7829
2025-12-26 04:00 | 31.1294 | 50.9536
2025-12-26 05:00 | 31.2837 | 51.1836
2025-12-26 06:00 | 32.6027 | 53.6548
2025-12-26 07:00 | 35.6538 | 53.8164
2025-12-26 08:00 | 36.7638 | 53.5885
2025-12-26 09:00 | 37.7194 | 57.7312
2025-12-26 10:00 | 38.9214 | 60.5259
2025-12-26 11:00 | 39.8294 | 62.4312
2025-12-26 12:00 | 40.0121 | 58.5138
2025-12-26 13:00 | 40.2333 | 59.2853
2025-12-26 14:00 | 39.446 | 57.4046
2025-12-26 15:00 | 39.0887 | 60.8373
2025-12-26 16:00 | 39.7809 | 62.0003
2025-12-26 17:00 | 41.9528 | 65.0446
2025-12-26 18:00 | 45.2918 | 69.9906
2025-12-26 19:00 | 42.5182 | 67.9615
2025-12-26 20:00 | 39.5169 | 62.4248
2025-12-26 21:00 | 37.0914 | 58.7324
2025-12-26 22:00 | 35.6186 | 57.8194
2025-12-26 23:00 | 33.5746 | 57.3553
2025-12-27 | 31.7178 | 57.3891
2025-12-27 01:00 | 31.7914 | 56.4618
2025-12-27 02:00 | 31.2683 | 53.9582
2025-12-27 03:00 | 31.664 | 53.0656
2025-12-27 04:00 | 31.7191 | 51.7885
2025-12-27 05:00 | 31.6914 | 52.218
2025-12-27 06:00 | 32.621 | 53.9715
2025-12-27 07:00 | 36.4642 | 54.6179
2025-12-27 08:00 | 39.797 | 58.0975
2025-12-27 09:00 | 42.1454 | 61.455
2025-12-27 10:00 | 42.7916 | 62.58
2025-12-27 11:00 | 42.6018 | 62.876
2025-12-27 12:00 | 41.8586 | 58.7576
2025-12-27 13:00 | 41.3488 | 58.5903
2025-12-27 14:00 | 40.8881 | 55.0733
2025-12-27 15:00 | 41.0201 | 59.3262
2025-12-27 16:00 | 42.5631 | 62.7481
2025-12-27 17:00 | 45.5023 | 67.6584
2025-12-27 18:00 | 49.4077 | 73.0701
2025-12-27 19:00 | 46.4 | 69.4364
2025-12-27 20:00 | 43.2896 | 65.6609
2025-12-27 21:00 | 40.6567 | 63.5595
2025-12-27 22:00 | 39.0744 | 62.5672
2025-12-27 23:00 | 36.7742 | 60.7712
2025-12-28 | 33.6215 | 58.7843
2025-12-28 01:00 | 31.7545 | 53.9345
2025-12-28 02:00 | 31.2781 | 51.3454
2025-12-28 03:00 | 31.6972 | 50.0676
2025-12-28 04:00 | 31.6988 | 48.5094
2025-12-28 05:00 | 31.587 | 48.7509
2025-12-28 06:00 | 32.2179 | 50.0903
2025-12-28 07:00 | 35.6895 | 49.3455
2025-12-28 08:00 | 38.6992 | 51.9227
2025-12-28 09:00 | 40.622 | 53.803
2025-12-28 10:00 | 40.8813 | 54.517
2025-12-28 11:00 | 40.5328 | 55.9221
2025-12-28 12:00 | 39.8254 | 53.6267
2025-12-28 13:00 | 39.5679 | 54.1301
2025-12-28 14:00 | 39.4009 | 51.8108
2025-12-28 15:00 | 39.791 | 56.97
2025-12-28 16:00 | 41.7921 | 60.9312
2025-12-28 17:00 | 45.4461 | 66.0742
2025-12-28 18:00 | 50.3197 | 71.9362
2025-12-28 19:00 | 47.6122 | 68.8401
2025-12-28 20:00 | 44.7962 | 65.7479
2025-12-28 21:00 | 41.8527 | 63.5612
2025-12-28 22:00 | 39.9338 | 62.5647
2025-12-28 23:00 | 37.3637 | 60.6267
2025-12-29 | 35.2237 | 57.0452
2025-12-29 01:00 | 33.3441 | 54.1197
2025-12-29 02:00 | 33.1274 | 51.4914
2025-12-29 03:00 | 33.806 | 50.7831
2025-12-29 04:00 | 34.1611 | 49.7476
2025-12-29 05:00 | 34.6649 | 51.1121
2025-12-29 06:00 | 36.9717 | 54.9083
2025-12-29 07:00 | 42.8268 | 58.7312
2025-12-29 08:00 | 47.0666 | 63.9996
2025-12-29 09:00 | 48.3978 | 67.4189
2025-12-29 10:00 | 47.9292 | 67.899
2025-12-29 11:00 | 47.1594 | 68.6855
2025-12-29 12:00 | 46.2127 | 65.2814
2025-12-29 13:00 | 45.9039 | 65.5432
2025-12-29 14:00 | 45.7248 | 62.3773
2025-12-29 15:00 | 46.3405 | 66.5981
2025-12-29 16:00 | 48.0465 | 70.0623
2025-12-29 17:00 | 50.4344 | 75.7554
2025-12-29 18:00 | 53.156 | 80.3485
2025-12-29 19:00 | 50.367 | 77.6549
2025-12-29 20:00 | 47.7478 | 74.1872
2025-12-29 21:00 | 45.1784 | 71.0618
2025-12-29 22:00 | 42.8145 | 68.2214
2025-12-29 23:00 | 39.5926 | 64.5142
2025-12-30 | 36.7671 | 61.0745
2025-12-30 01:00 | 33.9196 | 56.5883
2025-12-30 02:00 | 33.5306 | 53.7354
2025-12-30 03:00 | 34.0999 | 53.0894
2025-12-30 04:00 | 34.3852 | 52.0329
2025-12-30 05:00 | 34.8912 | 53.6347
2025-12-30 06:00 | 37.1455 | 58.4545
2025-12-30 07:00 | 42.7215 | 62.534
2025-12-30 08:00 | 46.5914 | 68.5962
2025-12-30 09:00 | 47.7202 | 71.7173
2025-12-30 10:00 | 47.0964 | 72.2231
2025-12-30 11:00 | 46.2361 | 72.8749
2025-12-30 12:00 | 45.4452 | 68.1623
2025-12-30 13:00 | 45.0405 | 67.8029
2025-12-30 14:00 | 45.0498 | 65.1144
2025-12-30 15:00 | 45.5099 | 69.8878
2025-12-30 16:00 | 47.0236 | 73.0075
2025-12-30 17:00 | 49.4173 | 77.6692
2025-12-30 18:00 | 52.1845 | 81.8153
2025-12-30 19:00 | 49.3071 | 79.7224
2025-12-30 20:00 | 46.7544 | 76.2663
2025-12-30 21:00 | 44.2639 | 73.3961
2025-12-30 22:00 | 42.0097 | 70.9139
2025-12-30 23:00 | 38.859 | 66.9767
2025-12-31 | 36.1001 | 63.6266
2025-12-31 01:00 | 33.274 | 57.814
2025-12-31 02:00 | 32.8794 | 56.5541
2025-12-31 03:00 | 33.277 | 55.7851
2025-12-31 04:00 | 33.4291 | 55.393
2025-12-31 05:00 | 33.7599 | 55.9461
2025-12-31 06:00 | 35.5663 | 61.2561
2025-12-31 07:00 | 39.5919 | 62.9394
2025-12-31 08:00 | 42.0329 | 65.7074
2025-12-31 09:00 | 43.4708 | 69.1918
2025-12-31 10:00 | 43.7483 | 70.2642
2025-12-31 11:00 | 43.6962 | 70.3221
2025-12-31 12:00 | 43.4147 | 69.8331
2025-12-31 13:00 | 43.7046 | 68.1677
2025-12-31 14:00 | 43.1091 | 67.2766
2025-12-31 15:00 | 42.6634 | 69.8622
2025-12-31 16:00 | 43.8315 | 71.4012
2025-12-31 17:00 | 46.8237 | 75.6962
2025-12-31 18:00 | 49.7373 | 80.7366
2025-12-31 19:00 | 47.12 | 79.0144
2025-12-31 20:00 | 43.7989 | 75.3639
2025-12-31 21:00 | 40.5719 | 74.1113
2025-12-31 22:00 | 38.8084 | 72.5293
2025-12-31 23:00 | 36.9548 | 69.7692
2026-01-01 | 35.1999 | 67.2951
2026-01-01 01:00 | 35.8475 | 58.8112
2026-01-01 02:00 | 35.2312 | 55.9086
2026-01-01 03:00 | 35.192 | 54.3735
2026-01-01 04:00 | 34.9294 | 53.6077
2026-01-01 05:00 | 35.0268 | 54.437
2026-01-01 06:00 | 36.0356 | 55.9783
2026-01-01 07:00 | 38.5351 | 54.6321
2026-01-01 08:00 | 39.5254 | 52.8507
2026-01-01 09:00 | 39.1029 | 55.0716
2026-01-01 10:00 | 38.4368 | 56.2593
2026-01-01 11:00 | 37.9361 | 58.8707
2026-01-01 12:00 | 38.2526 | 59.6548
2026-01-01 13:00 | 38.3855 | 59.9149
2026-01-01 14:00 | 38.6079 | 58.6231
2026-01-01 15:00 | 38.8074 | 61.7281
2026-01-01 16:00 | 40.7827 | 63.6571
2026-01-01 17:00 | 44.4352 | 67.6393
2026-01-01 18:00 | 49.0725 | 72.7479
2026-01-01 19:00 | 47.529 | 69.4887
2026-01-01 20:00 | 45.0547 | 66.3687
2026-01-01 21:00 | 42.4254 | 63.198
2026-01-01 22:00 | 40.6715 | 61.2991
2026-01-01 23:00 | 38.2294 | 60.342
2026-01-02 | 35.5545 | 59.288
2026-01-02 01:00 | 36.4798 | 57.016
2026-01-02 02:00 | 36.3103 | 54.2377
2026-01-02 03:00 | 36.8796 | 53.3456
2026-01-02 04:00 | 37.2437 | 52.5185
2026-01-02 05:00 | 37.8831 | 53.0283
2026-01-02 06:00 | 39.9847 | 56.545
2026-01-02 07:00 | 45.5606 | 61.0324
2026-01-02 08:00 | 49.5114 | 66.1953
2026-01-02 09:00 | 50.3075 | 69.5421
2026-01-02 10:00 | 49.2383 | 69.5935
2026-01-02 11:00 | 48.1741 | 69.184
2026-01-02 12:00 | 46.9614 | 68.1109
2026-01-02 13:00 | 46.4105 | 67.6613
2026-01-02 14:00 | 46.2399 | 65.3262
2026-01-02 15:00 | 45.994 | 67.3725
2026-01-02 16:00 | 47.3935 | 70.0472
2026-01-02 17:00 | 49.6307 | 74.4525
2026-01-02 18:00 | 52.8403 | 77.6935
2026-01-02 19:00 | 50.2915 | 75.6937
2026-01-02 20:00 | 47.3808 | 72.5223
2026-01-02 21:00 | 44.647 | 69.4101
2026-01-02 22:00 | 42.2944 | 66.7103
2026-01-02 23:00 | 39.1751 | 62.2997
2026-01-03 | 36.4812 | 59.2277
2026-01-03 01:00 | 34.4658 | 55.0701
2026-01-03 02:00 | 34.1749 | 52.7228
2026-01-03 03:00 | 34.5863 | 52.2597
2026-01-03 04:00 | 34.8229 | 51.4678
2026-01-03 05:00 | 35.2146 | 51.6224
2026-01-03 06:00 | 36.7684 | 54.647
2026-01-03 07:00 | 40.5274 | 56.6259
2026-01-03 08:00 | 43.2105 | 60.5835
2026-01-03 09:00 | 45.1014 | 65.4159
2026-01-03 10:00 | 45.4549 | 66.8614
2026-01-03 11:00 | 45.1587 | 66.0354
2026-01-03 12:00 | 44.5856 | 65.9746
2026-01-03 13:00 | 44.3438 | 65.6335
2026-01-03 14:00 | 43.7137 | 63.4153
2026-01-03 15:00 | 43.4181 | 65.6689
2026-01-03 16:00 | 44.8223 | 68.3731
2026-01-03 17:00 | 47.7107 | 73.0127
2026-01-03 18:00 | 50.5973 | 75.7754
2026-01-03 19:00 | 48.2454 | 72.8473
2026-01-03 20:00 | 44.9643 | 68.8077
2026-01-03 21:00 | 41.8553 | 65.8894
2026-01-03 22:00 | 39.9775 | 64.4926
2026-01-03 23:00 | 37.6739 | 61.7607
2026-01-04 | 35.3438 | 59.2388
2026-01-04 01:00 | 34.0429 | 56.5042
2026-01-04 02:00 | 33.8284 | 54.1989
2026-01-04 03:00 | 34.302 | 53.102
2026-01-04 04:00 | 34.5272 | 52.1591
2026-01-04 05:00 | 34.8728 | 52.1913
2026-01-04 06:00 | 36.5999 | 53.7199
2026-01-04 07:00 | 39.9372 | 54.0996
2026-01-04 08:00 | 42.2462 | 56.6425
2026-01-04 09:00 | 43.6834 | 59.5744
2026-01-04 10:00 | 43.7581 | 60.3393
2026-01-04 11:00 | 43.3062 | 59.9804
2026-01-04 12:00 | 42.7961 | 63.8475
2026-01-04 13:00 | 42.7884 | 64.2
2026-01-04 14:00 | 42.4956 | 62.4924
2026-01-04 15:00 | 42.5716 | 65.7687
2026-01-04 16:00 | 44.5531 | 69.1439
2026-01-04 17:00 | 48.3505 | 73.3301
2026-01-04 18:00 | 51.9883 | 75.7483
2026-01-04 19:00 | 50.6179 | 72.5676
2026-01-04 20:00 | 47.9475 | 68.9215
2026-01-04 21:00 | 44.5748 | 66.0342
2026-01-04 22:00 | 42.4854 | 64.8788
2026-01-04 23:00 | 39.8628 | 62.3
2026-01-05 | 37.7491 | 59.1942
2026-01-05 01:00 | 36.3583 | 54.821
2026-01-05 02:00 | 36.3922 | 52.4328
2026-01-05 03:00 | 37.0904 | 51.6314
2026-01-05 04:00 | 37.5902 | 50.7046
2026-01-05 05:00 | 38.2652 | 51.666
2026-01-05 06:00 | 40.7375 | 55.5211
2026-01-05 07:00 | 46.5511 | 59.9039
2026-01-05 08:00 | 50.9667 | 64.7892
2026-01-05 09:00 | 51.9838 | 67.7453
2026-01-05 10:00 | 50.908 | 67.3172
2026-01-05 11:00 | 49.8937 | 66.7432
2026-01-05 12:00 | 49.4909 | 66.5376
2026-01-05 13:00 | 49.1269 | 66.7866
2026-01-05 14:00 | 48.776 | 64.4141
2026-01-05 15:00 | 49.3161 | 66.8504
2026-01-05 16:00 | 51.3471 | 70.1371
2026-01-05 17:00 | 53.8132 | 75.146
2026-01-05 18:00 | 55.4071 | 78.6985
2026-01-05 19:00 | 53.2338 | 75.5426
2026-01-05 20:00 | 50.4826 | 71.769
2026-01-05 21:00 | 47.7133 | 68.2348
2026-01-05 22:00 | 45.1855 | 65.3491
2026-01-05 23:00 | 41.8982 | 61.338
2026-01-06 | 38.5237 | 58.6713
2026-01-06 01:00 | 35.7254 | 55.1502
2026-01-06 02:00 | 35.5445 | 52.3471
2026-01-06 03:00 | 36.0792 | 51.5673
2026-01-06 04:00 | 36.4688 | 50.712
2026-01-06 05:00 | 37.1136 | 51.6205
2026-01-06 06:00 | 39.5576 | 55.5966
2026-01-06 07:00 | 44.8788 | 60.4272
2026-01-06 08:00 | 48.3864 | 66.0104
2026-01-06 09:00 | 48.8281 | 68.5837
2026-01-06 10:00 | 47.5856 | 67.9564
2026-01-06 11:00 | 46.7015 | 67.3508
2026-01-06 12:00 | 45.477 | 68.8025
2026-01-06 13:00 | 44.9228 | 68.3726
2026-01-06 14:00 | 45.0682 | 65.8797
2026-01-06 15:00 | 45.4235 | 68.5597
2026-01-06 16:00 | 47.2958 | 72.0853
2026-01-06 17:00 | 49.862 | 76.5572
2026-01-06 18:00 | 53.5227 | 79.7364
2026-01-06 19:00 | 50.9106 | 77.2856
2026-01-06 20:00 | 48.0511 | 73.962
2026-01-06 21:00 | 45.2907 | 70.6563
2026-01-06 22:00 | 42.8815 | 67.9356
2026-01-06 23:00 | 39.6722 | 63.7738
2026-01-07 | 36.7232 | 60.3959
2026-01-07 01:00 | 35.6456 | 57.3707
2026-01-07 02:00 | 35.5853 | 54.617
2026-01-07 03:00 | 36.1165 | 53.7342
2026-01-07 04:00 | 36.6155 | 52.9715
2026-01-07 05:00 | 37.185 | 53.8249
2026-01-07 06:00 | 39.6543 | 57.2294
2026-01-07 07:00 | 45.4074 | 61.8725
2026-01-07 08:00 | 49.7152 | 67.4627
2026-01-07 09:00 | 50.4633 | 70.0183
2026-01-07 10:00 | 49.1191 | 69.2211
2026-01-07 11:00 | 47.8375 | 68.0458
2026-01-07 12:00 | 47.4993 | 68.4649
2026-01-07 13:00 | 46.7827 | 68.0733
2026-01-07 14:00 | 46.7708 | 65.8382
2026-01-07 15:00 | 46.8853 | 68.0957
2026-01-07 16:00 | 48.9153 | 70.886
2026-01-07 17:00 | 51.7134 | 76.2434
2026-01-07 18:00 | 55.2892 | 79.7094
2026-01-07 19:00 | 53.1076 | 77.8117
2026-01-07 20:00 | 50.5967 | 74.8381
2026-01-07 21:00 | 48.0016 | 71.9145
2026-01-07 22:00 | 45.6573 | 69.2032
2026-01-07 23:00 | 42.4005 | 64.6376
2026-01-08 | 39.7681 | 61.3161
2026-01-08 01:00 | 37.2238 | 57.0984
2026-01-08 02:00 | 37.1172 | 54.4635
2026-01-08 03:00 | 37.6596 | 53.8291
2026-01-08 04:00 | 38.071 | 52.9338
2026-01-08 05:00 | 38.7129 | 54.0564
2026-01-08 06:00 | 40.984 | 58.4536
2026-01-08 07:00 | 46.4673 | 62.8277
2026-01-08 08:00 | 50.6528 | 67.9248
2026-01-08 09:00 | 51.5579 | 70.6229
2026-01-08 10:00 | 50.2617 | 69.9573
2026-01-08 11:00 | 49.1564 | 68.6823
2026-01-08 12:00 | 48.702 | 70.0233
2026-01-08 13:00 | 48.2336 | 69.7571
2026-01-08 14:00 | 47.8982 | 67.3412
2026-01-08 15:00 | 48.4342 | 70.1739
2026-01-08 16:00 | 50.2367 | 72.9484
2026-01-08 17:00 | 52.59 | 76.8923
2026-01-08 18:00 | 55.2115 | 80.1729
2026-01-08 19:00 | 52.7588 | 78.0884
2026-01-08 20:00 | 49.9206 | 75.2916
2026-01-08 21:00 | 47.2085 | 72.2951
2026-01-08 22:00 | 44.7743 | 69.608
2026-01-08 23:00 | 41.6094 | 65.5602
2026-01-09 | 38.0179 | 61.1152
2026-01-09 01:00 | 36.0245 | 56.7647
2026-01-09 02:00 | 35.8344 | 54.0574
2026-01-09 03:00 | 36.3686 | 53.3638
2026-01-09 04:00 | 36.8414 | 52.5644
2026-01-09 05:00 | 37.4002 | 53.485
2026-01-09 06:00 | 39.6844 | 57.241
2026-01-09 07:00 | 45.3242 | 61.714
2026-01-09 08:00 | 49.5449 | 66.7796
2026-01-09 09:00 | 50.7617 | 68.358
2026-01-09 10:00 | 49.9192 | 66.4993
2026-01-09 11:00 | 48.8076 | 64.2953
2026-01-09 12:00 | 48.0753 | 67.1177
2026-01-09 13:00 | 47.6318 | 66.5314
2026-01-09 14:00 | 47.5011 | 64.0243
2026-01-09 15:00 | 47.3722 | 66.4414
2026-01-09 16:00 | 48.8379 | 68.8347
2026-01-09 17:00 | 50.8327 | 73.1228
2026-01-09 18:00 | 53.6177 | 77.8758
2026-01-09 19:00 | 51.2127 | 75.68
2026-01-09 20:00 | 48.177 | 72.2604
2026-01-09 21:00 | 45.5055 | 69.0689
2026-01-09 22:00 | 43.2415 | 66.3703
2026-01-09 23:00 | 40.1103 | 62.4721
2026-01-10 | 37.3191 | 58.8582
2026-01-10 01:00 | 35.4288 | 56.361
2026-01-10 02:00 | 35.1755 | 53.8106
2026-01-10 03:00 | 35.5978 | 53.2403
2026-01-10 04:00 | 35.9229 | 52.4073
2026-01-10 05:00 | 36.3327 | 52.9485
2026-01-10 06:00 | 38.0134 | 56.5079
2026-01-10 07:00 | 41.6226 | 57.9997
2026-01-10 08:00 | 43.6923 | 61.2218
2026-01-10 09:00 | 44.5391 | 65.7371
2026-01-10 10:00 | 43.9875 | 67.2281
2026-01-10 11:00 | 42.8302 | 66.6053
2026-01-10 12:00 | 43.3853 | 68.0571
2026-01-10 13:00 | 43.0198 | 67.9245
2026-01-10 14:00 | 42.5666 | 65.5585
2026-01-10 15:00 | 42.382 | 67.4339
2026-01-10 16:00 | 43.8554 | 69.2773
2026-01-10 17:00 | 46.9194 | 73.2814
2026-01-10 18:00 | 51.7441 | 77.2817
2026-01-10 19:00 | 49.5415 | 74.7036
2026-01-10 20:00 | 46.1434 | 70.6144
2026-01-10 21:00 | 42.7839 | 67.354
2026-01-10 22:00 | 40.8464 | 65.858
2026-01-10 23:00 | 38.4635 | 63.7457
2026-01-11 | 36.1944 | 60.1195
2026-01-11 01:00 | 34.0225 | 57.2116
2026-01-11 02:00 | 33.6524 | 54.9971
2026-01-11 03:00 | 33.9165 | 54.3834
2026-01-11 04:00 | 34.0968 | 53.7707
2026-01-11 05:00 | 34.1563 | 54.1218
2026-01-11 06:00 | 35.0049 | 56.0568
2026-01-11 07:00 | 38.3583 | 57.2353
2026-01-11 08:00 | 41.1969 | 59.8709
2026-01-11 09:00 | 43.0654 | 64.1132
2026-01-11 10:00 | 42.9756 | 65.6397
2026-01-11 11:00 | 42.635 | 64.6587
2026-01-11 12:00 | 42.029 | 67.7693
2026-01-11 13:00 | 42.0364 | 68.2002
2026-01-11 14:00 | 41.6774 | 66.7734
2026-01-11 15:00 | 42.0073 | 70.5707
2026-01-11 16:00 | 43.9663 | 72.8813
2026-01-11 17:00 | 47.1539 | 76.8257
2026-01-11 18:00 | 50.177 | 78.943
2026-01-11 19:00 | 47.7379 | 76.1381
2026-01-11 20:00 | 44.3638 | 71.8098
2026-01-11 21:00 | 41.4671 | 68.2964
2026-01-11 22:00 | 39.3476 | 66.7147
2026-01-11 23:00 | 36.9145 | 64.401
2026-01-12 | 35.0305 | 61.9703
2026-01-12 01:00 | 32.7488 | 58.2134
2026-01-12 02:00 | 32.6968 | 55.8739
2026-01-12 03:00 | 33.2795 | 54.8701
2026-01-12 04:00 | 33.8016 | 53.786
2026-01-12 05:00 | 34.4352 | 54.8854
2026-01-12 06:00 | 36.9741 | 59.743
2026-01-12 07:00 | 42.6924 | 63.4701
2026-01-12 08:00 | 46.5987 | 67.8175
2026-01-12 09:00 | 47.5197 | 69.9837
2026-01-12 10:00 | 46.7125 | 69.3076
2026-01-12 11:00 | 45.9088 | 68.1551
2026-01-12 12:00 | 45.5605 | 68.122
2026-01-12 13:00 | 45.2173 | 68.4575
2026-01-12 14:00 | 45.1366 | 66.3115
2026-01-12 15:00 | 45.4946 | 69.0105
2026-01-12 16:00 | 47.2614 | 71.3845
2026-01-12 17:00 | 49.4499 | 74.8867
2026-01-12 18:00 | 51.8548 | 76.3939
2026-01-12 19:00 | 49.1986 | 73.8422
2026-01-12 20:00 | 46.3386 | 70.4074
2026-01-12 21:00 | 43.5872 | 67.2
2026-01-12 22:00 | 41.2121 | 64.544
2026-01-12 23:00 | 38.1674 | 60.9955
2026-01-13 | 35.8996 | 59.4336
2026-01-13 01:00 | 33.486 | 54.8996
2026-01-13 02:00 | 33.3391 | 52.0439
2026-01-13 03:00 | 33.8668 | 51.1227
2026-01-13 04:00 | 34.3747 | 50.1828
2026-01-13 05:00 | 35.0695 | 51.0896
2026-01-13 06:00 | 37.5942 | 55.2582
2026-01-13 07:00 | 43.2011 | 59.6266
2026-01-13 08:00 | 47.0572 | 64.4248
2026-01-13 09:00 | 47.8642 | 66.4477
2026-01-13 10:00 | 46.8783 | 65.2476
2026-01-13 11:00 | 46.0416 | 64.1595
2026-01-13 12:00 | 44.9896 | 66.656
2026-01-13 13:00 | 44.6084 | 66.3232
2026-01-13 14:00 | 44.4182 | 63.1506
2026-01-13 15:00 | 44.8327 | 66.0911
2026-01-13 16:00 | 46.5155 | 69.3807
2026-01-13 17:00 | 48.8975 | 73.3463
2026-01-13 18:00 | 51.8619 | 77.3225
2026-01-13 19:00 | 49.2002 | 74.6014
2026-01-13 20:00 | 46.4713 | 71.5083
2026-01-13 21:00 | 43.855 | 68.3146
2026-01-13 22:00 | 41.5117 | 65.5282
2026-01-13 23:00 | 38.5609 | 62.3022
2026-01-14 | 35.9594 | 58.3913
2026-01-14 01:00 | 34.0824 | 55.7055
2026-01-14 02:00 | 33.9506 | 52.8457
2026-01-14 03:00 | 34.4966 | 52.2107
2026-01-14 04:00 | 34.9745 | 51.5771
2026-01-14 05:00 | 35.6175 | 52.5659
2026-01-14 06:00 | 37.9339 | 56.5687
2026-01-14 07:00 | 43.5767 | 61.2252
2026-01-14 08:00 | 47.3266 | 67.1657
2026-01-14 09:00 | 47.929 | 70.3699
2026-01-14 10:00 | 46.6671 | 70.4198
2026-01-14 11:00 | 45.7643 | 69.8716
2026-01-14 12:00 | 44.4598 | 71.1955
2026-01-14 13:00 | 44.1493 | 70.9956
2026-01-14 14:00 | 43.9336 | 68.5704
2026-01-14 15:00 | 44.2925 | 71.1406
2026-01-14 16:00 | 46.0476 | 73.765
2026-01-14 17:00 | 48.4969 | 78.2478
2026-01-14 18:00 | 52.2017 | 80.95
2026-01-14 19:00 | 49.6769 | 78.5639
2026-01-14 20:00 | 46.903 | 74.8094
2026-01-14 21:00 | 44.3851 | 71.2413
2026-01-14 22:00 | 42.0666 | 68.1662
2026-01-14 23:00 | 39.0572 | 63.9553
2026-01-15 | 36.3112 | 61.3401
2026-01-15 01:00 | 34.5558 | 57.2796
2026-01-15 02:00 | 34.4225 | 54.71
2026-01-15 03:00 | 34.9744 | 54.1111
2026-01-15 04:00 | 35.4591 | 53.1868
2026-01-15 05:00 | 36.1329 | 54.5725
2026-01-15 06:00 | 38.5614 | 59.0163
2026-01-15 07:00 | 44.1169 | 63.5082
2026-01-15 08:00 | 48.0551 | 69.1722
2026-01-15 09:00 | 48.79 | 72.2882
2026-01-15 10:00 | 47.6496 | 72.3393
2026-01-15 11:00 | 46.6658 | 71.2356
2026-01-15 12:00 | 44.704 | 72.2694
2026-01-15 13:00 | 44.296 | 72.0229
2026-01-15 14:00 | 44.1096 | 69.9423
2026-01-15 15:00 | 44.5166 | 72.9226
2026-01-15 16:00 | 46.2924 | 74.7972
2026-01-15 17:00 | 48.5896 | 77.7061
2026-01-15 18:00 | 52.0071 | 78.7594
2026-01-15 19:00 | 49.8568 | 76.684
2026-01-15 20:00 | 47.2598 | 73.235
2026-01-15 21:00 | 44.7947 | 70.0458
2026-01-15 22:00 | 42.5652 | 67.522
2026-01-15 23:00 | 39.5958 | 63.6204
2026-01-16 | 36.8309 | 61.1399
2026-01-16 01:00 | 34.4969 | 56.7162
2026-01-16 02:00 | 34.2686 | 54.1641
2026-01-16 03:00 | 34.7631 | 53.5007
2026-01-16 04:00 | 35.2074 | 52.4239
2026-01-16 05:00 | 35.8409 | 53.215
2026-01-16 06:00 | 38.1952 | 57.4003
2026-01-16 07:00 | 43.8 | 61.658
2026-01-16 08:00 | 47.6717 | 66.8285
2026-01-16 09:00 | 48.5159 | 70.0518
2026-01-16 10:00 | 47.5064 | 69.6688
2026-01-16 11:00 | 46.3515 | 68.4473
2026-01-16 12:00 | 44.541 | 69.1155
2026-01-16 13:00 | 44.041 | 68.9521
2026-01-16 14:00 | 43.6168 | 66.2272
2026-01-16 15:00 | 43.4728 | 69.2078
2026-01-16 16:00 | 44.6704 | 70.7298
2026-01-16 17:00 | 46.7761 | 73.7116
2026-01-16 18:00 | 49.9116 | 76.1242
2026-01-16 19:00 | 47.9356 | 73.8719
2026-01-16 20:00 | 45.1976 | 70.1496
2026-01-16 21:00 | 42.851 | 66.996
2026-01-16 22:00 | 40.7447 | 64.3079
2026-01-16 23:00 | 37.8844 | 60.8391
2026-01-17 | 34.6253 | 58.5151
2026-01-17 01:00 | 33.0719 | 55.1373
2026-01-17 02:00 | 32.7947 | 52.7746
2026-01-17 03:00 | 33.1627 | 52.2998
2026-01-17 04:00 | 33.4827 | 51.152
2026-01-17 05:00 | 33.6994 | 51.4188
2026-01-17 06:00 | 34.7637 | 54.065
2026-01-17 07:00 | 38.5169 | 55.6218
2026-01-17 08:00 | 41.6003 | 59.184
2026-01-17 09:00 | 43.6919 | 63.3012
2026-01-17 10:00 | 44.014 | 64.6986
2026-01-17 11:00 | 43.6533 | 64.4148
2026-01-17 12:00 | 42.7891 | 65.5002
2026-01-17 13:00 | 42.4961 | 65.7786
2026-01-17 14:00 | 41.8135 | 63.0312
2026-01-17 15:00 | 41.9189 | 65.8686
2026-01-17 16:00 | 43.5916 | 67.9017
2026-01-17 17:00 | 46.3537 | 70.9342
2026-01-17 18:00 | 50.1497 | 72.8523
2026-01-17 19:00 | 47.6097 | 69.6602
2026-01-17 20:00 | 44.2345 | 65.6842
2026-01-17 21:00 | 41.2193 | 62.961
2026-01-17 22:00 | 39.5034 | 61.5357
2026-01-17 23:00 | 37.3116 | 59.6379
2026-01-18 | 34.9466 | 57.8208
2026-01-18 01:00 | 34.2261 | 54.5537
2026-01-18 02:00 | 34.0801 | 52.1071
2026-01-18 03:00 | 34.5673 | 51.3667
2026-01-18 04:00 | 34.8918 | 50.3569
2026-01-18 05:00 | 35.2275 | 50.5213
2026-01-18 06:00 | 36.1732 | 52.9142
2026-01-18 07:00 | 39.3894 | 53.5196
2026-01-18 08:00 | 41.6697 | 56.2621
2026-01-18 09:00 | 43.4491 | 59.8533
2026-01-18 10:00 | 43.7301 | 61.0983
2026-01-18 11:00 | 43.3884 | 61.0392
2026-01-18 12:00 | 43.1883 | 62.8828
2026-01-18 13:00 | 43.4413 | 63.1155
2026-01-18 14:00 | 43.3047 | 61.6713
2026-01-18 15:00 | 43.7506 | 65.1303
2026-01-18 16:00 | 45.7842 | 67.3915
2026-01-18 17:00 | 49.1895 | 71.6377
2026-01-18 18:00 | 52.7693 | 74.5932
2026-01-18 19:00 | 51.3594 | 72.8526
2026-01-18 20:00 | 48.6522 | 69.3095
2026-01-18 21:00 | 45.0007 | 66.2591
2026-01-18 22:00 | 42.8946 | 64.752
2026-01-18 23:00 | 40.2933 | 62.4804
2026-01-19 | 38.2851 | 59.4413
2026-01-19 01:00 | 37.2647 | 55.5033
2026-01-19 02:00 | 37.3105 | 53.1992
2026-01-19 03:00 | 37.9981 | 53.2873
2026-01-19 04:00 | 38.5965 | 52.5318
2026-01-19 05:00 | 39.3274 | 54.1225
2026-01-19 06:00 | 41.7971 | 58.8741
2026-01-19 07:00 | 47.4879 | 63.9238
2026-01-19 08:00 | 51.4518 | 70.5217
2026-01-19 09:00 | 51.3155 | 73.7018
2026-01-19 10:00 | 49.1072 | 72.4915
2026-01-19 11:00 | 47.0047 | 69.591
2026-01-19 12:00 | 47.502 | 70.2749
2026-01-19 13:00 | 47.0496 | 69.6006
2026-01-19 14:00 | 46.5171 | 66.7194
2026-01-19 15:00 | 47.1138 | 69.7802
2026-01-19 16:00 | 49.1518 | 72.3994
2026-01-19 17:00 | 51.6457 | 78.6805
2026-01-19 18:00 | 54.9913 | 84.1861
2026-01-19 19:00 | 53.276 | 82.017
2026-01-19 20:00 | 50.492 | 77.851
2026-01-19 21:00 | 47.7791 | 74.0627
2026-01-19 22:00 | 45.3232 | 70.82
2026-01-19 23:00 | 42.1021 | 66.6389
2026-01-20 | 38.6489 | 63.4728
2026-01-20 01:00 | 37.1026 | 61.0643
2026-01-20 02:00 | 36.9784 | 58.3164
2026-01-20 03:00 | 37.4564 | 57.5417
2026-01-20 04:00 | 37.9393 | 56.5357
2026-01-20 05:00 | 38.5838 | 57.7392
2026-01-20 06:00 | 40.4658 | 61.9955
2026-01-20 07:00 | 45.9121 | 66.5204
2026-01-20 08:00 | 49.9779 | 72.3791
2026-01-20 09:00 | 51.0644 | 75.1809
2026-01-20 10:00 | 50.0262 | 74.8161
2026-01-20 11:00 | 48.7946 | 73.317
2026-01-20 12:00 | 48.3333 | 71.2668
2026-01-20 13:00 | 47.9018 | 70.4274
2026-01-20 14:00 | 48.0016 | 68.0433
2026-01-20 15:00 | 48.4748 | 71.0937
2026-01-20 16:00 | 50.2653 | 73.1793
2026-01-20 17:00 | 52.4465 | 76.8161
2026-01-20 18:00 | 54.9007 | 80.5592
2026-01-20 19:00 | 52.7407 | 79.1591
2026-01-20 20:00 | 49.749 | 75.9863
2026-01-20 21:00 | 47.0152 | 73.0772
2026-01-20 22:00 | 44.6964 | 70.4817
2026-01-20 23:00 | 41.4458 | 66.6335
2026-01-21 | 38.0206 | 63.9178
2026-01-21 01:00 | 36.7991 | 60.1313
2026-01-21 02:00 | 36.753 | 57.3182
2026-01-21 03:00 | 37.2001 | 56.7736
2026-01-21 04:00 | 37.7393 | 55.9382
2026-01-21 05:00 | 38.3594 | 56.7702
2026-01-21 06:00 | 40.386 | 60.3697
2026-01-21 07:00 | 45.9396 | 64.9186
2026-01-21 08:00 | 50.2486 | 70.7347
2026-01-21 09:00 | 51.2728 | 74.5922
2026-01-21 10:00 | 49.9702 | 74.2931
2026-01-21 11:00 | 48.6123 | 72.5394
2026-01-21 12:00 | 47.4804 | 72.4316
2026-01-21 13:00 | 46.7 | 72.101
2026-01-21 14:00 | 46.7213 | 69.2854
2026-01-21 15:00 | 47.0588 | 72.5473
2026-01-21 16:00 | 49.034 | 74.2546
2026-01-21 17:00 | 51.7246 | 78.8878
2026-01-21 18:00 | 54.1115 | 80.2226
2026-01-21 19:00 | 52.6689 | 79.5661
2026-01-21 20:00 | 50.3671 | 76.8548
2026-01-21 21:00 | 47.8963 | 74.0411
2026-01-21 22:00 | 45.6805 | 70.7713
2026-01-21 23:00 | 42.4885 | 66.6147
2026-01-22 | 39.5735 | 63.9979
2026-01-22 01:00 | 37.8248 | 59.8563
2026-01-22 02:00 | 37.7718 | 56.9896
2026-01-22 03:00 | 38.2956 | 56.7822
2026-01-22 04:00 | 38.8428 | 56.196
2026-01-22 05:00 | 39.585 | 57.6659
2026-01-22 06:00 | 41.9261 | 61.8007
2026-01-22 07:00 | 47.2672 | 66.7379
2026-01-22 08:00 | 51.2285 | 72.8702
2026-01-22 09:00 | 51.3887 | 75.1402
2026-01-22 10:00 | 49.3537 | 73.7955
2026-01-22 11:00 | 47.5062 | 70.5831
2026-01-22 12:00 | 45.9243 | 69.8489
2026-01-22 13:00 | 45.0032 | 68.2197
2026-01-22 14:00 | 44.8007 | 65.5512
2026-01-22 15:00 | 45.3049 | 68.192
2026-01-22 16:00 | 47.3587 | 70.6364
2026-01-22 17:00 | 50.1472 | 76.5998
2026-01-22 18:00 | 53.9685 | 81.5628
2026-01-22 19:00 | 52.766 | 81.3167
2026-01-22 20:00 | 50.5798 | 78.6175
2026-01-22 21:00 | 48.0869 | 75.4778
2026-01-22 22:00 | 45.8333 | 72.3194
2026-01-22 23:00 | 42.6824 | 68.0116
2026-01-23 | 39.3979 | 64.7862
2026-01-23 01:00 | 37.8858 | 60.3667
2026-01-23 02:00 | 37.7306 | 57.702
2026-01-23 03:00 | 38.1971 | 57.285
2026-01-23 04:00 | 38.6916 | 56.4198
2026-01-23 05:00 | 39.3557 | 57.4785
2026-01-23 06:00 | 41.6501 | 61.601
2026-01-23 07:00 | 47.0073 | 66.2544
2026-01-23 08:00 | 50.8483 | 72.2336
2026-01-23 09:00 | 50.9233 | 75.7804
2026-01-23 10:00 | 48.9579 | 75.8705
2026-01-23 11:00 | 46.8124 | 74.1368
2026-01-23 12:00 | 47.0866 | 73.529
2026-01-23 13:00 | 46.3963 | 73.1783
2026-01-23 14:00 | 46.1753 | 71.3322
2026-01-23 15:00 | 46.1954 | 74.5732
2026-01-23 16:00 | 47.6455 | 75.2851
2026-01-23 17:00 | 49.8299 | 77.6953
2026-01-23 18:00 | 53.748 | 77.8063
2026-01-23 19:00 | 51.8722 | 77.5481
2026-01-23 20:00 | 48.9027 | 74.6968
2026-01-23 21:00 | 46.1964 | 71.9749
2026-01-23 22:00 | 43.9312 | 69.2059
2026-01-23 23:00 | 40.7753 | 65.2435
2026-01-24 | 37.414 | 62.0128
2026-01-24 01:00 | 35.9953 | 59.6591
2026-01-24 02:00 | 35.706 | 57.1516
2026-01-24 03:00 | 35.9355 | 56.5229
2026-01-24 04:00 | 36.2723 | 55.562
2026-01-24 05:00 | 36.7632 | 56.3968
2026-01-24 06:00 | 38.1924 | 59.3802
2026-01-24 07:00 | 41.5921 | 60.5633
2026-01-24 08:00 | 43.7941 | 62.6419
2026-01-24 09:00 | 45.2924 | 65.6431
2026-01-24 10:00 | 45.2885 | 66.3468
2026-01-24 11:00 | 44.4082 | 65.1665
2026-01-24 12:00 | 42.6872 | 68.7225
2026-01-24 13:00 | 42.2855 | 68.8498
2026-01-24 14:00 | 41.7262 | 65.6047
2026-01-24 15:00 | 41.6697 | 67.3406
2026-01-24 16:00 | 43.005 | 68.5705
2026-01-24 17:00 | 46.0058 | 71.856
2026-01-24 18:00 | 50.8112 | 75.6719
2026-01-24 19:00 | 48.9877 | 73.2776
2026-01-24 20:00 | 45.5569 | 69.0738
2026-01-24 21:00 | 42.3651 | 66.0736
2026-01-24 22:00 | 40.466 | 64.6417
2026-01-24 23:00 | 38.1495 | 62.9549
2026-01-25 | 35.9054 | 60.5321
2026-01-25 01:00 | 34.5591 | 56.988
2026-01-25 02:00 | 34.3074 | 54.7447
2026-01-25 03:00 | 34.5613 | 54.2455
2026-01-25 04:00 | 34.7989 | 53.205
2026-01-25 05:00 | 35.1134 | 53.2781
2026-01-25 06:00 | 36.1442 | 55.168
2026-01-25 07:00 | 39.2101 | 56.3185
2026-01-25 08:00 | 41.2188 | 58.6008
2026-01-25 09:00 | 41.8681 | 62.5947
2026-01-25 10:00 | 41.07 | 64.6536
2026-01-25 11:00 | 40.1642 | 64.7331
2026-01-25 12:00 | 39.579 | 64.8756
2026-01-25 13:00 | 39.2595 | 65.6012
2026-01-25 14:00 | 38.9797 | 63.9293
2026-01-25 15:00 | 39.2355 | 67.7243
2026-01-25 16:00 | 41.1688 | 69.4691
2026-01-25 17:00 | 44.9346 | 72.8868
2026-01-25 18:00 | 50.1914 | 75.3051
2026-01-25 19:00 | 48.9376 | 73.0867
2026-01-25 20:00 | 45.8647 | 69.2983
2026-01-25 21:00 | 42.9422 | 66.3119
2026-01-25 22:00 | 40.9949 | 64.5571
2026-01-25 23:00 | 38.4722 | 62.2984
2026-01-26 | 35.9601 | 60.4708
2026-01-26 01:00 | 34.4982 | 56.7612
2026-01-26 02:00 | 34.5211 | 54.3181
2026-01-26 03:00 | 35.0087 | 53.7636
2026-01-26 04:00 | 35.553 | 52.8289
2026-01-26 05:00 | 36.2674 | 53.9805
2026-01-26 06:00 | 38.6634 | 58.4836
2026-01-26 07:00 | 44.3001 | 62.8302
2026-01-26 08:00 | 48.2884 | 67.9493
2026-01-26 09:00 | 49.1073 | 70.9461
2026-01-26 10:00 | 48.0728 | 70.7934
2026-01-26 11:00 | 47.0626 | 69.7649
2026-01-26 12:00 | 45.6062 | 68.7771
2026-01-26 13:00 | 45.1005 | 68.8016
2026-01-26 14:00 | 45.0234 | 66.4597
2026-01-26 15:00 | 45.5444 | 69.3157
2026-01-26 16:00 | 47.3862 | 71.353
2026-01-26 17:00 | 49.7955 | 75.3824
2026-01-26 18:00 | 53.4029 | 78.981
2026-01-26 19:00 | 51.4417 | 77.5431
2026-01-26 20:00 | 48.7451 | 74.5903
2026-01-26 21:00 | 45.9777 | 71.6647
2026-01-26 22:00 | 43.5811 | 68.8174
2026-01-26 23:00 | 40.4185 | 65.1895
2026-01-27 | 37.6715 | 60.581
2026-01-27 01:00 | 35.669 | 57.524
2026-01-27 02:00 | 35.5745 | 54.6079
2026-01-27 03:00 | 36.0002 | 53.7666
2026-01-27 04:00 | 36.5208 | 52.8511
2026-01-27 05:00 | 37.2681 | 53.8651
2026-01-27 06:00 | 39.8146 | 58.1811
2026-01-27 07:00 | 45.436 | 62.5409
2026-01-27 08:00 | 49.5401 | 67.3821
2026-01-27 09:00 | 50.4033 | 69.4107
2026-01-27 10:00 | 49.249 | 68.6178
2026-01-27 11:00 | 48.0277 | 67.7917
2026-01-27 12:00 | 47.0218 | 67.2608
2026-01-27 13:00 | 46.565 | 66.6102
2026-01-27 14:00 | 46.3911 | 63.9599
2026-01-27 15:00 | 46.7936 | 67.1408
2026-01-27 16:00 | 48.456 | 69.4747
2026-01-27 17:00 | 50.8233 | 73.5087
2026-01-27 18:00 | 53.5766 | 77.2066
2026-01-27 19:00 | 51.6051 | 75.785
2026-01-27 20:00 | 48.9761 | 72.2876
2026-01-27 21:00 | 46.2653 | 69.245
2026-01-27 22:00 | 43.9003 | 66.5323
2026-01-27 23:00 | 40.7853 | 62.881
2026-01-28 | 38.2688 | 60.8515
2026-01-28 01:00 | 36.5808 | 56.5675
2026-01-28 02:00 | 36.5065 | 53.7503
2026-01-28 03:00 | 36.9293 | 53.044
2026-01-28 04:00 | 37.4165 | 52.2845
2026-01-28 05:00 | 38.1272 | 53.2358
2026-01-28 06:00 | 40.3789 | 56.9128
2026-01-28 07:00 | 45.8193 | 61.5583
2026-01-28 08:00 | 49.5755 | 66.8258
2026-01-28 09:00 | 50.1042 | 69.5823
2026-01-28 10:00 | 48.5868 | 69.1837
2026-01-28 11:00 | 47.4093 | 68.2454
2026-01-28 12:00 | 45.1136 | 67.6715
2026-01-28 13:00 | 44.4595 | 67.3771
2026-01-28 14:00 | 44.3873 | 64.981
2026-01-28 15:00 | 44.7861 | 67.7895
2026-01-28 16:00 | 46.6515 | 69.5298
2026-01-28 17:00 | 49.3707 | 73.9371
2026-01-28 18:00 | 52.827 | 76.796
2026-01-28 19:00 | 51.7218 | 75.7933
2026-01-28 20:00 | 49.4786 | 72.547
2026-01-28 21:00 | 47.0984 | 69.7308
2026-01-28 22:00 | 44.883 | 66.8996
2026-01-28 23:00 | 41.7204 | 62.8555
2026-01-29 | 38.4851 | 60.1503
2026-01-29 01:00 | 36.9786 | 56.8007
2026-01-29 02:00 | 36.9089 | 54.0029
2026-01-29 03:00 | 37.3396 | 53.4865
2026-01-29 04:00 | 37.8248 | 52.6969
2026-01-29 05:00 | 38.6017 | 53.9431
2026-01-29 06:00 | 40.7929 | 57.7903
2026-01-29 07:00 | 46.0622 | 62.5013
2026-01-29 08:00 | 49.6631 | 67.7856
2026-01-29 09:00 | 49.7754 | 70.6808
2026-01-29 10:00 | 47.9718 | 70.3404
2026-01-29 11:00 | 46.4231 | 68.8735
2026-01-29 12:00 | 44.9004 | 70.5895
2026-01-29 13:00 | 44.1936 | 70.0636
2026-01-29 14:00 | 44.1819 | 67.6363
2026-01-29 15:00 | 44.5408 | 70.6415
2026-01-29 16:00 | 46.3179 | 72.0956
2026-01-29 17:00 | 48.7574 | 75.5541
2026-01-29 18:00 | 52.466 | 77.5575
2026-01-29 19:00 | 51.3837 | 76.5675
2026-01-29 20:00 | 49.1897 | 73.3338
2026-01-29 21:00 | 46.7071 | 70.351
2026-01-29 22:00 | 44.5167 | 67.5949
2026-01-29 23:00 | 41.3963 | 63.7204
2026-01-30 | 38.5022 | 60.7888
2026-01-30 01:00 | 36.0968 | 56.6629
2026-01-30 02:00 | 35.8847 | 53.9724
2026-01-30 03:00 | 36.2053 | 53.5008
2026-01-30 04:00 | 36.5939 | 52.6201
2026-01-30 05:00 | 37.3144 | 53.5429
2026-01-30 06:00 | 39.7912 | 57.9654
2026-01-30 07:00 | 44.9353 | 62.5264
2026-01-30 08:00 | 48.198 | 67.7965
2026-01-30 09:00 | 48.0543 | 70.8322
2026-01-30 10:00 | 46.2695 | 70.6832
2026-01-30 11:00 | 44.5648 | 69.5574
2026-01-30 12:00 | 42.1752 | 68.7888
2026-01-30 13:00 | 41.2299 | 68.1521
2026-01-30 14:00 | 41.1241 | 65.681
2026-01-30 15:00 | 40.9991 | 68.4057
2026-01-30 16:00 | 42.2197 | 69.3829
2026-01-30 17:00 | 44.6785 | 72.6691
2026-01-30 18:00 | 48.7127 | 76.6188
2026-01-30 19:00 | 47.5915 | 75.5255
2026-01-30 20:00 | 45.2398 | 71.85
2026-01-30 21:00 | 42.8636 | 68.876
2026-01-30 22:00 | 40.8118 | 66.2131
2026-01-30 23:00 | 37.9012 | 62.4449
2026-01-31 | 34.9846 | 59.2592
2026-01-31 01:00 | 33.3976 | 56.3761
2026-01-31 02:00 | 33.1209 | 53.8111
2026-01-31 03:00 | 33.3411 | 53.4271
2026-01-31 04:00 | 33.62 | 52.5796
2026-01-31 05:00 | 34.0239 | 53.1974
2026-01-31 06:00 | 35.3515 | 55.9469
2026-01-31 07:00 | 38.8578 | 57.9135
2026-01-31 08:00 | 41.4117 | 61.8064
2026-01-31 09:00 | 42.1777 | 67.4581
2026-01-31 10:00 | 41.4867 | 69.8886
2026-01-31 11:00 | 40.4922 | 69.3931
2026-01-31 12:00 | 39.7997 | 64.364
2026-01-31 13:00 | 39.0163 | 63.3095
2026-01-31 14:00 | 38.247 | 60.5634
2026-01-31 15:00 | 38.0741 | 62.5128
2026-01-31 16:00 | 39.5352 | 63.5467
2026-01-31 17:00 | 42.6753 | 68.9241
2026-01-31 18:00 | 47.2708 | 73.0451
2026-01-31 19:00 | 45.7845 | 72.5886
2026-01-31 20:00 | 42.6508 | 68.5358
2026-01-31 21:00 | 40.1628 | 65.7109
2026-01-31 22:00 | 38.6815 | 64.3138
2026-01-31 23:00 | 36.5882 | 62.1455
2026-02-01 | 33.5383 | 60.3125
2026-02-01 01:00 | 31.6204 | 56.5559
2026-02-01 02:00 | 31.2774 | 54.9119
2026-02-01 03:00 | 31.5554 | 54.3703
2026-02-01 04:00 | 31.8385 | 53.4187
2026-02-01 05:00 | 31.9029 | 53.7375
2026-02-01 06:00 | 32.6504 | 55.9976
2026-02-01 07:00 | 36.3502 | 56.6123
2026-02-01 08:00 | 39.2091 | 58.6798
2026-02-01 09:00 | 39.883 | 62.1863
2026-02-01 10:00 | 38.5944 | 63.0659
2026-02-01 11:00 | 37.9918 | 62.9324
2026-02-01 12:00 | 37.4257 | 64.7053
2026-02-01 13:00 | 36.927 | 65.2793
2026-02-01 14:00 | 36.3248 | 63.3193
2026-02-01 15:00 | 36.5608 | 67.0342
2026-02-01 16:00 | 38.998 | 69.6963
2026-02-01 17:00 | 42.6293 | 73.9655
2026-02-01 18:00 | 46.8317 | 76.0832
2026-02-01 19:00 | 45.4566 | 74.3277
2026-02-01 20:00 | 42.4776 | 70.2968
2026-02-01 21:00 | 39.9577 | 66.9307
2026-02-01 22:00 | 38.1943 | 65.4854
2026-02-01 23:00 | 35.8961 | 63.6425
2026-02-02 | 33.3357 | 61.0355
2026-02-02 01:00 | 31.1919 | 55.6407
2026-02-02 02:00 | 31.0907 | 53.9276
2026-02-02 03:00 | 31.5937 | 53.6911
2026-02-02 04:00 | 32.2317 | 52.5091
2026-02-02 05:00 | 33.0404 | 53.8041
2026-02-02 06:00 | 35.7894 | 58.6516
2026-02-02 07:00 | 42.0246 | 62.9855
2026-02-02 08:00 | 45.8578 | 68.2433
2026-02-02 09:00 | 46.4814 | 70.7325
2026-02-02 10:00 | 45.3231 | 69.1193
2026-02-02 11:00 | 44.3887 | 67.3183
2026-02-02 12:00 | 43.612 | 68.8128
2026-02-02 13:00 | 43.3244 | 68.9613
2026-02-02 14:00 | 42.6777 | 66.1076
2026-02-02 15:00 | 42.8972 | 68.819
2026-02-02 16:00 | 44.6489 | 71.3877
2026-02-02 17:00 | 46.8625 | 76.2138
2026-02-02 18:00 | 49.6802 | 78.585
2026-02-02 19:00 | 47.8068 | 77.2
2026-02-02 20:00 | 45.1204 | 73.6013
2026-02-02 21:00 | 42.4223 | 70.0175
2026-02-02 22:00 | 40.0484 | 67.0015
2026-02-02 23:00 | 37.2114 | 63.5191
2026-02-03 | 34.6265 | 60.6353
2026-02-03 01:00 | 32.4714 | 56.3958
2026-02-03 02:00 | 32.2675 | 54.154
2026-02-03 03:00 | 32.7076 | 53.6742
2026-02-03 04:00 | 33.3167 | 52.5946
2026-02-03 05:00 | 34.1644 | 53.7429
2026-02-03 06:00 | 36.8621 | 58.4785
2026-02-03 07:00 | 42.9054 | 63.1026
2026-02-03 08:00 | 46.5655 | 68.838
2026-02-03 09:00 | 46.9417 | 71.8953
2026-02-03 10:00 | 45.5196 | 71.3688
2026-02-03 11:00 | 44.4749 | 70.6695
2026-02-03 12:00 | 44.6556 | 71.0367
2026-02-03 13:00 | 44.4648 | 70.8571
2026-02-03 14:00 | 43.8653 | 68.0927
2026-02-03 15:00 | 44.1159 | 70.9443
2026-02-03 16:00 | 45.761 | 73.6409
2026-02-03 17:00 | 47.9175 | 76.9899
2026-02-03 18:00 | 49.7202 | 78.7679
2026-02-03 19:00 | 47.8387 | 77.7042
2026-02-03 20:00 | 45.259 | 74.521
2026-02-03 21:00 | 42.6094 | 71.1535
2026-02-03 22:00 | 40.2567 | 68.3094
2026-02-03 23:00 | 37.4515 | 64.903
2026-02-04 | 35.1551 | 61.0474
2026-02-04 01:00 | 33.0759 | 57.3701
2026-02-04 02:00 | 32.8686 | 55.08
2026-02-04 03:00 | 33.2858 | 54.3751
2026-02-04 04:00 | 33.8543 | 53.4501
2026-02-04 05:00 | 34.6553 | 54.4586
2026-02-04 06:00 | 37.2594 | 58.4451
2026-02-04 07:00 | 43.1637 | 62.8093
2026-02-04 08:00 | 46.5932 | 68.0072
2026-02-04 09:00 | 46.8757 | 70.1082
2026-02-04 10:00 | 45.2844 | 68.7025
2026-02-04 11:00 | 44.3969 | 67.3071
2026-02-04 12:00 | 43.1356 | 69.3633
2026-02-04 13:00 | 42.9053 | 69.3224
2026-02-04 14:00 | 42.4262 | 66.7716
2026-02-04 15:00 | 42.6801 | 68.9724
2026-02-04 16:00 | 44.4421 | 71.1388
2026-02-04 17:00 | 46.7481 | 75.2361
2026-02-04 18:00 | 49.136 | 77.6629
2026-02-04 19:00 | 47.6584 | 76.5511
2026-02-04 20:00 | 45.2639 | 73.0682
2026-02-04 21:00 | 42.7571 | 69.7009
2026-02-04 22:00 | 40.4596 | 66.7781
2026-02-04 23:00 | 37.598 | 63.0302
2026-02-05 | 35.2092 | 60.44
2026-02-05 01:00 | 33.3229 | 56.9708
2026-02-05 02:00 | 33.1304 | 54.7262
2026-02-05 03:00 | 33.5859 | 54.081
2026-02-05 04:00 | 34.1673 | 53.0249
2026-02-05 05:00 | 35.0669 | 54.148
2026-02-05 06:00 | 37.6867 | 57.9538
2026-02-05 07:00 | 43.4545 | 62.2504
2026-02-05 08:00 | 46.7249 | 67.0441
2026-02-05 09:00 | 46.3787 | 69.4495
2026-02-05 10:00 | 44.3245 | 68.5077
2026-02-05 11:00 | 42.8648 | 67.5028
2026-02-05 12:00 | 41.9803 | 66.2699
2026-02-05 13:00 | 41.4682 | 65.6716
2026-02-05 14:00 | 41.0595 | 62.6428
2026-02-05 15:00 | 41.2926 | 64.9051
2026-02-05 16:00 | 43.1054 | 67.5666
2026-02-05 17:00 | 45.4532 | 72.1595
2026-02-05 18:00 | 48.0185 | 74.7985
2026-02-05 19:00 | 47.3567 | 74.4651
2026-02-05 20:00 | 45.4184 | 71.7251
2026-02-05 21:00 | 43.1408 | 68.6402
2026-02-05 22:00 | 41.0285 | 65.939
2026-02-05 23:00 | 38.2277 | 62.4166
2026-02-06 | 35.0911 | 59.9477
2026-02-06 01:00 | 33.6716 | 56.1934
2026-02-06 02:00 | 33.4434 | 53.9585
2026-02-06 03:00 | 33.8623 | 53.3771
2026-02-06 04:00 | 34.4322 | 52.3392
2026-02-06 05:00 | 35.3058 | 53.1733
2026-02-06 06:00 | 37.7525 | 56.5506
2026-02-06 07:00 | 43.4721 | 61.0582
2026-02-06 08:00 | 46.5946 | 66.3154
2026-02-06 09:00 | 45.8527 | 69.2653
2026-02-06 10:00 | 43.564 | 68.6916
2026-02-06 11:00 | 41.7042 | 67.9912
2026-02-06 12:00 | 41.6599 | 67.905
2026-02-06 13:00 | 41.0265 | 67.7
2026-02-06 14:00 | 40.3913 | 65.014
2026-02-06 15:00 | 40.0872 | 67.4768
2026-02-06 16:00 | 41.4047 | 69.2495
2026-02-06 17:00 | 43.6359 | 72.7328
2026-02-06 18:00 | 47.0746 | 75.2789
2026-02-06 19:00 | 46.1895 | 74.4519
2026-02-06 20:00 | 43.9119 | 70.992
2026-02-06 21:00 | 41.5634 | 67.698
2026-02-06 22:00 | 39.4717 | 64.9843
2026-02-06 23:00 | 36.75 | 61.5939
2026-02-07 | 33.6958 | 58.4422
2026-02-07 01:00 | 32.7395 | 56.6087
2026-02-07 02:00 | 32.4744 | 54.5014
2026-02-07 03:00 | 32.7761 | 54.03
2026-02-07 04:00 | 33.2115 | 53.0717
2026-02-07 05:00 | 33.6321 | 53.503
2026-02-07 06:00 | 34.9554 | 55.8444
2026-02-07 07:00 | 38.8577 | 57.5611
2026-02-07 08:00 | 41.3453 | 60.7508
2026-02-07 09:00 | 41.8601 | 64.756
2026-02-07 10:00 | 40.7975 | 65.233
2026-02-07 11:00 | 39.5325 | 64.1427
2026-02-07 12:00 | 40.0997 | 63.075
2026-02-07 13:00 | 39.5805 | 62.6871
2026-02-07 14:00 | 38.7808 | 60.0743
2026-02-07 15:00 | 38.7883 | 62.3739
2026-02-07 16:00 | 40.6859 | 64.2934
2026-02-07 17:00 | 43.6578 | 69.5914
2026-02-07 18:00 | 47.2381 | 74.051
2026-02-07 19:00 | 46.3529 | 72.9546
2026-02-07 20:00 | 43.7749 | 68.3177
2026-02-07 21:00 | 40.8446 | 64.8018
2026-02-07 22:00 | 39.2088 | 63.1978
2026-02-07 23:00 | 37.1094 | 61.3784
2026-02-08 | 34.4279 | 60.3643
2026-02-08 01:00 | 33.5882 | 57.8541
2026-02-08 02:00 | 33.3287 | 56.1189
2026-02-08 03:00 | 33.5814 | 55.4896
2026-02-08 04:00 | 33.9423 | 54.637
2026-02-08 05:00 | 34.2856 | 54.8825
2026-02-08 06:00 | 35.0537 | 56.9772
2026-02-08 07:00 | 38.5607 | 57.4952
2026-02-08 08:00 | 40.8553 | 58.7618
2026-02-08 09:00 | 42.2529 | 61.3215
2026-02-08 10:00 | 41.8366 | 61.5493
2026-02-08 11:00 | 41.3669 | 61.1315
2026-02-08 12:00 | 39.9533 | 60.0707
2026-02-08 13:00 | 39.8323 | 60.213
2026-02-08 14:00 | 39.5136 | 58.1561
2026-02-08 15:00 | 39.926 | 62.1263
2026-02-08 16:00 | 42.2125 | 65.1918
2026-02-08 17:00 | 45.7095 | 70.7961
2026-02-08 18:00 | 49.4497 | 75.2641
2026-02-08 19:00 | 48.8795 | 74.5698
2026-02-08 20:00 | 46.4699 | 70.8515
2026-02-08 21:00 | 43.1574 | 67.7237
2026-02-08 22:00 | 41.0549 | 66.3385
2026-02-08 23:00 | 38.5911 | 64.4195
2026-02-09 | 36.2971 | 61.8559
2026-02-09 01:00 | 35.114 | 57.8488
2026-02-09 02:00 | 35.0897 | 55.9631
2026-02-09 03:00 | 35.5686 | 55.7522
2026-02-09 04:00 | 36.2538 | 54.6959
2026-02-09 05:00 | 37.107 | 55.931
2026-02-09 06:00 | 39.6657 | 60.3459
2026-02-09 07:00 | 45.7567 | 64.6113
2026-02-09 08:00 | 49.816 | 69.2534
2026-02-09 09:00 | 50.6016 | 71.3589
2026-02-09 10:00 | 49.1442 | 69.5666
2026-02-09 11:00 | 47.8562 | 67.9353
2026-02-09 12:00 | 48.4045 | 66.936
2026-02-09 13:00 | 48.1748 | 66.9352
2026-02-09 14:00 | 47.5728 | 64.0135
2026-02-09 15:00 | 48.0523 | 67.2946
2026-02-09 16:00 | 49.9677 | 70.094
2026-02-09 17:00 | 51.9884 | 75.6848
2026-02-09 18:00 | 53.4574 | 79.4566
2026-02-09 19:00 | 51.9355 | 79.3928
2026-02-09 20:00 | 49.0287 | 76.467
2026-02-09 21:00 | 46.0279 | 73.2529
2026-02-09 22:00 | 43.4861 | 70.1356
2026-02-09 23:00 | 40.3574 | 66.4464
2026-02-10 | 37.5123 | 62.8492
2026-02-10 01:00 | 35.6988 | 58.3747
2026-02-10 02:00 | 35.548 | 56.1031
2026-02-10 03:00 | 35.8572 | 56.079
2026-02-10 04:00 | 36.4431 | 55.1555
2026-02-10 05:00 | 37.2716 | 56.4012
2026-02-10 06:00 | 39.3812 | 61.6651
2026-02-10 07:00 | 45.148 | 66.5722
2026-02-10 08:00 | 48.8813 | 72.2183
2026-02-10 09:00 | 49.5911 | 73.898
2026-02-10 10:00 | 48.1623 | 71.6749
2026-02-10 11:00 | 46.9579 | 69.1496
2026-02-10 12:00 | 46.1863 | 65.4021
2026-02-10 13:00 | 45.6981 | 64.0107
2026-02-10 14:00 | 45.4376 | 60.8298
2026-02-10 15:00 | 45.7827 | 64.1502
2026-02-10 16:00 | 47.5634 | 67.6165
2026-02-10 17:00 | 49.7817 | 74.5783
2026-02-10 18:00 | 52.2077 | 80.1205
2026-02-10 19:00 | 50.8428 | 81.0024
2026-02-10 20:00 | 48.1933 | 78.1083
2026-02-10 21:00 | 45.3567 | 74.8453
2026-02-10 22:00 | 42.9567 | 71.669
2026-02-10 23:00 | 39.8522 | 67.6297
2026-02-11 | 37.0193 | 64.8969
2026-02-11 01:00 | 35.1937 | 60.7923
2026-02-11 02:00 | 35.0701 | 58.5278
2026-02-11 03:00 | 35.3306 | 57.9529
2026-02-11 04:00 | 35.907 | 57.0733
2026-02-11 05:00 | 36.7004 | 58.1597
2026-02-11 06:00 | 38.903 | 62.3623
2026-02-11 07:00 | 44.6596 | 66.5751
2026-02-11 08:00 | 48.3761 | 70.7365
2026-02-11 09:00 | 49.0832 | 71.455
2026-02-11 10:00 | 47.5936 | 69.3711
2026-02-11 11:00 | 46.5506 | 68.0487
2026-02-11 12:00 | 45.6163 | 65.474
2026-02-11 13:00 | 45.0505 | 65.1415
2026-02-11 14:00 | 44.8188 | 63.135
2026-02-11 15:00 | 45.0735 | 66.2236
2026-02-11 16:00 | 46.8814 | 68.4773
2026-02-11 17:00 | 49.2519 | 73.6735
2026-02-11 18:00 | 51.6202 | 77.6981
2026-02-11 19:00 | 50.4016 | 78.5595
2026-02-11 20:00 | 47.957 | 76.2019
2026-02-11 21:00 | 45.2142 | 73.5226
2026-02-11 22:00 | 42.8521 | 70.6699
2026-02-11 23:00 | 39.7742 | 66.6657
2026-02-12 | 37.2808 | 62.8258
2026-02-12 01:00 | 36.3424 | 59.4251
2026-02-12 02:00 | 36.2958 | 57.0901
2026-02-12 03:00 | 36.6125 | 56.4877
2026-02-12 04:00 | 37.2921 | 55.4679
2026-02-12 05:00 | 38.1235 | 56.4233
2026-02-12 06:00 | 40.5228 | 60.1662
2026-02-12 07:00 | 46.1498 | 64.4977
2026-02-12 08:00 | 50.0471 | 68.7023
2026-02-12 09:00 | 50.6134 | 70.826
2026-02-12 10:00 | 48.9715 | 69.5068
2026-02-12 11:00 | 47.907 | 67.7983
2026-02-12 12:00 | 45.5268 | 67.8318
2026-02-12 13:00 | 44.7021 | 67.2703
2026-02-12 14:00 | 44.4103 | 64.3776
2026-02-12 15:00 | 44.8573 | 67.1135
2026-02-12 16:00 | 47.0402 | 69.1203
2026-02-12 17:00 | 49.6719 | 73.3229
2026-02-12 18:00 | 53.8129 | 77.8228
2026-02-12 19:00 | 53.3623 | 77.2323
2026-02-12 20:00 | 51.2917 | 74.0278
2026-02-12 21:00 | 48.6497 | 70.599
2026-02-12 22:00 | 46.2972 | 67.5048
2026-02-12 23:00 | 43.0723 | 64.1445
2026-02-13 | 40.0729 | 61.2449
2026-02-13 01:00 | 38.07 | 56.2913
2026-02-13 02:00 | 37.939 | 54.0082
2026-02-13 03:00 | 38.2525 | 53.5904
2026-02-13 04:00 | 38.8736 | 52.6962
2026-02-13 05:00 | 39.7073 | 53.4582
2026-02-13 06:00 | 42.0077 | 57.5514
2026-02-13 07:00 | 47.5715 | 62.2979
2026-02-13 08:00 | 51.1176 | 67.0883
2026-02-13 09:00 | 50.9647 | 69.4421
2026-02-13 10:00 | 48.6284 | 68.8094
2026-02-13 11:00 | 46.7208 | 67.9413
2026-02-13 12:00 | 45.6619 | 64.191
2026-02-13 13:00 | 44.8691 | 63.5076
2026-02-13 14:00 | 44.2601 | 60.9835
2026-02-13 15:00 | 44.348 | 63.4172
2026-02-13 16:00 | 46.0071 | 65.5326
2026-02-13 17:00 | 48.3788 | 70.0585
2026-02-13 18:00 | 52.4435 | 74.7574
2026-02-13 19:00 | 51.8412 | 74.8576
2026-02-13 20:00 | 49.3075 | 71.6362
2026-02-13 21:00 | 46.5671 | 68.3098
2026-02-13 22:00 | 44.1915 | 65.4063
2026-02-13 23:00 | 41.038 | 61.858
2026-02-14 | 37.7468 | 58.4308
2026-02-14 01:00 | 35.9433 | 54.8788
2026-02-14 02:00 | 35.6091 | 53.0134
2026-02-14 03:00 | 35.6015 | 52.8967
2026-02-14 04:00 | 36.041 | 51.9196
2026-02-14 05:00 | 36.6595 | 52.2706
2026-02-14 06:00 | 37.8897 | 55.7633
2026-02-14 07:00 | 41.5546 | 57.6873
2026-02-14 08:00 | 43.7659 | 60.5105
2026-02-14 09:00 | 45.614 | 64.0866
2026-02-14 10:00 | 45.6629 | 64.6098
2026-02-14 11:00 | 44.841 | 63.5946
2026-02-14 12:00 | 41.6136 | 65.8231
2026-02-14 13:00 | 41.1605 | 65.7138
2026-02-14 14:00 | 40.1833 | 62.8913
2026-02-14 15:00 | 39.9333 | 65.2489
2026-02-14 16:00 | 41.2623 | 66.739
2026-02-14 17:00 | 44.0901 | 70.1907
2026-02-14 18:00 | 47.3833 | 72.5431
2026-02-14 19:00 | 46.9874 | 71.4828
2026-02-14 20:00 | 44.2746 | 67.4836
2026-02-14 21:00 | 41.1691 | 64.5864
2026-02-14 22:00 | 39.2516 | 63.0957
2026-02-14 23:00 | 37.1716 | 61.2148
2026-02-15 | 35.7088 | 58.5836
2026-02-15 01:00 | 34.0465 | 54.4148
2026-02-15 02:00 | 33.7515 | 52.5327
2026-02-15 03:00 | 33.8007 | 52.1446
2026-02-15 04:00 | 34.1558 | 51.2384
2026-02-15 05:00 | 34.6629 | 51.6582
2026-02-15 06:00 | 35.7651 | 54.3443
2026-02-15 07:00 | 38.9409 | 55.6095
2026-02-15 08:00 | 40.7397 | 58.0249
2026-02-15 09:00 | 41.8945 | 61.7547
2026-02-15 10:00 | 41.3828 | 62.7692
2026-02-15 11:00 | 41.2481 | 62.0002
2026-02-15 12:00 | 40.3372 | 64.9684
2026-02-15 13:00 | 40.1827 | 65.1589
2026-02-15 14:00 | 39.6843 | 63.7762
2026-02-15 15:00 | 39.9661 | 66.8944
2026-02-15 16:00 | 41.8893 | 68.2325
2026-02-15 17:00 | 45.2772 | 72.5358
2026-02-15 18:00 | 49.1114 | 75.5047
2026-02-15 19:00 | 48.5584 | 75.1735
2026-02-15 20:00 | 45.51 | 70.9707
2026-02-15 21:00 | 42.4226 | 67.3075
2026-02-15 22:00 | 40.3278 | 65.7292
2026-02-15 23:00 | 37.7865 | 63.6152
2026-02-16 | 35.1981 | 59.855
2026-02-16 01:00 | 32.0225 | 57.2743
2026-02-16 02:00 | 31.976 | 55.8201
2026-02-16 03:00 | 32.0306 | 56.2506
2026-02-16 04:00 | 32.4442 | 55.5773
2026-02-16 05:00 | 32.9865 | 55.5971
2026-02-16 06:00 | 34.2193 | 59.4042
2026-02-16 07:00 | 37.5398 | 61.0113
2026-02-16 08:00 | 38.7359 | 63.2168
2026-02-16 09:00 | 39.7624 | 67.4105
2026-02-16 10:00 | 39.9687 | 67.7484
2026-02-16 11:00 | 40.2165 | 68.0969
2026-02-16 12:00 | 38.5806 | 71.2933
2026-02-16 13:00 | 38.4302 | 71.6992
2026-02-16 14:00 | 38.0192 | 69.0755
2026-02-16 15:00 | 37.9737 | 72.5222
2026-02-16 16:00 | 39.5064 | 71.5336
2026-02-16 17:00 | 42.7217 | 77.5318
2026-02-16 18:00 | 45.7043 | 79.0723
2026-02-16 19:00 | 44.7476 | 78.4063
2026-02-16 20:00 | 42.3542 | 73.5989
2026-02-16 21:00 | 39.4489 | 70.0318
2026-02-16 22:00 | 37.6476 | 68.3305
2026-02-16 23:00 | 35.3955 | 64.8948
2026-02-17 | 33.5439 | 61.5518
2026-02-17 01:00 | 33.166 | 61.5709
2026-02-17 02:00 | 33.0711 | 59.2324
2026-02-17 03:00 | 33.312 | 58.7974
2026-02-17 04:00 | 33.932 | 57.9018
2026-02-17 05:00 | 34.9093 | 59.2098
2026-02-17 06:00 | 37.4923 | 64.1845
2026-02-17 07:00 | 43.2654 | 69.1301
2026-02-17 08:00 | 46.7139 | 74.6087
2026-02-17 09:00 | 47.1154 | 77.1786
2026-02-17 10:00 | 45.7829 | 76.4938
2026-02-17 11:00 | 44.9525 | 74.4372
2026-02-17 12:00 | 43.251 | 72.6044
2026-02-17 13:00 | 42.6205 | 71.8102
2026-02-17 14:00 | 42.5056 | 69.635
2026-02-17 15:00 | 42.8342 | 72.5735
2026-02-17 16:00 | 44.6097 | 74.0902
2026-02-17 17:00 | 47.1067 | 77.2949
2026-02-17 18:00 | 49.2528 | 81.5597
2026-02-17 19:00 | 48.7295 | 81.7959
2026-02-17 20:00 | 46.8317 | 78.7113
2026-02-17 21:00 | 44.2694 | 75.5469
2026-02-17 22:00 | 41.978 | 72.7622
2026-02-17 23:00 | 38.9711 | 68.9408
2026-02-18 | 36.4712 | 64.4289
2026-02-18 01:00 | 33.9902 | 60.2818
2026-02-18 02:00 | 33.8642 | 57.9529
2026-02-18 03:00 | 34.1018 | 57.3728
2026-02-18 04:00 | 34.6209 | 56.4446
2026-02-18 05:00 | 35.6071 | 57.1303
2026-02-18 06:00 | 38.0826 | 60.8359
2026-02-18 07:00 | 43.8704 | 65.6156
2026-02-18 08:00 | 47.0897 | 70.3076
2026-02-18 09:00 | 47.2969 | 73.2463
2026-02-18 10:00 | 45.5814 | 72.5219
2026-02-18 11:00 | 44.6211 | 70.7816
2026-02-18 12:00 | 42.0399 | 68.1048
2026-02-18 13:00 | 41.4881 | 67.4726
2026-02-18 14:00 | 41.0216 | 64.633
2026-02-18 15:00 | 41.2414 | 67.0179
2026-02-18 16:00 | 42.7942 | 68.4851
2026-02-18 17:00 | 45.3056 | 73.2515
2026-02-18 18:00 | 46.5029 | 76.5466
2026-02-18 19:00 | 46.4821 | 77.228
2026-02-18 20:00 | 44.8636 | 74.2807
2026-02-18 21:00 | 42.5594 | 71.2085
2026-02-18 22:00 | 40.3435 | 67.9982
2026-02-18 23:00 | 37.4724 | 64.08
2026-02-19 | 34.8223 | 61.999
2026-02-19 01:00 | 33.5155 | 57.5533
2026-02-19 02:00 | 33.4211 | 55.1623
2026-02-19 03:00 | 33.7181 | 54.9728
2026-02-19 04:00 | 34.3107 | 54.2603
2026-02-19 05:00 | 35.359 | 55.3418
2026-02-19 06:00 | 37.8954 | 60.2036
2026-02-19 07:00 | 43.6243 | 65.2727
2026-02-19 08:00 | 46.8379 | 70.0653
2026-02-19 09:00 | 46.8295 | 72.3331
2026-02-19 10:00 | 45.1191 | 71.407
2026-02-19 11:00 | 44.0044 | 69.1761
2026-02-19 12:00 | 43.1242 | 69.0661
2026-02-19 13:00 | 42.5281 | 67.8581
2026-02-19 14:00 | 42.3523 | 65.158
2026-02-19 15:00 | 42.5543 | 67.3492
2026-02-19 16:00 | 44.2495 | 69.2587
2026-02-19 17:00 | 46.5092 | 74.086
2026-02-19 18:00 | 49.4875 | 79.0327
2026-02-19 19:00 | 49.304 | 79.3176
2026-02-19 20:00 | 47.3405 | 76.1676
2026-02-19 21:00 | 44.9186 | 72.5148
2026-02-19 22:00 | 42.7518 | 69.2674
2026-02-19 23:00 | 39.7679 | 65.3879
2026-02-20 | 36.0043 | 61.6317
2026-02-20 01:00 | 35.5888 | 59.2268
2026-02-20 02:00 | 35.5356 | 56.7728
2026-02-20 03:00 | 35.8205 | 55.9973
2026-02-20 04:00 | 36.4927 | 55.2272
2026-02-20 05:00 | 37.4988 | 56.0615
2026-02-20 06:00 | 40.0557 | 59.8218
2026-02-20 07:00 | 45.8277 | 64.478
2026-02-20 08:00 | 49.1904 | 68.6604
2026-02-20 09:00 | 48.5676 | 70.3401
2026-02-20 10:00 | 46.1183 | 69.5412
2026-02-20 11:00 | 44.1413 | 68.1393
2026-02-20 12:00 | 42.4355 | 68.1858
2026-02-20 13:00 | 41.4881 | 67.6744
2026-02-20 14:00 | 40.8993 | 65.7057
2026-02-20 15:00 | 40.6686 | 67.8369
2026-02-20 16:00 | 42.2008 | 68.7269
2026-02-20 17:00 | 44.7822 | 71.2618
2026-02-20 18:00 | 49.4512 | 73.0978
2026-02-20 19:00 | 49.5476 | 73.922
2026-02-20 20:00 | 47.6711 | 70.8636
2026-02-20 21:00 | 45.1583 | 67.8286
2026-02-20 22:00 | 42.9053 | 65.2471
2026-02-20 23:00 | 39.902 | 61.5007
2026-02-21 | 37.3519 | 58.8632
2026-02-21 01:00 | 35.0418 | 56.9747
2026-02-21 02:00 | 34.7053 | 54.5783
2026-02-21 03:00 | 34.6467 | 53.9344
2026-02-21 04:00 | 34.9833 | 52.927
2026-02-21 05:00 | 35.4587 | 53.5605
2026-02-21 06:00 | 36.7344 | 56.5507
2026-02-21 07:00 | 40.5556 | 57.9838
2026-02-21 08:00 | 42.6589 | 59.9828
2026-02-21 09:00 | 43.5704 | 63.2449
2026-02-21 10:00 | 42.6197 | 64.1085
2026-02-21 11:00 | 41.5015 | 63.8115
2026-02-21 12:00 | 38.7851 | 64.4645
2026-02-21 13:00 | 38.0305 | 64.2489
2026-02-21 14:00 | 37.5901 | 61.8659
2026-02-21 15:00 | 37.446 | 63.5087
2026-02-21 16:00 | 39.0016 | 64.2426
2026-02-21 17:00 | 41.8736 | 68.5527
2026-02-21 18:00 | 46.2852 | 72.1628
2026-02-21 19:00 | 45.7246 | 72.3225
2026-02-21 20:00 | 43.2697 | 67.7741
2026-02-21 21:00 | 40.1838 | 64.1467
2026-02-21 22:00 | 38.1709 | 62.5815
2026-02-21 23:00 | 35.9724 | 60.6617
2026-02-22 | 34.3789 | 59.0831
2026-02-22 01:00 | 32.5426 | 55.8389
2026-02-22 02:00 | 32.2485 | 54.0283
2026-02-22 03:00 | 32.201 | 53.989
2026-02-22 04:00 | 32.5805 | 53.5154
2026-02-22 05:00 | 33.1288 | 53.7041
2026-02-22 06:00 | 34.5302 | 56.6308
2026-02-22 07:00 | 37.4328 | 58.6731
2026-02-22 08:00 | 39.0069 | 60.398
2026-02-22 09:00 | 39.9316 | 64.3551
2026-02-22 10:00 | 39.4625 | 65.6785
2026-02-22 11:00 | 39.4031 | 64.4588
2026-02-22 12:00 | 38.4335 | 63.9517
2026-02-22 13:00 | 38.2843 | 63.6547
2026-02-22 14:00 | 37.5836 | 62.3045
2026-02-22 15:00 | 37.924 | 65.8883
2026-02-22 16:00 | 39.9142 | 67.1986
2026-02-22 17:00 | 43.2737 | 72.2697
2026-02-22 18:00 | 46.6095 | 75.248
2026-02-22 19:00 | 46.4227 | 75.9295
2026-02-22 20:00 | 43.9945 | 72.1455
2026-02-22 21:00 | 40.9104 | 68.8064
2026-02-22 22:00 | 38.8508 | 66.9938
2026-02-22 23:00 | 36.5012 | 64.3865
2026-02-23 | 35.1936 | 61.7892
2026-02-23 01:00 | 34.5213 | 58.1989
2026-02-23 02:00 | 34.6238 | 56.2641
2026-02-23 03:00 | 34.8971 | 56.1714
2026-02-23 04:00 | 35.5835 | 55.3717
2026-02-23 05:00 | 36.6349 | 56.7486
2026-02-23 06:00 | 39.3274 | 61.802
2026-02-23 07:00 | 44.8546 | 66.7375
2026-02-23 08:00 | 47.8811 | 71.093
2026-02-23 09:00 | 47.4446 | 72.5573
2026-02-23 10:00 | 45.3567 | 70.4775
2026-02-23 11:00 | 44.2384 | 67.4479
2026-02-23 12:00 | 43.0701 | 67.4582
2026-02-23 13:00 | 42.1761 | 66.5669
2026-02-23 14:00 | 41.9306 | 63.846
2026-02-23 15:00 | 42.4433 | 66.3131
2026-02-23 16:00 | 44.4815 | 67.9566
2026-02-23 17:00 | 47.2509 | 73.6708
2026-02-23 18:00 | 49.651 | 78.3004
2026-02-23 19:00 | 50.1329 | 79.4416
2026-02-23 20:00 | 48.5897 | 76.6064
2026-02-23 21:00 | 45.9874 | 73.5152
2026-02-23 22:00 | 43.5964 | 70.5621
2026-02-23 23:00 | 40.4121 | 66.4584
2026-02-24 | 37.5855 | 62.4756
2026-02-24 01:00 | 35.7367 | 59.3202
2026-02-24 02:00 | 35.7032 | 56.8317
2026-02-24 03:00 | 35.9374 | 56.2945
2026-02-24 04:00 | 36.5725 | 55.5045
2026-02-24 05:00 | 37.6828 | 56.5232
2026-02-24 06:00 | 40.3583 | 61.2559
2026-02-24 07:00 | 46.2643 | 66.2966
2026-02-24 08:00 | 49.8898 | 70.4459
2026-02-24 09:00 | 50.0011 | 71.227
2026-02-24 10:00 | 48.0097 | 68.8215
2026-02-24 11:00 | 46.2651 | 65.7006
2026-02-24 12:00 | 45.8727 | 64.9498
2026-02-24 13:00 | 45.1739 | 63.445
2026-02-24 14:00 | 44.8414 | 60.3971
2026-02-24 15:00 | 45.1815 | 62.8981
2026-02-24 16:00 | 46.8947 | 65.085
2026-02-24 17:00 | 49.3489 | 70.4386
2026-02-24 18:00 | 50.8861 | 75.7019
2026-02-24 19:00 | 50.5108 | 77.0074
2026-02-24 20:00 | 48.3773 | 74.2075
2026-02-24 21:00 | 45.5576 | 71.1537
2026-02-24 22:00 | 43.1195 | 68.2644
2026-02-24 23:00 | 40.0201 | 64.3818
2026-02-25 | 37.3304 | 61.8555
2026-02-25 01:00 | 35.7307 | 58.2986
2026-02-25 02:00 | 35.6866 | 55.7526
2026-02-25 03:00 | 35.8741 | 55.0462
2026-02-25 04:00 | 36.4515 | 54.4753
2026-02-25 05:00 | 37.521 | 55.3098
2026-02-25 06:00 | 40.0257 | 59.5082
2026-02-25 07:00 | 45.7942 | 64.3311
2026-02-25 08:00 | 49.0459 | 67.8767
2026-02-25 09:00 | 48.9068 | 68.8761
2026-02-25 10:00 | 46.6744 | 67.3384
2026-02-25 11:00 | 44.9775 | 65.6183
2026-02-25 12:00 | 44.5152 | 64.2318
2026-02-25 13:00 | 43.8706 | 63.1733
2026-02-25 14:00 | 43.6832 | 60.5302
2026-02-25 15:00 | 43.874 | 62.3122
2026-02-25 16:00 | 45.5088 | 64.0595
2026-02-25 17:00 | 47.8689 | 69.4181
2026-02-25 18:00 | 50.1095 | 73.5768
2026-02-25 19:00 | 49.788 | 75.3033
2026-02-25 20:00 | 47.7184 | 73.0761
2026-02-25 21:00 | 44.922 | 70.3594
2026-02-25 22:00 | 42.4916 | 67.4647
2026-02-25 23:00 | 39.3111 | 63.3231
2026-02-26 | 36.6918 | 59.8369
2026-02-26 01:00 | 34.4356 | 56.385
2026-02-26 02:00 | 34.3047 | 53.9154
2026-02-26 03:00 | 34.3851 | 53.4027
2026-02-26 04:00 | 34.8674 | 52.7805
2026-02-26 05:00 | 35.9256 | 53.883
2026-02-26 06:00 | 38.5793 | 58.2681
2026-02-26 07:00 | 44.2848 | 63.0469
2026-02-26 08:00 | 47.5652 | 65.8941
2026-02-26 09:00 | 48.0039 | 65.5908
2026-02-26 10:00 | 46.4104 | 62.9646
2026-02-26 11:00 | 45.1327 | 60.6989
2026-02-26 12:00 | 41.4762 | 62.6881
2026-02-26 13:00 | 40.5481 | 61.6288
2026-02-26 14:00 | 40.4293 | 59.0538
2026-02-26 15:00 | 40.5379 | 61.5336
2026-02-26 16:00 | 41.9782 | 63.6274
2026-02-26 17:00 | 44.3473 | 68.7168
2026-02-26 18:00 | 47.9908 | 73.2458
2026-02-26 19:00 | 47.4774 | 74.1506
2026-02-26 20:00 | 45.3958 | 71.0842
2026-02-26 21:00 | 42.6406 | 67.7741
2026-02-26 22:00 | 40.3381 | 64.9163
2026-02-26 23:00 | 37.3849 | 61.0725
2026-02-27 | 34.8649 | 58.841
2026-02-27 01:00 | 32.6656 | 54.8145
2026-02-27 02:00 | 32.498 | 52.5339
2026-02-27 03:00 | 32.5463 | 52.1666
2026-02-27 04:00 | 33.0218 | 51.4243
2026-02-27 05:00 | 34.0554 | 52.1557
2026-02-27 06:00 | 36.5208 | 57.0243
2026-02-27 07:00 | 42.291 | 61.9322
2026-02-27 08:00 | 45.4461 | 65.215
2026-02-27 09:00 | 45.8991 | 65.8178
2026-02-27 10:00 | 44.6529 | 64.0405
2026-02-27 11:00 | 43.6005 | 62.4663
2026-02-27 12:00 | 42.4542 | 64.1487
2026-02-27 13:00 | 41.7499 | 63.3304
2026-02-27 14:00 | 41.5948 | 60.8562
2026-02-27 15:00 | 41.3026 | 63.12
2026-02-27 16:00 | 42.1776 | 64.4508
2026-02-27 17:00 | 44.0785 | 68.4
2026-02-27 18:00 | 45.0938 | 71.393
2026-02-27 19:00 | 44.8198 | 72.5389
2026-02-27 20:00 | 42.9124 | 69.4367
2026-02-27 21:00 | 40.3894 | 66.3197
2026-02-27 22:00 | 38.2219 | 63.6915
2026-02-27 23:00 | 35.338 | 59.7997
2026-02-28 | 32.778 | 57.0481
2026-02-28 01:00 | 31.8495 | 55.0296
2026-02-28 02:00 | 31.7784 | 52.8909
2026-02-28 03:00 | 31.9323 | 52.5719
2026-02-28 04:00 | 32.3385 | 51.7743
2026-02-28 05:00 | 32.9562 | 52.0058
2026-02-28 06:00 | 34.2297 | 55.3297
2026-02-28 07:00 | 38.1257 | 57.3433
2026-02-28 08:00 | 40.5733 | 59.6999
2026-02-28 09:00 | 41.9578 | 63.0319
2026-02-28 10:00 | 41.7344 | 63.914
2026-02-28 11:00 | 41.7856 | 62.9593
2026-02-28 12:00 | 40.3915 | 59.1837
2026-02-28 13:00 | 39.7313 | 58.3218
2026-02-28 14:00 | 39.1709 | 55.7166
2026-02-28 15:00 | 39.1623 | 58.2379
2026-02-28 16:00 | 40.8829 | 60.0753
2026-02-28 17:00 | 43.8933 | 65.315
2026-02-28 18:00 | 46.4901 | 68.4233
2026-02-28 19:00 | 46.2167 | 69.4046
2026-02-28 20:00 | 43.9366 | 65.9999
2026-02-28 21:00 | 40.7542 | 63.2894
2026-02-28 22:00 | 39.0843 | 61.9948
2026-02-28 23:00 | 36.7297 | 59.7242
2026-03-01 | 34.9213 | 58.1726
2026-03-01 01:00 | 32.8997 | 54.9276
2026-03-01 02:00 | 32.7102 | 52.571
2026-03-01 03:00 | 32.7027 | 51.7148
2026-03-01 04:00 | 32.8055 | 51.2583
2026-03-01 05:00 | 33.1555 | 51.9392
2026-03-01 06:00 | 33.6548 | 53.8898
2026-03-01 07:00 | 37.4514 | 54.0456
2026-03-01 08:00 | 40.2662 | 54.6543
2026-03-01 09:00 | 41.6968 | 56.8999
2026-03-01 10:00 | 41.1168 | 57.2563
2026-03-01 11:00 | 40.4722 | 57.2469
2026-03-01 12:00 | 38.9873 | 56.9887
2026-03-01 13:00 | 38.6444 | 56.1977
2026-03-01 14:00 | 38.51 | 55.1671
2026-03-01 15:00 | 38.8315 | 58.8336
2026-03-01 16:00 | 40.798 | 60.9445
2026-03-01 17:00 | 43.7096 | 65.3171
2026-03-01 18:00 | 45.442 | 69.2957
2026-03-01 19:00 | 45.3493 | 71.158
2026-03-01 20:00 | 43.615 | 68.4594
2026-03-01 21:00 | 40.6831 | 65.5487
2026-03-01 22:00 | 38.6716 | 63.8149
2026-03-01 23:00 | 36.2056 | 61.6303
2026-03-02 | 34.441 | 59.0202
2026-03-02 01:00 | 32.9738 | 56.7155
2026-03-02 02:00 | 33.0585 | 54.5111
2026-03-02 03:00 | 33.401 | 54.1299
2026-03-02 04:00 | 33.892 | 53.5395
2026-03-02 05:00 | 35.0669 | 55.1931
2026-03-02 06:00 | 37.7341 | 59.7535
2026-03-02 07:00 | 43.7248 | 64.02
2026-03-02 08:00 | 47.0406 | 68.4288
2026-03-02 09:00 | 46.5568 | 70.4658
2026-03-02 10:00 | 44.5994 | 69.0477
2026-03-02 11:00 | 42.7627 | 66.5191
2026-03-02 12:00 | 41.0722 | 68.4251
2026-03-02 13:00 | 40.3637 | 67.3351
2026-03-02 14:00 | 39.9496 | 65.1301
2026-03-02 15:00 | 40.0368 | 67.6495
2026-03-02 16:00 | 41.6354 | 69.2307
2026-03-02 17:00 | 43.8243 | 72.7796
2026-03-02 18:00 | 46.5012 | 73.9128
2026-03-02 19:00 | 46.7779 | 75.6642
2026-03-02 20:00 | 45.2945 | 73.5181
2026-03-02 21:00 | 42.9108 | 70.5801
2026-03-02 22:00 | 40.721 | 67.3716
2026-03-02 23:00 | 37.6999 | 63.3216
2026-03-03 | 34.9025 | 61.1841
2026-03-03 01:00 | 33.4436 | 56.2955
2026-03-03 02:00 | 33.414 | 53.8328
2026-03-03 03:00 | 33.5882 | 53.7277
2026-03-03 04:00 | 33.987 | 53.135
2026-03-03 05:00 | 35.1429 | 54.699
2026-03-03 06:00 | 37.6125 | 59.524
2026-03-03 07:00 | 43.2922 | 64.3793
2026-03-03 08:00 | 46.6622 | 69.3283
2026-03-03 09:00 | 46.7412 | 70.7245
2026-03-03 10:00 | 45.2475 | 68.3714
2026-03-03 11:00 | 43.9429 | 65.0818
2026-03-03 12:00 | 44.341 | 68.8686
2026-03-03 13:00 | 43.7853 | 66.9437
2026-03-03 14:00 | 43.4482 | 64.3008
2026-03-03 15:00 | 43.6156 | 67.2616
2026-03-03 16:00 | 44.8659 | 69.2334
2026-03-03 17:00 | 46.7427 | 73.0964
2026-03-03 18:00 | 47.7053 | 75.6132
2026-03-03 19:00 | 46.8279 | 77.6375
2026-03-03 20:00 | 44.9024 | 75.6766
2026-03-03 21:00 | 42.2404 | 72.7452
2026-03-03 22:00 | 39.937 | 69.4555
2026-03-03 23:00 | 37.0151 | 65.4072
2026-03-04 | 34.5863 | 62.3226
2026-03-04 01:00 | 34.0624 | 58.1253
2026-03-04 02:00 | 34.1339 | 55.5769
2026-03-04 03:00 | 34.336 | 55.0126
2026-03-04 04:00 | 34.7772 | 54.616
2026-03-04 05:00 | 35.8541 | 56.0888
2026-03-04 06:00 | 37.9778 | 60.0639
2026-03-04 07:00 | 43.8543 | 64.5513
2026-03-04 08:00 | 47.7753 | 68.7892
2026-03-04 09:00 | 48.5276 | 69.0854
2026-03-04 10:00 | 47.3559 | 66.3684
2026-03-04 11:00 | 46.3868 | 62.7582
2026-03-04 12:00 | 44.7645 | 58.8505
2026-03-04 13:00 | 44.1227 | 57.0788
2026-03-04 14:00 | 43.789 | 55.0495
2026-03-04 15:00 | 43.9617 | 57.782
2026-03-04 16:00 | 45.5193 | 60.3802
2026-03-04 17:00 | 47.6951 | 66.1061
2026-03-04 18:00 | 47.6497 | 71.4023
2026-03-04 19:00 | 48.2003 | 74.1041
2026-03-04 20:00 | 47.1493 | 72.7496
2026-03-04 21:00 | 45.0082 | 70.3286
2026-03-04 22:00 | 42.87 | 67.1375
2026-03-04 23:00 | 39.7949 | 63.0748
2026-03-05 | 36.9427 | 60.4139
2026-03-05 01:00 | 35.0773 | 56.8968
2026-03-05 02:00 | 35.1155 | 54.3399
2026-03-05 03:00 | 35.3979 | 53.5783
2026-03-05 04:00 | 35.8188 | 52.9673
2026-03-05 05:00 | 37.0162 | 54.2955
2026-03-05 06:00 | 39.6362 | 58.6759
2026-03-05 07:00 | 45.1899 | 62.5867
2026-03-05 08:00 | 48.4461 | 65.8114
2026-03-05 09:00 | 47.7063 | 67.261
2026-03-05 10:00 | 45.29 | 66.2357
2026-03-05 11:00 | 43.3721 | 64.3475
2026-03-05 12:00 | 42.9048 | 65.0806
2026-03-05 13:00 | 42.0937 | 63.8022
2026-03-05 14:00 | 41.4913 | 61.6427
2026-03-05 15:00 | 41.643 | 64.1492
2026-03-05 16:00 | 43.1476 | 65.8059
2026-03-05 17:00 | 45.3246 | 68.3507
2026-03-05 18:00 | 46.7609 | 68.5741
2026-03-05 19:00 | 47.2828 | 70.3428
2026-03-05 20:00 | 46.2484 | 68.8402
2026-03-05 21:00 | 43.9966 | 66.099
2026-03-05 22:00 | 41.8118 | 63.0784
2026-03-05 23:00 | 38.8724 | 59.551
2026-03-06 | 36.1739 | 57.8906
2026-03-06 01:00 | 34.6528 | 53.9452
2026-03-06 02:00 | 34.5909 | 51.3647
2026-03-06 03:00 | 34.8454 | 50.7
2026-03-06 04:00 | 35.2265 | 50.1796
2026-03-06 05:00 | 36.359 | 51.1704
2026-03-06 06:00 | 38.9228 | 55.0368
2026-03-06 07:00 | 44.5185 | 59.0925
2026-03-06 08:00 | 47.8164 | 62.3711
2026-03-06 09:00 | 47.3866 | 63.6238
2026-03-06 10:00 | 45.3484 | 62.7507
2026-03-06 11:00 | 43.3696 | 61.9073
2026-03-06 12:00 | 44.3912 | 63.4868
2026-03-06 13:00 | 43.7126 | 62.1278
2026-03-06 14:00 | 43.1924 | 59.9233
2026-03-06 15:00 | 42.8948 | 62.0126
2026-03-06 16:00 | 43.8857 | 63.5448
2026-03-06 17:00 | 45.5517 | 66.287
2026-03-06 18:00 | 47.1448 | 67.2901
2026-03-06 19:00 | 46.6151 | 68.5901
2026-03-06 20:00 | 44.6984 | 66.3832
2026-03-06 21:00 | 42.1144 | 63.2869
2026-03-06 22:00 | 39.8543 | 60.2972
2026-03-06 23:00 | 36.8794 | 56.7362
2026-03-07 | 34.1221 | 55.2835
2026-03-07 01:00 | 33.1973 | 52.6673
2026-03-07 02:00 | 33.0689 | 50.5017
2026-03-07 03:00 | 33.138 | 50.1808
2026-03-07 04:00 | 33.3678 | 49.4915
2026-03-07 05:00 | 34.1181 | 49.8073
2026-03-07 06:00 | 35.804 | 52.3584
2026-03-07 07:00 | 39.3074 | 53.9866
2026-03-07 08:00 | 41.3817 | 56.5572
2026-03-07 09:00 | 42.0041 | 58.9792
2026-03-07 10:00 | 41.3606 | 58.8118
2026-03-07 11:00 | 40.4445 | 56.5812
2026-03-07 12:00 | 38.5466 | 59.4584
2026-03-07 13:00 | 37.6312 | 58.0368
2026-03-07 14:00 | 36.7924 | 55.372
2026-03-07 15:00 | 36.5405 | 57.6014
2026-03-07 16:00 | 37.9912 | 59.5994
2026-03-07 17:00 | 40.9902 | 62.9001
2026-03-07 18:00 | 44.4455 | 64.9877
2026-03-07 19:00 | 44.8366 | 65.2287
2026-03-07 20:00 | 43.1239 | 62.9684
2026-03-07 21:00 | 40.4166 | 60.718
2026-03-07 22:00 | 38.7636 | 59.1888
2026-03-07 23:00 | 36.5642 | 57.0999
2026-03-08 | 34.229 | 55.7733
2026-03-08 01:00 | 32.7728 | 50.9545
2026-03-08 02:00 | 33.0383 | 49.7659
2026-03-08 03:00 | 33.38 | 49.4285
2026-03-08 04:00 | 34.0139 | 49.0136
2026-03-08 05:00 | 35.6105 | 50.9151
2026-03-08 06:00 | 38.3734 | 54.2255
2026-03-08 07:00 | 41.612 | 55.5891
2026-03-08 08:00 | 41.083 | 52.8019
2026-03-08 09:00 | 39.6545 | 51.6213
2026-03-08 10:00 | 38.5028 | 48.6327
2026-03-08 11:00 | 37.3792 | 48.7908
2026-03-08 12:00 | 36.8991 | 49.3625
2026-03-08 13:00 | 36.5641 | 47.9273
2026-03-08 14:00 | 35.9302 | 46.1638
2026-03-08 15:00 | 36.1315 | 49.4412
2026-03-08 16:00 | 38.3009 | 52.559
2026-03-08 17:00 | 41.5686 | 58.3446
2026-03-08 18:00 | 44.3099 | 64.3853
2026-03-08 19:00 | 45.4531 | 65.9939
2026-03-08 20:00 | 43.9765 | 63.0899
2026-03-08 21:00 | 40.5324 | 58.6636
2026-03-08 22:00 | 37.9569 | 55.693
2026-03-08 23:00 | 35.2314 | 53.6041
2026-03-09 | 33.8658 | 53.4984
2026-03-09 01:00 | 33.9548 | 50.8796
2026-03-09 02:00 | 34.4675 | 49.8533
2026-03-09 03:00 | 35.0622 | 50.0075
2026-03-09 04:00 | 35.9728 | 49.6992
2026-03-09 05:00 | 38.0427 | 52.7449
2026-03-09 06:00 | 42.1945 | 59.4586
2026-03-09 07:00 | 48.1416 | 64.5842
2026-03-09 08:00 | 49.6423 | 63.7092
2026-03-09 09:00 | 47.7179 | 61.8607
2026-03-09 10:00 | 45.5427 | 57.524
2026-03-09 11:00 | 43.3808 | 57.2977
2026-03-09 12:00 | 43.0664 | 55.9326
2026-03-09 13:00 | 42.4088 | 54.8768
2026-03-09 14:00 | 41.5478 | 52.3951
2026-03-09 15:00 | 41.8185 | 55.3469
2026-03-09 16:00 | 43.7208 | 58.6005
2026-03-09 17:00 | 45.726 | 63.984
2026-03-09 18:00 | 47.1096 | 67.5256
2026-03-09 19:00 | 47.317 | 69.9497
2026-03-09 20:00 | 45.635 | 68.2798
2026-03-09 21:00 | 42.594 | 64.1611
2026-03-09 22:00 | 39.6155 | 59.8078
2026-03-09 23:00 | 36.3937 | 56.1929
2026-03-10 | 34.2864 | 54.4046
2026-03-10 01:00 | 33.9656 | 51.444
2026-03-10 02:00 | 34.3529 | 50.0195
2026-03-10 03:00 | 34.8561 | 50.248
2026-03-10 04:00 | 35.7149 | 50.013
2026-03-10 05:00 | 37.7925 | 53.0099
2026-03-10 06:00 | 41.8368 | 60.04
2026-03-10 07:00 | 47.4304 | 65.8716
2026-03-10 08:00 | 48.5349 | 66.4325
2026-03-10 09:00 | 46.4058 | 65.3442
2026-03-10 10:00 | 44.2268 | 61.1157
2026-03-10 11:00 | 42.2653 | 59.6212
2026-03-10 12:00 | 40.6114 | 58.2472
2026-03-10 13:00 | 39.7238 | 55.9983
2026-03-10 14:00 | 39.2814 | 52.7982
2026-03-10 15:00 | 39.4759 | 55.4002
2026-03-10 16:00 | 41.4222 | 58.7251
2026-03-10 17:00 | 43.6982 | 64.3058
2026-03-10 18:00 | 44.8444 | 68.4088
2026-03-10 19:00 | 45.4897 | 71.2168
2026-03-10 20:00 | 44.4182 | 69.6794
2026-03-10 21:00 | 41.6168 | 65.579
2026-03-10 22:00 | 38.7839 | 61.2439
2026-03-10 23:00 | 35.5777 | 57.4812
2026-03-11 | 34.1983 | 55.9029
2026-03-11 01:00 | 33.6692 | 53.7756
2026-03-11 02:00 | 34.0531 | 52.3368
2026-03-11 03:00 | 34.5175 | 51.9875
2026-03-11 04:00 | 35.2994 | 51.7758
2026-03-11 05:00 | 37.3341 | 54.4717
2026-03-11 06:00 | 41.438 | 60.9986
2026-03-11 07:00 | 46.946 | 65.6879
2026-03-11 08:00 | 47.88 | 63.8261
2026-03-11 09:00 | 45.5331 | 59.7022
2026-03-11 10:00 | 43.1096 | 54.0075
2026-03-11 11:00 | 41.1962 | 53.2159
2026-03-11 12:00 | 41.7229 | 49.9749
2026-03-11 13:00 | 41.011 | 48.2425
2026-03-11 14:00 | 40.4288 | 45.753
2026-03-11 15:00 | 40.5678 | 48.1007
2026-03-11 16:00 | 42.2968 | 51.8293
2026-03-11 17:00 | 44.3788 | 58.1214
2026-03-11 18:00 | 46.1389 | 64.3678
2026-03-11 19:00 | 45.9057 | 67.6338
2026-03-11 20:00 | 44.3525 | 66.8974
2026-03-11 21:00 | 41.3554 | 63.44
2026-03-11 22:00 | 38.3771 | 59.3826
2026-03-11 23:00 | 35.1441 | 55.6216
2026-03-12 | 33.2966 | 54.0691
2026-03-12 01:00 | 32.777 | 53.1296
2026-03-12 02:00 | 33.1419 | 51.5789
2026-03-12 03:00 | 33.6151 | 51.5389
2026-03-12 04:00 | 34.3951 | 51.1005
2026-03-12 05:00 | 36.4482 | 53.6466
2026-03-12 06:00 | 40.5334 | 58.2702
2026-03-12 07:00 | 45.8731 | 62.6729
2026-03-12 08:00 | 46.747 | 60.3654
2026-03-12 09:00 | 44.9758 | 57.6635
2026-03-12 10:00 | 43.2581 | 52.16
2026-03-12 11:00 | 42.157 | 52.0734
2026-03-12 12:00 | 40.2116 | 55.3506
2026-03-12 13:00 | 39.4625 | 54.1316
2026-03-12 14:00 | 38.9903 | 51.8305
2026-03-12 15:00 | 39.1613 | 53.8328
2026-03-12 16:00 | 40.9277 | 56.622
2026-03-12 17:00 | 42.8721 | 60.2731
2026-03-12 18:00 | 43.1915 | 61.7957
2026-03-12 19:00 | 44.089 | 64.0867
2026-03-12 20:00 | 43.3722 | 63.1203
2026-03-12 21:00 | 40.7839 | 59.0605
2026-03-12 22:00 | 38.0385 | 54.9053
2026-03-12 23:00 | 34.9129 | 51.7509
2026-03-13 | 33.3517 | 50.1136
2026-03-13 01:00 | 32.5045 | 49.4066
2026-03-13 02:00 | 32.8243 | 47.9526
2026-03-13 03:00 | 33.3277 | 47.7585
2026-03-13 04:00 | 34.0944 | 47.5137
2026-03-13 05:00 | 36.1701 | 49.8902
2026-03-13 06:00 | 40.435 | 56.8421
2026-03-13 07:00 | 45.8164 | 61.8977
2026-03-13 08:00 | 46.4574 | 61.2384
2026-03-13 09:00 | 43.7724 | 60.5079
2026-03-13 10:00 | 41.4066 | 57.9868
2026-03-13 11:00 | 39.4872 | 58.5188
2026-03-13 12:00 | 38.2698 | 59.2226
2026-03-13 13:00 | 37.3017 | 57.801
2026-03-13 14:00 | 36.5689 | 55.0982
2026-03-13 15:00 | 36.2687 | 56.5879
2026-03-13 16:00 | 37.6567 | 58.8519
2026-03-13 17:00 | 39.739 | 61.6662
2026-03-13 18:00 | 41.3321 | 63.004
2026-03-13 19:00 | 42.0485 | 64.684
2026-03-13 20:00 | 41.1287 | 62.7276
2026-03-13 21:00 | 38.5408 | 58.3064
2026-03-13 22:00 | 35.8027 | 54.3018
2026-03-13 23:00 | 32.7911 | 50.8183
2026-03-14 | 31.2048 | 50.1829
2026-03-14 01:00 | 30.9024 | 47.1873
2026-03-14 02:00 | 31.1301 | 46.0053
2026-03-14 03:00 | 31.5146 | 46.3561
2026-03-14 04:00 | 32.0912 | 46.1653
2026-03-14 05:00 | 33.6061 | 48.2273
2026-03-14 06:00 | 36.5284 | 53.3215
2026-03-14 07:00 | 40.2283 | 56.3958
2026-03-14 08:00 | 40.4693 | 56.6674
2026-03-14 09:00 | 38.9029 | 59.2182
2026-03-14 10:00 | 37.496 | 58.6832
2026-03-14 11:00 | 36.1851 | 58.2097
2026-03-14 12:00 | 37.0285 | 58.0169
2026-03-14 13:00 | 36.2152 | 56.8056
2026-03-14 14:00 | 35.0896 | 54.8186
2026-03-14 15:00 | 34.9097 | 57.6437
2026-03-14 16:00 | 36.7414 | 59.7402
2026-03-14 17:00 | 39.2685 | 62.6766
2026-03-14 18:00 | 41.3877 | 63.0401
2026-03-14 19:00 | 40.9259 | 64.0217
2026-03-14 20:00 | 39.0138 | 61.429
2026-03-14 21:00 | 35.9098 | 57.3793
2026-03-14 22:00 | 33.559 | 54.5555
2026-03-14 23:00 | 31.2721 | 52.6632
2026-03-15 | 30.4439 | 51.0645
2026-03-15 01:00 | 29.9767 | 49.3549
2026-03-15 02:00 | 30.1808 | 48.4214
2026-03-15 03:00 | 30.4989 | 48.2676
2026-03-15 04:00 | 30.9564 | 47.9792
2026-03-15 05:00 | 32.2275 | 49.8618
2026-03-15 06:00 | 34.6671 | 53.6793
2026-03-15 07:00 | 37.9656 | 54.9288
2026-03-15 08:00 | 38.3987 | 52.3887
2026-03-15 09:00 | 37.7002 | 51.3888
2026-03-15 10:00 | 36.9009 | 48.9636
2026-03-15 11:00 | 36.7046 | 49.0571
2026-03-15 12:00 | 36.2991 | 45.6328
2026-03-15 13:00 | 35.8894 | 44.4417
2026-03-15 14:00 | 35.115 | 42.7097
2026-03-15 15:00 | 35.4396 | 47.3204
2026-03-15 16:00 | 37.7933 | 51.7811
2026-03-15 17:00 | 40.7109 | 58.0461
2026-03-15 18:00 | 41.9049 | 61.0819
2026-03-15 19:00 | 41.6037 | 63.3266
2026-03-15 20:00 | 39.8759 | 61.5982
2026-03-15 21:00 | 36.822 | 57.825
2026-03-15 22:00 | 34.2102 | 55.3175
2026-03-15 23:00 | 31.663 | 53.3974
2026-03-16 | 31.1552 | 52.6
2026-03-16 01:00 | 30.3456 | 49.1339
2026-03-16 02:00 | 30.8442 | 48.2262
2026-03-16 03:00 | 31.4637 | 48.4462
2026-03-16 04:00 | 32.2664 | 48.1097
2026-03-16 05:00 | 34.3365 | 51.0457
2026-03-16 06:00 | 39.1048 | 59.8965
2026-03-16 07:00 | 44.6564 | 64.8066
2026-03-16 08:00 | 45.3751 | 64.41
2026-03-16 09:00 | 42.7475 | 64.1498
2026-03-16 10:00 | 40.6488 | 61.4932
2026-03-16 11:00 | 39.2506 | 60.8514
2026-03-16 12:00 | 41.6143 | 62.3138
2026-03-16 13:00 | 41.2137 | 61.5319
2026-03-16 14:00 | 40.5317 | 58.7172
2026-03-16 15:00 | 40.869 | 60.6885
2026-03-16 16:00 | 42.6571 | 63.3474
2026-03-16 17:00 | 44.4808 | 66.598
2026-03-16 18:00 | 45.5523 | 64.8416
2026-03-16 19:00 | 44.9156 | 67.4916
2026-03-16 20:00 | 43.2324 | 67.0569
2026-03-16 21:00 | 40.1534 | 63.3687
2026-03-16 22:00 | 37.038 | 59.3926
2026-03-16 23:00 | 33.9038 | 55.9499
2026-03-17 | 32.335 | 52.7399
2026-03-17 01:00 | 31.4849 | 51.5966
2026-03-17 02:00 | 31.9199 | 50.0675
2026-03-17 03:00 | 32.5564 | 50.0052
2026-03-17 04:00 | 33.346 | 49.8142
2026-03-17 05:00 | 35.526 | 52.554
2026-03-17 06:00 | 39.9539 | 59.3798
2026-03-17 07:00 | 45.9657 | 64.1929
2026-03-17 08:00 | 47.6176 | 62.7497
2026-03-17 09:00 | 45.8575 | 60.3082
2026-03-17 10:00 | 44.0308 | 56.6564
2026-03-17 11:00 | 42.0654 | 57.6569
2026-03-17 12:00 | 42.5398 | 54.5412
2026-03-17 13:00 | 42.0301 | 53.1264
2026-03-17 14:00 | 41.1933 | 50.4063
2026-03-17 15:00 | 41.2465 | 53.9659
2026-03-17 16:00 | 42.8388 | 58.3356
2026-03-17 17:00 | 44.7392 | 63.6225
2026-03-17 18:00 | 45.487 | 66.6969
2026-03-17 19:00 | 44.8006 | 68.8218
2026-03-17 20:00 | 43.2302 | 67.3753
2026-03-17 21:00 | 40.2274 | 63.0422
2026-03-17 22:00 | 37.1706 | 58.8826
2026-03-17 23:00 | 34.1693 | 55.4165
2026-03-18 | 32.5847 | 54.9416
2026-03-18 01:00 | 32.0222 | 51.4288
2026-03-18 02:00 | 32.4325 | 50.0803
2026-03-18 03:00 | 33.0053 | 50.3065
2026-03-18 04:00 | 33.7267 | 50.2774
2026-03-18 05:00 | 35.7809 | 53.0721
2026-03-18 06:00 | 40.0842 | 60.2753
2026-03-18 07:00 | 46.1012 | 65.222
2026-03-18 08:00 | 48.0465 | 64.0139
2026-03-18 09:00 | 47.441 | 60.8375
2026-03-18 10:00 | 46.3558 | 56.0827
2026-03-18 11:00 | 45.2304 | 55.4599
2026-03-18 12:00 | 44.1449 | 51.4328
2026-03-18 13:00 | 43.8417 | 49.4154
2026-03-18 14:00 | 42.9838 | 46.475
2026-03-18 15:00 | 43.0854 | 49.0776
2026-03-18 16:00 | 44.6332 | 53.4149
2026-03-18 17:00 | 46.3315 | 61.0934
2026-03-18 18:00 | 46.552 | 66.0736
2026-03-18 19:00 | 45.5831 | 69.5018
2026-03-18 20:00 | 43.7918 | 69.0616
2026-03-18 21:00 | 40.7025 | 65.3225
2026-03-18 22:00 | 37.5449 | 61.1602
2026-03-18 23:00 | 34.417 | 57.0948
2026-03-19 | 32.8759 | 55.3172
2026-03-19 01:00 | 32.1056 | 52.9314
2026-03-19 02:00 | 32.516 | 51.6198
2026-03-19 03:00 | 33.091 | 51.8112
2026-03-19 04:00 | 33.7975 | 51.6455
2026-03-19 05:00 | 35.8644 | 54.5974
2026-03-19 06:00 | 40.0816 | 61.7335
2026-03-19 07:00 | 45.9598 | 66.5369
2026-03-19 08:00 | 47.8887 | 65.0437
2026-03-19 09:00 | 47.2718 | 61.875
2026-03-19 10:00 | 46.26 | 57.2219
2026-03-19 11:00 | 45.0799 | 55.9855
2026-03-19 12:00 | 44.611 | 55.8408
2026-03-19 13:00 | 44.2825 | 54.3824
2026-03-19 14:00 | 43.5258 | 51.9544
2026-03-19 15:00 | 43.652 | 55.3336
2026-03-19 16:00 | 45.1653 | 59.1101
2026-03-19 17:00 | 46.5743 | 64.2059
2026-03-19 18:00 | 46.654 | 67.4361
2026-03-19 19:00 | 45.7566 | 69.7975
2026-03-19 20:00 | 44.0122 | 68.8318
2026-03-19 21:00 | 40.8988 | 64.6108
2026-03-19 22:00 | 37.7865 | 60.5147
2026-03-19 23:00 | 34.6702 | 56.938
2026-03-20 | 33.1048 | 55.4333
2026-03-20 01:00 | 31.9876 | 52.9377
2026-03-20 02:00 | 32.345 | 51.636
2026-03-20 03:00 | 32.8791 | 51.5413
2026-03-20 04:00 | 33.5137 | 51.2189
2026-03-20 05:00 | 35.5469 | 53.5425
2026-03-20 06:00 | 39.4232 | 59.8385
2026-03-20 07:00 | 45.1496 | 65.1305
2026-03-20 08:00 | 46.9166 | 65.2218
2026-03-20 09:00 | 46.248 | 65.1453
2026-03-20 10:00 | 45.4021 | 63.0928
2026-03-20 11:00 | 44.2606 | 62.1976
2026-03-20 12:00 | 42.5267 | 63.243
2026-03-20 13:00 | 42.0102 | 61.877
2026-03-20 14:00 | 41.1264 | 59.339
2026-03-20 15:00 | 40.8002 | 61.0076
2026-03-20 16:00 | 41.8358 | 62.8815
2026-03-20 17:00 | 43.247 | 64.9666
2026-03-20 18:00 | 43.1233 | 63.3613
2026-03-20 19:00 | 42.2512 | 65.7307
2026-03-20 20:00 | 40.4495 | 64.8227
2026-03-20 21:00 | 37.4583 | 60.7653
2026-03-20 22:00 | 34.472 | 56.9005
2026-03-20 23:00 | 31.5967 | 53.5029
2026-03-21 | 30.4691 | 52.5312
2026-03-21 01:00 | 29.6056 | 49.6463
2026-03-21 02:00 | 29.8951 | 48.4964
2026-03-21 03:00 | 30.3543 | 48.7457
2026-03-21 04:00 | 30.8616 | 48.3501
2026-03-21 05:00 | 32.3394 | 50.4301
2026-03-21 06:00 | 35.1266 | 56.013
2026-03-21 07:00 | 39.0942 | 58.6575
2026-03-21 08:00 | 40.5143 | 57.7839
2026-03-21 09:00 | 40.7708 | 59.5365
2026-03-21 10:00 | 40.7224 | 59.5075
2026-03-21 11:00 | 40.2665 | 59.0238
2026-03-21 12:00 | 39.7379 | 52.9246
2026-03-21 13:00 | 39.0791 | 52.068
2026-03-21 14:00 | 37.7787 | 49.492
2026-03-21 15:00 | 37.6932 | 51.9695
2026-03-21 16:00 | 39.5273 | 55.2276
2026-03-21 17:00 | 41.8222 | 59.519
2026-03-21 18:00 | 42.3423 | 61.7859
2026-03-21 19:00 | 41.1712 | 63.1871
2026-03-21 20:00 | 38.9922 | 61.7758
2026-03-21 21:00 | 35.8385 | 57.8673
2026-03-21 22:00 | 33.4204 | 55.1329
2026-03-21 23:00 | 31.1921 | 53.548
2026-03-22 | 30.2003 | 51.5422
2026-03-22 01:00 | 29.3939 | 49.9558
2026-03-22 02:00 | 29.6872 | 49.1568
2026-03-22 03:00 | 30.1546 | 49.2146
2026-03-22 04:00 | 30.5368 | 48.8627
2026-03-22 05:00 | 31.8281 | 50.2853
2026-03-22 06:00 | 34.2323 | 54.1492
2026-03-22 07:00 | 38.0138 | 56.1661
2026-03-22 08:00 | 39.4297 | 54.8441
2026-03-22 09:00 | 39.591 | 56.5411
2026-03-22 10:00 | 39.2058 | 57.0822
2026-03-22 11:00 | 38.7982 | 57.2113
2026-03-22 12:00 | 39.9273 | 58.0926
2026-03-22 13:00 | 39.647 | 57.4879
2026-03-22 14:00 | 38.7961 | 55.6628
2026-03-22 15:00 | 39.0414 | 59.1195
2026-03-22 16:00 | 41.2687 | 62.152
2026-03-22 17:00 | 43.901 | 64.7741
2026-03-22 18:00 | 43.6462 | 63.6928
2026-03-22 19:00 | 42.4343 | 63.5537
2026-03-22 20:00 | 40.3501 | 61.5894
2026-03-22 21:00 | 37.014 | 57.3093
2026-03-22 22:00 | 34.2259 | 54.655
2026-03-22 23:00 | 31.7178 | 52.5967
2026-03-23 | 30.8726 | 52.4983
2026-03-23 01:00 | 29.7304 | 49.4576
2026-03-23 02:00 | 30.2702 | 48.4222
2026-03-23 03:00 | 31.0263 | 48.3295
2026-03-23 04:00 | 31.7702 | 48.0693
2026-03-23 05:00 | 33.9194 | 50.7939
2026-03-23 06:00 | 38.7656 | 58.4593
2026-03-23 07:00 | 44.3468 | 63.4411
2026-03-23 08:00 | 45.3445 | 63.3516
2026-03-23 09:00 | 43.2169 | 63.7785
2026-03-23 10:00 | 41.5091 | 62.3413
2026-03-23 11:00 | 40.3889 | 61.6886
2026-03-23 12:00 | 41.7565 | 61.2174
2026-03-23 13:00 | 41.382 | 60.57
2026-03-23 14:00 | 40.5796 | 57.6977
2026-03-23 15:00 | 40.8362 | 59.303
2026-03-23 16:00 | 42.5993 | 62.4795
2026-03-23 17:00 | 44.4034 | 65.4266
2026-03-23 18:00 | 45.3177 | 67.2329
2026-03-23 19:00 | 44.2248 | 67.5906
2026-03-23 20:00 | 42.5444 | 66.5177
2026-03-23 21:00 | 39.3464 | 62.062
2026-03-23 22:00 | 36.0499 | 58.2608
2026-03-23 23:00 | 32.9433 | 55.1544
2026-03-24 | 31.6288 | 51.5295
2026-03-24 01:00 | 30.3148 | 49.0221
2026-03-24 02:00 | 30.7299 | 47.6255
2026-03-24 03:00 | 31.378 | 48.081
2026-03-24 04:00 | 32.0053 | 47.9813
2026-03-24 05:00 | 34.1718 | 50.6823
2026-03-24 06:00 | 38.4586 | 57.6478
2026-03-24 07:00 | 43.6727 | 63.1872
2026-03-24 08:00 | 44.3423 | 63.0298
2026-03-24 09:00 | 42.3759 | 60.8567
2026-03-24 10:00 | 40.9188 | 56.8246
2026-03-24 11:00 | 40.2389 | 55.7447
2026-03-24 12:00 | 40.0178 | 53.4019
2026-03-24 13:00 | 39.55 | 50.9879
2026-03-24 14:00 | 38.9337 | 47.1998
2026-03-24 15:00 | 39.1026 | 49.9225
2026-03-24 16:00 | 40.6534 | 55.2391
2026-03-24 17:00 | 42.5279 | 62.8087
2026-03-24 18:00 | 42.6312 | 67.3467
2026-03-24 19:00 | 41.868 | 69.9347
2026-03-24 20:00 | 40.6717 | 69.3606
2026-03-24 21:00 | 37.7319 | 65.0408
2026-03-24 22:00 | 34.5711 | 60.92
2026-03-24 23:00 | 31.5488 | 57.1588
2026-03-25 | 30.4866 | 55.6129
2026-03-25 01:00 | 30.2952 | 52.4057
2026-03-25 02:00 | 30.8106 | 51.1466
2026-03-25 03:00 | 31.4987 | 51.3683
2026-03-25 04:00 | 32.1531 | 51.3966
2026-03-25 05:00 | 34.2852 | 54.2802
2026-03-25 06:00 | 38.3607 | 61.9104
2026-03-25 07:00 | 43.7131 | 67.0469
2026-03-25 08:00 | 44.7871 | 66.7989
2026-03-25 09:00 | 42.9868 | 64.4531
2026-03-25 10:00 | 41.5429 | 61.0362
2026-03-25 11:00 | 40.8378 | 59.7707
2026-03-25 12:00 | 40.4252 | 61.3607
2026-03-25 13:00 | 39.7909 | 59.864
2026-03-25 14:00 | 39.2196 | 57.7422
2026-03-25 15:00 | 39.3115 | 59.8151
2026-03-25 16:00 | 41.0936 | 62.9817
2026-03-25 17:00 | 43.2749 | 67.5861
2026-03-25 18:00 | 42.7579 | 70.9805
2026-03-25 19:00 | 42.686 | 72.3099
2026-03-25 20:00 | 41.9496 | 71.2366
2026-03-25 21:00 | 39.3104 | 66.7991
2026-03-25 22:00 | 36.2621 | 63.0147
2026-03-25 23:00 | 33.1858 | 58.9282
2026-03-26 | 31.892 | 55.7334
2026-03-26 01:00 | 31.2847 | 52.6516
2026-03-26 02:00 | 31.7968 | 51.4973
2026-03-26 03:00 | 32.5222 | 51.6835
2026-03-26 04:00 | 33.2217 | 51.365
2026-03-26 05:00 | 35.3842 | 54.0456
2026-03-26 06:00 | 40.0384 | 61.3038
2026-03-26 07:00 | 45.1906 | 65.945
2026-03-26 08:00 | 46.1091 | 64.3869
2026-03-26 09:00 | 43.8714 | 62.2023
2026-03-26 10:00 | 41.9704 | 58.7096
2026-03-26 11:00 | 41.0628 | 57.656
2026-03-26 12:00 | 42.0658 | 58.2084
2026-03-26 13:00 | 41.5364 | 56.7645
2026-03-26 14:00 | 40.6982 | 53.8908
2026-03-26 15:00 | 40.9212 | 56.8274
2026-03-26 16:00 | 42.7208 | 60.3064
2026-03-26 17:00 | 44.6199 | 64.8165
2026-03-26 18:00 | 44.1965 | 66.3787
2026-03-26 19:00 | 44.2974 | 67.8745
2026-03-26 20:00 | 43.6652 | 66.9282
2026-03-26 21:00 | 40.9355 | 62.4769
2026-03-26 22:00 | 37.796 | 58.5246
2026-03-26 23:00 | 34.6864 | 55.2056
2026-03-27 | 33.3986 | 54.4874
2026-03-27 01:00 | 32.6736 | 50.923
2026-03-27 02:00 | 33.1439 | 49.643
2026-03-27 03:00 | 33.932 | 49.7676
2026-03-27 04:00 | 34.617 | 49.5903
2026-03-27 05:00 | 36.7891 | 51.858
2026-03-27 06:00 | 41.2115 | 58.5149
2026-03-27 07:00 | 46.6617 | 63.4376
2026-03-27 08:00 | 48.0026 | 62.2863
2026-03-27 09:00 | 45.7739 | 60.3343
2026-03-27 10:00 | 43.6486 | 57.549
2026-03-27 11:00 | 41.744 | 57.2229
2026-03-27 12:00 | 40.5152 | 56.11
2026-03-27 13:00 | 39.718 | 54.6499
2026-03-27 14:00 | 38.7219 | 52.0361
2026-03-27 15:00 | 38.4377 | 54.3993
2026-03-27 16:00 | 39.9507 | 57.8879
2026-03-27 17:00 | 41.9528 | 62.1536
2026-03-27 18:00 | 42.8109 | 63.1876
2026-03-27 19:00 | 43.0114 | 65.1448
2026-03-27 20:00 | 42.1491 | 64.4967
2026-03-27 21:00 | 39.417 | 60.092
2026-03-27 22:00 | 36.3227 | 56.258
2026-03-27 23:00 | 33.2496 | 52.8387
2026-03-28 | 31.8637 | 51.6034
2026-03-28 01:00 | 31.1259 | 49.5175
2026-03-28 02:00 | 31.4245 | 48.5844
2026-03-28 03:00 | 31.9442 | 48.9228
2026-03-28 04:00 | 32.4051 | 48.5571
2026-03-28 05:00 | 34.0577 | 50.1854
2026-03-28 06:00 | 37.1889 | 55.5914
2026-03-28 07:00 | 41.0884 | 58.2329
2026-03-28 08:00 | 42.3588 | 57.4832
2026-03-28 09:00 | 42.2116 | 59.2741
2026-03-28 10:00 | 41.7537 | 59.8144
2026-03-28 11:00 | 40.2343 | 59.1737
2026-03-28 12:00 | 41.2684 | 59.4285
2026-03-28 13:00 | 40.6458 | 58.0698
2026-03-28 14:00 | 39.302 | 54.8337
2026-03-28 15:00 | 39.075 | 56.3582
2026-03-28 16:00 | 40.7005 | 59.2685
2026-03-28 17:00 | 42.9205 | 62.1495
2026-03-28 18:00 | 43.6034 | 61.2803
2026-03-28 19:00 | 42.1352 | 61.038
2026-03-28 20:00 | 39.9787 | 59.626
2026-03-28 21:00 | 36.5034 | 55.6192
2026-03-28 22:00 | 33.6938 | 53.2183
2026-03-28 23:00 | 31.5115 | 51.3273
2026-03-29 | 30.3418 | 51.0839
2026-03-29 01:00 | 29.8265 | 48.4318
2026-03-29 02:00 | 30.1312 | 47.4331
2026-03-29 03:00 | 30.6117 | 47.2621
2026-03-29 04:00 | 30.9696 | 46.808
2026-03-29 05:00 | 32.4254 | 48.333
2026-03-29 06:00 | 35.1839 | 52.3878
2026-03-29 07:00 | 37.9497 | 53.3362
2026-03-29 08:00 | 38.0762 | 50.7067
2026-03-29 09:00 | 37.2204 | 49.2925
2026-03-29 10:00 | 36.5463 | 47.9021
2026-03-29 11:00 | 36.5768 | 47.9593
2026-03-29 12:00 | 36.4695 | 46.2311
2026-03-29 13:00 | 35.9775 | 45.5352
2026-03-29 14:00 | 35.0569 | 43.5389
2026-03-29 15:00 | 35.2754 | 47.4574
2026-03-29 16:00 | 37.5872 | 52.5328
2026-03-29 17:00 | 40.6717 | 57.7725
2026-03-29 18:00 | 42.2556 | 58.4512
2026-03-29 19:00 | 41.771 | 59.5974
2026-03-29 20:00 | 40.2032 | 58.8899
2026-03-29 21:00 | 37.1046 | 54.9824
2026-03-29 22:00 | 34.222 | 52.6691
2026-03-29 23:00 | 31.6884 | 50.8144
2026-03-30 | 30.8311 | 50.4882
2026-03-30 01:00 | 30.324 | 47.419
2026-03-30 02:00 | 30.9928 | 46.47
2026-03-30 03:00 | 31.8192 | 46.6997
2026-03-30 04:00 | 32.5197 | 46.5676
2026-03-30 05:00 | 34.6852 | 49.3142
2026-03-30 06:00 | 38.9831 | 55.7868
2026-03-30 07:00 | 44.1664 | 61.1854
2026-03-30 08:00 | 45.3169 | 61.3162
2026-03-30 09:00 | 43.6306 | 61.5048
2026-03-30 10:00 | 42.3445 | 60.3422
2026-03-30 11:00 | 41.8186 | 60.1821
2026-03-30 12:00 | 42.2471 | 54.3882
2026-03-30 13:00 | 41.6103 | 52.6103
2026-03-30 14:00 | 40.9293 | 49.0848
2026-03-30 15:00 | 41.2357 | 50.4081
2026-03-30 16:00 | 43.1959 | 54.948
2026-03-30 17:00 | 45.2292 | 61.5967
2026-03-30 18:00 | 44.3657 | 64.9368
2026-03-30 19:00 | 44.0545 | 65.7371
2026-03-30 20:00 | 43.1831 | 64.8089
2026-03-30 21:00 | 40.2022 | 60.0605
2026-03-30 22:00 | 36.8875 | 56.3557
2026-03-30 23:00 | 33.704 | 52.7963
2026-03-31 | 32.5184 | 51.531
2026-03-31 01:00 | 31.31 | 49.9227
2026-03-31 02:00 | 31.8593 | 48.5359
2026-03-31 03:00 | 32.6855 | 48.3948
2026-03-31 04:00 | 33.3422 | 48.2274
2026-03-31 05:00 | 35.6058 | 50.813
2026-03-31 06:00 | 40.2223 | 57.6567
2026-03-31 07:00 | 45.2019 | 62.9772
2026-03-31 08:00 | 45.8471 | 63.2197
2026-03-31 09:00 | 42.8008 | 62.8917
2026-03-31 10:00 | 40.3377 | 61.7664
2026-03-31 11:00 | 38.8419 | 61.653
2026-03-31 12:00 | 39.5438 | 58.7903
2026-03-31 13:00 | 38.5878 | 57.4025
2026-03-31 14:00 | 37.8273 | 54.5154
2026-03-31 15:00 | 37.9503 | 56.6768
2026-03-31 16:00 | 39.8748 | 60.9927
2026-03-31 17:00 | 42.3868 | 64.6762
2026-03-31 18:00 | 43.3113 | 66.7616
2026-03-31 19:00 | 43.1498 | 67.4142
2026-03-31 20:00 | 42.5643 | 66.954
2026-03-31 21:00 | 39.7487 | 62.5904
2026-03-31 22:00 | 36.4952 | 59.2285
2026-03-31 23:00 | 33.4011 | 56.0366
2026-04-01 | 32.0653 | 52.7367
2026-04-01 01:00 | 30.9377 | 49.9457
2026-04-01 02:00 | 31.5191 | 48.9728
2026-04-01 03:00 | 32.3802 | 49.1112
2026-04-01 04:00 | 32.9738 | 49.0976
2026-04-01 05:00 | 35.0397 | 51.3993
2026-04-01 06:00 | 39.6375 | 57.9019
2026-04-01 07:00 | 45.5151 | 62.5485
2026-04-01 08:00 | 46.7098 | 60.4902
2026-04-01 09:00 | 44.5812 | 57.7807
2026-04-01 10:00 | 42.7155 | 55.0671
2026-04-01 11:00 | 41.0402 | 55.9187
2026-04-01 12:00 | 41.082 | 54.7813
2026-04-01 13:00 | 40.4683 | 53.493
2026-04-01 14:00 | 39.7108 | 51.4238
2026-04-01 15:00 | 40.2155 | 54.3356
2026-04-01 16:00 | 41.6088 | 58.0237
2026-04-01 17:00 | 43.4527 | 61.1551
2026-04-01 18:00 | 44.2861 | 63.7642
2026-04-01 19:00 | 43.159 | 64.1254
2026-04-01 20:00 | 41.269 | 63.6267
2026-04-01 21:00 | 38.05 | 59.9963
2026-04-01 22:00 | 34.8817 | 56.0218
2026-04-01 23:00 | 31.9 | 52.4958
2026-04-02 | 30.5838 | 50.2562
2026-04-02 01:00 | 30.1699 | 47.192
2026-04-02 02:00 | 30.7425 | 46.2923
2026-04-02 03:00 | 31.5562 | 46.914
2026-04-02 04:00 | 32.0436 | 46.943
2026-04-02 05:00 | 34.1189 | 49.6143
2026-04-02 06:00 | 38.5301 | 56.3513
2026-04-02 07:00 | 44.1271 | 62.2367
2026-04-02 08:00 | 45.345 | 63.0914
2026-04-02 09:00 | 43.7113 | 64.6329
2026-04-02 10:00 | 42.4484 | 64.7525
2026-04-02 11:00 | 41.3466 | 64.4672
2026-04-02 12:00 | 39.7336 | 60.4093
2026-04-02 13:00 | 39.0188 | 59.0501
2026-04-02 14:00 | 38.6198 | 56.806
2026-04-02 15:00 | 39.3171 | 59.7847
2026-04-02 16:00 | 40.5045 | 63.0963
2026-04-02 17:00 | 41.8379 | 64.8813
2026-04-02 18:00 | 42.4393 | 62.0955
2026-04-02 19:00 | 41.7364 | 63.2167
2026-04-02 20:00 | 40.1565 | 62.8223
2026-04-02 21:00 | 37.1481 | 58.9808
2026-04-02 22:00 | 34.163 | 54.7489
2026-04-02 23:00 | 31.2992 | 51.4161
2026-04-03 | 29.8263 | 49.9561
2026-04-03 01:00 | 27.7459 | 48.3489
2026-04-03 02:00 | 28.1014 | 46.2586
2026-04-03 03:00 | 28.6553 | 45.491
2026-04-03 04:00 | 28.7711 | 44.9063
2026-04-03 05:00 | 29.7136 | 46.4613
2026-04-03 06:00 | 31.8523 | 50.4788
2026-04-03 07:00 | 35.4756 | 52.6974
2026-04-03 08:00 | 36.7462 | 52.9542
2026-04-03 09:00 | 36.0742 | 55.5987
2026-04-03 10:00 | 36.0785 | 56.5653
2026-04-03 11:00 | 36.1718 | 57.9821
2026-04-03 12:00 | 36.3214 | 53.9058
2026-04-03 13:00 | 35.3804 | 53.3146
2026-04-03 14:00 | 34.6593 | 51.8754
2026-04-03 15:00 | 34.7779 | 55.4262
2026-04-03 16:00 | 36.3297 | 57.0048
2026-04-03 17:00 | 38.1508 | 56.4313
2026-04-03 18:00 | 39.1672 | 57.2099
2026-04-03 19:00 | 38.0668 | 57.1581
2026-04-03 20:00 | 36.9015 | 57.057
2026-04-03 21:00 | 34.577 | 54.7771
2026-04-03 22:00 | 31.8813 | 52.2067
2026-04-03 23:00 | 29.5408 | 50.7571
2026-04-04 | 27.7086 | 48.2489
2026-04-04 01:00 | 29.5421 | 47.8458
2026-04-04 02:00 | 29.9779 | 47.043
2026-04-04 03:00 | 30.575 | 47.4267
2026-04-04 04:00 | 30.9881 | 47.1934
2026-04-04 05:00 | 32.1795 | 49.1132
2026-04-04 06:00 | 35.5645 | 53.9297
2026-04-04 07:00 | 39.8409 | 55.7197
2026-04-04 08:00 | 41.3037 | 54.2516
2026-04-04 09:00 | 41.3893 | 52.9868
2026-04-04 10:00 | 41.8763 | 50.8052
2026-04-04 11:00 | 42.2953 | 49.3965
2026-04-04 12:00 | 42.3126 | 52.7716
2026-04-04 13:00 | 42.458 | 50.3749
2026-04-04 14:00 | 42.5386 | 47.5802
2026-04-04 15:00 | 43.4437 | 49.693
2026-04-04 16:00 | 45.9605 | 53.1118
2026-04-04 17:00 | 48.2485 | 56.757
2026-04-04 18:00 | 48.8917 | 60.8856
2026-04-04 19:00 | 46.74 | 59.9772
2026-04-04 20:00 | 43.2891 | 57.816
2026-04-04 21:00 | 39.4723 | 53.7218
2026-04-04 22:00 | 36.3105 | 51.0756
2026-04-04 23:00 | 33.3085 | 49.2857
2026-04-05 | 31.2471 | 49.0389
2026-04-05 01:00 | 29.6396 | 47.0573
2026-04-05 02:00 | 29.6453 | 46.2711
2026-04-05 03:00 | 29.7889 | 46.6487
2026-04-05 04:00 | 29.714 | 46.2016
2026-04-05 05:00 | 30.234 | 47.1514
2026-04-05 06:00 | 31.6851 | 49.2595
2026-04-05 07:00 | 35.2443 | 50.455
2026-04-05 08:00 | 37.9236 | 49.6176
2026-04-05 09:00 | 37.5603 | 45.1163
2026-04-05 10:00 | 37.2632 | 39.0347
2026-04-05 11:00 | 36.8795 | 37.1829
2026-04-05 12:00 | 38.4542 | 37.9867
2026-04-05 13:00 | 37.9178 | 36.7483
2026-04-05 14:00 | 38.6802 | 34.3528
2026-04-05 15:00 | 39.5676 | 38.1105
2026-04-05 16:00 | 42.2743 | 41.49
2026-04-05 17:00 | 43.9243 | 48.7971
2026-04-05 18:00 | 42.1512 | 52.8293
2026-04-05 19:00 | 40.0602 | 55.712
2026-04-05 20:00 | 38.411 | 53.4482
2026-04-05 21:00 | 36.5295 | 52.2226
2026-04-05 22:00 | 33.871 | 52.3186
2026-04-05 23:00 | 31.6576 | 51.3009
2026-04-06 | 28.7597 | 50.1346
2026-04-06 01:00 | 28.3903 | 48.2275
2026-04-06 02:00 | 28.8476 | 48.2147
2026-04-06 03:00 | 29.4549 | 48.4673
2026-04-06 04:00 | 29.7267 | 47.9555
2026-04-06 05:00 | 31.6215 | 49.2849
2026-04-06 06:00 | 36.0001 | 56.4901
2026-04-06 07:00 | 40.4267 | 63.2755
2026-04-06 08:00 | 41.9208 | 63.2524
2026-04-06 09:00 | 41.0517 | 64.7747
2026-04-06 10:00 | 41.5565 | 65.7274
2026-04-06 11:00 | 41.2439 | 63.1935
2026-04-06 12:00 | 41.7218 | 60.8152
2026-04-06 13:00 | 41.6451 | 60.6025
2026-04-06 14:00 | 41.3364 | 60.5801
2026-04-06 15:00 | 41.8614 | 64.6965
2026-04-06 16:00 | 42.7916 | 67.3759
2026-04-06 17:00 | 43.8162 | 67.7535
2026-04-06 18:00 | 44.1067 | 65.7748
2026-04-06 19:00 | 43.3181 | 66.6153
2026-04-06 20:00 | 41.1401 | 65.1901
2026-04-06 21:00 | 38.1293 | 60.8175
2026-04-06 22:00 | 35.0107 | 56.0409
2026-04-06 23:00 | 31.7937 | 52.297
2026-04-07 | 29.6609 | 51.3207
2026-04-07 01:00 | 30.0134 | 47.1628
2026-04-07 02:00 | 30.6102 | 46.2361
2026-04-07 03:00 | 31.4074 | 46.5674
2026-04-07 04:00 | 31.9891 | 46.4615
2026-04-07 05:00 | 34.0552 | 49.1519
2026-04-07 06:00 | 38.9332 | 56.2567
2026-04-07 07:00 | 44.8158 | 62.0377
2026-04-07 08:00 | 46.9966 | 63.5175
2026-04-07 09:00 | 46.5059 | 64.7486
2026-04-07 10:00 | 46.4312 | 64.6009
2026-04-07 11:00 | 45.9522 | 63.9375
2026-04-07 12:00 | 44.7594 | 58.624
2026-04-07 13:00 | 44.6693 | 57.0618
2026-04-07 14:00 | 43.9961 | 54.6711
2026-04-07 15:00 | 44.8023 | 57.4673
2026-04-07 16:00 | 46.2492 | 60.9821
2026-04-07 17:00 | 47.8406 | 63.045
2026-04-07 18:00 | 48.6684 | 60.7534
2026-04-07 19:00 | 46.7858 | 62.0086
2026-04-07 20:00 | 44.4427 | 61.7638
2026-04-07 21:00 | 41.0889 | 58.0588
2026-04-07 22:00 | 37.6766 | 54.0306
2026-04-07 23:00 | 34.375 | 50.6135
2026-04-08 | 32.3008 | 49.9876
2026-04-08 01:00 | 31.684 | 47.0544
2026-04-08 02:00 | 32.3729 | 46.1432
2026-04-08 03:00 | 33.2494 | 46.4818
2026-04-08 04:00 | 33.8529 | 46.5324
2026-04-08 05:00 | 35.9796 | 49.1079
2026-04-08 06:00 | 40.7378 | 56.166
2026-04-08 07:00 | 46.4255 | 61.1779
2026-04-08 08:00 | 48.0508 | 60.8674
2026-04-08 09:00 | 46.1671 | 59.2366
2026-04-08 10:00 | 44.7647 | 56.6454
2026-04-08 11:00 | 43.251 | 55.6162
2026-04-08 12:00 | 41.9136 | 60.8816
2026-04-08 13:00 | 41.4043 | 59.6005
2026-04-08 14:00 | 40.3913 | 57.2813
2026-04-08 15:00 | 41.0181 | 59.3629
2026-04-08 16:00 | 42.5385 | 62.052
2026-04-08 17:00 | 44.5293 | 64.262
2026-04-08 18:00 | 43.9697 | 62.8274
2026-04-08 19:00 | 43.8585 | 63.5815
2026-04-08 20:00 | 42.9564 | 63.3435
2026-04-08 21:00 | 40.3572 | 59.5379
2026-04-08 22:00 | 37.2424 | 55.4262
2026-04-08 23:00 | 34.0077 | 51.4281
2026-04-09 | 32.1072 | 49.7979
2026-04-09 01:00 | 31.8193 | 47.5045
2026-04-09 02:00 | 32.4429 | 46.5061
2026-04-09 03:00 | 33.2966 | 46.8819
2026-04-09 04:00 | 33.8957 | 47.0175
2026-04-09 05:00 | 35.9776 | 50.0507
2026-04-09 06:00 | 40.7021 | 56.8777
2026-04-09 07:00 | 46.1669 | 61.065
2026-04-09 08:00 | 47.385 | 58.4239
2026-04-09 09:00 | 45.1899 | 52.9688
2026-04-09 10:00 | 43.4463 | 47.5913
2026-04-09 11:00 | 41.7191 | 46.4281
2026-04-09 12:00 | 38.4986 | 44.9795
2026-04-09 13:00 | 37.6832 | 42.8544
2026-04-09 14:00 | 37.0832 | 40.056
2026-04-09 15:00 | 37.663 | 43.3017
2026-04-09 16:00 | 39.3421 | 48.6004
2026-04-09 17:00 | 41.3593 | 54.5704
2026-04-09 18:00 | 43.7588 | 59.8186
2026-04-09 19:00 | 43.5572 | 61.723
2026-04-09 20:00 | 42.7456 | 62.1309
2026-04-09 21:00 | 40.0749 | 58.6037
2026-04-09 22:00 | 37.0195 | 54.553
2026-04-09 23:00 | 33.8094 | 50.8993
2026-04-10 | 32.4772 | 49.9233
2026-04-10 01:00 | 32.0875 | 47.5027
2026-04-10 02:00 | 32.6234 | 46.5964
2026-04-10 03:00 | 33.3442 | 46.8472
2026-04-10 04:00 | 33.8842 | 46.8138
2026-04-10 05:00 | 35.8297 | 49.3899
2026-04-10 06:00 | 40.1727 | 56.2341
2026-04-10 07:00 | 45.3259 | 60.8734
2026-04-10 08:00 | 46.4035 | 60.193
2026-04-10 09:00 | 44.9749 | 58.2566
2026-04-10 10:00 | 43.9626 | 55.619
2026-04-10 11:00 | 43.0904 | 54.5838
2026-04-10 12:00 | 40.0045 | 52.0631
2026-04-10 13:00 | 39.2672 | 50.495
2026-04-10 14:00 | 38.6572 | 48.0799
2026-04-10 15:00 | 38.9529 | 50.8423
2026-04-10 16:00 | 40.1177 | 54.1735
2026-04-10 17:00 | 41.7708 | 57.279
2026-04-10 18:00 | 42.4483 | 61.7326
2026-04-10 19:00 | 42.0323 | 61.9211
2026-04-10 20:00 | 40.9897 | 61.196
2026-04-10 21:00 | 38.3104 | 57.1592
2026-04-10 22:00 | 35.2901 | 53.234
2026-04-10 23:00 | 32.1645 | 49.728
2026-04-11 | 31.0912 | 48.0523
2026-04-11 01:00 | 30.5187 | 46.051
2026-04-11 02:00 | 30.9636 | 45.3525
2026-04-11 03:00 | 31.5385 | 45.6929
2026-04-11 04:00 | 31.8901 | 45.2625
2026-04-11 05:00 | 33.2761 | 47.0985
2026-04-11 06:00 | 36.2273 | 52.0477
2026-04-11 07:00 | 39.3292 | 54.1321
2026-04-11 08:00 | 39.6273 | 55.1824
2026-04-11 09:00 | 38.5618 | 57.7187
2026-04-11 10:00 | 38.0087 | 58.7927
2026-04-11 11:00 | 37.6971 | 57.7646
2026-04-11 12:00 | 37.3159 | 53.0517
2026-04-11 13:00 | 36.4025 | 51.088
2026-04-11 14:00 | 35.401 | 48.0698
2026-04-11 15:00 | 35.8425 | 50.1437
2026-04-11 16:00 | 37.5912 | 53.4178
2026-04-11 17:00 | 40.0326 | 55.9571
2026-04-11 18:00 | 40.8107 | 58.5512
2026-04-11 19:00 | 39.8962 | 57.5866
2026-04-11 20:00 | 38.327 | 56.6288
2026-04-11 21:00 | 35.5746 | 53.1129
2026-04-11 22:00 | 33.1397 | 50.584
2026-04-11 23:00 | 30.8283 | 48.5514
2026-04-12 | 29.9011 | 47.4539
2026-04-12 01:00 | 29.1481 | 46.1942
2026-04-12 02:00 | 29.5547 | 45.2954
2026-04-12 03:00 | 30.0683 | 45.2793
2026-04-12 04:00 | 30.2961 | 44.9486
2026-04-12 05:00 | 31.4197 | 46.5983
2026-04-12 06:00 | 34.0784 | 50.8732
2026-04-12 07:00 | 37.062 | 51.8953
2026-04-12 08:00 | 37.7616 | 51.768
2026-04-12 09:00 | 37.0662 | 54.023
2026-04-12 10:00 | 36.5123 | 55.5652
2026-04-12 11:00 | 36.528 | 55.7876
2026-04-12 12:00 | 35.2155 | 54.2206
2026-04-12 13:00 | 34.5301 | 53.3472
2026-04-12 14:00 | 33.8038 | 52.4323
2026-04-12 15:00 | 34.5889 | 55.8459
2026-04-12 16:00 | 36.8579 | 58.7577
2026-04-12 17:00 | 39.8197 | 60.5421
2026-04-12 18:00 | 42.0709 | 61.0371
2026-04-12 19:00 | 41.1471 | 61.5
2026-04-12 20:00 | 39.557 | 61.2642
2026-04-12 21:00 | 36.9982 | 57.4415
2026-04-12 22:00 | 34.3827 | 54.6261
2026-04-12 23:00 | 31.7909 | 52.3103
2026-04-13 | 30.0117 | 49.4243
2026-04-13 01:00 | 29.1004 | 49.4766
2026-04-13 02:00 | 29.8128 | 48.7032
2026-04-13 03:00 | 30.6437 | 48.8739
2026-04-13 04:00 | 31.2322 | 48.8737
2026-04-13 05:00 | 33.2773 | 51.8269
2026-04-13 06:00 | 38.1317 | 58.4933
2026-04-13 07:00 | 43.4401 | 63.4333
2026-04-13 08:00 | 44.3197 | 64.8712
2026-04-13 09:00 | 42.148 | 66.3951
2026-04-13 10:00 | 40.8441 | 66.4469
2026-04-13 11:00 | 39.8451 | 65.2476
2026-04-13 12:00 | 38.3222 | 59.9647
2026-04-13 13:00 | 37.6462 | 58.932
2026-04-13 14:00 | 37.1293 | 56.5806
2026-04-13 15:00 | 37.8531 | 58.9338
2026-04-13 16:00 | 39.481 | 62.1435
2026-04-13 17:00 | 41.5218 | 64.8369
2026-04-13 18:00 | 41.7498 | 64.1009
2026-04-13 19:00 | 41.2785 | 65.5353
2026-04-13 20:00 | 40.5567 | 66.2682
2026-04-13 21:00 | 38.0224 | 62.7321
2026-04-13 22:00 | 34.9619 | 58.7308
2026-04-13 23:00 | 31.9069 | 54.7357
2026-04-14 | 30.7768 | 52.4055
2026-04-14 01:00 | 30.1649 | 49.6266
2026-04-14 02:00 | 30.7885 | 48.5289
2026-04-14 03:00 | 31.5966 | 48.6656
2026-04-14 04:00 | 32.2014 | 48.6313
2026-04-14 05:00 | 34.3027 | 51.5598
2026-04-14 06:00 | 39.0692 | 58.4419
2026-04-14 07:00 | 44.0457 | 63.6863
2026-04-14 08:00 | 44.4668 | 65.3959
2026-04-14 09:00 | 41.8212 | 66.3976
2026-04-14 10:00 | 40.1531 | 65.6477
2026-04-14 11:00 | 39.2632 | 63.7036
2026-04-14 12:00 | 39.515 | 51.8821
2026-04-14 13:00 | 38.9778 | 50.4354
2026-04-14 14:00 | 38.4226 | 47.8314
2026-04-14 15:00 | 39.0502 | 51.7966
2026-04-14 16:00 | 40.56 | 56.2515
2026-04-14 17:00 | 42.5033 | 60.3001
2026-04-14 18:00 | 43.3995 | 60.8243
2026-04-14 19:00 | 42.6053 | 63.2959
2026-04-14 20:00 | 41.7504 | 64.2658
2026-04-14 21:00 | 39.202 | 61.1524
2026-04-14 22:00 | 36.1165 | 57.1501
2026-04-14 23:00 | 33.0646 | 53.4043
2026-04-15 | 31.7107 | 52.3456
2026-04-15 01:00 | 30.9528 | 48.9181
2026-04-15 02:00 | 31.537 | 47.9435
2026-04-15 03:00 | 32.2926 | 47.9793
2026-04-15 04:00 | 32.8173 | 47.9367
2026-04-15 05:00 | 34.8212 | 50.519
2026-04-15 06:00 | 39.5185 | 56.5587
2026-04-15 07:00 | 44.5246 | 61.1236
2026-04-15 08:00 | 44.9841 | 60.6695
2026-04-15 09:00 | 42.7094 | 59.1264
2026-04-15 10:00 | 41.1142 | 57.0273
2026-04-15 11:00 | 40.3773 | 56.5892
2026-04-15 12:00 | 39.1863 | 57.4668
2026-04-15 13:00 | 38.7137 | 56.3363
2026-04-15 14:00 | 38.0357 | 54.1011
2026-04-15 15:00 | 38.5619 | 56.5028
2026-04-15 16:00 | 39.9813 | 59.2841
2026-04-15 17:00 | 41.8992 | 61.9886
2026-04-15 18:00 | 41.2647 | 64.7405
2026-04-15 19:00 | 41.1413 | 64.7415
2026-04-15 20:00 | 40.6877 | 64.3615
2026-04-15 21:00 | 38.4299 | 60.4127
2026-04-15 22:00 | 35.4294 | 56.2659
2026-04-15 23:00 | 32.3481 | 52.3089
2026-04-16 | 31.2368 | 50.3837
2026-04-16 01:00 | 30.448 | 48.4998
2026-04-16 02:00 | 31.0016 | 47.4338
2026-04-16 03:00 | 31.7251 | 47.4515
2026-04-16 04:00 | 32.2392 | 47.3609
2026-04-16 05:00 | 34.2328 | 50.0436
2026-04-16 06:00 | 39.0447 | 56.1698
2026-04-16 07:00 | 44.0162 | 60.5048
2026-04-16 08:00 | 44.4868 | 59.5984
2026-04-16 09:00 | 42.1399 | 58.1105
2026-04-16 10:00 | 40.5871 | 56.2733
2026-04-16 11:00 | 39.5922 | 55.9378
2026-04-16 12:00 | 39.9945 | 51.2988
2026-04-16 13:00 | 39.498 | 50.0913
2026-04-16 14:00 | 38.9928 | 47.4687
2026-04-16 15:00 | 39.488 | 50.6155
2026-04-16 16:00 | 40.8337 | 54.8234
2026-04-16 17:00 | 42.4144 | 58.1413
2026-04-16 18:00 | 43.2789 | 59.9743
2026-04-16 19:00 | 42.2737 | 62.0635
2026-04-16 20:00 | 41.1536 | 63.5524
2026-04-16 21:00 | 38.6054 | 60.557
2026-04-16 22:00 | 35.5712 | 56.5566
2026-04-16 23:00 | 32.509 | 53.0671
2026-04-17 | 31.1706 | 50.0181
2026-04-17 01:00 | 30.6948 | 47.7509
2026-04-17 02:00 | 31.2324 | 46.6386
2026-04-17 03:00 | 31.9057 | 46.8855
2026-04-17 04:00 | 32.4461 | 46.9607
2026-04-17 05:00 | 34.3553 | 49.5817
2026-04-17 06:00 | 38.8842 | 55.4418
2026-04-17 07:00 | 44.0173 | 59.7279
2026-04-17 08:00 | 44.9797 | 58.3984
2026-04-17 09:00 | 43.4765 | 54.6999
2026-04-17 10:00 | 42.584 | 50.633
2026-04-17 11:00 | 41.8758 | 49.4574
2026-04-17 12:00 | 40.1311 | 53.3377
2026-04-17 13:00 | 39.5486 | 52.0004
2026-04-17 14:00 | 38.8919 | 49.4525
2026-04-17 15:00 | 39.0288 | 52.5121
2026-04-17 16:00 | 40.0593 | 55.9364
2026-04-17 17:00 | 41.5979 | 59.2299
2026-04-17 18:00 | 42.3487 | 62.8377
2026-04-17 19:00 | 41.4622 | 63.7305
2026-04-17 20:00 | 40.2893 | 63.5434
2026-04-17 21:00 | 37.8166 | 59.7056
2026-04-17 22:00 | 34.8292 | 55.6318
2026-04-17 23:00 | 31.8141 | 51.7078
2026-04-18 | 30.8326 | 49.6904
2026-04-18 01:00 | 29.8675 | 47.7537
2026-04-18 02:00 | 30.3009 | 46.9299
2026-04-18 03:00 | 30.8373 | 47.3563
2026-04-18 04:00 | 31.1467 | 47.5056
2026-04-18 05:00 | 32.3346 | 49.7036
2026-04-18 06:00 | 35.1579 | 54.2065
2026-04-18 07:00 | 38.8805 | 56.8289
2026-04-18 08:00 | 40.1486 | 57.9769
2026-04-18 09:00 | 40.0936 | 61.3627
2026-04-18 10:00 | 39.9573 | 62.6286
2026-04-18 11:00 | 39.4654 | 60.2292
2026-04-18 12:00 | 36.5177 | 60.3708
2026-04-18 13:00 | 35.5748 | 58.9691
2026-04-18 14:00 | 34.723 | 56.6731
2026-04-18 15:00 | 35.1039 | 59.3855
2026-04-18 16:00 | 36.9731 | 61.4106
2026-04-18 17:00 | 39.4025 | 62.8727
2026-04-18 18:00 | 40.4055 | 62.0925
2026-04-18 19:00 | 39.3699 | 61.9824
2026-04-18 20:00 | 37.9797 | 60.9624
2026-04-18 21:00 | 35.4834 | 57.4312
2026-04-18 22:00 | 33.0888 | 54.7562
2026-04-18 23:00 | 30.7507 | 52.5152
2026-04-19 | 29.8812 | 50.6241
2026-04-19 01:00 | 28.992 | 48.5183
2026-04-19 02:00 | 29.4179 | 47.6939
2026-04-19 03:00 | 29.9276 | 47.6559
2026-04-19 04:00 | 30.1831 | 47.6402
2026-04-19 05:00 | 31.2645 | 49.8953
2026-04-19 06:00 | 33.7227 | 53.7101
2026-04-19 07:00 | 36.8772 | 55.0781
2026-04-19 08:00 | 37.8544 | 55.0083
2026-04-19 09:00 | 37.53 | 57.3227
2026-04-19 10:00 | 37.2233 | 58.5256
2026-04-19 11:00 | 37.003 | 56.5484
2026-04-19 12:00 | 34.871 | 56.3181
2026-04-19 13:00 | 34.3093 | 55.5703
2026-04-19 14:00 | 33.5587 | 54.1244
2026-04-19 15:00 | 34.3084 | 57.5334
2026-04-19 16:00 | 36.6417 | 60.1524
2026-04-19 17:00 | 39.5781 | 62.4964
2026-04-19 18:00 | 39.4108 | 60.2185
2026-04-19 19:00 | 39.0474 | 61.8486
2026-04-19 20:00 | 38.1696 | 61.5015
2026-04-19 21:00 | 35.8712 | 57.965
2026-04-19 22:00 | 33.3062 | 55.2737
2026-04-19 23:00 | 30.7897 | 53.0607
2026-04-20 | 30.3705 | 51.3321
2026-04-20 01:00 | 29.3219 | 49.4963
2026-04-20 02:00 | 30.0139 | 48.6789
2026-04-20 03:00 | 30.8462 | 48.9616
2026-04-20 04:00 | 31.441 | 48.9681
2026-04-20 05:00 | 33.4683 | 52.0458
2026-04-20 06:00 | 38.4315 | 58.099
2026-04-20 07:00 | 44.0597 | 62.8078
2026-04-20 08:00 | 45.1267 | 63.2502
2026-04-20 09:00 | 42.8682 | 62.7487
2026-04-20 10:00 | 41.242 | 61.0989
2026-04-20 11:00 | 39.5466 | 59.4672
2026-04-20 12:00 | 38.825 | 52.3452
2026-04-20 13:00 | 38.2885 | 51.6006
2026-04-20 14:00 | 37.6375 | 49.2293
2026-04-20 15:00 | 38.2016 | 52.9004
2026-04-20 16:00 | 39.7113 | 56.9889
2026-04-20 17:00 | 41.6097 | 61.3457
2026-04-20 18:00 | 43.0239 | 61.6389
2026-04-20 19:00 | 41.7913 | 64.1116
2026-04-20 20:00 | 40.4301 | 64.9533
2026-04-20 21:00 | 37.8537 | 61.8205
2026-04-20 22:00 | 34.6946 | 57.509
2026-04-20 23:00 | 31.6449 | 53.637
2026-04-21 | 30.1518 | 52.2423
2026-04-21 01:00 | 29.4125 | 49.8043
2026-04-21 02:00 | 29.9737 | 48.5782
2026-04-21 03:00 | 30.6874 | 48.5741
2026-04-21 04:00 | 31.2474 | 48.4964
2026-04-21 05:00 | 33.2429 | 51.2971
2026-04-21 06:00 | 37.8769 | 57.7186
2026-04-21 07:00 | 43.4116 | 62.071
2026-04-21 08:00 | 44.6143 | 61.2356
2026-04-21 09:00 | 43.4336 | 57.79
2026-04-21 10:00 | 42.7193 | 53.9506
2026-04-21 11:00 | 41.9269 | 52.1495
2026-04-21 12:00 | 41.5484 | 63.3956
2026-04-21 13:00 | 41.2311 | 62.1728
2026-04-21 14:00 | 40.5962 | 59.5909
2026-04-21 15:00 | 40.9373 | 62.0709
2026-04-21 16:00 | 42.1057 | 64.569
2026-04-21 17:00 | 43.6411 | 65.5202
2026-04-21 18:00 | 43.698 | 66.7096
2026-04-21 19:00 | 42.1433 | 66.824
2026-04-21 20:00 | 40.5728 | 66.6674
2026-04-21 21:00 | 38.1226 | 62.9078
2026-04-21 22:00 | 35.1091 | 58.8476
2026-04-21 23:00 | 32.2413 | 55.0802
2026-04-22 | 30.5626 | 51.9374
2026-04-22 01:00 | 29.7077 | 50.481
2026-04-22 02:00 | 30.2992 | 49.1846
2026-04-22 03:00 | 31.0423 | 48.8894
2026-04-22 04:00 | 31.5706 | 48.9097
2026-04-22 05:00 | 33.577 | 51.4078
2026-04-22 06:00 | 38.234 | 56.7909
2026-04-22 07:00 | 44.2056 | 61.5183
2026-04-22 08:00 | 45.7883 | 62.2886
2026-04-22 09:00 | 44.1803 | 62.5114
2026-04-22 10:00 | 42.7348 | 61.8721
2026-04-22 11:00 | 40.8408 | 60.7026
2026-04-22 12:00 | 38.7551 | 55.6687
2026-04-22 13:00 | 38.2142 | 54.7467
2026-04-22 14:00 | 37.4244 | 52.3272
2026-04-22 15:00 | 37.5771 | 54.8761
2026-04-22 16:00 | 38.7825 | 57.942
2026-04-22 17:00 | 40.7219 | 60.9035
2026-04-22 18:00 | 40.674 | 61.9544
2026-04-22 19:00 | 40.0787 | 63.457
2026-04-22 20:00 | 39.2989 | 64.1452
2026-04-22 21:00 | 37.2287 | 61.0624
2026-04-22 22:00 | 34.3059 | 56.9885
2026-04-22 23:00 | 31.3892 | 52.8789
2026-04-23 | 29.9234 | 51.1203
2026-04-23 01:00 | 29.2268 | 47.5159
2026-04-23 02:00 | 29.7859 | 46.3401
2026-04-23 03:00 | 30.5414 | 46.6336
2026-04-23 04:00 | 31.0758 | 46.715
2026-04-23 05:00 | 33.1119 | 49.7276
2026-04-23 06:00 | 37.9708 | 56.1215
2026-04-23 07:00 | 43.4841 | 60.9524
2026-04-23 08:00 | 44.9124 | 61.375
2026-04-23 09:00 | 43.3917 | 60.3532
2026-04-23 10:00 | 42.3709 | 58.2744
2026-04-23 11:00 | 40.8951 | 56.0551
2026-04-23 12:00 | 40.691 | 55.3943
2026-04-23 13:00 | 40.2506 | 53.5136
2026-04-23 14:00 | 39.5035 | 50.296
2026-04-23 15:00 | 39.6761 | 52.539
2026-04-23 16:00 | 40.552 | 55.9793
2026-04-23 17:00 | 41.7156 | 59.9672
2026-04-23 18:00 | 42.0206 | 66.2342
2026-04-23 19:00 | 41.0859 | 66.3481
2026-04-23 20:00 | 39.726 | 65.9416
2026-04-23 21:00 | 37.7178 | 61.9891
2026-04-23 22:00 | 34.7281 | 57.765
2026-04-23 23:00 | 31.7841 | 53.795
2026-04-24 | 29.6984 | 50.9724
2026-04-24 01:00 | 29.435 | 49.3459
2026-04-24 02:00 | 29.9453 | 48.2159
2026-04-24 03:00 | 30.6493 | 48.3086
2026-04-24 04:00 | 31.1748 | 48.2455
2026-04-24 05:00 | 33.1026 | 50.8533
2026-04-24 06:00 | 37.8075 | 58.4116
2026-04-24 07:00 | 43.6273 | 63.1912
2026-04-24 08:00 | 45.0067 | 64.9256
2026-04-24 09:00 | 43.6805 | 66.3723
2026-04-24 10:00 | 42.682 | 66.6026
2026-04-24 11:00 | 40.9735 | 64.5604
2026-04-24 12:00 | 40.2533 | 64.4844
2026-04-24 13:00 | 40.0575 | 63.4554
2026-04-24 14:00 | 39.2228 | 60.9951
2026-04-24 15:00 | 39.1723 | 62.8162
2026-04-24 16:00 | 39.917 | 64.3175
2026-04-24 17:00 | 41.1425 | 64.3284
2026-04-24 18:00 | 41.45 | 63.6027
2026-04-24 19:00 | 40.5114 | 65.057
2026-04-24 20:00 | 38.9271 | 65.7209
2026-04-24 21:00 | 36.9176 | 62.7074
2026-04-24 22:00 | 33.9224 | 58.9046
2026-04-24 23:00 | 30.9141 | 54.9645
2026-04-25 | 29.0285 | 50.5141
2026-04-25 01:00 | 28.4696 | 50.2288
2026-04-25 02:00 | 28.8549 | 49.1358
2026-04-25 03:00 | 29.3941 | 49.0128
2026-04-25 04:00 | 29.676 | 48.8928
2026-04-25 05:00 | 30.7477 | 51.1181
2026-04-25 06:00 | 33.3611 | 55.6648
2026-04-25 07:00 | 37.6364 | 57.5095
2026-04-25 08:00 | 39.7588 | 58.0532
2026-04-25 09:00 | 39.9456 | 60.7536
2026-04-25 10:00 | 39.8311 | 61.9093
2026-04-25 11:00 | 38.8867 | 59.0982
2026-04-25 12:00 | 37.5495 | 58.3095
2026-04-25 13:00 | 36.4857 | 56.7091
2026-04-25 14:00 | 35.6291 | 53.5092
2026-04-25 15:00 | 35.7601 | 54.8702
2026-04-25 16:00 | 37.4173 | 56.8493
2026-04-25 17:00 | 39.0736 | 59.1717
2026-04-25 18:00 | 39.4993 | 60.2488
2026-04-25 19:00 | 38.1565 | 60.6981
2026-04-25 20:00 | 36.1292 | 59.7101
2026-04-25 21:00 | 34.5231 | 56.3789
2026-04-25 22:00 | 32.3012 | 53.8129
2026-04-25 23:00 | 30.0624 | 51.6255
2026-04-26 | 27.7717 | 51.0643
2026-04-26 01:00 | 27.0917 | 48.7001
2026-04-26 02:00 | 27.4678 | 47.9211
2026-04-26 03:00 | 27.9622 | 47.8759
2026-04-26 04:00 | 28.1123 | 47.6736
2026-04-26 05:00 | 28.9899 | 49.5342
2026-04-26 06:00 | 31.5902 | 53.3711
2026-04-26 07:00 | 35.4887 | 54.7831
2026-04-26 08:00 | 37.3941 | 54.6734
2026-04-26 09:00 | 37.4757 | 57.6105
2026-04-26 10:00 | 37.0018 | 59.8428
2026-04-26 11:00 | 36.3231 | 58.4384
2026-04-26 12:00 | 35.8906 | 59.2636
2026-04-26 13:00 | 35.9534 | 58.8965
2026-04-26 14:00 | 35.1316 | 57.1776
2026-04-26 15:00 | 36.1165 | 60.3344
2026-04-26 16:00 | 38.307 | 62.3238
2026-04-26 17:00 | 40.7318 | 63.4044
2026-04-26 18:00 | 41.5923 | 63.552
2026-04-26 19:00 | 40.0728 | 63.2957
2026-04-26 20:00 | 38.18 | 62.4592
2026-04-26 21:00 | 36.0193 | 58.9009
2026-04-26 22:00 | 33.2785 | 56.1435
2026-04-26 23:00 | 30.7017 | 53.7582
2026-04-27 | 28.7521 | 51.2668
2026-04-27 01:00 | 28.1916 | 49.3039
2026-04-27 02:00 | 28.7825 | 48.4318
2026-04-27 03:00 | 29.5073 | 48.3788
2026-04-27 04:00 | 29.991 | 48.1618
2026-04-27 05:00 | 31.8588 | 50.9313
2026-04-27 06:00 | 37.1144 | 56.7194
2026-04-27 07:00 | 42.8938 | 61.2731
2026-04-27 08:00 | 44.5075 | 61.9081
2026-04-27 09:00 | 43.8211 | 62.0784
2026-04-27 10:00 | 43.6221 | 61.3103
2026-04-27 11:00 | 42.6763 | 59.8589
2026-04-27 12:00 | 40.691 | 53.4792
2026-04-27 13:00 | 40.9413 | 52.8951
2026-04-27 14:00 | 40.4036 | 50.2707
2026-04-27 15:00 | 41.3192 | 53.3044
2026-04-27 16:00 | 43.0147 | 56.8076
2026-04-27 17:00 | 44.3274 | 60.3788
2026-04-27 18:00 | 44.6502 | 59.8988
2026-04-27 19:00 | 43.4501 | 61.9826
2026-04-27 20:00 | 41.6324 | 62.5069
2026-04-27 21:00 | 39.2519 | 59.5262
2026-04-27 22:00 | 35.9617 | 55.349
2026-04-27 23:00 | 32.5777 | 51.4998
2026-04-28 | 30.4558 | 51.2309
2026-04-28 01:00 | 29.1267 | 48.0457
2026-04-28 02:00 | 29.6337 | 46.7284
2026-04-28 03:00 | 30.3295 | 46.6043
2026-04-28 04:00 | 30.824 | 46.4887
2026-04-28 05:00 | 32.7266 | 49.2537
2026-04-28 06:00 | 37.3693 | 55.662
2026-04-28 07:00 | 43.571 | 59.5916
2026-04-28 08:00 | 45.1964 | 57.7378
2026-04-28 09:00 | 44.1871 | 52.3199
2026-04-28 10:00 | 43.4207 | 46.9873
2026-04-28 11:00 | 42.1523 | 44.909
2026-04-28 12:00 | 41.3863 | 49.0955
2026-04-28 13:00 | 41.1641 | 47.278
2026-04-28 14:00 | 40.6459 | 43.7628
2026-04-28 15:00 | 40.9844 | 46.4415
2026-04-28 16:00 | 42.0435 | 50.872
2026-04-28 17:00 | 43.2175 | 55.6255
2026-04-28 18:00 | 43.8477 | 63.7085
2026-04-28 19:00 | 42.7774 | 64.2859
2026-04-28 20:00 | 41.0296 | 64.2787
2026-04-28 21:00 | 38.8558 | 60.9711
2026-04-28 22:00 | 35.6277 | 56.9952
2026-04-28 23:00 | 32.3453 | 53.2422
2026-04-29 | 29.8414 | 50.5413
2026-04-29 01:00 | 29.6176 | 48.9196
2026-04-29 02:00 | 30.1942 | 47.6009
2026-04-29 03:00 | 30.8536 | 47.2053
2026-04-29 04:00 | 31.3819 | 47.134
2026-04-29 05:00 | 33.2518 | 49.6044
2026-04-29 06:00 | 38.0492 | 55.6508
2026-04-29 07:00 | 43.9095 | 60.6082
2026-04-29 08:00 | 45.5248 | 62.7387
2026-04-29 09:00 | 44.836 | 65.1834
2026-04-29 10:00 | 44.3923 | 66.5231
2026-04-29 11:00 | 43.6708 | 65.2467
2026-04-29 12:00 | 42.6502 | 62.8523
2026-04-29 13:00 | 42.643 | 62.2538
2026-04-29 14:00 | 41.8621 | 59.6657
2026-04-29 15:00 | 42.1489 | 61.167
2026-04-29 16:00 | 43.3523 | 62.9605
2026-04-29 17:00 | 44.8498 | 63.66
2026-04-29 18:00 | 45.4945 | 60.5974
2026-04-29 19:00 | 43.4925 | 62.2899
2026-04-29 20:00 | 41.4483 | 63.115
2026-04-29 21:00 | 39.0115 | 60.5007
2026-04-29 22:00 | 35.8074 | 56.5648
2026-04-29 23:00 | 32.6425 | 52.5508
2026-04-30 | 31.0622 | 50.0686
2026-04-30 01:00 | 30.1404 | 46.8485
2026-04-30 02:00 | 30.746 | 45.6093
2026-04-30 03:00 | 31.4573 | 45.5325
2026-04-30 04:00 | 32.0214 | 45.4473
2026-04-30 05:00 | 33.968 | 48.3273
2026-04-30 06:00 | 38.6919 | 54.4549
2026-04-30 07:00 | 44.8557 | 58.1101
2026-04-30 08:00 | 47.1934 | 55.558
2026-04-30 09:00 | 46.9297 | 49.6647
2026-04-30 10:00 | 46.6447 | 44.1118
2026-04-30 11:00 | 45.2903 | 41.9908
2026-04-30 12:00 | 43.1694 | 47.6196
2026-04-30 13:00 | 43.0118 | 46.2472
2026-04-30 14:00 | 42.0238 | 42.974
2026-04-30 15:00 | 42.2382 | 45.832
2026-04-30 16:00 | 43.3168 | 49.9953
2026-04-30 17:00 | 44.5915 | 54.5636
2026-04-30 18:00 | 42.0159 | 56.469
2026-04-30 19:00 | 41.3995 | 59.4855
2026-04-30 20:00 | 40.3522 | 61.1279
2026-04-30 21:00 | 38.4537 | 58.9816
2026-04-30 22:00 | 35.5472 | 55.2251
2026-04-30 23:00 | 32.5176 | 51.3969
2026-05-01 | 30.9065 | 49.0826
2026-05-01 01:00 | 30.1358 | 46.9306
2026-05-01 02:00 | 30.5314 | 45.7064
2026-05-01 03:00 | 31.2106 | 45.6855
2026-05-01 04:00 | 31.7292 | 45.5922
2026-05-01 05:00 | 33.5567 | 47.8278
2026-05-01 06:00 | 38.0445 | 53.2792
2026-05-01 07:00 | 43.6764 | 57.2583
2026-05-01 08:00 | 45.0813 | 56.8922
2026-05-01 09:00 | 43.8307 | 55.9011
2026-05-01 10:00 | 42.8134 | 54.2839
2026-05-01 11:00 | 41.0899 | 54.6092
2026-05-01 12:00 | 36.8583 | 52.1294
2026-05-01 13:00 | 36.385 | 50.9915
2026-05-01 14:00 | 35.7467 | 47.8028
2026-05-01 15:00 | 35.574 | 49.8553
2026-05-01 16:00 | 36.5467 | 51.9735
2026-05-01 17:00 | 38.5132 | 54.5059
2026-05-01 18:00 | 39.9354 | 58.972
2026-05-01 19:00 | 38.972 | 59.0996
2026-05-01 20:00 | 38.0377 | 59.0882
2026-05-01 21:00 | 36.4458 | 56.393
2026-05-01 22:00 | 33.637 | 53.1115
2026-05-01 23:00 | 30.4822 | 49.4703
2026-05-02 | 29.4803 | 46.989
2026-05-02 01:00 | 28.9657 | 46.4167
2026-05-02 02:00 | 29.2251 | 45.264
2026-05-02 03:00 | 29.6946 | 45.2032
2026-05-02 04:00 | 29.9551 | 44.7282
2026-05-02 05:00 | 30.942 | 46.202
2026-05-02 06:00 | 33.7182 | 50.3419
2026-05-02 07:00 | 37.9416 | 51.2758
2026-05-02 08:00 | 39.8988 | 52.0895
2026-05-02 09:00 | 39.8447 | 54.5138
2026-05-02 10:00 | 39.1911 | 55.6407
2026-05-02 11:00 | 37.4605 | 55.4472
2026-05-02 12:00 | 34.886 | 51.5526
2026-05-02 13:00 | 33.9718 | 50.5961
2026-05-02 14:00 | 33.0421 | 47.1118
2026-05-02 15:00 | 33.1377 | 49.5529
2026-05-02 16:00 | 34.9368 | 52.0021
2026-05-02 17:00 | 37.6741 | 53.6035
2026-05-02 18:00 | 39.9874 | 55.6893
2026-05-02 19:00 | 37.9254 | 54.3873
2026-05-02 20:00 | 36.0919 | 53.5966
2026-05-02 21:00 | 34.4492 | 51.3205
2026-05-02 22:00 | 32.1921 | 49.3108
2026-05-02 23:00 | 29.7604 | 47.2752
2026-05-03 | 28.1143 | 46.725
2026-05-03 01:00 | 27.6555 | 46.9629
2026-05-03 02:00 | 27.9354 | 45.691
2026-05-03 03:00 | 28.4088 | 45.7128
2026-05-03 04:00 | 28.5499 | 45.091
2026-05-03 05:00 | 29.394 | 46.3255
2026-05-03 06:00 | 31.5683 | 45.2556
2026-05-03 07:00 | 35.702 | 44.7877
2026-05-03 08:00 | 38.2362 | 42.718
2026-05-03 09:00 | 39.1265 | 41.6683
2026-05-03 10:00 | 39.0257 | 39.9132
2026-05-03 11:00 | 37.9103 | 41.5069
2026-05-03 12:00 | 35.3049 | 46.0141
2026-05-03 13:00 | 35.1996 | 45.4315
2026-05-03 14:00 | 34.4344 | 43.4641
2026-05-03 15:00 | 35.1167 | 47.0808
2026-05-03 16:00 | 37.2278 | 50.1132
2026-05-03 17:00 | 39.8337 | 53.245
2026-05-03 18:00 | 41.0101 | 55.2581
2026-05-03 19:00 | 38.5894 | 55.1401
2026-05-03 20:00 | 36.4041 | 54.8009
2026-05-03 21:00 | 34.6053 | 52.2366
2026-05-03 22:00 | 32.1777 | 49.9332
2026-05-03 23:00 | 29.7451 | 47.4589
2026-05-04 | 28.3457 | 45.3164
2026-05-04 01:00 | 28.1987 | 43.6246
2026-05-04 02:00 | 28.7372 | 42.7347
2026-05-04 03:00 | 29.4328 | 42.8363
2026-05-04 04:00 | 29.9846 | 42.6239
2026-05-04 05:00 | 31.742 | 45.3192
2026-05-04 06:00 | 36.2827 | 51.0998
2026-05-04 07:00 | 42.6672 | 55.8767
2026-05-04 08:00 | 45.1224 | 57.8487
2026-05-04 09:00 | 45.4095 | 59.7021
2026-05-04 10:00 | 45.4743 | 59.8968
2026-05-04 11:00 | 44.2847 | 59.1081
2026-05-04 12:00 | 42.2995 | 54.1221
2026-05-04 13:00 | 42.4161 | 53.0637
2026-05-04 14:00 | 41.7406 | 49.5798
2026-05-04 15:00 | 42.112 | 50.9554
2026-05-04 16:00 | 43.3081 | 53.318
2026-05-04 17:00 | 44.8369 | 56.6703
2026-05-04 18:00 | 42.8207 | 57.6543
2026-05-04 19:00 | 41.1619 | 57.8264
2026-05-04 20:00 | 39.8596 | 57.74
2026-05-04 21:00 | 37.9915 | 55.02
2026-05-04 22:00 | 34.9045 | 51.7286
2026-05-04 23:00 | 31.5753 | 47.8068
2026-05-05 | 30.3847 | 46.711
2026-05-05 01:00 | 29.2085 | 43.1778
2026-05-05 02:00 | 29.636 | 41.8174
2026-05-05 03:00 | 30.3084 | 41.9169
2026-05-05 04:00 | 30.8395 | 41.9109
2026-05-05 05:00 | 32.6731 | 44.7157
2026-05-05 06:00 | 37.3939 | 51.2692
2026-05-05 07:00 | 43.3448 | 56.2645
2026-05-05 08:00 | 44.9585 | 58.1371
2026-05-05 09:00 | 43.9783 | 59.6895
2026-05-05 10:00 | 43.0382 | 59.2866
2026-05-05 11:00 | 41.4733 | 58.3896
2026-05-05 12:00 | 40.0944 | 58.4448
2026-05-05 13:00 | 40.1293 | 57.7625
2026-05-05 14:00 | 39.4848 | 54.0439
2026-05-05 15:00 | 39.6949 | 56.0919
2026-05-05 16:00 | 40.7829 | 58.2067
2026-05-05 17:00 | 42.5883 | 59.5398
2026-05-05 18:00 | 41.5545 | 59.2934
2026-05-05 19:00 | 40.115 | 59.0223
2026-05-05 20:00 | 39.0485 | 58.5853
2026-05-05 21:00 | 37.4075 | 55.8524
2026-05-05 22:00 | 34.4222 | 52.663
2026-05-05 23:00 | 31.1961 | 49.0083
2026-05-06 | 30.2706 | 46.831
2026-05-06 01:00 | 29.3619 | 45.8123
2026-05-06 02:00 | 29.7754 | 44.2907
2026-05-06 03:00 | 30.4069 | 44.0222
2026-05-06 04:00 | 30.8946 | 44.1386
2026-05-06 05:00 | 32.6554 | 46.4161
2026-05-06 06:00 | 37.144 | 52.104
2026-05-06 07:00 | 42.6244 | 56.4668
2026-05-06 08:00 | 43.5154 | 57.2397
2026-05-06 09:00 | 42.2786 | 57.9502
2026-05-06 10:00 | 41.339 | 55.9556
2026-05-06 11:00 | 40.4755 | 54.1409
2026-05-06 12:00 | 38.0084 | 48.7285
2026-05-06 13:00 | 37.9814 | 48.1792
2026-05-06 14:00 | 37.4527 | 44.6693
2026-05-06 15:00 | 37.6318 | 46.7124
2026-05-06 16:00 | 38.8218 | 49.6995
2026-05-06 17:00 | 40.7338 | 54.143
2026-05-06 18:00 | 41.6736 | 56.9887
2026-05-06 19:00 | 39.9227 | 58.8711
2026-05-06 20:00 | 38.6235 | 59.5124
2026-05-06 21:00 | 36.9804 | 57.4114
2026-05-06 22:00 | 34.0085 | 53.6758
2026-05-06 23:00 | 30.7938 | 49.4097
2026-05-07 | 29.9341 | 48.0166
2026-05-07 01:00 | 29.112 | 46.039
2026-05-07 02:00 | 29.4728 | 44.7433
2026-05-07 03:00 | 30.09 | 44.8455
2026-05-07 04:00 | 30.4876 | 44.515
2026-05-07 05:00 | 32.2646 | 47.1026
2026-05-07 06:00 | 37.1181 | 53.2617
2026-05-07 07:00 | 42.8147 | 57.3857
2026-05-07 08:00 | 44.2264 | 58.3581
2026-05-07 09:00 | 43.3237 | 58.756
2026-05-07 10:00 | 42.489 | 58.4402
2026-05-07 11:00 | 40.9632 | 58.2928
2026-05-07 12:00 | 39.607 | 49.1049
2026-05-07 13:00 | 39.7438 | 47.1145
2026-05-07 14:00 | 39.1981 | 43.5136
2026-05-07 15:00 | 39.4161 | 45.8917
2026-05-07 16:00 | 40.5401 | 49.2273
2026-05-07 17:00 | 42.1828 | 53.9739
2026-05-07 18:00 | 42.8374 | 59.1636
2026-05-07 19:00 | 40.8522 | 60.1766
2026-05-07 20:00 | 39.2235 | 60.8013
2026-05-07 21:00 | 37.453 | 58.4446
2026-05-07 22:00 | 34.552 | 55.1895
2026-05-07 23:00 | 31.4422 | 51.0964
2026-05-08 | 30.1105 | 48.9879
2026-05-08 01:00 | 29.3844 | 46.6106
2026-05-08 02:00 | 29.6149 | 45.217
2026-05-08 03:00 | 30.1589 | 45.3914
2026-05-08 04:00 | 30.5734 | 45.3265
2026-05-08 05:00 | 32.2181 | 47.7235
2026-05-08 06:00 | 37.3852 | 53.0044
2026-05-08 07:00 | 43.5071 | 56.7275
2026-05-08 08:00 | 45.5606 | 54.7072
2026-05-08 09:00 | 45.6653 | 50.5846
2026-05-08 10:00 | 45.5411 | 45.6477
2026-05-08 11:00 | 44.1086 | 44.9902
2026-05-08 12:00 | 42.8153 | 53.0518
2026-05-08 13:00 | 43.147 | 52.1584
2026-05-08 14:00 | 42.7397 | 48.2434
2026-05-08 15:00 | 42.7818 | 50.4212
2026-05-08 16:00 | 43.5946 | 52.4706
2026-05-08 17:00 | 44.9433 | 55.7298
2026-05-08 18:00 | 46.3572 | 58.86
2026-05-08 19:00 | 44.1202 | 59.415
2026-05-08 20:00 | 41.4864 | 58.8677
2026-05-08 21:00 | 39.1968 | 56.2682
2026-05-08 22:00 | 35.7983 | 53.0738
2026-05-08 23:00 | 32.0739 | 49.2794
2026-05-09 | 30.7774 | 48.1171
2026-05-09 01:00 | 30.3858 | 46.8297
2026-05-09 02:00 | 30.3554 | 45.7671
2026-05-09 03:00 | 30.567 | 45.402
2026-05-09 04:00 | 30.7792 | 44.9256
2026-05-09 05:00 | 31.543 | 46.4779
2026-05-09 06:00 | 34.1594 | 49.8706
2026-05-09 07:00 | 38.7971 | 50.6958
2026-05-09 08:00 | 41.8053 | 50.8097
2026-05-09 09:00 | 44.0934 | 51.7129
2026-05-09 10:00 | 45.835 | 51.6492
2026-05-09 11:00 | 46.1039 | 50.6075
2026-05-09 12:00 | 45.1986 | 46.0469
2026-05-09 13:00 | 46.1906 | 44.184
2026-05-09 14:00 | 46.8839 | 40.4728
2026-05-09 15:00 | 47.9071 | 43.069
2026-05-09 16:00 | 50.3257 | 45.8252
2026-05-09 17:00 | 52.5907 | 50.1725
2026-05-09 18:00 | 52.4306 | 48.8882
2026-05-09 19:00 | 49.0564 | 50.9319
2026-05-09 20:00 | 45.5116 | 51.7599
2026-05-09 21:00 | 42.9421 | 50.923
2026-05-09 22:00 | 39.6734 | 49.2116
2026-05-09 23:00 | 36.2554 | 47.1711
2026-05-10 | 33.693 | 47.4733
2026-05-10 01:00 | 31.6332 | 45.178
2026-05-10 02:00 | 31.0904 | 44.0156
2026-05-10 03:00 | 30.9379 | 43.9962
2026-05-10 04:00 | 30.6899 | 43.6893
2026-05-10 05:00 | 31.0257 | 45.3275
2026-05-10 06:00 | 33.3612 | 48.7264
2026-05-10 07:00 | 37.9892 | 48.6964
2026-05-10 08:00 | 41.5896 | 46.812
2026-05-10 09:00 | 43.564 | 45.5915
2026-05-10 10:00 | 44.48 | 44.4748
2026-05-10 11:00 | 44.0746 | 44.5704
2026-05-10 12:00 | 43.1502 | 45.6738
2026-05-10 13:00 | 43.8661 | 44.9944
2026-05-10 14:00 | 44.1047 | 42.5078
2026-05-10 15:00 | 45.2672 | 45.8439
2026-05-10 16:00 | 47.6451 | 48.8543
2026-05-10 17:00 | 50.2301 | 52.5346
2026-05-10 18:00 | 50.7811 | 55.4126
2026-05-10 19:00 | 47.9499 | 56.3283
2026-05-10 20:00 | 44.5226 | 56.7371
2026-05-10 21:00 | 42.1111 | 54.9726
2026-05-10 22:00 | 38.7919 | 52.9704
2026-05-10 23:00 | 35.2595 | 50.6002
2026-05-11 | 32.4902 | 47.7122
2026-05-11 01:00 | 32.146 | 46.279
2026-05-11 02:00 | 32.184 | 45.214
2026-05-11 03:00 | 32.5661 | 45.718
2026-05-11 04:00 | 32.8488 | 45.7469
2026-05-11 05:00 | 34.3803 | 48.5215
2026-05-11 06:00 | 37.8405 | 54.3143
2026-05-11 07:00 | 44.092 | 58.4956
2026-05-11 08:00 | 47.2532 | 58.3594
2026-05-11 09:00 | 48.3788 | 56.7687
2026-05-11 10:00 | 49.8267 | 54.234
2026-05-11 11:00 | 50.0627 | 53.6378
2026-05-11 12:00 | 50.2415 | 49.1828
2026-05-11 13:00 | 51.3319 | 48.381
2026-05-11 14:00 | 51.2696 | 44.844
2026-05-11 15:00 | 52.4317 | 47.9068
2026-05-11 16:00 | 54.092 | 51.6069
2026-05-11 17:00 | 55.8582 | 57.0983
2026-05-11 18:00 | 57.4394 | 60.6316
2026-05-11 19:00 | 54.8293 | 62.3743
2026-05-11 20:00 | 50.747 | 63.1756
2026-05-11 21:00 | 47.5962 | 61.2184
2026-05-11 22:00 | 43.1579 | 57.6392
2026-05-11 23:00 | 38.2125 | 53.5587
2026-05-12 | 34.8017 | 50.9353
2026-05-12 01:00 | 32.2407 | 48.5195
2026-05-12 02:00 | 31.9964 | 47.1653
2026-05-12 03:00 | 32.1156 | 47.4739
2026-05-12 04:00 | 32.1936 | 47.365
2026-05-12 05:00 | 33.6044 | 49.9995
2026-05-12 06:00 | 38.7775 | 56.8335
2026-05-12 07:00 | 44.084 | 61.4172
2026-05-12 08:00 | 45.7119 | 62.5695
2026-05-12 09:00 | 45.0627 | 62.2064
2026-05-12 10:00 | 44.9486 | 60.8222
2026-05-12 11:00 | 44.0566 | 59.7564
2026-05-12 12:00 | 44.571 | 59.2154
2026-05-12 13:00 | 44.7634 | 58.2929
2026-05-12 14:00 | 44.1503 | 55.1065
2026-05-12 15:00 | 44.4362 | 57.7984
2026-05-12 16:00 | 45.691 | 60.126
2026-05-12 17:00 | 47.4631 | 61.8116
2026-05-12 18:00 | 47.6474 | 64.8186
2026-05-12 19:00 | 45.3513 | 64.8458
2026-05-12 20:00 | 42.7836 | 64.4087
2026-05-12 21:00 | 40.733 | 61.9483
2026-05-12 22:00 | 37.2982 | 58.5831
2026-05-12 23:00 | 33.3818 | 54.6619
2026-05-13 | 31.0742 | 52.0425
2026-05-13 01:00 | 30.2148 | 49.1189
2026-05-13 02:00 | 30.3712 | 47.8157
2026-05-13 03:00 | 30.9473 | 47.9814
2026-05-13 04:00 | 31.3478 | 47.8644
2026-05-13 05:00 | 32.9272 | 50.1243
2026-05-13 06:00 | 37.7584 | 55.4886
2026-05-13 07:00 | 43.8996 | 59.0805
2026-05-13 08:00 | 46.6141 | 57.1188
2026-05-13 09:00 | 47.3438 | 52.743
2026-05-13 10:00 | 48.1408 | 48.3046
2026-05-13 11:00 | 48.083 | 48.0477
2026-05-13 12:00 | 47.1853 | 47.8868
2026-05-13 13:00 | 48.6272 | 46.8175
2026-05-13 14:00 | 49.2374 | 43.4095
2026-05-13 15:00 | 50.8213 | 46.3128
2026-05-13 16:00 | 52.784 | 49.3918
2026-05-13 17:00 | 54.9725 | 54.613
2026-05-13 18:00 | 56.1138 | 57.2615
2026-05-13 19:00 | 54.0124 | 59.4346
2026-05-13 20:00 | 50.523 | 59.9493
2026-05-13 21:00 | 48.0505 | 58.3656
2026-05-13 22:00 | 44.0018 | 54.7329
2026-05-13 23:00 | 39.236 | 50.7805
2026-05-14 | 34.8332 | 50.8961
2026-05-14 01:00 | 32.0964 | 48.3044
2026-05-14 02:00 | 31.9828 | 46.978
2026-05-14 03:00 | 32.1525 | 47.3638
2026-05-14 04:00 | 32.1701 | 47.218
2026-05-14 05:00 | 33.6118 | 49.5854
2026-05-14 06:00 | 38.2963 | 55.7121
2026-05-14 07:00 | 43.747 | 60.2956
2026-05-14 08:00 | 45.661 | 61.1297
2026-05-14 09:00 | 45.2816 | 61.5172
2026-05-14 10:00 | 45.2596 | 60.8471
2026-05-14 11:00 | 44.4296 | 59.8913
2026-05-14 12:00 | 44.1569 | 60.8638
2026-05-14 13:00 | 44.1286 | 59.9575
2026-05-14 14:00 | 43.7892 | 56.7089
2026-05-14 15:00 | 44.0478 | 58.8705
2026-05-14 16:00 | 45.0296 | 60.5036
2026-05-14 17:00 | 46.0852 | 61.9717
2026-05-14 18:00 | 46.451 | 61.0532
2026-05-14 19:00 | 44.2523 | 62.1164
2026-05-14 20:00 | 41.7789 | 62.5263
2026-05-14 21:00 | 39.8261 | 60.4496
2026-05-14 22:00 | 36.5616 | 56.9021
2026-05-14 23:00 | 32.8447 | 53.0589
2026-05-15 | 30.2515 | 51.0142
2026-05-15 01:00 | 29.0725 | 47.8942
2026-05-15 02:00 | 29.3217 | 46.5169
2026-05-15 03:00 | 29.9271 | 46.8501
2026-05-15 04:00 | 30.4314 | 46.8356
2026-05-15 05:00 | 32.0165 | 49.1587
2026-05-15 06:00 | 36.8236 | 55.1387
2026-05-15 07:00 | 42.4536 | 60.2299
2026-05-15 08:00 | 43.4662 | 62.4731
2026-05-15 09:00 | 41.786 | 63.9453
2026-05-15 10:00 | 40.7761 | 63.9122
2026-05-15 11:00 | 39.8011 | 61.9686
2026-05-15 12:00 | 38.3674 | 52.5298
2026-05-15 13:00 | 38.1608 | 51.369
2026-05-15 14:00 | 37.3811 | 48.1964
2026-05-15 15:00 | 37.2651 | 50.4698
2026-05-15 16:00 | 38.1824 | 52.6181
2026-05-15 17:00 | 40.1954 | 55.4545
2026-05-15 18:00 | 40.1097 | 53.4537
2026-05-15 19:00 | 39.145 | 56.8917
2026-05-15 20:00 | 37.7545 | 58.2978
2026-05-15 21:00 | 36.3645 | 57.2582
2026-05-15 22:00 | 33.5506 | 54.0223
2026-05-15 23:00 | 30.1685 | 50.1988
2026-05-16 | 28.9615 | 48.8187
2026-05-16 01:00 | 27.483 | 46.324
2026-05-16 02:00 | 27.704 | 45.2614
2026-05-16 03:00 | 28.1933 | 45.7332
2026-05-16 04:00 | 28.3113 | 45.4397
2026-05-16 05:00 | 28.9661 | 47.2219
2026-05-16 06:00 | 31.4402 | 51.6966
2026-05-16 07:00 | 36.5262 | 52.2939
2026-05-16 08:00 | 39.7057 | 49.2317
2026-05-16 09:00 | 39.9555 | 44.7209
2026-05-16 10:00 | 39.1795 | 40.322
2026-05-16 11:00 | 37.6368 | 38.6787
2026-05-16 12:00 | 36.2797 | 43.9282
2026-05-16 13:00 | 35.4199 | 41.9943
2026-05-16 14:00 | 34.1453 | 37.608
2026-05-16 15:00 | 34.0426 | 39.5019
2026-05-16 16:00 | 35.5868 | 42.7617
2026-05-16 17:00 | 38.2106 | 48.0632
2026-05-16 18:00 | 39.1536 | 55.1986
2026-05-16 19:00 | 36.9799 | 54.9757
2026-05-16 20:00 | 34.3572 | 54.211
2026-05-16 21:00 | 32.9739 | 52.6741
2026-05-16 22:00 | 30.8644 | 50.827
2026-05-16 23:00 | 28.5703 | 48.7661
2026-05-17 | 27.3564 | 47.8851
2026-05-17 01:00 | 26.3405 | 44.1428
2026-05-17 02:00 | 26.5366 | 43.2669
2026-05-17 03:00 | 27.0117 | 43.6288
2026-05-17 04:00 | 27.2161 | 43.0704
2026-05-17 05:00 | 27.7939 | 44.3977
2026-05-17 06:00 | 30.0059 | 48.2706
2026-05-17 07:00 | 33.8479 | 49.1747
2026-05-17 08:00 | 35.6569 | 48.9665
2026-05-17 09:00 | 35.208 | 50.5786
2026-05-17 10:00 | 34.7904 | 52.0085
2026-05-17 11:00 | 34.0686 | 52.4253
2026-05-17 12:00 | 34.9501 | 39.3239
2026-05-17 13:00 | 34.6735 | 38.7664
2026-05-17 14:00 | 33.6257 | 36.1941
2026-05-17 15:00 | 33.8787 | 40.4974
2026-05-17 16:00 | 36.102 | 44.4658
2026-05-17 17:00 | 39.1954 | 49.4622
2026-05-17 18:00 | 40.3317 | 54.7247
2026-05-17 19:00 | 38.4592 | 54.6374
2026-05-17 20:00 | 36.059 | 53.7643
2026-05-17 21:00 | 34.921 | 51.8851
2026-05-17 22:00 | 32.5597 | 49.7685
2026-05-17 23:00 | 29.8383 | 47.5479
2026-05-18 | 27.9635 | 47.3931
2026-05-18 01:00 | 26.289 | 44.6487
2026-05-18 02:00 | 26.5007 | 42.9297
2026-05-18 03:00 | 26.9804 | 42.2783
2026-05-18 04:00 | 27.0954 | 41.8327
2026-05-18 05:00 | 27.5332 | 42.6783
2026-05-18 06:00 | 28.1917 | 45.0035
2026-05-18 07:00 | 32.2099 | 44.1268
2026-05-18 08:00 | 34.3198 | 41.1046
2026-05-18 09:00 | 35.4019 | 39.4539
2026-05-18 10:00 | 35.9523 | 36.6752
2026-05-18 11:00 | 35.9732 | 37.6595
2026-05-18 12:00 | 34.6921 | 41.1898
2026-05-18 13:00 | 34.8789 | 40.9896
2026-05-18 14:00 | 36.2003 | 40.3317
2026-05-18 15:00 | 37.8817 | 45.3955
2026-05-18 16:00 | 40.8151 | 49.3092
2026-05-18 17:00 | 44.3285 | 52.7015
2026-05-18 18:00 | 45.2453 | 54.368
2026-05-18 19:00 | 43.5924 | 55.6062
2026-05-18 20:00 | 40.6154 | 55.3648
2026-05-18 21:00 | 39.2161 | 55.0611
2026-05-18 22:00 | 36.3568 | 53.0226
2026-05-18 23:00 | 33.2819 | 49.5069
2026-05-19 | 30.1419 | 47.1894
2026-05-19 01:00 | 30.3104 | 45.5049
2026-05-19 02:00 | 30.4059 | 43.9744
2026-05-19 03:00 | 30.9226 | 44.1201
2026-05-19 04:00 | 31.3029 | 43.614
2026-05-19 05:00 | 32.8548 | 45.8739
2026-05-19 06:00 | 36.6074 | 50.0958
2026-05-19 07:00 | 43.3279 | 54.1508
2026-05-19 08:00 | 46.1634 | 53.214
2026-05-19 09:00 | 46.895 | 50.5476
2026-05-19 10:00 | 47.7308 | 47.9311
2026-05-19 11:00 | 47.7479 | 48.8241
2026-05-19 12:00 | 46.2681 | 53.1097
2026-05-19 13:00 | 47.5675 | 51.6113
2026-05-19 14:00 | 48.5174 | 48.6967
2026-05-19 15:00 | 50.1706 | 50.6383
2026-05-19 16:00 | 52.4584 | 53.3224
2026-05-19 17:00 | 54.9467 | 56.1049
2026-05-19 18:00 | 56.9963 | 58.6706
2026-05-19 19:00 | 54.9289 | 59.2186
2026-05-19 20:00 | 51.0704 | 58.4879
2026-05-19 21:00 | 48.1356 | 56.3492
2026-05-19 22:00 | 43.7738 | 53.0511
2026-05-19 23:00 | 38.9027 | 49.2527
2026-05-20 | 34.805 | 47.3396
2026-05-20 01:00 | 32.8933 | 45.1139
2026-05-20 02:00 | 32.6317 | 43.5877
2026-05-20 03:00 | 32.8444 | 43.6056
2026-05-20 04:00 | 32.9602 | 43.3183
2026-05-20 05:00 | 34.3469 | 45.6891
2026-05-20 06:00 | 38.8115 | 51.9025
2026-05-20 07:00 | 45.4556 | 56.9209
2026-05-20 08:00 | 48.1274 | 58.4569
2026-05-20 09:00 | 48.5901 | 60.1196
2026-05-20 10:00 | 48.9767 | 58.9042
2026-05-20 11:00 | 48.8104 | 58.0216
2026-05-20 12:00 | 48.3814 | 51.1743
2026-05-20 13:00 | 49.4342 | 50.8521
2026-05-20 14:00 | 49.8559 | 47.9647
2026-05-20 15:00 | 50.935 | 49.8816
2026-05-20 16:00 | 52.8018 | 52.5185
2026-05-20 17:00 | 55.0792 | 55.9366
2026-05-20 18:00 | 56.2255 | 58.9976
2026-05-20 19:00 | 53.8335 | 59.0867
2026-05-20 20:00 | 49.9057 | 58.6453
2026-05-20 21:00 | 47.1029 | 56.4845
2026-05-20 22:00 | 42.8463 | 53.2864
2026-05-20 23:00 | 38.0259 | 49.5281
2026-05-21 | 34.5372 | 47.316
2026-05-21 01:00 | 33.2505 | 46.5055
2026-05-21 02:00 | 32.9924 | 45.1659
2026-05-21 03:00 | 33.2617 | 45.317
2026-05-21 04:00 | 33.448 | 44.9424
2026-05-21 05:00 | 34.8655 | 47.2284
2026-05-21 06:00 | 38.7263 | 53.3562
2026-05-21 07:00 | 44.9546 | 57.6922
2026-05-21 08:00 | 48.0005 | 58.8041
2026-05-21 09:00 | 48.7925 | 60.3016
2026-05-21 10:00 | 50.0297 | 59.4158
2026-05-21 11:00 | 50.6823 | 58.8057
2026-05-21 12:00 | 51.3067 | 51.7151
2026-05-21 13:00 | 52.5809 | 51.0629
2026-05-21 14:00 | 53.0728 | 48.3288
2026-05-21 15:00 | 54.4896 | 50.5709
2026-05-21 16:00 | 56.1975 | 53.3769
2026-05-21 17:00 | 58.0381 | 55.965
2026-05-21 18:00 | 58.6585 | 58.0482
2026-05-21 19:00 | 56.405 | 58.9588
2026-05-21 20:00 | 52.587 | 58.6414
2026-05-21 21:00 | 50.1674 | 56.6327
2026-05-21 22:00 | 46.015 | 53.4401
2026-05-21 23:00 | 41.067 | 49.7774
2026-05-22 | 36.5428 | 47.3246
2026-05-22 01:00 | 35.0451 | 47.0266
2026-05-22 02:00 | 34.6242 | 45.5866
2026-05-22 03:00 | 34.6679 | 45.8028
2026-05-22 04:00 | 34.7062 | 45.2746
2026-05-22 05:00 | 35.969 | 47.0624
2026-05-22 06:00 | 39.9729 | 51.9341
2026-05-22 07:00 | 46.621 | 56.0628
2026-05-22 08:00 | 50.0307 | 56.348
2026-05-22 09:00 | 51.0873 | 56.6075
2026-05-22 10:00 | 52.2806 | 54.9384
2026-05-22 11:00 | 52.4283 | 55.2035
2026-05-22 12:00 | 51.9299 | 49.4403
2026-05-22 13:00 | 53.0508 | 48.6689
2026-05-22 14:00 | 53.3411 | 45.723
2026-05-22 15:00 | 54.2114 | 47.5877
2026-05-22 16:00 | 55.3774 | 49.8256
2026-05-22 17:00 | 56.9976 | 52.4323
2026-05-22 18:00 | 57.7205 | 55.8276
2026-05-22 19:00 | 55.1375 | 56.0087
2026-05-22 20:00 | 51.0367 | 55.3806
2026-05-22 21:00 | 48.6335 | 53.2545
2026-05-22 22:00 | 44.5357 | 50.3416
2026-05-22 23:00 | 39.7014 | 46.8634
2026-05-23 | 35.0212 | 44.9717
2026-05-23 01:00 | 31.9615 | 43.9207
2026-05-23 02:00 | 31.36 | 42.3577
2026-05-23 03:00 | 31.214 | 42.6542
2026-05-23 04:00 | 30.8452 | 42.0068
2026-05-23 05:00 | 30.9901 | 43.1746
2026-05-23 06:00 | 33.2007 | 45.3895
2026-05-23 07:00 | 37.7312 | 45.9523
2026-05-23 08:00 | 40.2389 | 44.5372
2026-05-23 09:00 | 40.5754 | 43.728
2026-05-23 10:00 | 40.8192 | 41.4442
2026-05-23 11:00 | 40.5038 | 41.6375
2026-05-23 12:00 | 40.5725 | 45.588
2026-05-23 13:00 | 39.6587 | 44.2996
2026-05-23 14:00 | 38.4495 | 40.4729
2026-05-23 15:00 | 38.3451 | 42.6808
2026-05-23 16:00 | 39.6307 | 45.3452
2026-05-23 17:00 | 41.397 | 49.3914
2026-05-23 18:00 | 42.0234 | 52.5545
2026-05-23 19:00 | 39.8884 | 53.0736
2026-05-23 20:00 | 36.4947 | 51.5273
2026-05-23 21:00 | 35.0147 | 50.4193
2026-05-23 22:00 | 32.6412 | 48.5749
2026-05-23 23:00 | 29.7713 | 45.7736
2026-05-24 | 27.8431 | 44.8804
2026-05-24 01:00 | 27.7861 | 41.2281
2026-05-24 02:00 | 27.9238 | 39.9901
2026-05-24 03:00 | 28.3439 | 40.0225
2026-05-24 04:00 | 28.5098 | 39.4483
2026-05-24 05:00 | 28.9944 | 40.4785
2026-05-24 06:00 | 31.5526 | 43.1571
2026-05-24 07:00 | 35.9965 | 44.3722
2026-05-24 08:00 | 39.1573 | 45.677
2026-05-24 09:00 | 41.131 | 46.8088
2026-05-24 10:00 | 42.5769 | 47.1223
2026-05-24 11:00 | 43.6528 | 45.6671
2026-05-24 12:00 | 45.2366 | 41.6998
2026-05-24 13:00 | 46.3768 | 40.1903
2026-05-24 14:00 | 46.7373 | 37.9796
2026-05-24 15:00 | 47.7793 | 40.9164
2026-05-24 16:00 | 50.409 | 43.9919
2026-05-24 17:00 | 53.3805 | 48.7123
2026-05-24 18:00 | 55.4565 | 53.2386
2026-05-24 19:00 | 52.4789 | 52.8731
2026-05-24 20:00 | 48.0926 | 51.4903
2026-05-24 21:00 | 45.5367 | 50.0476
2026-05-24 22:00 | 42.0199 | 48.3562
2026-05-24 23:00 | 38.1181 | 45.5892
2026-05-25 | 35.4978 | 44.8021
2026-05-25 01:00 | 33.8612 | 43.1413
2026-05-25 02:00 | 33.6511 | 41.681
2026-05-25 03:00 | 33.736 | 41.6774
2026-05-25 04:00 | 33.7778 | 41.5897
2026-05-25 05:00 | 35.0577 | 43.6068
2026-05-25 06:00 | 39.255 | 51.4823
2026-05-25 07:00 | 46.58 | 56.5944
2026-05-25 08:00 | 50.2696 | 57.1244
2026-05-25 09:00 | 51.3258 | 58.3674
2026-05-25 10:00 | 52.4593 | 56.9396
2026-05-25 11:00 | 52.6296 | 54.272
2026-05-25 12:00 | 50.7065 | 49.0015
2026-05-25 13:00 | 52.106 | 49.0437
2026-05-25 14:00 | 53.0651 | 45.0189
2026-05-25 15:00 | 54.8003 | 47.5729
2026-05-25 16:00 | 57.2328 | 51.2199
2026-05-25 17:00 | 59.7126 | 56.1025
2026-05-25 18:00 | 60.0448 | 60.4665
2026-05-25 19:00 | 57.2817 | 61.6324
2026-05-25 20:00 | 52.7931 | 60.9487
2026-05-25 21:00 | 49.6975 | 59.0589
2026-05-25 22:00 | 45.1494 | 55.4242
2026-05-25 23:00 | 40.075 | 51.6805
2026-05-26 | 35.1316 | 49.9115
2026-05-26 01:00 | 33.9777 | 46.6197
2026-05-26 02:00 | 33.671 | 45.066
2026-05-26 03:00 | 33.9363 | 44.8547
2026-05-26 04:00 | 34.1708 | 44.2963
2026-05-26 05:00 | 35.5593 | 46.1119
2026-05-26 06:00 | 39.9806 | 51.2689
2026-05-26 07:00 | 46.8384 | 55.7734
2026-05-26 08:00 | 50.0998 | 55.9935
2026-05-26 09:00 | 50.9333 | 55.5277
2026-05-26 10:00 | 52.0698 | 55.1236
2026-05-26 11:00 | 52.5369 | 55.9844
2026-05-26 12:00 | 53.3546 | 53.9267
2026-05-26 13:00 | 54.163 | 53.9668
2026-05-26 14:00 | 53.5392 | 53.1256
2026-05-26 15:00 | 54.055 | 57.2876
2026-05-26 16:00 | 55.0514 | 62.3154
2026-05-26 17:00 | 56.7564 | 67.0347
2026-05-26 18:00 | 58.848 | 71.1115
2026-05-26 19:00 | 56.1647 | 72.094
2026-05-26 20:00 | 52.3066 | 70.1719
2026-05-26 21:00 | 49.636 | 67.2347
2026-05-26 22:00 | 45.3547 | 62.5676
2026-05-26 23:00 | 40.4867 | 57.6675
2026-05-27 | 37.2454 | 53.4783
2026-05-27 01:00 | 36.0256 | 51.1024
2026-05-27 02:00 | 35.5161 | 48.7258
2026-05-27 03:00 | 35.561 | 48.258
2026-05-27 04:00 | 35.5654 | 47.6314
2026-05-27 05:00 | 36.812 | 49.2852
2026-05-27 06:00 | 40.7573 | 54.0915
2026-05-27 07:00 | 47.4964 | 59.3004
2026-05-27 08:00 | 51.1229 | 60.391
2026-05-27 09:00 | 52.185 | 62.23
2026-05-27 10:00 | 53.4701 | 61.8183
2026-05-27 11:00 | 54.3583 | 61.3257
2026-05-27 12:00 | 55.4436 | 59.4382
2026-05-27 13:00 | 56.7643 | 59.15
2026-05-27 14:00 | 57.1254 | 55.793
2026-05-27 15:00 | 58.2207 | 58.3534
2026-05-27 16:00 | 59.6618 | 61.1227
2026-05-27 17:00 | 61.5162 | 65.2827
2026-05-27 18:00 | 62.3658 | 70.7572
2026-05-27 19:00 | 59.3948 | 70.212
2026-05-27 20:00 | 54.8776 | 68.4749
2026-05-27 21:00 | 51.8975 | 65.3808
2026-05-27 22:00 | 47.238 | 61.2918
2026-05-27 23:00 | 41.9479 | 56.7804
2026-05-28 | 38.1999 | 54.1187
2026-05-28 01:00 | 36.18 | 54.5684
2026-05-28 02:00 | 35.584 | 52.5229
2026-05-28 03:00 | 35.5959 | 52.0216
2026-05-28 04:00 | 35.596 | 51.4733
2026-05-28 05:00 | 36.8405 | 53.0304
2026-05-28 06:00 | 42.2096 | 59.1534
2026-05-28 07:00 | 49.0988 | 64.3804
2026-05-28 08:00 | 52.5766 | 65.7808
2026-05-28 09:00 | 53.2182 | 68.588
2026-05-28 10:00 | 54.1168 | 69.9782
2026-05-28 11:00 | 54.7347 | 70.9083
2026-05-28 12:00 | 54.8747 | 74.9323
2026-05-28 13:00 | 55.8387 | 74.9644
2026-05-28 14:00 | 55.7882 | 72.4372
2026-05-28 15:00 | 56.5426 | 74.834
2026-05-28 16:00 | 57.7722 | 78.1466
2026-05-28 17:00 | 59.4193 | 80.6014
2026-05-28 18:00 | 60.6871 | 85.5584
2026-05-28 19:00 | 57.8217 | 84.0075
2026-05-28 20:00 | 53.3851 | 81.646
2026-05-28 21:00 | 50.5758 | 77.7398
2026-05-28 22:00 | 46.1205 | 72.5106
2026-05-28 23:00 | 40.9662 | 67.4246
2026-05-29 | 37.5816 | 63.1245
2026-05-29 01:00 | 34.934 | 59.3621
2026-05-29 02:00 | 34.3722 | 56.0097
2026-05-29 03:00 | 34.2498 | 54.6183
2026-05-29 04:00 | 34.2081 | 53.7696
2026-05-29 05:00 | 35.2433 | 54.7677
2026-05-29 06:00 | 38.4157 | 62.0556
2026-05-29 07:00 | 44.7331 | 67.5829
2026-05-29 08:00 | 47.621 | 70.6717
2026-05-29 09:00 | 47.8428 | 74.8022
2026-05-29 10:00 | 48.1403 | 76.8667
2026-05-29 11:00 | 48.0251 | 77.0743
2026-05-29 12:00 | 47.223 | 73.1123
2026-05-29 13:00 | 47.9616 | 73.701
2026-05-29 14:00 | 48.233 | 72.4557
2026-05-29 15:00 | 49.0588 | 75.9469
2026-05-29 16:00 | 50.6403 | 79.7816
2026-05-29 17:00 | 52.9418 | 83.2854
2026-05-29 18:00 | 53.806 | 87.6383
2026-05-29 19:00 | 51.1418 | 88.0347
2026-05-29 20:00 | 46.4507 | 83.7379
2026-05-29 21:00 | 43.635 | 78.9062
2026-05-29 22:00 | 39.5881 | 72.6318
2026-05-29 23:00 | 34.9401 | 66.3416
2026-05-30 | 31.0406 | 61.9681
2026-05-30 01:00 | 28.9214 | 55.0202
2026-05-30 02:00 | 28.8029 | 51.8653
2026-05-30 03:00 | 29.0167 | 50.3533
2026-05-30 04:00 | 29.033 | 48.7364
2026-05-30 05:00 | 29.3525 | 49.0895
2026-05-30 06:00 | 30.3215 | 52.8285
2026-05-30 07:00 | 35.0515 | 55.3023
2026-05-30 08:00 | 37.769 | 56.9005
2026-05-30 09:00 | 38.6719 | 58.9317
2026-05-30 10:00 | 39.389 | 62.3778
2026-05-30 11:00 | 39.5406 | 65.0889
2026-05-30 12:00 | 39.6592 | 65.4579
2026-05-30 13:00 | 39.8858 | 67.4008
2026-05-30 14:00 | 39.7788 | 66.4285
2026-05-30 15:00 | 40.5767 | 71.1814
2026-05-30 16:00 | 42.9963 | 75.0844
2026-05-30 17:00 | 45.8229 | 78.5426
2026-05-30 18:00 | 46.1918 | 81.1804
2026-05-30 19:00 | 43.3329 | 80.6482
2026-05-30 20:00 | 39.0772 | 76.4067
2026-05-30 21:00 | 36.8988 | 72.7053
2026-05-30 22:00 | 34.256 | 68.0152
2026-05-30 23:00 | 31.2267 | 62.7939
2026-05-31 | 28.9696 | 60.0069
2026-05-31 01:00 | 26.9889 | 53.8728
2026-05-31 02:00 | 26.8472 | 50.6682
2026-05-31 03:00 | 27.086 | 49.1016
2026-05-31 04:00 | 27.0397 | 47.5746
2026-05-31 05:00 | 27.2028 | 47.8109
2026-05-31 06:00 | 29.5683 | 47.9445
2026-05-31 07:00 | 33.8122 | 48.7855
2026-05-31 08:00 | 35.7353 | 48.2637
2026-05-31 09:00 | 35.4903 | 48.624
2026-05-31 10:00 | 35.0209 | 50.454
2026-05-31 11:00 | 34.6609 | 54.0389
2026-05-31 12:00 | 35.9586 | 54.7954
2026-05-31 13:00 | 35.8371 | 57.2055
2026-05-31 14:00 | 35.3292 | 56.9818
2026-05-31 15:00 | 35.9244 | 62.471
2026-05-31 16:00 | 38.0371 | 67.013
2026-05-31 17:00 | 40.7187 | 72.0187
2026-05-31 18:00 | 41.8526 | 74.1736
2026-05-31 19:00 | 39.6984 | 73.4256
2026-05-31 20:00 | 36.5465 | 69.9586
2026-05-31 21:00 | 35.1343 | 66.7713
2026-05-31 22:00 | 32.6131 | 62.4084
2026-05-31 23:00 | 29.6645 | 57.6235
2026-06-01 | 28.0794 | 53.1693
2026-06-01 01:00 | 28.4346 | 53.3426
2026-06-01 02:00 | 28.6345 | 51.3106
2026-06-01 03:00 | 29.1105 | 50.4189
2026-06-01 04:00 | 29.4846 | 49.5052
2026-06-01 05:00 | 30.7655 | 50.9581
2026-06-01 06:00 | 35.2317 | 55.4349
2026-06-01 07:00 | 41.7909 | 59.533
2026-06-01 08:00 | 43.2842 | 60.8419
2026-06-01 09:00 | 42.3597 | 62.0059
2026-06-01 10:00 | 41.7928 | 62.8591
2026-06-01 11:00 | 41.3022 | 63.9987
2026-06-01 12:00 | 42.1137 | 62.734
2026-06-01 13:00 | 42.3451 | 64.6298
2026-06-01 14:00 | 42.055 | 62.7374
2026-06-01 15:00 | 42.9166 | 66.8933
2026-06-01 16:00 | 44.3737 | 70.8839
2026-06-01 17:00 | 45.9214 | 74.9758
2026-06-01 18:00 | 46.2473 | 75.726
2026-06-01 19:00 | 43.8036 | 75.3958
2026-06-01 20:00 | 41.2441 | 72.0591
2026-06-01 21:00 | 39.1493 | 68.0887
2026-06-01 22:00 | 36.2718 | 64.0483
2026-06-01 23:00 | 32.6972 | 59.1977
2026-06-02 | 30.8741 | 56.3638
2026-06-02 01:00 | 29.1581 | 50.3458
2026-06-02 02:00 | 29.2744 | 48.1899
2026-06-02 03:00 | 29.6827 | 47.525
2026-06-02 04:00 | 30.0289 | 46.5396
2026-06-02 05:00 | 31.3523 | 48.0231
2026-06-02 06:00 | 35.9011 | 54.2952
2026-06-02 07:00 | 42.3021 | 59.0546
2026-06-02 08:00 | 43.6547 | 62.5441
2026-06-02 09:00 | 42.6744 | 65.5001
2026-06-02 10:00 | 41.886 | 66.8717
2026-06-02 11:00 | 41.1803 | 66.5967
2026-06-02 12:00 | 41.9846 | 57.7719
2026-06-02 13:00 | 42.1103 | 57.8387
2026-06-02 14:00 | 41.8912 | 54.8862
2026-06-02 15:00 | 42.6259 | 57.9483
2026-06-02 16:00 | 43.9591 | 61.4648
2026-06-02 17:00 | 45.6724 | 64.2317
2026-06-02 18:00 | 45.8917 | 67.3108
2026-06-02 19:00 | 43.9414 | 66.1089
2026-06-02 20:00 | 41.6711 | 63.6929
2026-06-02 21:00 | 40.0714 | 60.6297
2026-06-02 22:00 | 37.2155 | 57.763
2026-06-02 23:00 | 33.4904 | 54.0554
2026-06-03 | 31.3151 | 52.3035
2026-06-03 01:00 | 29.1921 | 47.5638
2026-06-03 02:00 | 29.2646 | 46.2364
2026-06-03 03:00 | 29.6476 | 45.9516
2026-06-03 04:00 | 29.9577 | 45.5526
2026-06-03 05:00 | 31.2147 | 47.2203
2026-06-03 06:00 | 35.9092 | 52.9071
2026-06-03 07:00 | 42.228 | 56.0875
2026-06-03 08:00 | 43.6245 | 54.1835
2026-06-03 09:00 | 42.7735 | 49.5621
2026-06-03 10:00 | 41.9364 | 45.9022
2026-06-03 11:00 | 41.0055 | 46.3523
2026-06-03 12:00 | 41.3226 | 49.7812
2026-06-03 13:00 | 41.4736 | 49.3767
2026-06-03 14:00 | 41.1243 | 45.3401
2026-06-03 15:00 | 41.7475 | 47.8479
2026-06-03 16:00 | 43.1586 | 51.8807
2026-06-03 17:00 | 44.9528 | 57.1871
2026-06-03 18:00 | 45.1543 | 58.6503
2026-06-03 19:00 | 43.1212 | 60.0403
2026-06-03 20:00 | 40.9235 | 59.0578
2026-06-03 21:00 | 39.3316 | 57.6096
2026-06-03 22:00 | 36.5783 | 55.2439
2026-06-03 23:00 | 32.9814 | 51.7129
2026-06-04 | 31.0478 | 51.1035
2026-06-04 01:00 | 29.2038 | 48.8571
2026-06-04 02:00 | 29.2189 | 47.4764
2026-06-04 03:00 | 29.5505 | 47.2159
2026-06-04 04:00 | 29.8271 | 46.9783
2026-06-04 05:00 | 31.0583 | 48.429
2026-06-04 06:00 | 34.1682 | 52.839
2026-06-04 07:00 | 40.8414 | 56.1061
2026-06-04 08:00 | 43.2219 | 54.1161
2026-06-04 09:00 | 43.5507 | 52.16
2026-06-04 10:00 | 43.4178 | 49.9602
2026-06-04 11:00 | 42.8056 | 50.1489
2026-06-04 12:00 | 41.9907 | 52.3547
2026-06-04 13:00 | 42.5468 | 52.4129
2026-06-04 14:00 | 42.9497 | 48.5435
2026-06-04 15:00 | 44.1135 | 51.1349
2026-06-04 16:00 | 45.9852 | 54.9137
2026-06-04 17:00 | 48.0394 | 58.8925
2026-06-04 18:00 | 47.5941 | 62.5276
2026-06-04 19:00 | 45.1606 | 63.7566
2026-06-04 20:00 | 42.3819 | 62.6375
2026-06-04 21:00 | 40.2601 | 60.9146
2026-06-04 22:00 | 37.3017 | 58.0551
2026-06-04 23:00 | 33.5225 | 54.4494
2026-06-05 | 31.9793 | 52.705
2026-06-05 01:00 | 30.7069 | 50.7996
2026-06-05 02:00 | 30.5758 | 49.6684
2026-06-05 03:00 | 30.8359 | 49.4343
2026-06-05 04:00 | 31.0637 | 48.8889
2026-06-05 05:00 | 32.2583 | 50.1499
2026-06-05 06:00 | 36.8862 | 55.8342
2026-06-05 07:00 | 43.9814 | 59.9597
2026-06-05 08:00 | 46.834 | 61.5685
2026-06-05 09:00 | 47.5466 | 62.1554
2026-06-05 10:00 | 48.0366 | 62.7327
2026-06-05 11:00 | 47.8434 | 61.5787
2026-06-05 12:00 | 46.7083 | 58.9412
2026-06-05 13:00 | 47.6108 | 58.2401
2026-06-05 14:00 | 48.1207 | 55.8444
2026-06-05 15:00 | 49.1716 | 58.0983
2026-06-05 16:00 | 50.74 | 60.2438
2026-06-05 17:00 | 52.5746 | 62.5741
2026-06-05 18:00 | 53.0709 | 66.3386
2026-06-05 19:00 | 50.4905 | 66.2777
2026-06-05 20:00 | 46.6585 | 64.7767
2026-06-05 21:00 | 43.9874 | 62.7012
2026-06-05 22:00 | 40.3942 | 59.637
2026-06-05 23:00 | 35.9606 | 55.9204
2026-06-06 | 33.6442 | 51.9727
2026-06-06 01:00 | 31.1778 | 49.1308
2026-06-06 02:00 | 30.5955 | 47.0162
2026-06-06 03:00 | 30.3563 | 47.2809
2026-06-06 04:00 | 30.148 | 46.7749
2026-06-06 05:00 | 30.2088 | 47.7988
2026-06-06 06:00 | 32.2861 | 50.7844
2026-06-06 07:00 | 38.0034 | 52.2862
2026-06-06 08:00 | 41.7711 | 53.0726
2026-06-06 09:00 | 43.5483 | 54.4721
2026-06-06 10:00 | 43.9712 | 56.3257
2026-06-06 11:00 | 43.3635 | 58.662
2026-06-06 12:00 | 41.8463 | 59.2774
2026-06-06 13:00 | 41.9456 | 60.9096
2026-06-06 14:00 | 42.1999 | 59.9227
2026-06-06 15:00 | 43.2425 | 64.5
2026-06-06 16:00 | 45.4557 | 68.3578
2026-06-06 17:00 | 47.9739 | 71.7492
2026-06-06 18:00 | 49.5173 | 73.1042
2026-06-06 19:00 | 46.7781 | 72.1708
2026-06-06 20:00 | 42.6324 | 67.779
2026-06-06 21:00 | 40.4547 | 64.4047
2026-06-06 22:00 | 37.9019 | 62.0802
2026-06-06 23:00 | 34.6082 | 58.2487
2026-06-07 | 30.9373 | 56.8729
2026-06-07 01:00 | 30.6378 | 53.3
2026-06-07 02:00 | 30.3319 | 50.8145
2026-06-07 03:00 | 30.3089 | 49.8726
2026-06-07 04:00 | 30.2381 | 48.8135
2026-06-07 05:00 | 30.3834 | 49.2633
2026-06-07 06:00 | 32.4422 | 52.5964
2026-06-07 07:00 | 37.4622 | 54.507
2026-06-07 08:00 | 41.3126 | 57.167
2026-06-07 09:00 | 43.7161 | 61.4679
2026-06-07 10:00 | 45.1078 | 64.8468
2026-06-07 11:00 | 46.2451 | 66.0358
2026-06-07 12:00 | 48.1317 | 67.6572
2026-06-07 13:00 | 48.9805 | 68.3407
2026-06-07 14:00 | 49.6361 | 67.2444
2026-06-07 15:00 | 50.7157 | 71.4558
2026-06-07 16:00 | 53.3744 | 73.7674
2026-06-07 17:00 | 56.2105 | 76.5519
2026-06-07 18:00 | 54.454 | 80.6328
2026-06-07 19:00 | 51.153 | 77.8267
2026-06-07 20:00 | 47.3365 | 74.6957
2026-06-07 21:00 | 45.3168 | 71.8173
2026-06-07 22:00 | 42.4984 | 69.1395
2026-06-07 23:00 | 38.9083 | 65.5957
2026-06-08 | 36.6486 | 61.7169
2026-06-08 01:00 | 34.3711 | 57.8653
2026-06-08 02:00 | 33.9172 | 55.2658
2026-06-08 03:00 | 33.8066 | 53.9545
2026-06-08 04:00 | 33.7479 | 52.8846
2026-06-08 05:00 | 34.8134 | 54.1133
2026-06-08 06:00 | 38.6548 | 61.4618
2026-06-08 07:00 | 45.4849 | 67.0812
2026-06-08 08:00 | 48.4295 | 70.7376
2026-06-08 09:00 | 48.836 | 75.472
2026-06-08 10:00 | 49.0952 | 77.5244
2026-06-08 11:00 | 48.962 | 77.4612
2026-06-08 12:00 | 49.2879 | 76.7752
2026-06-08 13:00 | 49.9409 | 77.2637
2026-06-08 14:00 | 50.2033 | 74.6811
2026-06-08 15:00 | 51.4584 | 77.0942
2026-06-08 16:00 | 53.0393 | 79.9316
2026-06-08 17:00 | 54.6596 | 82.6818
2026-06-08 18:00 | 55.748 | 85.4246
2026-06-08 19:00 | 53.0083 | 83.4094
2026-06-08 20:00 | 49.1684 | 79.9754
2026-06-08 21:00 | 46.5703 | 76.0062
2026-06-08 22:00 | 42.9221 | 71.5636
2026-06-08 23:00 | 38.4371 | 66.7173
2026-06-09 | 34.1271 | 63.6719
2026-06-09 01:00 | 31.4005 | 56.9609
2026-06-09 02:00 | 31.0445 | 53.8277
2026-06-09 03:00 | 31.1512 | 52.4931
2026-06-09 04:00 | 31.2821 | 51.3819
2026-06-09 05:00 | 32.377 | 52.4497
2026-06-09 06:00 | 37.0892 | 56.0836
2026-06-09 07:00 | 43.4738 | 60.3601
2026-06-09 08:00 | 45.3235 | 60.99
2026-06-09 09:00 | 44.8837 | 61.4103
2026-06-09 10:00 | 44.4154 | 61.6706
2026-06-09 11:00 | 44.1592 | 63.6041
2026-06-09 12:00 | 42.8472 | 65.4109
2026-06-09 13:00 | 43.0949 | 65.9384
2026-06-09 14:00 | 42.6987 | 63.1332
2026-06-09 15:00 | 43.6426 | 67.0207
2026-06-09 16:00 | 45.1276 | 69.9476
2026-06-09 17:00 | 46.9722 | 72.3295
2026-06-09 18:00 | 46.9911 | 73.5487
2026-06-09 19:00 | 44.1408 | 72.6726
2026-06-09 20:00 | 41.3871 | 69.1129
2026-06-09 21:00 | 39.1807 | 65.1649
2026-06-09 22:00 | 36.3802 | 61.8422
2026-06-09 23:00 | 32.8564 | 57.2037
2026-06-10 | 31.6158 | 55.8356
2026-06-10 01:00 | 29.8765 | 51.6004
2026-06-10 02:00 | 29.9036 | 49.3283
2026-06-10 03:00 | 30.2685 | 48.7004
2026-06-10 04:00 | 30.5554 | 47.8237
2026-06-10 05:00 | 31.766 | 48.7782
2026-06-10 06:00 | 36.073 | 53.7604
2026-06-10 07:00 | 42.7374 | 57.3976
2026-06-10 08:00 | 44.7217 | 57.1094
2026-06-10 09:00 | 43.9599 | 56.2264
2026-06-10 10:00 | 43.034 | 54.7249
2026-06-10 11:00 | 42.1529 | 55.6299
2026-06-10 12:00 | 42.0492 | 58.342
2026-06-10 13:00 | 42.2742 | 58.2459
2026-06-10 14:00 | 41.8938 | 54.6564
2026-06-10 15:00 | 42.296 | 57.0762
2026-06-10 16:00 | 43.6389 | 59.9922
2026-06-10 17:00 | 45.6349 | 64.0495
2026-06-10 18:00 | 46.3348 | 66.5302
2026-06-10 19:00 | 43.8752 | 67.5123
2026-06-10 20:00 | 41.2447 | 65.2393
2026-06-10 21:00 | 39.3468 | 63.1968
2026-06-10 22:00 | 36.4616 | 59.9381
2026-06-10 23:00 | 32.8474 | 55.3364
2026-06-11 | 30.9468 | 52.834
2026-06-11 01:00 | 29.3627 | 49.2521
2026-06-11 02:00 | 29.4372 | 47.5172
2026-06-11 03:00 | 29.7621 | 47.0235
2026-06-11 04:00 | 30.0461 | 46.398
2026-06-11 05:00 | 31.3071 | 47.7732
2026-06-11 06:00 | 36.4493 | 52.6251
2026-06-11 07:00 | 43.2213 | 55.8464
2026-06-11 08:00 | 45.4063 | 54.1405
2026-06-11 09:00 | 45.2197 | 52.6126
2026-06-11 10:00 | 44.4366 | 50.6758
2026-06-11 11:00 | 43.2588 | 50.7908
2026-06-11 12:00 | 42.8025 | 56.5788
2026-06-11 13:00 | 43.0286 | 56.6033
2026-06-11 14:00 | 42.7596 | 52.6354
2026-06-11 15:00 | 43.229 | 55.2984
2026-06-11 16:00 | 44.4817 | 58.9062
2026-06-11 17:00 | 46.1467 | 62.9204
2026-06-11 18:00 | 46.7777 | 66.7683
2026-06-11 19:00 | 44.1602 | 67.2417
2026-06-11 20:00 | 41.462 | 65.1207
2026-06-11 21:00 | 39.408 | 62.6633
2026-06-11 22:00 | 36.53 | 59.5218
2026-06-11 23:00 | 32.8796 | 55.694
2026-06-12 | 31.7253 | 53.5581
2026-06-12 01:00 | 31.7741 | 51.3931
2026-06-12 02:00 | 31.7358 | 50.2275
2026-06-12 03:00 | 32.1913 | 49.5781
2026-06-12 04:00 | 32.5591 | 48.9797
2026-06-12 05:00 | 33.9166 | 49.9927
2026-06-12 06:00 | 39.2467 | 58.8514
2026-06-12 07:00 | 46.5363 | 63.8933
2026-06-12 08:00 | 49.9638 | 66.6043
2026-06-12 09:00 | 51.1658 | 70.5785
2026-06-12 10:00 | 52.6145 | 72.4144
2026-06-12 11:00 | 53.4128 | 71.7415
2026-06-12 12:00 | 54.0837 | 70.9885
2026-06-12 13:00 | 55.354 | 71.4923
2026-06-12 14:00 | 55.7043 | 69.6656
2026-06-12 15:00 | 56.606 | 72.3363
2026-06-12 16:00 | 57.9059 | 75.5546
2026-06-12 17:00 | 59.3604 | 77.7518
2026-06-12 18:00 | 61.4289 | 81.6323
2026-06-12 19:00 | 59.1731 | 80.8912
2026-06-12 20:00 | 55.1839 | 78.0428
2026-06-12 21:00 | 52.5859 | 74.3488
2026-06-12 22:00 | 48.5159 | 70.1158
2026-06-12 23:00 | 43.4308 | 65.4794
2026-06-13 | 38.7795 | 62.721
2026-06-13 01:00 | 36.5476 | 58.3445
2026-06-13 02:00 | 35.4533 | 55.0437
2026-06-13 03:00 | 34.8714 | 53.8407
2026-06-13 04:00 | 34.4303 | 52.6893
2026-06-13 05:00 | 34.4051 | 52.9443
2026-06-13 06:00 | 36.4278 | 53.5784
2026-06-13 07:00 | 41.9383 | 55.6014
2026-06-13 08:00 | 46.0132 | 58.0389
2026-06-13 09:00 | 47.688 | 60.6946
2026-06-13 10:00 | 48.4037 | 63.8077
2026-06-13 11:00 | 48.9429 | 66.6131
2026-06-13 12:00 | 49.2346 | 70.9754
2026-06-13 13:00 | 49.5209 | 71.2953
2026-06-13 14:00 | 49.9028 | 69.9976
2026-06-13 15:00 | 50.9342 | 74.0872
2026-06-13 16:00 | 52.8564 | 76.7672
2026-06-13 17:00 | 54.8647 | 80.1668
2026-06-13 18:00 | 56.3 | 81.4162
2026-06-13 19:00 | 52.9979 | 79.1533
2026-06-13 20:00 | 48.311 | 75.1884
2026-06-13 21:00 | 45.4629 | 71.9318
2026-06-13 22:00 | 42.0256 | 68.8752
2026-06-13 23:00 | 37.9784 | 65.0753
2026-06-14 | 34.7659 | 61.0134
2026-06-14 01:00 | 32.711 | 57.5252
2026-06-14 02:00 | 31.9409 | 54.7022
2026-06-14 03:00 | 31.5602 | 52.6435
2026-06-14 04:00 | 31.1456 | 50.6186
2026-06-14 05:00 | 31.0128 | 49.8207
2026-06-14 06:00 | 32.8343 | 51.5772
2026-06-14 07:00 | 38.2915 | 51.4116
2026-06-14 08:00 | 42.4018 | 50.3021
2026-06-14 09:00 | 44.677 | 50.0326
2026-06-14 10:00 | 45.8269 | 51.7386
2026-06-14 11:00 | 46.0625 | 53.9137
2026-06-14 12:00 | 45.8133 | 54.0637
2026-06-14 13:00 | 46.1213 | 56.2988
2026-06-14 14:00 | 46.1807 | 55.1367
2026-06-14 15:00 | 47.153 | 60.8132
2026-06-14 16:00 | 49.7902 | 64.2494
2026-06-14 17:00 | 52.7403 | 66.8098
2026-06-14 18:00 | 54.9487 | 68.6739
2026-06-14 19:00 | 52.0816 | 69.0988
2026-06-14 20:00 | 47.2145 | 64.9073
2026-06-14 21:00 | 44.428 | 61.3563
2026-06-14 22:00 | 41.2784 | 58.5028
2026-06-14 23:00 | 37.3554 | 54.0311
2026-06-15 | 34.0892 | 50.4747
2026-06-15 01:00 | 33.0771 | 49.8698
2026-06-15 02:00 | 32.6605 | 48.2657
2026-06-15 03:00 | 32.6946 | 48.1307
2026-06-15 04:00 | 32.7199 | 46.9937
2026-06-15 05:00 | 33.7681 | 48.5108
2026-06-15 06:00 | 38.308 | 53.6076
2026-06-15 07:00 | 45.2635 | 56.8813
2026-06-15 08:00 | 48.8605 | 56.3857
2026-06-15 09:00 | 49.9073 | 55.268
2026-06-15 10:00 | 50.8202 | 53.4098
2026-06-15 11:00 | 51.3502 | 55.3728
2026-06-15 12:00 | 51.2788 | 56.2874
2026-06-15 13:00 | 52.5312 | 56.2641
2026-06-15 14:00 | 53.2799 | 52.5176
2026-06-15 15:00 | 55.0101 | 54.7711
2026-06-15 16:00 | 57.159 | 57.9124
2026-06-15 17:00 | 59.3516 | 62.2187
2026-06-15 18:00 | 60.6125 | 64.3771
2026-06-15 19:00 | 57.8683 | 65.1477
2026-06-15 20:00 | 53.319 | 62.6258
2026-06-15 21:00 | 50.2267 | 60.5493
2026-06-15 22:00 | 46.0202 | 57.525
2026-06-15 23:00 | 40.9149 | 53.0381
2026-06-16 | 36.6639 | 50.5483
2026-06-16 01:00 | 34.8081 | 47.6018
2026-06-16 02:00 | 34.3025 | 46.1203
2026-06-16 03:00 | 34.3393 | 46.0224
2026-06-16 04:00 | 34.381 | 45.4865
2026-06-16 05:00 | 35.5567 | 47.1452
2026-06-16 06:00 | 40.9343 | 53.225
2026-06-16 07:00 | 48.3119 | 57.7391
2026-06-16 08:00 | 52.1698 | 60.3035
2026-06-16 09:00 | 53.5776 | 62.9192
2026-06-16 10:00 | 54.7358 | 63.2818
2026-06-16 11:00 | 55.1426 | 62.6189
2026-06-16 12:00 | 55.4429 | 56.8788
2026-06-16 13:00 | 56.5358 | 57.0001
2026-06-16 14:00 | 56.701 | 52.6838
2026-06-16 15:00 | 57.779 | 54.7194
2026-06-16 16:00 | 59.1869 | 58.2675
2026-06-16 17:00 | 60.9226 | 61.8545
2026-06-16 18:00 | 62.9605 | 64.6699
2026-06-16 19:00 | 59.9494 | 65.0397
2026-06-16 20:00 | 55.6191 | 62.6321
2026-06-16 21:00 | 52.5347 | 60.547
2026-06-16 22:00 | 48.1964 | 57.6871
2026-06-16 23:00 | 42.9815 | 54.0731
2026-06-17 | 39.7067 | 51.3862
2026-06-17 01:00 | 36.7537 | 46.2714
2026-06-17 02:00 | 35.9608 | 45.1997
2026-06-17 03:00 | 35.6568 | 45.1006
2026-06-17 04:00 | 35.4237 | 44.9204
2026-06-17 05:00 | 36.379 | 46.5632
2026-06-17 06:00 | 40.6205 | 51.2384
2026-06-17 07:00 | 48.0368 | 55.1286
2026-06-17 08:00 | 51.9967 | 55.1939
2026-06-17 09:00 | 53.5125 | 54.0339
2026-06-17 10:00 | 54.511 | 52.9872
2026-06-17 11:00 | 54.834 | 52.8241
2026-06-17 12:00 | 55.1441 | 54.5976
2026-06-17 13:00 | 55.9608 | 54.0885
2026-06-17 14:00 | 55.9132 | 50.8946
2026-06-17 15:00 | 56.6701 | 52.517
2026-06-17 16:00 | 58.0615 | 55.3752
2026-06-17 17:00 | 59.8739 | 59.0064
2026-06-17 18:00 | 59.5716 | 60.585
2026-06-17 19:00 | 56.252 | 62.3781
2026-06-17 20:00 | 52.0732 | 60.7876
2026-06-17 21:00 | 49.1805 | 59.537
2026-06-17 22:00 | 45.1178 | 56.8406
2026-06-17 23:00 | 40.219 | 52.6647
2026-06-18 | 38.0459 | 50.6981
2026-06-18 01:00 | 35.357 | 46.8291
2026-06-18 02:00 | 34.6596 | 45.396
2026-06-18 03:00 | 34.4447 | 45.3231
2026-06-18 04:00 | 34.317 | 44.8436
2026-06-18 05:00 | 35.2777 | 46.535
2026-06-18 06:00 | 39.5891 | 52.7175
2026-06-18 07:00 | 46.4919 | 56.5301
2026-06-18 08:00 | 49.8512 | 55.2557
2026-06-18 09:00 | 50.7063 | 53.4444
2026-06-18 10:00 | 51.0814 | 50.9623
2026-06-18 11:00 | 50.913 | 50.6974
2026-06-18 12:00 | 50.5333 | 52.8992
2026-06-18 13:00 | 51.1783 | 51.9101
2026-06-18 14:00 | 51.2501 | 48.3495
2026-06-18 15:00 | 52.2958 | 50.6366
2026-06-18 16:00 | 53.8027 | 53.8021
2026-06-18 17:00 | 55.612 | 57.8893
2026-06-18 18:00 | 57.1434 | 61.1013
2026-06-18 19:00 | 54.4018 | 62.8836
2026-06-18 20:00 | 50.1585 | 61.5615
2026-06-18 21:00 | 47.3727 | 60.2509
2026-06-18 22:00 | 43.5366 | 57.4665
2026-06-18 23:00 | 38.7463 | 53.5122
2026-06-19 | 35.563 | 51.9491
2026-06-19 01:00 | 33.0898 | 47.2914
2026-06-19 02:00 | 32.6132 | 45.6482
2026-06-19 03:00 | 32.5617 | 45.2561
2026-06-19 04:00 | 32.504 | 44.5311
2026-06-19 05:00 | 33.4504 | 45.7401
2026-06-19 06:00 | 37.5735 | 53.0095
2026-06-19 07:00 | 43.4292 | 57.215
2026-06-19 08:00 | 45.2434 | 57.2465
2026-06-19 09:00 | 44.7766 | 57.1127
2026-06-19 10:00 | 44.4557 | 55.3649
2026-06-19 11:00 | 44.3719 | 54.3965
2026-06-19 12:00 | 44.8873 | 51.7327
2026-06-19 13:00 | 44.8197 | 50.5333
2026-06-19 14:00 | 44.3913 | 46.9468
2026-06-19 15:00 | 44.5841 | 49.2655
2026-06-19 16:00 | 45.3351 | 52.0119
2026-06-19 17:00 | 46.6349 | 56.1614
2026-06-19 18:00 | 46.6849 | 60.0682
2026-06-19 19:00 | 44.6259 | 62.0183
2026-06-19 20:00 | 41.6618 | 60.3836
2026-06-19 21:00 | 39.9508 | 58.9675
2026-06-19 22:00 | 36.9998 | 56.1905
2026-06-19 23:00 | 33.132 | 52.1998
2026-06-20 | 30.6544 | 51.059
2026-06-20 01:00 | 27.6945 | 45.0457
2026-06-20 02:00 | 27.6096 | 43.2703
2026-06-20 03:00 | 27.8255 | 43.3656
2026-06-20 04:00 | 27.8359 | 42.8026
2026-06-20 05:00 | 28.0937 | 43.6573
2026-06-20 06:00 | 30.4357 | 45.1023
2026-06-20 07:00 | 35.1357 | 46.7331
2026-06-20 08:00 | 36.913 | 47.2745
2026-06-20 09:00 | 36.8618 | 49.1758
2026-06-20 10:00 | 36.509 | 50.3091
2026-06-20 11:00 | 36.2045 | 52.5
2026-06-20 12:00 | 37.0163 | 52.2213
2026-06-20 13:00 | 36.8033 | 53.1566
2026-06-20 14:00 | 35.9254 | 52.0118
2026-06-20 15:00 | 36.3548 | 56.9956
2026-06-20 16:00 | 38.245 | 61.8876
2026-06-20 17:00 | 40.6397 | 67.2777
2026-06-20 18:00 | 41.6035 | 69.233
2026-06-20 19:00 | 39.4516 | 68.5042
2026-06-20 20:00 | 36.5069 | 64.403
2026-06-20 21:00 | 35.1709 | 61.6766
2026-06-20 22:00 | 33.2645 | 59.5083
2026-06-20 23:00 | 30.6012 | 55.9179
2026-06-21 | 28.9031 | 53.5012
2026-06-21 01:00 | 27.1724 | 48.8963
2026-06-21 02:00 | 27.0299 | 46.6296
2026-06-21 03:00 | 27.1401 | 45.8811
2026-06-21 04:00 | 27.1024 | 45.043
2026-06-21 05:00 | 27.1957 | 45.5516
2026-06-21 06:00 | 28.5007 | 46.9806
2026-06-21 07:00 | 33.2562 | 48.2858
2026-06-21 08:00 | 36.167 | 49.499
2026-06-21 09:00 | 37.3255 | 52.175
2026-06-21 10:00 | 37.5495 | 54.3735
2026-06-21 11:00 | 37.6118 | 56.9955
2026-06-21 12:00 | 37.3023 | 58.2546
2026-06-21 13:00 | 37.9223 | 59.323
2026-06-21 14:00 | 38.6994 | 59.59
2026-06-21 15:00 | 40.3478 | 65.0443
2026-06-21 16:00 | 43.4936 | 69.4606
2026-06-21 17:00 | 46.8781 | 74.9257
2026-06-21 18:00 | 48.7097 | 78.7481
2026-06-21 19:00 | 46.2083 | 78.1243
2026-06-21 20:00 | 42.1186 | 74.2448
2026-06-21 21:00 | 39.8424 | 71.2411
2026-06-21 22:00 | 37.1162 | 68.152
2026-06-21 23:00 | 33.7156 | 63.9049
2026-06-22 | 30.5847 | 59.1059
2026-06-22 01:00 | 29.6649 | 55.785
2026-06-22 02:00 | 29.6812 | 53.6115
2026-06-22 03:00 | 30.026 | 52.5069
2026-06-22 04:00 | 30.2985 | 51.5093
2026-06-22 05:00 | 31.5265 | 52.7791
2026-06-22 06:00 | 36.3798 | 57.0546
2026-06-22 07:00 | 43.7942 | 61.7447
2026-06-22 08:00 | 46.788 | 62.9662
2026-06-22 09:00 | 47.5591 | 64.7597
2026-06-22 10:00 | 47.9984 | 65.7584
2026-06-22 11:00 | 47.7029 | 68.5918
2026-06-22 12:00 | 47.2074 | 69.7311
2026-06-22 13:00 | 48.0683 | 71.0992
2026-06-22 14:00 | 48.339 | 70.4686
2026-06-22 15:00 | 49.5618 | 74.7862
2026-06-22 16:00 | 51.5514 | 80.4603
2026-06-22 17:00 | 53.6299 | 86.1582
2026-06-22 18:00 | 55.2752 | 88.8708
2026-06-22 19:00 | 52.7453 | 88.9517
2026-06-22 20:00 | 48.8624 | 84.7318
2026-06-22 21:00 | 45.9627 | 80.3941
2026-06-22 22:00 | 42.1226 | 75.0646
2026-06-22 23:00 | 37.4902 | 69.307
2026-06-23 | 34.5123 | 64.2036
2026-06-23 01:00 | 33.076 | 59.8904
2026-06-23 02:00 | 32.7211 | 56.9062
2026-06-23 03:00 | 32.8705 | 55.3923
2026-06-23 04:00 | 32.9982 | 54.2873
2026-06-23 05:00 | 34.2462 | 55.3637
2026-06-23 06:00 | 39.4166 | 59.5184
2026-06-23 07:00 | 46.9109 | 64.6481
2026-06-23 08:00 | 50.4735 | 66.557
2026-06-23 09:00 | 51.7603 | 68.8061
2026-06-23 10:00 | 52.892 | 70.1838
2026-06-23 11:00 | 53.2895 | 73.9076
2026-06-23 12:00 | 52.6019 | 75.8943
2026-06-23 13:00 | 53.943 | 77.1858
2026-06-23 14:00 | 54.7153 | 76.7408
2026-06-23 15:00 | 56.4375 | 81.4409
2026-06-23 16:00 | 58.4527 | 87.3364
2026-06-23 17:00 | 60.5904 | 92.1633
2026-06-23 18:00 | 62.6841 | 94.2442
2026-06-23 19:00 | 59.9681 | 94.0371
2026-06-23 20:00 | 55.2915 | 89.4549
2026-06-23 21:00 | 52.019 | 85.0024
2026-06-23 22:00 | 47.524 | 79.2139
2026-06-23 23:00 | 42.1157 | 73.1122
2026-06-24 | 38.6488 | 67.7681
2026-06-24 01:00 | 36.8801 | 62.4794
2026-06-24 02:00 | 36.1902 | 59.1275
2026-06-24 03:00 | 36.0162 | 57.3173
2026-06-24 04:00 | 35.8762 | 56.2632
2026-06-24 05:00 | 36.9371 | 57.1819
2026-06-24 06:00 | 42.4936 | 64.0458
2026-06-24 07:00 | 50.3863 | 69.5577
2026-06-24 08:00 | 54.6419 | 73.0117
2026-06-24 09:00 | 56.4043 | 77.4543
2026-06-24 10:00 | 57.8972 | 79.6912
2026-06-24 11:00 | 58.7944 | 81.5179
2026-06-24 12:00 | 59.3577 | 82.2248
2026-06-24 13:00 | 60.4598 | 83.188
2026-06-24 14:00 | 60.4052 | 81.6137
2026-06-24 15:00 | 61.1753 | 84.7335
2026-06-24 16:00 | 62.3187 | 88.1535
2026-06-24 17:00 | 63.7388 | 91.5624
2026-06-24 18:00 | 66.5563 | 94.4254
2026-06-24 19:00 | 63.5766 | 92.4162
2026-06-24 20:00 | 58.6047 | 88.619
2026-06-24 21:00 | 55.2765 | 84.6629
2026-06-24 22:00 | 50.51 | 79.0644
2026-06-24 23:00 | 44.7752 | 73.3265
2026-06-25 | 40.9335 | 68.7633
2026-06-25 01:00 | 39.1408 | 63.3631
2026-06-25 02:00 | 38.1567 | 59.9146
2026-06-25 03:00 | 37.8187 | 58.2149
2026-06-25 04:00 | 37.5573 | 57.0528
2026-06-25 05:00 | 38.5724 | 58.1857
2026-06-25 06:00 | 43.7635 | 63.9297
2026-06-25 07:00 | 51.4291 | 68.8143
2026-06-25 08:00 | 56.0872 | 71.4772
2026-06-25 09:00 | 58.1066 | 74.3598
2026-06-25 10:00 | 60.0203 | 76.5722
2026-06-25 11:00 | 61.3124 | 79.428
2026-06-25 12:00 | 62.5462 | 79.7892
2026-06-25 13:00 | 63.7861 | 81.6584
2026-06-25 14:00 | 63.8992 | 81.2568
2026-06-25 15:00 | 64.8453 | 85.1633
2026-06-25 16:00 | 66.1749 | 89.897
2026-06-25 17:00 | 67.6679 | 93.7366
2026-06-25 18:00 | 67.9299 | 95.7727
2026-06-25 19:00 | 64.7879 | 94.9764
2026-06-25 20:00 | 59.9088 | 90.8891
2026-06-25 21:00 | 56.6823 | 86.8559
2026-06-25 22:00 | 51.9495 | 80.6731
2026-06-25 23:00 | 46.2123 | 74.703
2026-06-26 | 42.8093 | 68.1995
2026-06-26 01:00 | 39.4018 | 62.6966
2026-06-26 02:00 | 38.2486 | 59.2955
2026-06-26 03:00 | 37.6207 | 57.6728
2026-06-26 04:00 | 37.2051 | 56.5252
2026-06-26 05:00 | 37.9649 | 57.3897
2026-06-26 06:00 | 41.2836 | 61.376
2026-06-26 07:00 | 47.9012 | 65.8514
2026-06-26 08:00 | 51.4874 | 68.0033
2026-06-26 09:00 | 52.4314 | 69.9573
2026-06-26 10:00 | 53.0969 | 71.615
2026-06-26 11:00 | 53.2691 | 74.0103
2026-06-26 12:00 | 53.4859 | 72.6209
2026-06-26 13:00 | 54.1839 | 74.7303
2026-06-26 14:00 | 54.4025 | 74.2531
2026-06-26 15:00 | 55.3371 | 78.1901
2026-06-26 16:00 | 56.4668 | 82.039
2026-06-26 17:00 | 58.0804 | 85.2298
2026-06-26 18:00 | 59.2113 | 84.5294
2026-06-26 19:00 | 56.2536 | 84.0145
2026-06-26 20:00 | 51.2856 | 79.9539
2026-06-26 21:00 | 48.3093 | 75.9155
2026-06-26 22:00 | 44.2446 | 70.9052
2026-06-26 23:00 | 39.253 | 65.4356
2026-06-27 | 35.0416 | 61.3099
2026-06-27 01:00 | 32.201 | 56.5713
2026-06-27 02:00 | 31.6814 | 53.856
2026-06-27 03:00 | 31.4945 | 52.3871
2026-06-27 04:00 | 31.1674 | 50.5463
2026-06-27 05:00 | 31.1828 | 50.5465
2026-06-27 06:00 | 32.5343 | 52.4158
2026-06-27 07:00 | 37.5893 | 52.6013
2026-06-27 08:00 | 40.3354 | 51.5192
2026-06-27 09:00 | 41.0434 | 51.8019
2026-06-27 10:00 | 41.2574 | 52.4142
2026-06-27 11:00 | 40.7891 | 54.4318
2026-06-27 12:00 | 40.6484 | 55.3183
2026-06-27 13:00 | 40.2969 | 57.2634
2026-06-27 14:00 | 39.5829 | 54.8645
2026-06-27 15:00 | 40.1264 | 59.4029
2026-06-27 16:00 | 42.2385 | 62.1937
2026-06-27 17:00 | 44.5898 | 64.9931
2026-06-27 18:00 | 47.6916 | 65.5586
2026-06-27 19:00 | 44.9349 | 64.5091
2026-06-27 20:00 | 40.1169 | 60.571
2026-06-27 21:00 | 37.5999 | 57.5208
2026-06-27 22:00 | 35.0827 | 55.0246
2026-06-27 23:00 | 31.8068 | 51.0843
2026-06-28 | 28.8159 | 48.0253
2026-06-28 01:00 | 27.4071 | 46.7763
2026-06-28 02:00 | 27.2513 | 45.1783
2026-06-28 03:00 | 27.4141 | 44.5573
2026-06-28 04:00 | 27.2679 | 43.453
2026-06-28 05:00 | 27.3416 | 44.0826
2026-06-28 06:00 | 29.4986 | 47.9591
2026-06-28 07:00 | 33.9645 | 49.0069
2026-06-28 08:00 | 36.0649 | 50.2048
2026-06-28 09:00 | 36.5902 | 53.7212
2026-06-28 10:00 | 36.3541 | 55.646
2026-06-28 11:00 | 36.17 | 56.5178
2026-06-28 12:00 | 36.1329 | 55.4442
2026-06-28 13:00 | 36.1891 | 57.1156
2026-06-28 14:00 | 35.6532 | 56.0412
2026-06-28 15:00 | 36.4406 | 60.7893
2026-06-28 16:00 | 38.8382 | 63.4643
2026-06-28 17:00 | 41.5908 | 66.6927
2026-06-28 18:00 | 42.9866 | 71.3422
2026-06-28 19:00 | 40.9557 | 71.1337
2026-06-28 20:00 | 37.9569 | 67.3548
2026-06-28 21:00 | 36.5183 | 64.1771
2026-06-28 22:00 | 34.2733 | 61.4914
2026-06-28 23:00 | 31.3274 | 56.9562
2026-06-29 | 29.6198 | 54.0367
2026-06-29 01:00 | 29.1611 | 53.6566
2026-06-29 02:00 | 29.3623 | 52.1441
2026-06-29 03:00 | 29.8161 | 51.389
2026-06-29 04:00 | 30.1865 | 50.6161
2026-06-29 05:00 | 31.4715 | 52.0698
2026-06-29 06:00 | 36.511 | 58.3307
2026-06-29 07:00 | 43.1402 | 62.3854
2026-06-29 08:00 | 45.3393 | 63.6826
2026-06-29 09:00 | 45.0935 | 66.3164
2026-06-29 10:00 | 44.8667 | 67.4994
2026-06-29 11:00 | 44.6328 | 68.3686
2026-06-29 12:00 | 44.6826 | 66.8956
2026-06-29 13:00 | 45.4509 | 69.2369
2026-06-29 14:00 | 45.821 | 68.5805
2026-06-29 15:00 | 47.0788 | 72.9115
2026-06-29 16:00 | 49.0218 | 78.1621
2026-06-29 17:00 | 51.0161 | 82.8125
2026-06-29 18:00 | 52.4912 | 85.2503
2026-06-29 19:00 | 49.9045 | 85.3033
2026-06-29 20:00 | 46.2987 | 81.7114
2026-06-29 21:00 | 43.6844 | 77.4854
2026-06-29 22:00 | 40.1857 | 72.397
2026-06-29 23:00 | 35.8551 | 67.2952
2026-06-30 | 32.5989 | 62.3726
2026-06-30 01:00 | 31.0144 | 59.793
2026-06-30 02:00 | 30.9259 | 57.2392
2026-06-30 03:00 | 31.2156 | 56.0479
2026-06-30 04:00 | 31.4763 | 55.0871
2026-06-30 05:00 | 32.7749 | 56.2043
2026-06-30 06:00 | 36.4621 | 59.7999
2026-06-30 07:00 | 43.3381 | 64.2246
2026-06-30 08:00 | 46.0829 | 65.3747
2026-06-30 09:00 | 46.6408 | 66.6853
2026-06-30 10:00 | 47.0775 | 67.8277
2026-06-30 11:00 | 47.0131 | 71.2063
2026-06-30 12:00 | 46.634 | 74.336
2026-06-30 13:00 | 47.5192 | 75.7441
2026-06-30 14:00 | 48.1667 | 75.1573
2026-06-30 15:00 | 49.7002 | 79.5713
2026-06-30 16:00 | 51.56 | 84.5951
2026-06-30 17:00 | 53.5123 | 87.9635
2026-06-30 18:00 | 52.7957 | 90.1342
2026-06-30 19:00 | 50.2111 | 89.8882
2026-06-30 20:00 | 47.1373 | 85.9473
2026-06-30 21:00 | 45.0817 | 81.7064
2026-06-30 22:00 | 41.8379 | 76.5692
2026-06-30 23:00 | 37.6517 | 71.0568
2026-07-01 | 34.3945 | 65.639
2026-07-01 01:00 | 32.4379 | 59.5415
2026-07-01 02:00 | 32.0885 | 55.5507
2026-07-01 03:00 | 32.1657 | 53.2377
2026-07-01 04:00 | 32.1113 | 52.1608
2026-07-01 05:00 | 32.4338 | 52.232
2026-07-01 06:00 | 33.8485 | 52.9731
2026-07-01 07:00 | 39.0112 | 54.1499
2026-07-01 08:00 | 41.4523 | 54.3731
2026-07-01 09:00 | 42.7902 | 59.0689
2026-07-01 10:00 | 43.3136 | 59.2125
2026-07-01 11:00 | 44.1128 | 61.3398
2026-07-01 12:00 | 45.285 | 64.7249
2026-07-01 13:00 | 45.945 | 65.4663
2026-07-01 14:00 | 45.8537 | 65.072
2026-07-01 15:00 | 46.0548 | 67.2375
2026-07-01 16:00 | 47.368 | 72.1097
2026-07-01 17:00 | 48.4046 | 78.1374
2026-07-01 18:00 | 49.1184 | 79.5915
2026-07-01 19:00 | 46.5543 | 79.7019
2026-07-01 20:00 | 43.5057 | 74.2669
2026-07-01 21:00 | 41.1134 | 69.4797
2026-07-01 22:00 | 39.1613 | 67.6298
2026-07-01 23:00 | 36.6627 | 64.0113
2026-07-02 | 33.6673 | 60.7533
2026-07-02 01:00 | 34.8599 | 63.8347
2026-07-02 02:00 | 34.2303 | 60.6735
2026-07-02 03:00 | 34.1426 | 59.2486
2026-07-02 04:00 | 34.1106 | 57.8585
2026-07-02 05:00 | 35.2642 | 58.6965
2026-07-02 06:00 | 39.4079 | 63.1405
2026-07-02 07:00 | 45.6205 | 67.3736
2026-07-02 08:00 | 48.3583 | 68.9958
2026-07-02 09:00 | 49.4435 | 72.066
2026-07-02 10:00 | 49.9392 | 73.71
2026-07-02 11:00 | 49.8945 | 76.9473
2026-07-02 12:00 | 51.0634 | 78.457
2026-07-02 13:00 | 51.6871 | 80.3796
2026-07-02 14:00 | 51.5647 | 79.9567
2026-07-02 15:00 | 52.011 | 84.4085
2026-07-02 16:00 | 53.0761 | 90.1477
2026-07-02 17:00 | 54.1559 | 95.5003
2026-07-02 18:00 | 54.9487 | 94.7521
2026-07-02 19:00 | 52.2794 | 94.2476
2026-07-02 20:00 | 49.2737 | 89.493
2026-07-02 21:00 | 46.7088 | 85.3323
2026-07-02 22:00 | 43.2584 | 80.368
2026-07-02 23:00 | 39.0288 | 74.7633
2026-07-03 | 36.3693 | 70.242
2026-07-03 01:00 | 34.954 | 64.0529
2026-07-03 02:00 | 34.2677 | 60.4005
2026-07-03 03:00 | 34.2594 | 58.6182
2026-07-03 04:00 | 34.2865 | 57.276
2026-07-03 05:00 | 35.4144 | 58.0486
2026-07-03 06:00 | 39.7049 | 64.458
2026-07-03 07:00 | 46.4366 | 68.8177
2026-07-03 08:00 | 50.2632 | 72.0687
2026-07-03 09:00 | 52.5866 | 76.52
2026-07-03 10:00 | 54.4315 | 78.6365
2026-07-03 11:00 | 55.2848 | 79.5196
2026-07-03 12:00 | 55.8163 | 77.2745
2026-07-03 13:00 | 57.2942 | 78.5737
2026-07-03 14:00 | 57.755 | 77.0244
2026-07-03 15:00 | 58.632 | 80.2904
2026-07-03 16:00 | 59.9889 | 83.8904
2026-07-03 17:00 | 61.4907 | 87.5003
2026-07-03 18:00 | 61.4022 | 89.4476
2026-07-03 19:00 | 58.8217 | 87.2579
2026-07-03 20:00 | 54.9622 | 82.9928
2026-07-03 21:00 | 52.1018 | 79.6709
2026-07-03 22:00 | 48.0457 | 75.2751
2026-07-03 23:00 | 43.0914 | 70.9109
2026-07-04 | 39.3932 | 66.6783
2026-07-04 01:00 | 37.1891 | 58.017
2026-07-04 02:00 | 36.1026 | 55.001
2026-07-04 03:00 | 35.5621 | 53.5792
2026-07-04 04:00 | 35.0706 | 51.7437
2026-07-04 05:00 | 35.0449 | 52.214
2026-07-04 06:00 | 36.7333 | 56.962
2026-07-04 07:00 | 41.5011 | 59.1923
2026-07-04 08:00 | 45.7389 | 62.1835
2026-07-04 09:00 | 48.4631 | 67.088
2026-07-04 10:00 | 50.1177 | 71.0062
2026-07-04 11:00 | 51.4 | 73.3978
2026-07-04 12:00 | 53.0329 | 77.2448
2026-07-04 13:00 | 53.6068 | 78.3507
2026-07-04 14:00 | 54.1269 | 76.0876
2026-07-04 15:00 | 54.9269 | 79.6003
2026-07-04 16:00 | 57.2477 | 82.145
2026-07-04 17:00 | 59.4084 | 85.1493
2026-07-04 18:00 | 60.723 | 87.9879
2026-07-04 19:00 | 57.8148 | 85.2116
2026-07-04 20:00 | 53.1943 | 80.5196
2026-07-04 21:00 | 50.0478 | 77.3614
2026-07-04 22:00 | 46.5391 | 74.4143
2026-07-04 23:00 | 42.4125 | 70.4605
2026-07-05 | 38.0493 | 69.0625
2026-07-05 01:00 | 35.0615 | 61.6272
2026-07-05 02:00 | 33.9485 | 58.0176
2026-07-05 03:00 | 33.3639 | 56.2553
2026-07-05 04:00 | 32.7407 | 54.381
2026-07-05 05:00 | 32.5016 | 54.4395
2026-07-05 06:00 | 33.5562 | 57.8809
2026-07-05 07:00 | 38.1333 | 59.1053
2026-07-05 08:00 | 41.8905 | 60.9092
2026-07-05 09:00 | 44.0475 | 64.9347
2026-07-05 10:00 | 45.0541 | 68.9967
2026-07-05 11:00 | 45.6302 | 73.5769
2026-07-05 12:00 | 47.0471 | 77.73
2026-07-05 13:00 | 47.3963 | 79.8742
2026-07-05 14:00 | 47.5782 | 80.6648
2026-07-05 15:00 | 48.4175 | 86.7169
2026-07-05 16:00 | 50.9984 | 91.0054
2026-07-05 17:00 | 53.5025 | 96.461
2026-07-05 18:00 | 55.1735 | 97.0449
2026-07-05 19:00 | 52.2458 | 94.6839
2026-07-05 20:00 | 47.3813 | 89.5424
2026-07-05 21:00 | 44.1441 | 85.2767
2026-07-05 22:00 | 40.725 | 81.4349
2026-07-05 23:00 | 36.6872 | 76.5241
2026-07-06 | 34.1885 | 73.4959
2026-07-06 01:00 | 32.1752 | 68.7038
2026-07-06 02:00 | 31.6335 | 64.9162
2026-07-06 03:00 | 31.559 | 62.965
2026-07-06 04:00 | 31.552 | 61.3466
2026-07-06 05:00 | 32.5078 | 62.1449
2026-07-06 06:00 | 36.8363 | 67.3343
2026-07-06 07:00 | 43.0923 | 71.5454
2026-07-06 08:00 | 45.9832 | 73.7891
2026-07-06 09:00 | 47.0404 | 77.5644
2026-07-06 10:00 | 47.2537 | 79.546
2026-07-06 11:00 | 46.9228 | 83.5314
2026-07-06 12:00 | 45.9914 | 87.7854
2026-07-06 13:00 | 46.9402 | 89.9514
2026-07-06 14:00 | 47.524 | 89.23
2026-07-06 15:00 | 48.9377 | 93.0204
2026-07-06 16:00 | 51.0872 | 97.4663
2026-07-06 17:00 | 53.2188 | 101.6614
2026-07-06 18:00 | 53.1293 | 101.9768
2026-07-06 19:00 | 50.3671 | 100.8218
2026-07-06 20:00 | 46.6616 | 95.0355
2026-07-06 21:00 | 43.7283 | 90.0746
2026-07-06 22:00 | 40.1674 | 84.3322
2026-07-06 23:00 | 35.8845 | 78.1434
2026-07-07 | 33.1792 | 73.9681
2026-07-07 01:00 | 31.0565 | 67.4494
2026-07-07 02:00 | 30.7485 | 63.1761
2026-07-07 03:00 | 30.9537 | 61.1518
2026-07-07 04:00 | 31.1485 | 59.5029
2026-07-07 05:00 | 32.3487 | 60.2068
2026-07-07 06:00 | 36.8323 | 65.1452
2026-07-07 07:00 | 43.039 | 69.41
2026-07-07 08:00 | 45.8544 | 71.559
2026-07-07 09:00 | 47.0589 | 74.2921
2026-07-07 10:00 | 47.5583 | 75.8378
2026-07-07 11:00 | 47.492 | 79.5183
2026-07-07 12:00 | 48.2751 | 81.0898
2026-07-07 13:00 | 49.0559 | 82.679
2026-07-07 14:00 | 49.2036 | 81.5386
2026-07-07 15:00 | 49.7945 | 85.9758
2026-07-07 16:00 | 51.2106 | 91.0568
2026-07-07 17:00 | 52.7808 | 95.735
2026-07-07 18:00 | 53.697 | 95.3929
2026-07-07 19:00 | 50.963 | 94.0726
2026-07-07 20:00 | 47.9906 | 88.6758
2026-07-07 21:00 | 45.2744 | 84.4872
2026-07-07 22:00 | 41.8386 | 79.4789
2026-07-07 23:00 | 37.7088 | 73.8511
2026-07-08 | 35.4132 | 69.5601
2026-07-08 01:00 | 32.2094 | 65.1323
2026-07-08 02:00 | 31.7819 | 61.5879
2026-07-08 03:00 | 31.8 | 59.8489
2026-07-08 04:00 | 31.8226 | 58.5842
2026-07-08 05:00 | 32.9408 | 59.5113
2026-07-08 06:00 | 37.3957 | 62.9142
2026-07-08 07:00 | 43.8225 | 67.0088
2026-07-08 08:00 | 46.4645 | 69.381
2026-07-08 09:00 | 47.5313 | 72
2026-07-08 10:00 | 47.6999 | 73.9828
2026-07-08 11:00 | 47.353 | 78.2173
2026-07-08 12:00 | 46.6004 | 82.4194
2026-07-08 13:00 | 47.6465 | 84.8143
2026-07-08 14:00 | 48.4547 | 83.8509
2026-07-08 15:00 | 49.6496 | 87.2905
2026-07-08 16:00 | 51.7562 | 91.6138
2026-07-08 17:00 | 53.8621 | 96.0235
2026-07-08 18:00 | 54.2906 | 96.0404
2026-07-08 19:00 | 51.6062 | 93.8511
2026-07-08 20:00 | 48.0277 | 89.4133
2026-07-08 21:00 | 45.0058 | 85.7824
2026-07-08 22:00 | 41.3052 | 80.7459
2026-07-08 23:00 | 36.8927 | 75.4032
2026-07-09 | 34.3117 | 71.569
2026-07-09 01:00 | 31.8087 | 66.6841
2026-07-09 02:00 | 31.4232 | 63.1156
2026-07-09 03:00 | 31.5544 | 61.4189
2026-07-09 04:00 | 31.6878 | 60.1214
2026-07-09 05:00 | 32.8846 | 61.268
2026-07-09 06:00 | 37.2662 | 68.4372
2026-07-09 07:00 | 43.5543 | 73.1807
2026-07-09 08:00 | 46.1581 | 77.3403
2026-07-09 09:00 | 47.2463 | 83.346
2026-07-09 10:00 | 47.6574 | 86.2894
2026-07-09 11:00 | 47.4679 | 87.2464
2026-07-09 12:00 | 47.6561 | 86.1672
2026-07-09 13:00 | 48.3471 | 87.5671
2026-07-09 14:00 | 48.3785 | 85.9116
2026-07-09 15:00 | 49.0134 | 89.2885
2026-07-09 16:00 | 50.4079 | 93.4142
2026-07-09 17:00 | 51.8154 | 97.1806
2026-07-09 18:00 | 49.8816 | 100.9626
2026-07-09 19:00 | 47.3203 | 99.821
2026-07-09 20:00 | 45.2679 | 94.7216
2026-07-09 21:00 | 43.3765 | 90.3837
2026-07-09 22:00 | 40.5681 | 84.5191
2026-07-09 23:00 | 36.9403 | 78.8284
2026-07-10 | 35.0951 | 73.4199
2026-07-10 01:00 | 33.0212 | 68.0293
2026-07-10 02:00 | 32.6014 | 64.3497
2026-07-10 03:00 | 32.6338 | 62.4153
2026-07-10 04:00 | 32.7269 | 60.9775
2026-07-10 05:00 | 33.8645 | 61.6535
2026-07-10 06:00 | 36.9911 | 67.6097
2026-07-10 07:00 | 42.6752 | 72.6198
2026-07-10 08:00 | 44.8674 | 76.3818
2026-07-10 09:00 | 45.5477 | 81.835
2026-07-10 10:00 | 45.8546 | 84.6094
2026-07-10 11:00 | 45.7881 | 87.6261
2026-07-10 12:00 | 46.4188 | 89.4483
2026-07-10 13:00 | 47.2151 | 91.277
2026-07-10 14:00 | 47.6312 | 90.7097
2026-07-10 15:00 | 48.3506 | 94.321
2026-07-10 16:00 | 49.6134 | 98.4006
2026-07-10 17:00 | 50.9992 | 101.7093
2026-07-10 18:00 | 50.9346 | 104.3751
2026-07-10 19:00 | 48.2587 | 103.474
2026-07-10 20:00 | 44.9979 | 98.044
2026-07-10 21:00 | 42.4898 | 93.8298
2026-07-10 22:00 | 39.2455 | 87.6316
2026-07-10 23:00 | 35.2263 | 81.5838
2026-07-11 | 32.7243 | 75.8194
2026-07-11 01:00 | 30.3648 | 67.0163
2026-07-11 02:00 | 29.8863 | 62.7687
2026-07-11 03:00 | 29.7543 | 60.5329
2026-07-11 04:00 | 29.6152 | 58.246
2026-07-11 05:00 | 29.757 | 58.2967
2026-07-11 06:00 | 31.723 | 61.3631
2026-07-11 07:00 | 36.4974 | 64.052
2026-07-11 08:00 | 39.5463 | 67.8945
2026-07-11 09:00 | 41.4036 | 72.8791
2026-07-11 10:00 | 41.9933 | 77.8381
2026-07-11 11:00 | 41.909 | 81.5799
2026-07-11 12:00 | 42.1333 | 87.4186
2026-07-11 13:00 | 42.2744 | 88.7594
2026-07-11 14:00 | 42.3695 | 86.8097
2026-07-11 15:00 | 42.8512 | 90.2918
2026-07-11 16:00 | 45.1213 | 92.6696
2026-07-11 17:00 | 47.4724 | 95.4765
2026-07-11 18:00 | 48.2759 | 98.8054
2026-07-11 19:00 | 45.3749 | 95.6212
2026-07-11 20:00 | 41.3046 | 90.1956
2026-07-11 21:00 | 38.6663 | 86.2705
2026-07-11 22:00 | 36.1227 | 81.9702
2026-07-11 23:00 | 33.0133 | 77.3294
2026-07-12 | 30.7876 | 73.8012
2026-07-12 01:00 | 29.0786 | 66.1145
2026-07-12 02:00 | 28.6028 | 62.3107
2026-07-12 03:00 | 28.5259 | 60.0949
2026-07-12 04:00 | 28.3591 | 57.7311
2026-07-12 05:00 | 28.4323 | 57.588
2026-07-12 06:00 | 29.7528 | 62.177
2026-07-12 07:00 | 34.152 | 64.7979
2026-07-12 08:00 | 37.4548 | 68.9603
2026-07-12 09:00 | 39.8808 | 74.9739
2026-07-12 10:00 | 40.7832 | 81.0749
2026-07-12 11:00 | 41.12 | 84.441
2026-07-12 12:00 | 41.4089 | 83.2821
2026-07-12 13:00 | 42.3927 | 86.056
2026-07-12 14:00 | 43.3533 | 86.5269
2026-07-12 15:00 | 44.8288 | 92.7303
2026-07-12 16:00 | 48.0854 | 97.2256
2026-07-12 17:00 | 51.3789 | 101.8163
2026-07-12 18:00 | 52.1928 | 105.1434
2026-07-12 19:00 | 49.5022 | 103.5842
2026-07-12 20:00 | 45.4473 | 97.9125
2026-07-12 21:00 | 42.6733 | 93.529
2026-07-12 22:00 | 39.6249 | 88.2359
2026-07-12 23:00 | 36.0313 | 82.5232
2026-07-13 | 33.5095 | 76.994
2026-07-13 01:00 | 31.9812 | 71.6209
2026-07-13 02:00 | 31.6134 | 67.4235
2026-07-13 03:00 | 31.7922 | 65.2772
2026-07-13 04:00 | 31.9287 | 63.6956
2026-07-13 05:00 | 33.1569 | 64.8005
2026-07-13 06:00 | 37.8629 | 70.3754
2026-07-13 07:00 | 44.8198 | 75.3936
2026-07-13 08:00 | 48.3579 | 79.8805
2026-07-13 09:00 | 50.3046 | 85.9607
2026-07-13 10:00 | 51.7742 | 89.0281
2026-07-13 11:00 | 52.3985 | 91.9541
2026-07-13 12:00 | 52.6417 | 93.2877
2026-07-13 13:00 | 54.1582 | 95.5607
2026-07-13 14:00 | 54.9839 | 94.449
2026-07-13 15:00 | 56.4725 | 97.9451
2026-07-13 16:00 | 58.7183 | 101.958
2026-07-13 17:00 | 60.6802 | 105.8734
2026-07-13 18:00 | 61.1936 | 106.3748
2026-07-13 19:00 | 58.5642 | 104.0712
2026-07-13 20:00 | 54.4503 | 98.6257
2026-07-13 21:00 | 51.1017 | 94.2222
2026-07-13 22:00 | 46.7956 | 87.8954
2026-07-13 23:00 | 41.7193 | 81.961
2026-07-14 | 38.2805 | 76.7237
2026-07-14 01:00 | 35.7111 | 69.5185
2026-07-14 02:00 | 34.9415 | 65.0505
2026-07-14 03:00 | 34.8193 | 63.0208
2026-07-14 04:00 | 34.7505 | 61.4726
2026-07-14 05:00 | 35.9166 | 62.4634
2026-07-14 06:00 | 40.8487 | 68.6774
2026-07-14 07:00 | 47.7176 | 73.221
2026-07-14 08:00 | 51.4856 | 77.4492
2026-07-14 09:00 | 53.541 | 81.6307
2026-07-14 10:00 | 55.2783 | 84.2608
2026-07-14 11:00 | 56.3691 | 86.0697
2026-07-14 12:00 | 57.4751 | 86.2391
2026-07-14 13:00 | 58.9272 | 87.6662
2026-07-14 14:00 | 59.5876 | 85.1956
2026-07-14 15:00 | 60.8186 | 88.2632
2026-07-14 16:00 | 62.5129 | 90.9252
2026-07-14 17:00 | 64.1053 | 92.7852
2026-07-14 18:00 | 64.2422 | 91.5628
2026-07-14 19:00 | 61.5051 | 88.2042
2026-07-14 20:00 | 57.532 | 83.963
2026-07-14 21:00 | 54.4039 | 80.3943
2026-07-14 22:00 | 50.0503 | 76.2508
2026-07-14 23:00 | 44.8589 | 71.7789
2026-07-15 | 40.8999 | 69.4441
2026-07-15 01:00 | 38.2291 | 64.1331
2026-07-15 02:00 | 37.181 | 60.5691
2026-07-15 03:00 | 36.8596 | 58.9018
2026-07-15 04:00 | 36.6101 | 57.5906
2026-07-15 05:00 | 37.6348 | 58.4166
2026-07-15 06:00 | 42.3403 | 62.75
2026-07-15 07:00 | 49.3536 | 66.5745
2026-07-15 08:00 | 53.6107 | 68.5098
2026-07-15 09:00 | 56.1531 | 70.9468
2026-07-15 10:00 | 58.0789 | 72.52
2026-07-15 11:00 | 59.2471 | 75.5802
2026-07-15 12:00 | 59.9771 | 77.5639
2026-07-15 13:00 | 61.6328 | 79.8668
2026-07-15 14:00 | 62.2384 | 78.4136
2026-07-15 15:00 | 63.5369 | 82.0085
2026-07-15 16:00 | 65.1896 | 85.8674
2026-07-15 17:00 | 66.8728 | 90.0906
2026-07-15 18:00 | 67.7188 | 91.2011
2026-07-15 19:00 | 64.9588 | 90.1055
2026-07-15 20:00 | 60.5519 | 85.9041
2026-07-15 21:00 | 57.1715 | 82.8129
2026-07-15 22:00 | 52.4812 | 77.8801
2026-07-15 23:00 | 46.9304 | 72.6747
2026-07-16 | 42.5322 | 67.1112
2026-07-16 01:00 | 39.7878 | 61.8751
2026-07-16 02:00 | 38.5166 | 58.6638
2026-07-16 03:00 | 38.0953 | 57.3547
2026-07-16 04:00 | 37.7576 | 56.162
2026-07-16 05:00 | 38.7666 | 57.3635
2026-07-16 06:00 | 43.7682 | 60.6137
2026-07-16 07:00 | 50.9495 | 63.4712
2026-07-16 08:00 | 55.8683 | 64.1102
2026-07-16 09:00 | 58.9338 | 65.0465
2026-07-16 10:00 | 61.3745 | 66.1464
2026-07-16 11:00 | 62.8005 | 68.797
2026-07-16 12:00 | 64.1899 | 71.6837
2026-07-16 13:00 | 65.7995 | 73.5437
2026-07-16 14:00 | 66.1935 | 71.6619
2026-07-16 15:00 | 67.1594 | 75.3422
2026-07-16 16:00 | 68.5605 | 79.1299
2026-07-16 17:00 | 69.9101 | 82.7042
2026-07-16 18:00 | 70.8781 | 84.4831
2026-07-16 19:00 | 67.8758 | 83.7023
2026-07-16 20:00 | 63.0825 | 79.5753
2026-07-16 21:00 | 59.3795 | 75.9448
2026-07-16 22:00 | 54.3826 | 71.8073
2026-07-16 23:00 | 48.5207 | 67.2587
2026-07-17 | 44.9046 | 63.4275
2026-07-17 01:00 | 41.6133 | 59.0678
2026-07-17 02:00 | 40.1322 | 56.4818
2026-07-17 03:00 | 39.4975 | 55.3565
2026-07-17 04:00 | 39.0278 | 54.1871
2026-07-17 05:00 | 39.8906 | 55.0081
2026-07-17 06:00 | 44.2454 | 59.0728
2026-07-17 07:00 | 51.353 | 62.325
2026-07-17 08:00 | 56.4534 | 63.0347
2026-07-17 09:00 | 59.6872 | 64.193
2026-07-17 10:00 | 62.2717 | 65.241
2026-07-17 11:00 | 63.6285 | 67.969
2026-07-17 12:00 | 64.6981 | 68.8773
2026-07-17 13:00 | 66.2909 | 71.0003
2026-07-17 14:00 | 66.6402 | 70.3827
2026-07-17 15:00 | 67.3591 | 74.4323
2026-07-17 16:00 | 68.414 | 79.448
2026-07-17 17:00 | 69.7072 | 84.195
2026-07-17 18:00 | 67.4406 | 85.8502
2026-07-17 19:00 | 64.1091 | 85.2644
2026-07-17 20:00 | 59.7929 | 81.3198
2026-07-17 21:00 | 56.6155 | 78.432
2026-07-17 22:00 | 52.1097 | 74.125
2026-07-17 23:00 | 46.7962 | 69.7071
2026-07-18 | 43.5249 | 63.5503
2026-07-18 01:00 | 39.7527 | 57.1412
2026-07-18 02:00 | 38.2068 | 53.9794
2026-07-18 03:00 | 37.4533 | 52.7506
2026-07-18 04:00 | 36.6715 | 51.3067
2026-07-18 05:00 | 36.5068 | 51.9944
2026-07-18 06:00 | 37.9367 | 53.3502
2026-07-18 07:00 | 42.8363 | 54.8766
2026-07-18 08:00 | 47.533 | 57.1573
2026-07-18 09:00 | 50.7785 | 60.9052
2026-07-18 10:00 | 53.0648 | 63.7064
2026-07-18 11:00 | 54.4277 | 66.9165
2026-07-18 12:00 | 56.6507 | 69.4313
2026-07-18 13:00 | 57.0532 | 71.0579
2026-07-18 14:00 | 57.1274 | 70.5681
2026-07-18 15:00 | 57.7435 | 75.1104
2026-07-18 16:00 | 59.8587 | 79.082
2026-07-18 17:00 | 61.6555 | 84.2547
2026-07-18 18:00 | 63.7724 | 86.1358
2026-07-18 19:00 | 60.641 | 84.2842
2026-07-18 20:00 | 55.3373 | 79.6683
2026-07-18 21:00 | 51.7733 | 77.0593
2026-07-18 22:00 | 47.9559 | 73.9864
2026-07-18 23:00 | 43.4793 | 70.1365
2026-07-19 | 40.0509 | 66.0353
2026-07-19 01:00 | 36.9631 | 60.0513
2026-07-19 02:00 | 35.7347 | 56.855
2026-07-19 03:00 | 35.1574 | 55.1309
2026-07-19 04:00 | 34.45 | 53.4434
2026-07-19 05:00 | 34.2582 | 53.5585
2026-07-19 06:00 | 34.3702 | 53.4226
2026-07-19 07:00 | 38.7942 | 54.1762
2026-07-19 08:00 | 43.2488 | 55.9379
2026-07-19 09:00 | 46.6004 | 58.7851
2026-07-19 10:00 | 48.941 | 62.3986
2026-07-19 11:00 | 50.6727 | 66.2109
2026-07-19 12:00 | 52.4866 | 68.6109
2026-07-19 13:00 | 53.6077 | 71.0184
2026-07-19 14:00 | 54.4389 | 71.6901
2026-07-19 15:00 | 56 | 77.2583
2026-07-19 16:00 | 59.0344 | 81.6484
2026-07-19 17:00 | 61.6362 | 86.5129
2026-07-19 18:00 | 62.7033 | 87.9729
2026-07-19 19:00 | 59.9384 | 85.8521
2026-07-19 20:00 | 55.1778 | 81.9081
2026-07-19 21:00 | 51.9652 | 79.33
2026-07-19 22:00 | 48.1827 | 76.1066
2026-07-19 23:00 | 43.7304 | 72.351
2026-07-20 | 39.6728 | 66.8335
2026-07-20 01:00 | 36.9493 | 64.877
2026-07-20 02:00 | 35.9727 | 61.9546
2026-07-20 03:00 | 35.5986 | 60.6089
2026-07-20 04:00 | 35.3226 | 59.3089
2026-07-20 05:00 | 36.2304 | 60.4783
2026-07-20 06:00 | 40.4046 | 65.9628
2026-07-20 07:00 | 46.7905 | 70.6753
2026-07-20 08:00 | 50.8145 | 74.0084
2026-07-20 09:00 | 52.847 | 79.2091
2026-07-20 10:00 | 54.4149 | 81.4134
2026-07-20 11:00 | 55.5069 | 82.6013
2026-07-20 12:00 | 57.5542 | 81.6271
2026-07-20 13:00 | 58.8006 | 83.3641
2026-07-20 14:00 | 59.2096 | 82.0378
2026-07-20 15:00 | 60.1649 | 85.6572
2026-07-20 16:00 | 61.9408 | 90.2342
2026-07-20 17:00 | 63.6398 | 94.8496
2026-07-20 18:00 | 63.7668 | 96.2341
2026-07-20 19:00 | 60.4581 | 94.7149
2026-07-20 20:00 | 55.6859 | 89.6693
2026-07-20 21:00 | 51.8909 | 85.2217
2026-07-20 22:00 | 47.2718 | 80.2066
2026-07-20 23:00 | 41.9789 | 74.7159
2026-07-21 | 39.1794 | 70.026
2026-07-21 01:00 | 35.6425 | 67.1383
2026-07-21 02:00 | 34.7693 | 63.496
2026-07-21 03:00 | 34.4843 | 61.6064
2026-07-21 04:00 | 34.3137 | 60.1904
2026-07-21 05:00 | 35.3091 | 61.1525
2026-07-21 06:00 | 39.2336 | 66.4522
2026-07-21 07:00 | 45.3804 | 71.0228
2026-07-21 08:00 | 48.8072 | 74.0073
2026-07-21 09:00 | 50.4227 | 78.1911
2026-07-21 10:00 | 51.394 | 80.3994
2026-07-21 11:00 | 51.8449 | 84.3159
2026-07-21 12:00 | 52.441 | 87.7015
2026-07-21 13:00 | 53.4679 | 89.6774
2026-07-21 14:00 | 53.9964 | 89.0755
2026-07-21 15:00 | 55.0672 | 93.5691
2026-07-21 16:00 | 56.8472 | 98.8625
2026-07-21 17:00 | 58.7156 | 102.8702
2026-07-21 18:00 | 58.2023 | 103.033
2026-07-21 19:00 | 55.2612 | 101.2786
2026-07-21 20:00 | 51.4605 | 96.3795
2026-07-21 21:00 | 48.4456 | 92.0788
2026-07-21 22:00 | 44.5634 | 86.4389
2026-07-21 23:00 | 39.917 | 80.8784
2026-07-22 | 36.8611 | 76.2287
2026-07-22 01:00 | 34.1405 | 70.1452
2026-07-22 02:00 | 33.5166 | 65.9504
2026-07-22 03:00 | 33.4368 | 63.7557
2026-07-22 04:00 | 33.3836 | 62.3404
2026-07-22 05:00 | 34.4488 | 63.0087
2026-07-22 06:00 | 38.5556 | 70.3637
2026-07-22 07:00 | 44.7204 | 74.8935
2026-07-22 08:00 | 47.9252 | 78.8763
2026-07-22 09:00 | 49.519 | 84.1081
2026-07-22 10:00 | 50.3014 | 86.8035
2026-07-22 11:00 | 50.5742 | 88.5504
2026-07-22 12:00 | 51.2703 | 89.0217
2026-07-22 13:00 | 52.3254 | 90.8734
2026-07-22 14:00 | 52.6933 | 89.5875
2026-07-22 15:00 | 53.527 | 92.3456
2026-07-22 16:00 | 55.0971 | 95.376
2026-07-22 17:00 | 56.7648 | 98.1699
2026-07-22 18:00 | 56.35 | 99.5525
2026-07-22 19:00 | 53.2756 | 97.2655
2026-07-22 20:00 | 49.7409 | 92.893
2026-07-22 21:00 | 46.6522 | 89.1474
2026-07-22 22:00 | 42.8317 | 83.7844
2026-07-22 23:00 | 38.3287 | 78.3792
2026-07-23 | 36.7008 | 72.9919
2026-07-23 01:00 | 32.9909 | 67.4813
2026-07-23 02:00 | 32.4123 | 63.5171
2026-07-23 03:00 | 32.3017 | 61.6432
2026-07-23 04:00 | 32.2346 | 60.1839
2026-07-23 05:00 | 33.3111 | 61.1412
2026-07-23 06:00 | 37.7512 | 66.3305
2026-07-23 07:00 | 43.9028 | 70.2303
2026-07-23 08:00 | 46.1809 | 72.0701
2026-07-23 09:00 | 46.9124 | 75.0781
2026-07-23 10:00 | 46.5364 | 76.7546
2026-07-23 11:00 | 45.5252 | 79.6712
2026-07-23 12:00 | 44.9436 | 83.0894
2026-07-23 13:00 | 45.2101 | 84.8261
2026-07-23 14:00 | 45.1384 | 83.1924
2026-07-23 15:00 | 45.5959 | 86.9243
2026-07-23 16:00 | 46.9543 | 90.1447
2026-07-23 17:00 | 48.2181 | 92.7761
2026-07-23 18:00 | 47.7089 | 94.1246
2026-07-23 19:00 | 45.2645 | 93.1847
2026-07-23 20:00 | 43.0416 | 88.3777
2026-07-23 21:00 | 40.6927 | 84.0331
2026-07-23 22:00 | 37.804 | 79.0091
2026-07-23 23:00 | 34.2183 | 73.3602
2026-07-24 | 32.6286 | 69.3934
2026-07-24 01:00 | 29.9864 | 63.3091
2026-07-24 02:00 | 29.7444 | 59.7192
2026-07-24 03:00 | 29.9301 | 58.021
2026-07-24 04:00 | 30.1298 | 56.7531
2026-07-24 05:00 | 31.2886 | 57.7098
2026-07-24 06:00 | 35.4673 | 59.469
2026-07-24 07:00 | 41.1566 | 62.7516
2026-07-24 08:00 | 43.2622 | 64.1179
2026-07-24 09:00 | 44.0129 | 65.2409
2026-07-24 10:00 | 44.1016 | 66.4045
2026-07-24 11:00 | 43.5299 | 69.693
2026-07-24 12:00 | 42.6131 | 71.7532
2026-07-24 13:00 | 43.3565 | 73.7611
2026-07-24 14:00 | 43.75 | 72.5103
2026-07-24 15:00 | 44.5209 | 76.16
2026-07-24 16:00 | 45.9762 | 80.1376
2026-07-24 17:00 | 47.5632 | 84.2105
2026-07-24 18:00 | 47.4801 | 85.9952
2026-07-24 19:00 | 45.1615 | 85.4198
2026-07-24 20:00 | 42.3855 | 80.9906
2026-07-24 21:00 | 39.9773 | 77.5988
2026-07-24 22:00 | 37.0389 | 72.9388
2026-07-24 23:00 | 33.3667 | 68.1209
2026-07-25 | 30.9995 | 62.5776
2026-07-25 01:00 | 28.2214 | 56.6991
2026-07-25 02:00 | 27.9438 | 54.0604
2026-07-25 03:00 | 28.0145 | 53.0995
2026-07-25 04:00 | 28 | 51.6801
2026-07-25 05:00 | 28.3271 | 52.7146
2026-07-25 06:00 | 29.6963 | 53.2293
2026-07-25 07:00 | 33.8282 | 54.3111
2026-07-25 08:00 | 36.498 | 55.8236
2026-07-25 09:00 | 38.3183 | 58.7811
2026-07-25 10:00 | 38.9038 | 61.3657
2026-07-25 11:00 | 38.7795 | 65.2024
2026-07-25 12:00 | 38.9627 | 68.1944
2026-07-25 13:00 | 39.2408 | 70.7095
2026-07-25 14:00 | 39.4259 | 70.343
2026-07-25 15:00 | 40.1433 | 75.0632
2026-07-25 16:00 | 42.3172 | 79.4438
2026-07-25 17:00 | 44.5243 | 84.4233
2026-07-25 18:00 | 45.2366 | 86.4268
2026-07-25 19:00 | 42.4852 | 84.6761
2026-07-25 20:00 | 39.2851 | 80.467
2026-07-25 21:00 | 37.0241 | 77.941
2026-07-25 22:00 | 34.8067 | 74.54
2026-07-25 23:00 | 32.1149 | 70.6019
2026-07-26 | 30.282 | 65.0775
2026-07-26 01:00 | 29.0257 | 59.519
2026-07-26 02:00 | 28.7503 | 56.1342
2026-07-26 03:00 | 28.7889 | 54.3558
2026-07-26 04:00 | 28.7636 | 52.7805
2026-07-26 05:00 | 29.0386 | 52.9862
2026-07-26 06:00 | 30.3364 | 51.9816
2026-07-26 07:00 | 33.9418 | 51.9639
2026-07-26 08:00 | 36.6349 | 52.7694
2026-07-26 09:00 | 38.4307 | 55.071
2026-07-26 10:00 | 39.1694 | 57.3201
2026-07-26 11:00 | 39.98 | 61.2769
2026-07-26 12:00 | 41.3248 | 64.3998
2026-07-26 13:00 | 42.0815 | 66.4408
2026-07-26 14:00 | 42.7607 | 66.8651
2026-07-26 15:00 | 43.8765 | 72.5897
2026-07-26 16:00 | 46.35 | 77.2337
2026-07-26 17:00 | 48.7875 | 83.386
2026-07-26 18:00 | 48.9924 | 83.8394
2026-07-26 19:00 | 46.442 | 82.9089
2026-07-26 20:00 | 43.5624 | 77.9395
2026-07-26 21:00 | 41.66 | 73.7973
2026-07-26 22:00 | 39.2552 | 70.6231
2026-07-26 23:00 | 36.2119 | 65.9838
2026-07-27 | 32.8639 | 62.5672
2026-07-27 01:00 | 31.9467 | 59.8219
2026-07-27 02:00 | 31.7938 | 57.1844
2026-07-27 03:00 | 32.0121 | 55.8269
2026-07-27 04:00 | 32.2055 | 54.6058
2026-07-27 05:00 | 33.5625 | 55.8266
2026-07-27 06:00 | 36.5577 | 59.4968
2026-07-27 07:00 | 42.3478 | 63.5047
2026-07-27 08:00 | 44.8858 | 65.2823
2026-07-27 09:00 | 46.088 | 68.0772
2026-07-27 10:00 | 47.1813 | 69.2463
2026-07-27 11:00 | 47.7091 | 71.6587
2026-07-27 12:00 | 48.8457 | 72.8278
2026-07-27 13:00 | 50.0219 | 74.754
2026-07-27 14:00 | 50.605 | 73.7066
2026-07-27 15:00 | 51.9809 | 77.853
2026-07-27 16:00 | 53.952 | 83.1377
2026-07-27 17:00 | 55.5425 | 88.6359
2026-07-27 18:00 | 55.3221 | 91.2352
2026-07-27 19:00 | 52.5949 | 91.0009
2026-07-27 20:00 | 49.2228 | 86.18
2026-07-27 21:00 | 46.0888 | 81.815
2026-07-27 22:00 | 42.2746 | 76.8955
2026-07-27 23:00 | 37.8166 | 71.4016
2026-07-28 | 35.3048 | 66.0733
2026-07-28 01:00 | 33.6356 | 61.9177
2026-07-28 02:00 | 33.1999 | 58.7486
2026-07-28 03:00 | 33.2183 | 57.0167
2026-07-28 04:00 | 33.2745 | 55.7832
2026-07-28 05:00 | 34.5654 | 56.9066
2026-07-28 06:00 | 39.0111 | 61.0159
2026-07-28 07:00 | 45.2654 | 64.9785
2026-07-28 08:00 | 48.2697 | 67.0432
2026-07-28 09:00 | 49.8484 | 69.8026
2026-07-28 10:00 | 50.9808 | 71.1953
2026-07-28 11:00 | 51.2742 | 74.7171
2026-07-28 12:00 | 51.2704 | 78.2276
2026-07-28 13:00 | 52.3461 | 80.2419
2026-07-28 14:00 | 52.7216 | 79.4475
2026-07-28 15:00 | 53.7688 | 83.8815
2026-07-28 16:00 | 55.526 | 89.3221
2026-07-28 17:00 | 57.198 | 93.6078
2026-07-28 18:00 | 56.7895 | 94.7663
2026-07-28 19:00 | 54.0794 | 93.8135
2026-07-28 20:00 | 50.8837 | 89.5824
2026-07-28 21:00 | 47.9906 | 85.5251
2026-07-28 22:00 | 44.2251 | 80.47
2026-07-28 23:00 | 39.7267 | 75.4274
2026-07-29 | 36.8872 | 70.5742
2026-07-29 01:00 | 35.4158 | 66.8866
2026-07-29 02:00 | 34.8776 | 63.5559
2026-07-29 03:00 | 34.842 | 61.5849
2026-07-29 04:00 | 34.8155 | 60.388
2026-07-29 05:00 | 36.0766 | 61.2168
2026-07-29 06:00 | 40.2885 | 67.3872
2026-07-29 07:00 | 46.6417 | 71.2742
2026-07-29 08:00 | 50.0138 | 73.491
2026-07-29 09:00 | 51.9568 | 77.3839
2026-07-29 10:00 | 53.3054 | 79.3089
2026-07-29 11:00 | 53.8816 | 82.9008
2026-07-29 12:00 | 54.7379 | 90.6012
2026-07-29 13:00 | 55.9628 | 92.2424
2026-07-29 14:00 | 56.2677 | 90.847
2026-07-29 15:00 | 57.0801 | 93.8178
2026-07-29 16:00 | 58.6793 | 97.0561
2026-07-29 17:00 | 60.2026 | 99.7041
2026-07-29 18:00 | 60.2549 | 100.4517
2026-07-29 19:00 | 57.4175 | 98.0686
2026-07-29 20:00 | 53.7583 | 94.1774
2026-07-29 21:00 | 50.403 | 89.7992
2026-07-29 22:00 | 46.2042 | 84.6102
2026-07-29 23:00 | 41.3148 | 79.2539
2026-07-30 | 38.5659 | 75.7127
2026-07-30 01:00 | 35.998 | 71.9745
2026-07-30 02:00 | 35.2897 | 67.9025
2026-07-30 03:00 | 35.049 | 65.6849
2026-07-30 04:00 | 34.8833 | 64.216
2026-07-30 05:00 | 36.0521 | 65.0546
2026-07-30 06:00 | 39.8125 | 71.7384
2026-07-30 07:00 | 45.4757 | 75.738
2026-07-30 08:00 | 48.2982 | 78.328
2026-07-30 09:00 | 49.606 | 83.0232
2026-07-30 10:00 | 50.4024 | 85.2688
2026-07-30 11:00 | 50.5394 | 88.2441
2026-07-30 12:00 | 51.6958 | 93.8554
2026-07-30 13:00 | 52.3636 | 95.3611
2026-07-30 14:00 | 52.3723 | 94.1847
2026-07-30 15:00 | 52.9266 | 97.354
2026-07-30 16:00 | 54.0909 | 100.7389
2026-07-30 17:00 | 55.0945 | 102.9855
2026-07-30 18:00 | 53.564 | 104.151
2026-07-30 19:00 | 50.8713 | 102.2364
2026-07-30 20:00 | 48.4504 | 98.0002
2026-07-30 21:00 | 46.1585 | 93.5138
2026-07-30 22:00 | 42.9774 | 87.6276
2026-07-30 23:00 | 39.012 | 82.0854
2026-07-31 | 36.1009 | 75.8326
2026-07-31 01:00 | 33.9525 | 69.476
2026-07-31 02:00 | 33.4452 | 65.0876
2026-07-31 03:00 | 33.4153 | 62.7534
2026-07-31 04:00 | 33.4508 | 61.2476
2026-07-31 05:00 | 34.6579 | 61.9202
2026-07-31 06:00 | 38.5471 | 67.2379
2026-07-31 07:00 | 43.7274 | 71.6577
2026-07-31 08:00 | 45.7332 | 74.8863
2026-07-31 09:00 | 46.3363 | 79.255
2026-07-31 10:00 | 46.3709 | 81.1639
2026-07-31 11:00 | 45.6923 | 83.149
2026-07-31 12:00 | 46.3368 | 85.1421
2026-07-31 13:00 | 46.6784 | 86.2313
2026-07-31 14:00 | 46.2586 | 84.1505
2026-07-31 15:00 | 46.3527 | 87.188
2026-07-31 16:00 | 47.0132 | 89.1649
2026-07-31 17:00 | 47.9415 | 90.8345
2026-07-31 18:00 | 48.2997 | 93.3809
2026-07-31 19:00 | 45.8695 | 92.3936
2026-07-31 20:00 | 43.5339 | 87.3055
2026-07-31 21:00 | 41.3824 | 82.6313
2026-07-31 22:00 | 38.5923 | 77.4989
2026-07-31 23:00 | 35.0673 | 71.7937
2026-08-01 | 32.0595 | 67.8409
2026-08-01 01:00 | 29.4933 | 59.7334
2026-08-01 02:00 | 29.3045 | 56.6229
2026-08-01 03:00 | 29.3573 | 55.2066
2026-08-01 04:00 | 29.3885 | 53.2479
2026-08-01 05:00 | 29.799 | 54.1401
2026-08-01 06:00 | 31.4077 | 56.4239
2026-08-01 07:00 | 35.273 | 57.6593
2026-08-01 08:00 | 38.3035 | 59.4286
2026-08-01 09:00 | 40.4448 | 63.0997
2026-08-01 10:00 | 41.3769 | 66.8495
2026-08-01 11:00 | 41.6835 | 70.3148
2026-08-01 12:00 | 42.8183 | 74.7291
2026-08-01 13:00 | 43.144 | 77.4553
2026-08-01 14:00 | 43.0189 | 75.6679
2026-08-01 15:00 | 43.0173 | 79.6758
2026-08-01 16:00 | 44.6918 | 82.8464
2026-08-01 17:00 | 46.4827 | 86.0762
2026-08-01 18:00 | 47.5585 | 86.5003
2026-08-01 19:00 | 43.8883 | 83.2383
2026-08-01 20:00 | 40.1837 | 79.1812
2026-08-01 21:00 | 37.8748 | 75.7557
2026-08-01 22:00 | 35.2099 | 71.8391
2026-08-01 23:00 | 32.3106 | 67.8141
2026-08-02 | 30.7683 | 64.2444
2026-08-02 01:00 | 28.4154 | 57.4022
2026-08-02 02:00 | 28.0147 | 53.7505
2026-08-02 03:00 | 27.9469 | 51.8048
2026-08-02 04:00 | 27.7784 | 50.0017
2026-08-02 05:00 | 27.9576 | 50.5637
2026-08-02 06:00 | 29.9076 | 51.2301
2026-08-02 07:00 | 33.0611 | 51.6212
2026-08-02 08:00 | 35.221 | 52.7027
2026-08-02 09:00 | 36.2166 | 56.2654
2026-08-02 10:00 | 36.2389 | 58.9135
2026-08-02 11:00 | 36.4487 | 62.5107
2026-08-02 12:00 | 37.8056 | 66.2438
2026-08-02 13:00 | 38.0869 | 68.6118
2026-08-02 14:00 | 37.9199 | 67.9807
2026-08-02 15:00 | 38.2916 | 72.8211
2026-08-02 16:00 | 40.4194 | 76.8268
2026-08-02 17:00 | 42.8318 | 82.3217
2026-08-02 18:00 | 43.0908 | 82.6644
2026-08-02 19:00 | 40.0417 | 80.3318
2026-08-02 20:00 | 37.5302 | 75.9894
2026-08-02 21:00 | 35.634 | 71.9541
2026-08-02 22:00 | 33.2002 | 68.1094
2026-08-02 23:00 | 30.6134 | 63.7419
2026-08-03 | 29.6691 | 61.0831
2026-08-03 01:00 | 27.3169 | 57.4158
2026-08-03 02:00 | 27.2943 | 54.3735
2026-08-03 03:00 | 27.5143 | 52.9227
2026-08-03 04:00 | 27.7588 | 51.2669
2026-08-03 05:00 | 28.3164 | 51.8666
2026-08-03 06:00 | 30.9939 | 53.5485
2026-08-03 07:00 | 34.5218 | 55.1984
2026-08-03 08:00 | 36.9411 | 56.2997
2026-08-03 09:00 | 39.1562 | 60.9328
2026-08-03 10:00 | 40.2851 | 63.8208
2026-08-03 11:00 | 40.514 | 67.0972
2026-08-03 12:00 | 40.3066 | 69.6669
2026-08-03 13:00 | 41.0605 | 73.7621
2026-08-03 14:00 | 40.7448 | 73.6206
2026-08-03 15:00 | 39.9349 | 78.7439
2026-08-03 16:00 | 42.3128 | 82.8646
2026-08-03 17:00 | 45.8654 | 87.16
2026-08-03 18:00 | 45.3791 | 87.9418
2026-08-03 19:00 | 42.9572 | 87.024
2026-08-03 20:00 | 40.189 | 81.9521
2026-08-03 21:00 | 38.2368 | 78.2718
2026-08-03 22:00 | 35.4959 | 73.8465
2026-08-03 23:00 | 32.5464 | 68.9184
2026-08-04 | 31.0492 | 64.6807
2026-08-04 01:00 | 31.2383 | 60.7423
2026-08-04 02:00 | 31.227 | 57.4898
2026-08-04 03:00 | 31.486 | 55.9262
2026-08-04 04:00 | 31.8023 | 54.7886
2026-08-04 05:00 | 33.2786 | 56.3384
2026-08-04 06:00 | 36.5333 | 63.1602
2026-08-04 07:00 | 42.0362 | 67.4389
2026-08-04 08:00 | 44.8484 | 71.0877
2026-08-04 09:00 | 46.2792 | 76.1569
2026-08-04 10:00 | 47.2431 | 78.5417
2026-08-04 11:00 | 47.656 | 79.4765
2026-08-04 12:00 | 47.4943 | 78.0468
2026-08-04 13:00 | 48.8051 | 80.1213
2026-08-04 14:00 | 49.7012 | 78.8916
2026-08-04 15:00 | 50.841 | 82.6022
2026-08-04 16:00 | 52.7617 | 87.61
2026-08-04 17:00 | 54.6793 | 91.6365
2026-08-04 18:00 | 54.3336 | 93.5079
2026-08-04 19:00 | 51.2213 | 90.6805
2026-08-04 20:00 | 48.33 | 87.0793
2026-08-04 21:00 | 45.6012 | 83.2742
2026-08-04 22:00 | 41.8224 | 77.861
2026-08-04 23:00 | 37.6729 | 73.4858
2026-08-05 | 34.4319 | 67.7171
2026-08-05 01:00 | 32.5237 | 63.5902
2026-08-05 02:00 | 32.2571 | 60.2967
2026-08-05 03:00 | 32.292 | 58.8203
2026-08-05 04:00 | 32.4037 | 57.8661
2026-08-05 05:00 | 33.7187 | 59.3508
2026-08-05 06:00 | 37.1577 | 64.2295
2026-08-05 07:00 | 42.5007 | 67.9669
2026-08-05 08:00 | 45.1111 | 70.7976
2026-08-05 09:00 | 46.3743 | 74.5757
2026-08-05 10:00 | 47.0282 | 76.7659
2026-08-05 11:00 | 47.3691 | 78.1188
2026-08-05 12:00 | 47.6924 | 80.8202
2026-08-05 13:00 | 48.74 | 82.2362
2026-08-05 14:00 | 49.1643 | 79.8299
2026-08-05 15:00 | 49.8989 | 82.2571
2026-08-05 16:00 | 51.3068 | 84.5407
2026-08-05 17:00 | 52.8555 | 86.8181
2026-08-05 18:00 | 52.2357 | 88.4276
2026-08-05 19:00 | 49.299 | 85.7989
2026-08-05 20:00 | 47.0091 | 82.5303
2026-08-05 21:00 | 44.9593 | 78.6001
2026-08-05 22:00 | 41.6247 | 73.913
2026-08-05 23:00 | 37.792 | 69.2731
2026-08-06 | 34.0559 | 65.6407
2026-08-06 01:00 | 32.7419 | 61.1612
2026-08-06 02:00 | 32.5068 | 57.8044
2026-08-06 03:00 | 32.6352 | 56.451
2026-08-06 04:00 | 32.8307 | 55.3709
2026-08-06 05:00 | 34.2434 | 56.9947
2026-08-06 06:00 | 39.1977 | 59.3124
2026-08-06 07:00 | 44.3527 | 62.7717
2026-08-06 08:00 | 46.6765 | 64.3886
2026-08-06 09:00 | 47.4379 | 66.666
2026-08-06 10:00 | 47.7229 | 68.094
2026-08-06 11:00 | 47.7838 | 69.9788
2026-08-06 12:00 | 48.813 | 69.8569
2026-08-06 13:00 | 49.5105 | 71.7037
2026-08-06 14:00 | 49.3443 | 70.4543
2026-08-06 15:00 | 49.5108 | 74.1041
2026-08-06 16:00 | 50.4034 | 78.9385
2026-08-06 17:00 | 51.4187 | 83.8183
2026-08-06 18:00 | 51.5996 | 85.5941
2026-08-06 19:00 | 48.4159 | 83.7408
2026-08-06 20:00 | 46.0434 | 80.3812
2026-08-06 21:00 | 43.5657 | 76.8375
2026-08-06 22:00 | 40.1435 | 71.8972
2026-08-06 23:00 | 36.3545 | 67.5329
2026-08-07 | 34.4318 | 60.6862
2026-08-07 01:00 | 32.3141 | 58.2427
2026-08-07 02:00 | 31.9536 | 55.6454
2026-08-07 03:00 | 31.9518 | 54.633
2026-08-07 04:00 | 32.0523 | 53.7789
2026-08-07 05:00 | 33.3336 | 55.4318
2026-08-07 06:00 | 38.9199 | 58.0612
2026-08-07 07:00 | 44.3947 | 61.2578
2026-08-07 08:00 | 46.8735 | 62.737
2026-08-07 09:00 | 47.785 | 64.5942
2026-08-07 10:00 | 47.9124 | 65.9794
2026-08-07 11:00 | 47.3937 | 67.8428
2026-08-07 12:00 | 47.8895 | 69.8493
2026-08-07 13:00 | 48.2088 | 71.4666
2026-08-07 14:00 | 47.6604 | 69.6654
2026-08-07 15:00 | 47.0128 | 72.6368
2026-08-07 16:00 | 47.3252 | 76.516
2026-08-07 17:00 | 48.0591 | 80.4039
2026-08-07 18:00 | 47.5385 | 80.9232
2026-08-07 19:00 | 44.024 | 79.208
2026-08-07 20:00 | 41.5442 | 75.8587
2026-08-07 21:00 | 39.2795 | 72.0104
2026-08-07 22:00 | 36.1578 | 67.7038
2026-08-07 23:00 | 32.6822 | 63.5205
2026-08-08 | 31.7705 | 59.9385
2026-08-08 01:00 | 30.179 | 54.6333
2026-08-08 02:00 | 29.9402 | 51.6086
2026-08-08 03:00 | 29.9129 | 50.2574
2026-08-08 04:00 | 29.9166 | 48.8069
2026-08-08 05:00 | 30.365 | 49.5451
2026-08-08 06:00 | 34.5363 | 51.1516
2026-08-08 07:00 | 38.7336 | 50.9979
2026-08-08 08:00 | 42.1382 | 51.2846
2026-08-08 09:00 | 44.6656 | 54.2329
2026-08-08 10:00 | 45.7962 | 54.8476
2026-08-08 11:00 | 46.2505 | 55.6301
2026-08-08 12:00 | 47.2067 | 58.181
2026-08-08 13:00 | 47.5441 | 59.1337
2026-08-08 14:00 | 47.321 | 56.0547
2026-08-08 15:00 | 46.9743 | 59.3185
2026-08-08 16:00 | 48.6266 | 61.5192
2026-08-08 17:00 | 50.5117 | 65.0959
2026-08-08 18:00 | 50.6129 | 66.5155
2026-08-08 19:00 | 46.7904 | 63.18
2026-08-08 20:00 | 43.3709 | 59.5208
2026-08-08 21:00 | 40.7076 | 56.3142
2026-08-08 22:00 | 37.8735 | 54.3989
2026-08-08 23:00 | 34.9218 | 51.672
2026-08-09 | 33.5453 | 50.0455
2026-08-09 01:00 | 32.0059 | 47.7901
2026-08-09 02:00 | 31.4094 | 46.025
2026-08-09 03:00 | 31.1758 | 45.2463
2026-08-09 04:00 | 30.928 | 44.2652
2026-08-09 05:00 | 31.169 | 45.3996
2026-08-09 06:00 | 33.7081 | 47.1074
2026-08-09 07:00 | 37.4706 | 47.3461
2026-08-09 08:00 | 41.3511 | 48.9541
2026-08-09 09:00 | 44.0987 | 53.3278
2026-08-09 10:00 | 45.2731 | 55.4411
2026-08-09 11:00 | 46.0263 | 55.7108
2026-08-09 12:00 | 46.8552 | 51.9377
2026-08-09 13:00 | 47.6185 | 53.8564
2026-08-09 14:00 | 47.9175 | 53.3573
2026-08-09 15:00 | 48.4393 | 58.7466
2026-08-09 16:00 | 50.5855 | 63.1786
2026-08-09 17:00 | 52.9606 | 68.5789
2026-08-09 18:00 | 53.4791 | 71.6075
2026-08-09 19:00 | 49.869 | 70.0302
2026-08-09 20:00 | 46.6458 | 66.6149
2026-08-09 21:00 | 43.8616 | 63.5962
2026-08-09 22:00 | 40.5631 | 61.1107
2026-08-09 23:00 | 37.1996 | 57.7149
2026-08-10 | 35.5781 | 54.5814
2026-08-10 01:00 | 33.6861 | 51.5234
2026-08-10 02:00 | 33.2739 | 49.8188
2026-08-10 03:00 | 33.2449 | 49.1198
2026-08-10 04:00 | 33.2876 | 48.4455
2026-08-10 05:00 | 34.612 | 50.5542
2026-08-10 06:00 | 39.7937 | 55.9074
2026-08-10 07:00 | 45.6727 | 59.2422
2026-08-10 08:00 | 49.0885 | 60.8486
2026-08-10 09:00 | 50.8951 | 64.0353
2026-08-10 10:00 | 52.2371 | 65.0328
2026-08-10 11:00 | 52.8742 | 64.785
2026-08-10 12:00 | 52.6919 | 61.9107
2026-08-10 13:00 | 54.0698 | 63.6229
2026-08-10 14:00 | 54.5377 | 62.0181
2026-08-10 15:00 | 55.6728 | 65.7619
2026-08-10 16:00 | 57.5072 | 71.4013
2026-08-10 17:00 | 59.2939 | 77.6082
2026-08-10 18:00 | 57.2128 | 80.6839
2026-08-10 19:00 | 53.8683 | 79.4639
2026-08-10 20:00 | 50.9011 | 75.8986
2026-08-10 21:00 | 48.0056 | 71.3914
2026-08-10 22:00 | 44.0264 | 66.9851
2026-08-10 23:00 | 39.6999 | 62.8654
2026-08-11 | 36.8344 | 59.474
2026-08-11 01:00 | 35.2691 | 54.6994
2026-08-11 02:00 | 34.7562 | 52.4169
2026-08-11 03:00 | 34.735 | 51.4121
2026-08-11 04:00 | 34.7955 | 50.5638
2026-08-11 05:00 | 36.2231 | 52.2454
2026-08-11 06:00 | 39.8664 | 56.9239
2026-08-11 07:00 | 44.9707 | 60.8801
2026-08-11 08:00 | 48.2191 | 62.5639
2026-08-11 09:00 | 49.9198 | 65.5574
2026-08-11 10:00 | 51.4415 | 66.5081
2026-08-11 11:00 | 52.6557 | 67.8601
2026-08-11 12:00 | 54.3835 | 67.7992
2026-08-11 13:00 | 55.5934 | 69.0351
2026-08-11 14:00 | 55.8869 | 67.8472
2026-08-11 15:00 | 56.6285 | 71.8843
2026-08-11 16:00 | 57.9336 | 77.8916
2026-08-11 17:00 | 59.3987 | 83.1926
2026-08-11 18:00 | 58.5026 | 83.8676
2026-08-11 19:00 | 55.072 | 82.3033
2026-08-11 20:00 | 52.1542 | 79.1254
2026-08-11 21:00 | 49.2063 | 74.898
2026-08-11 22:00 | 45.1712 | 70.6537
2026-08-11 23:00 | 40.786 | 66.5879
2026-08-12 | 38.0153 | 63.1843
2026-08-12 01:00 | 35.7616 | 61.6999
2026-08-12 02:00 | 35.1383 | 59.1441
2026-08-12 03:00 | 35.0001 | 57.8859
2026-08-12 04:00 | 34.9251 | 57.1004
2026-08-12 05:00 | 36.2405 | 58.5992
2026-08-12 06:00 | 39.8251 | 63.3968
2026-08-12 07:00 | 45.088 | 66.9337
2026-08-12 08:00 | 48.5588 | 68.2432
2026-08-12 09:00 | 50.5513 | 71.452
2026-08-12 10:00 | 52.0239 | 72.8619
2026-08-12 11:00 | 53.0913 | 75.6995
2026-08-12 12:00 | 54.963 | 78.9167
2026-08-12 13:00 | 56.2414 | 80.9838
2026-08-12 14:00 | 56.6566 | 80.7416
2026-08-12 15:00 | 57.3247 | 84.5241
2026-08-12 16:00 | 58.7412 | 89.7615
2026-08-12 17:00 | 60.2915 | 94.5799
2026-08-12 18:00 | 59.1412 | 95.3897
2026-08-12 19:00 | 55.4225 | 93.2029
2026-08-12 20:00 | 51.9195 | 89.8073
2026-08-12 21:00 | 48.6965 | 85.2759
2026-08-12 22:00 | 44.4077 | 79.8025
2026-08-12 23:00 | 39.7236 | 74.7984
2026-08-13 | 37.9303 | 69.7158
2026-08-13 01:00 | 35.7404 | 67.0366
2026-08-13 02:00 | 35.1326 | 63.5051
2026-08-13 03:00 | 35.0047 | 61.7327
2026-08-13 04:00 | 34.945 | 60.6262
2026-08-13 05:00 | 36.2965 | 62.163
2026-08-13 06:00 | 39.9409 | 67.8475
2026-08-13 07:00 | 45.1601 | 72.0014
2026-08-13 08:00 | 48.6898 | 74.3688
2026-08-13 09:00 | 50.7441 | 79.1995
2026-08-13 10:00 | 52.2814 | 81.2799
2026-08-13 11:00 | 53.1689 | 84.1723
2026-08-13 12:00 | 53.8905 | 87.6107
2026-08-13 13:00 | 55.2453 | 89.2014
2026-08-13 14:00 | 55.9109 | 88.7184
2026-08-13 15:00 | 56.9581 | 92.5253
2026-08-13 16:00 | 58.4735 | 97.339
2026-08-13 17:00 | 59.9155 | 101.1733
2026-08-13 18:00 | 59.1717 | 102.5511
2026-08-13 19:00 | 55.9905 | 100.1684
2026-08-13 20:00 | 52.9202 | 95.8927
2026-08-13 21:00 | 49.7981 | 90.4314
2026-08-13 22:00 | 45.6824 | 84.1313
2026-08-13 23:00 | 41.1668 | 78.5818
2026-08-14 | 37.9984 | 73.8283
2026-08-14 01:00 | 36.0048 | 67.9003
2026-08-14 02:00 | 35.3408 | 63.7921
2026-08-14 03:00 | 35.1856 | 61.7877
2026-08-14 04:00 | 35.1157 | 60.5969
2026-08-14 05:00 | 36.4343 | 61.9405
2026-08-14 06:00 | 42.035 | 68.6757
2026-08-14 07:00 | 47.2272 | 72.8291
2026-08-14 08:00 | 50.4707 | 76.0685
2026-08-14 09:00 | 52.0824 | 80.7722
2026-08-14 10:00 | 53.4236 | 82.9141
2026-08-14 11:00 | 54.3247 | 84.2349
2026-08-14 12:00 | 55.9456 | 84.8357
2026-08-14 13:00 | 57.074 | 86.0155
2026-08-14 14:00 | 57.2206 | 84.255
2026-08-14 15:00 | 57.3944 | 87.1182
2026-08-14 16:00 | 58.0504 | 89.3596
2026-08-14 17:00 | 58.8939 | 91.0578
2026-08-14 18:00 | 58.066 | 92.6131
2026-08-14 19:00 | 54.6752 | 90.5392
2026-08-14 20:00 | 51.5213 | 85.8783
2026-08-14 21:00 | 48.6994 | 80.4477
2026-08-14 22:00 | 44.732 | 75.003
2026-08-14 23:00 | 40.2992 | 69.5603
2026-08-15 | 37.3375 | 67.1608
2026-08-15 01:00 | 34.5997 | 60.3502
2026-08-15 02:00 | 33.8178 | 57.1401
2026-08-15 03:00 | 33.4648 | 55.3556
2026-08-15 04:00 | 33.0909 | 53.4329
2026-08-15 05:00 | 33.4168 | 54.2501
2026-08-15 06:00 | 35.5805 | 56.916
2026-08-15 07:00 | 39.5713 | 58.3115
2026-08-15 08:00 | 43.5158 | 60.1107
2026-08-15 09:00 | 46.2358 | 64.0478
2026-08-15 10:00 | 47.697 | 67.1291
2026-08-15 11:00 | 48.1648 | 69.9327
2026-08-15 12:00 | 48.0538 | 70.9758
2026-08-15 13:00 | 48.3295 | 73.299
2026-08-15 14:00 | 48.2742 | 71.8068
2026-08-15 15:00 | 48.6231 | 76.4129
2026-08-15 16:00 | 50.3822 | 80.7493
2026-08-15 17:00 | 52.1409 | 85.1852
2026-08-15 18:00 | 51.243 | 86.1215
2026-08-15 19:00 | 47.5082 | 83.3953
2026-08-15 20:00 | 44.2311 | 78.9585
2026-08-15 21:00 | 41.2455 | 74.507
2026-08-15 22:00 | 38.2995 | 70.202
2026-08-15 23:00 | 35.3142 | 65.96
2026-08-16 | 34.0553 | 62.9765
2026-08-16 01:00 | 32.2709 | 56.7446
2026-08-16 02:00 | 31.7337 | 53.6587
2026-08-16 03:00 | 31.4987 | 52.0671
2026-08-16 04:00 | 31.165 | 50.5463
2026-08-16 05:00 | 31.4351 | 51.4884
2026-08-16 06:00 | 33.7616 | 54.9495
2026-08-16 07:00 | 36.9107 | 55.6161
2026-08-16 08:00 | 40.0182 | 56.9274
2026-08-16 09:00 | 42.022 | 61.3058
2026-08-16 10:00 | 43.0027 | 64.1495
2026-08-16 11:00 | 43.7398 | 67.4379
2026-08-16 12:00 | 44.843 | 70.1088
2026-08-16 13:00 | 45.5212 | 72.1295
2026-08-16 14:00 | 45.7948 | 71.867
2026-08-16 15:00 | 46.5931 | 77.3279
2026-08-16 16:00 | 48.9866 | 81.6012
2026-08-16 17:00 | 51.3747 | 87.07
2026-08-16 18:00 | 50.955 | 89.3353
2026-08-16 19:00 | 47.6453 | 85.9323
2026-08-16 20:00 | 44.5544 | 82.1001
2026-08-16 21:00 | 42.0177 | 77.5934
2026-08-16 22:00 | 39.0723 | 73.3222
2026-08-16 23:00 | 35.8972 | 69.1677
2026-08-17 | 33.3577 | 65.5706
2026-08-17 01:00 | 32.2606 | 60.9514
2026-08-17 02:00 | 32.0897 | 58.0044
2026-08-17 03:00 | 32.1747 | 56.5075
2026-08-17 04:00 | 32.2903 | 55.5193
2026-08-17 05:00 | 33.7044 | 57.4001
2026-08-17 06:00 | 37.7662 | 62.4261
2026-08-17 07:00 | 42.5066 | 65.6834
2026-08-17 08:00 | 44.9075 | 66.9013
2026-08-17 09:00 | 45.7043 | 69.973
2026-08-17 10:00 | 46.1605 | 70.92
2026-08-17 11:00 | 46.4352 | 73.3814
2026-08-17 12:00 | 46.1874 | 76.4341
2026-08-17 13:00 | 47.2484 | 78.2273
2026-08-17 14:00 | 47.9795 | 76.7087
2026-08-17 15:00 | 49.3056 | 80.5773
2026-08-17 16:00 | 51.1377 | 85.2063
2026-08-17 17:00 | 52.7869 | 90.0648
2026-08-17 18:00 | 51.3085 | 92.5588
2026-08-17 19:00 | 48.2993 | 90.3402
2026-08-17 20:00 | 45.9881 | 86.0648
2026-08-17 21:00 | 43.3794 | 80.5742
2026-08-17 22:00 | 40.0037 | 74.871
2026-08-17 23:00 | 36.2783 | 69.8733
2026-08-18 | 32.5465 | 66.0824
2026-08-18 01:00 | 31.4747 | 60.5474
2026-08-18 02:00 | 31.469 | 57.3503
2026-08-18 03:00 | 31.7628 | 55.7752
2026-08-18 04:00 | 32.0549 | 54.7585
2026-08-18 05:00 | 33.6517 | 56.4385
2026-08-18 06:00 | 37.7592 | 61.4016
2026-08-18 07:00 | 42.0696 | 65.2261
2026-08-18 08:00 | 44.0098 | 66.855
2026-08-18 09:00 | 44.5268 | 69.7321
2026-08-18 10:00 | 44.9642 | 70.6377
2026-08-18 11:00 | 45.4685 | 73.4768
2026-08-18 12:00 | 46.0243 | 76.06
2026-08-18 13:00 | 47.1935 | 77.6555
2026-08-18 14:00 | 48.0653 | 76.5171
2026-08-18 15:00 | 49.4237 | 80.6483
2026-08-18 16:00 | 51.2522 | 85.9754
2026-08-18 17:00 | 53.0219 | 90.421
2026-08-18 18:00 | 53.1696 | 91.9136
2026-08-18 19:00 | 50.1622 | 89.362
2026-08-18 20:00 | 47.4263 | 85.7826
2026-08-18 21:00 | 44.1826 | 81.0897
2026-08-18 22:00 | 40.3821 | 75.7432
2026-08-18 23:00 | 36.313 | 71.2218
2026-08-19 | 33.5257 | 66.6745
2026-08-19 01:00 | 32.3167 | 60.8187
2026-08-19 02:00 | 32.1745 | 57.63
2026-08-19 03:00 | 32.3858 | 56.0503
2026-08-19 04:00 | 32.5344 | 55.2658
2026-08-19 05:00 | 34.0992 | 56.9507
2026-08-19 06:00 | 39.3245 | 62.9923
2026-08-19 07:00 | 44.4113 | 66.5665
2026-08-19 08:00 | 47.13 | 69.0303
2026-08-19 09:00 | 48.53 | 72.4519
2026-08-19 10:00 | 49.5345 | 73.8114
2026-08-19 11:00 | 50.2132 | 74.7278
2026-08-19 12:00 | 51.4487 | 76.141
2026-08-19 13:00 | 52.5503 | 77.2056
2026-08-19 14:00 | 52.8439 | 74.8919
2026-08-19 15:00 | 53.3661 | 77.1096
2026-08-19 16:00 | 54.5511 | 80.3144
2026-08-19 17:00 | 55.7078 | 83.8783
2026-08-19 18:00 | 56.1169 | 86.0636
2026-08-19 19:00 | 52.9005 | 83.1284
2026-08-19 20:00 | 50.2606 | 80.0369
2026-08-19 21:00 | 46.9894 | 75.3518
2026-08-19 22:00 | 42.9834 | 70.653
2026-08-19 23:00 | 38.7016 | 66.3305
2026-08-20 | 36.5268 | 63.6876
2026-08-20 01:00 | 33.4728 | 57.8042
2026-08-20 02:00 | 33.0684 | 54.969
2026-08-20 03:00 | 32.9875 | 53.6997
2026-08-20 04:00 | 32.9425 | 52.8383
2026-08-20 05:00 | 34.3969 | 54.6347
2026-08-20 06:00 | 39.1649 | 59.0925
2026-08-20 07:00 | 43.8043 | 62.1761
2026-08-20 08:00 | 45.973 | 62.756
2026-08-20 09:00 | 46.7518 | 64.4156
2026-08-20 10:00 | 47.0884 | 64.8857
2026-08-20 11:00 | 47.0189 | 66.77
2026-08-20 12:00 | 46.4559 | 68.2394
2026-08-20 13:00 | 47.3398 | 69.8574
2026-08-20 14:00 | 48.0021 | 68.4047
2026-08-20 15:00 | 49.1334 | 72.3242
2026-08-20 16:00 | 50.8449 | 76.7855
2026-08-20 17:00 | 52.3922 | 80.8567
2026-08-20 18:00 | 51.0096 | 83.2793
2026-08-20 19:00 | 47.9885 | 81.5167
2026-08-20 20:00 | 45.7308 | 78.6122
2026-08-20 21:00 | 42.6971 | 74.1212
2026-08-20 22:00 | 39.2003 | 69.3995
2026-08-20 23:00 | 35.4706 | 65.2845
2026-08-21 | 33.3889 | 60.9289
2026-08-21 01:00 | 31.4092 | 55.1344
2026-08-21 02:00 | 31.2032 | 52.6216
2026-08-21 03:00 | 31.396 | 51.4538
2026-08-21 04:00 | 31.5628 | 50.6367
2026-08-21 05:00 | 33.057 | 52.1107
2026-08-21 06:00 | 37.7797 | 57.3725
2026-08-21 07:00 | 42.0282 | 59.7624
2026-08-21 08:00 | 43.8306 | 59.2935
2026-08-21 09:00 | 44.7125 | 59.9786
2026-08-21 10:00 | 45.1714 | 59.6891
2026-08-21 11:00 | 45.1566 | 60.8767
2026-08-21 12:00 | 44.4671 | 61.3952
2026-08-21 13:00 | 44.8931 | 62.8472
2026-08-21 14:00 | 44.5636 | 61.1846
2026-08-21 15:00 | 44.6593 | 65.0911
2026-08-21 16:00 | 45.5432 | 68.949
2026-08-21 17:00 | 46.7393 | 72.7278
2026-08-21 18:00 | 46.4741 | 73.0093
2026-08-21 19:00 | 43.882 | 71.8277
2026-08-21 20:00 | 42.0413 | 68.8757
2026-08-21 21:00 | 39.4201 | 64.0654
2026-08-21 22:00 | 36.2915 | 60.4357
2026-08-21 23:00 | 32.8745 | 56.7151
2026-08-22 | 31.2567 | 55.3579
2026-08-22 01:00 | 28.8423 | 50.1905
2026-08-22 02:00 | 28.687 | 47.8172
2026-08-22 03:00 | 28.8487 | 46.7133
2026-08-22 04:00 | 28.8769 | 45.6072
2026-08-22 05:00 | 29.5879 | 46.6418
2026-08-22 06:00 | 32.0111 | 49.9112
2026-08-22 07:00 | 35.3797 | 49.4028
2026-08-22 08:00 | 38.4651 | 48.3103
2026-08-22 09:00 | 40.9878 | 50.0694
2026-08-22 10:00 | 42.2006 | 48.3682
2026-08-22 11:00 | 42.4637 | 49.4445
2026-08-22 12:00 | 42.5259 | 53.593
2026-08-22 13:00 | 43.0444 | 53.999
2026-08-22 14:00 | 43.2403 | 51.3496
2026-08-22 15:00 | 43.7975 | 54.8801
2026-08-22 16:00 | 45.8955 | 58.3398
2026-08-22 17:00 | 48.0818 | 62.7624
2026-08-22 18:00 | 48.0991 | 64.6789
2026-08-22 19:00 | 44.7713 | 62.9915
2026-08-22 20:00 | 41.994 | 60.3489
2026-08-22 21:00 | 39.1009 | 57.4968
2026-08-22 22:00 | 36.4088 | 55.3679
2026-08-22 23:00 | 33.7217 | 52.7017
2026-08-23 | 32.24 | 51.9838
2026-08-23 01:00 | 31.0574 | 47.1967
2026-08-23 02:00 | 30.6449 | 45.3457
2026-08-23 03:00 | 30.6513 | 44.5606
2026-08-23 04:00 | 30.5642 | 43.9104
2026-08-23 05:00 | 31.1823 | 45.2258
2026-08-23 06:00 | 34.745 | 47.5083
2026-08-23 07:00 | 38.069 | 46.8888
2026-08-23 08:00 | 42.184 | 46.7705
2026-08-23 09:00 | 45.8675 | 49.4224
2026-08-23 10:00 | 48.0347 | 50.3042
2026-08-23 11:00 | 49.6 | 52.8919
2026-08-23 12:00 | 51.2628 | 54.9835
2026-08-23 13:00 | 52.6269 | 56.6269
2026-08-23 14:00 | 53.6962 | 57.1679
2026-08-23 15:00 | 54.7013 | 63.1153
2026-08-23 16:00 | 57.3005 | 67.6096
2026-08-23 17:00 | 59.8234 | 73.2636
2026-08-23 18:00 | 60.1731 | 73.7595
2026-08-23 19:00 | 56.588 | 71.6078
2026-08-23 20:00 | 53.1626 | 68.6877
2026-08-23 21:00 | 49.5992 | 64.5497
2026-08-23 22:00 | 45.7099 | 62.2424
2026-08-23 23:00 | 41.7985 | 59.0738
2026-08-24 | 39.9459 | 58.365
2026-08-24 01:00 | 37.0304 | 57.0041
2026-08-24 02:00 | 36.3826 | 55.2398
2026-08-24 03:00 | 36.2265 | 54.2667
2026-08-24 04:00 | 36.0667 | 53.5778
2026-08-24 05:00 | 37.6092 | 55.4886
2026-08-24 06:00 | 42.8458 | 62.0512
2026-08-24 07:00 | 48.7754 | 65.3088
2026-08-24 08:00 | 52.9227 | 66.7119
2026-08-24 09:00 | 55.6603 | 70.1264
2026-08-24 10:00 | 58.0715 | 70.9953
2026-08-24 11:00 | 59.2491 | 72.0968
2026-08-24 12:00 | 60.4442 | 75.4018
2026-08-24 13:00 | 61.7134 | 76.5998
2026-08-24 14:00 | 61.6389 | 75.0126
2026-08-24 15:00 | 62.2463 | 77.9594
2026-08-24 16:00 | 63.4257 | 82.4726
2026-08-24 17:00 | 64.4486 | 86.4861
2026-08-24 18:00 | 62.9465 | 88.2216
2026-08-24 19:00 | 59.2937 | 85.1837
2026-08-24 20:00 | 56.3376 | 82.4667
2026-08-24 21:00 | 52.6038 | 77.0699
2026-08-24 22:00 | 48.0309 | 72.4385
2026-08-24 23:00 | 43.2948 | 68.6451
2026-08-25 | 41.2015 | 65.7834
2026-08-25 01:00 | 39.0343 | 62.6064
2026-08-25 02:00 | 38.1057 | 59.6272
2026-08-25 03:00 | 37.8214 | 58.0785
2026-08-25 04:00 | 37.6018 | 57.2152
2026-08-25 05:00 | 39.0907 | 58.9445
2026-08-25 06:00 | 44.6026 | 64.5093
2026-08-25 07:00 | 50.2361 | 68.8668
2026-08-25 08:00 | 54.5364 | 71.512
2026-08-25 09:00 | 57.3361 | 75.7894
2026-08-25 10:00 | 59.8083 | 77.0074
2026-08-25 11:00 | 61.2225 | 78.9961
2026-08-25 12:00 | 62.0485 | 81.1324
2026-08-25 13:00 | 63.5153 | 81.5723
2026-08-25 14:00 | 63.6608 | 80.1752
2026-08-25 15:00 | 64.6151 | 83.9424
2026-08-25 16:00 | 65.863 | 88.9981
2026-08-25 17:00 | 67.1938 | 92.9822
2026-08-25 18:00 | 67.0131 | 95.9527
2026-08-25 19:00 | 63.609 | 94.0885
2026-08-25 20:00 | 60.0768 | 90.3485
2026-08-25 21:00 | 56.0617 | 84.72
2026-08-25 22:00 | 51.1274 | 79.0345
2026-08-25 23:00 | 45.921 | 74.1054
2026-08-26 | 42.7403 | 69.522
2026-08-26 01:00 | 40.4741 | 65.1621
2026-08-26 02:00 | 39.4338 | 61.7415
2026-08-26 03:00 | 38.9961 | 59.8756
2026-08-26 04:00 | 38.6102 | 59.0672
2026-08-26 05:00 | 39.9723 | 60.716
2026-08-26 06:00 | 44.2699 | 63.993
2026-08-26 07:00 | 49.5843 | 67.8176
2026-08-26 08:00 | 54.1209 | 69.0621
2026-08-26 09:00 | 57.1868 | 71.9584
2026-08-26 10:00 | 59.7064 | 72.6788
2026-08-26 11:00 | 61.2879 | 76.8115
2026-08-26 12:00 | 61.8225 | 82.6036
2026-08-26 13:00 | 63.6429 | 83.8639
2026-08-26 14:00 | 64.4202 | 83.0853
2026-08-26 15:00 | 65.8196 | 86.7883
2026-08-26 16:00 | 67.4492 | 91.4096
2026-08-26 17:00 | 69.0802 | 95.9947
2026-08-26 18:00 | 67.8935 | 97.1038
2026-08-26 19:00 | 64.3737 | 95.0044
2026-08-26 20:00 | 60.7307 | 91.297
2026-08-26 21:00 | 56.635 | 85.6656
2026-08-26 22:00 | 51.6343 | 79.6636
2026-08-26 23:00 | 46.3539 | 74.2167
2026-08-27 | 42.7552 | 70.5229
2026-08-27 01:00 | 40.7195 | 67.0206
2026-08-27 02:00 | 39.6888 | 63.5586
2026-08-27 03:00 | 39.3087 | 61.707
2026-08-27 04:00 | 38.9625 | 60.7384
2026-08-27 05:00 | 40.4019 | 62.505
2026-08-27 06:00 | 46.2237 | 67.0041
2026-08-27 07:00 | 51.6588 | 70.6636
2026-08-27 08:00 | 56.2941 | 71.7946
2026-08-27 09:00 | 59.2964 | 75.1521
2026-08-27 10:00 | 61.8622 | 76.1822
2026-08-27 11:00 | 63.4405 | 80.5743
2026-08-27 12:00 | 64.7854 | 89.1566
2026-08-27 13:00 | 66.2804 | 90.4236
2026-08-27 14:00 | 66.3733 | 89.2435
2026-08-27 15:00 | 67.0022 | 92.9064
2026-08-27 16:00 | 67.9964 | 96.9954
2026-08-27 17:00 | 68.9677 | 100.069
2026-08-27 18:00 | 68.2621 | 100.3114
2026-08-27 19:00 | 64.7303 | 97.3975
2026-08-27 20:00 | 61.4404 | 93.6621
2026-08-27 21:00 | 57.5738 | 87.3369
2026-08-27 22:00 | 52.7109 | 81.1915
2026-08-27 23:00 | 47.4954 | 75.8937
2026-08-28 | 44.2696 | 73.4605
2026-08-28 01:00 | 39.6993 | 66.788
2026-08-28 02:00 | 38.5599 | 62.8256
2026-08-28 03:00 | 37.889 | 60.7073
2026-08-28 04:00 | 37.3468 | 59.6038
2026-08-28 05:00 | 38.5042 | 60.9004
2026-08-28 06:00 | 42.1806 | 66.1455
2026-08-28 07:00 | 47.0149 | 68.7742
2026-08-28 08:00 | 49.6249 | 68.8243
2026-08-28 09:00 | 50.6702 | 70.5051
2026-08-28 10:00 | 50.8842 | 70.626
2026-08-28 11:00 | 50.6613 | 74.019
2026-08-28 12:00 | 49.3959 | 79.6538
2026-08-28 13:00 | 49.7141 | 80.6238
2026-08-28 14:00 | 49.2341 | 78.9319
2026-08-28 15:00 | 49.2481 | 82.6137
2026-08-28 16:00 | 50.0131 | 85.5404
2026-08-28 17:00 | 51.0682 | 88.2168
2026-08-28 18:00 | 50.2505 | 89.4749
2026-08-28 19:00 | 46.7023 | 87.7071
2026-08-28 20:00 | 44.2696 | 83.6425
2026-08-28 21:00 | 40.8661 | 77.5661
2026-08-28 22:00 | 37.4501 | 72.0069
2026-08-28 23:00 | 33.9499 | 67.0122
2026-08-29 | 32.5662 | 64.1172
2026-08-29 01:00 | 29.8029 | 57.2052
2026-08-29 02:00 | 29.8251 | 54.4437
2026-08-29 03:00 | 30.0772 | 52.6085
2026-08-29 04:00 | 30.0274 | 50.8941
2026-08-29 05:00 | 30.8564 | 51.6616
2026-08-29 06:00 | 32.7421 | 52.7168
2026-08-29 07:00 | 35.6715 | 52.3702
2026-08-29 08:00 | 38.0802 | 51.5106
2026-08-29 09:00 | 39.7576 | 52.3921
2026-08-29 10:00 | 40.5544 | 52.7653
2026-08-29 11:00 | 40.0356 | 55.8607
2026-08-29 12:00 | 40.2177 | 61.2226
2026-08-29 13:00 | 39.6729 | 62.894
2026-08-29 14:00 | 38.6732 | 60.0492
2026-08-29 15:00 | 38.4452 | 63.602
2026-08-29 16:00 | 40.0519 | 66.8098
2026-08-29 17:00 | 41.8369 | 69.7296
2026-08-29 18:00 | 42.6245 | 71.7312
2026-08-29 19:00 | 39.9152 | 68.2792
2026-08-29 20:00 | 37.671 | 65.812
2026-08-29 21:00 | 35.3498 | 62.3751
2026-08-29 22:00 | 33.2871 | 59.2036
2026-08-29 23:00 | 31.1104 | 56.7656
2026-08-30 | 29.6345 | 52.9755
2026-08-30 01:00 | 27.9704 | 51.6492
2026-08-30 02:00 | 27.948 | 50.0201
2026-08-30 03:00 | 28.2185 | 49.7077
2026-08-30 04:00 | 28.0579 | 49.1937
2026-08-30 05:00 | 28.7274 | 51.2917
2026-08-30 06:00 | 31.0506 | 56.7325
2026-08-30 07:00 | 33.3521 | 56.4881
2026-08-30 08:00 | 35.4634 | 56.6754
2026-08-30 09:00 | 36.2285 | 60.5732
2026-08-30 10:00 | 35.931 | 62.5366
2026-08-30 11:00 | 36.0527 | 65.5411
2026-08-30 12:00 | 36.8237 | 70.7816
2026-08-30 13:00 | 37.3773 | 72.8677
2026-08-30 14:00 | 36.9185 | 73.1635
2026-08-30 15:00 | 37.9243 | 78.5909
2026-08-30 16:00 | 40.2701 | 81.5263
2026-08-30 17:00 | 43.0084 | 84.7989
2026-08-30 18:00 | 44.0305 | 88.099
2026-08-30 19:00 | 41.4571 | 85.5274
2026-08-30 20:00 | 39.7623 | 82.2405
2026-08-30 21:00 | 36.9084 | 76.7828
2026-08-30 22:00 | 34.1133 | 73.0557
2026-08-30 23:00 | 31.5225 | 68.8819
2026-08-31 | 30.6801 | 67.505
2026-08-31 01:00 | 30.3907 | 61.0964
2026-08-31 02:00 | 30.6284 | 58.1273
2026-08-31 03:00 | 31.1737 | 56.5568
2026-08-31 04:00 | 31.5653 | 55.816
2026-08-31 05:00 | 33.4642 | 57.8008
2026-08-31 06:00 | 38.2827 | 61.1824
2026-08-31 07:00 | 43.355 | 63.4043
2026-08-31 08:00 | 46.2639 | 63.5959
2026-08-31 09:00 | 48.0231 | 64.9149
2026-08-31 10:00 | 49.6703 | 64.7606
2026-08-31 11:00 | 50.223 | 66.7133
2026-08-31 12:00 | 50.258 | 69.359
2026-08-31 13:00 | 51.6542 | 70.7532
2026-08-31 14:00 | 52.2834 | 69.341
2026-08-31 15:00 | 53.7731 | 72.6645
2026-08-31 16:00 | 55.762 | 77.2194
2026-08-31 17:00 | 57.2775 | 81.84
2026-08-31 18:00 | 55.3239 | 81.6746
2026-08-31 19:00 | 52.345 | 78.2281
2026-08-31 20:00 | 50.1899 | 75.9859
2026-08-31 21:00 | 46.8569 | 70.9133
2026-08-31 22:00 | 42.9488 | 66.5075
2026-08-31 23:00 | 38.8423 | 63.6312
2026-09-01 | 36.7723 | 60.0961
2026-09-01 01:00 | 33.9966 | 55.9276
2026-09-01 02:00 | 33.8214 | 53.7338
2026-09-01 03:00 | 33.7225 | 53.078
2026-09-01 04:00 | 33.748 | 52.2215
2026-09-01 05:00 | 35.3627 | 54.1089
2026-09-01 06:00 | 41.1813 | 61.0169
2026-09-01 07:00 | 46.467 | 65.2166
2026-09-01 08:00 | 48.0877 | 66.0683
2026-09-01 09:00 | 47.9108 | 67.2455
2026-09-01 10:00 | 47.5617 | 67.7584
2026-09-01 11:00 | 46.9639 | 68.7679
2026-09-01 12:00 | 45.985 | 71.4726
2026-09-01 13:00 | 46.4663 | 72.4823
2026-09-01 14:00 | 46.7155 | 70.0085
2026-09-01 15:00 | 47.4928 | 74.3506
2026-09-01 16:00 | 48.9687 | 77.8679
2026-09-01 17:00 | 50.5896 | 79.1385
2026-09-01 18:00 | 49.0075 | 81.4011
2026-09-01 19:00 | 45.915 | 80.9308
2026-09-01 20:00 | 44.2488 | 78.0823
2026-09-01 21:00 | 40.9842 | 71.9816
2026-09-01 22:00 | 37.4602 | 67.1333
2026-09-01 23:00 | 33.8842 | 62.1247
2026-09-02 | 32.393 | 60.218
2026-09-02 01:00 | 30.9019 | 56.0409
2026-09-02 02:00 | 30.8892 | 53.2057
2026-09-02 03:00 | 31.0851 | 52.0019
2026-09-02 04:00 | 31.3154 | 51.1871
2026-09-02 05:00 | 32.9499 | 52.7507
2026-09-02 06:00 | 38.279 | 58.5503
2026-09-02 07:00 | 43.4459 | 61.2624
2026-09-02 08:00 | 45.2276 | 61.1346
2026-09-02 09:00 | 45.6077 | 61.0614
2026-09-02 10:00 | 45.534 | 61.0854
2026-09-02 11:00 | 44.8441 | 61.8681
2026-09-02 12:00 | 44.1919 | 61.6166
2026-09-02 13:00 | 44.7328 | 63.3587
2026-09-02 14:00 | 44.5362 | 61.7509
2026-09-02 15:00 | 45.2176 | 65.6844
2026-09-02 16:00 | 46.5423 | 70.3979
2026-09-02 17:00 | 48.1699 | 74.846
2026-09-02 18:00 | 47.2482 | 78.3523
2026-09-02 19:00 | 44.6011 | 77.3411
2026-09-02 20:00 | 43.1941 | 74.6048
2026-09-02 21:00 | 40.3025 | 68.9185
2026-09-02 22:00 | 37.0661 | 63.611
2026-09-02 23:00 | 33.5918 | 59.2241
2026-09-03 | 32.0758 | 54.497
2026-09-03 01:00 | 31.2428 | 50.7109
2026-09-03 02:00 | 31.3784 | 48.896
2026-09-03 03:00 | 31.661 | 48.3641
2026-09-03 04:00 | 31.9308 | 47.6726
2026-09-03 05:00 | 33.7002 | 49.6896
2026-09-03 06:00 | 39.032 | 57.1124
2026-09-03 07:00 | 44.1995 | 60.8667
2026-09-03 08:00 | 46.3851 | 60.7165
2026-09-03 09:00 | 47.1144 | 61.5591
2026-09-03 10:00 | 47.6572 | 61.6503
2026-09-03 11:00 | 47.4051 | 62.0373
2026-09-03 12:00 | 47.003 | 62.4283
2026-09-03 13:00 | 48.0294 | 63.3662
2026-09-03 14:00 | 48.6198 | 61.3303
2026-09-03 15:00 | 49.7529 | 66.0535
2026-09-03 16:00 | 51.4397 | 71.2397
2026-09-03 17:00 | 52.9479 | 75.4047
2026-09-03 18:00 | 52.3114 | 78.2855
2026-09-03 19:00 | 49.5917 | 78.0991
2026-09-03 20:00 | 47.6474 | 75.4843
2026-09-03 21:00 | 44.1157 | 69.5621
2026-09-03 22:00 | 40.3426 | 64.5915
2026-09-03 23:00 | 36.3712 | 60.0199
2026-09-04 | 34.383 | 57.7572
2026-09-04 01:00 | 32.8799 | 55.8593
2026-09-04 02:00 | 32.8003 | 53.9049
2026-09-04 03:00 | 32.9365 | 53.0784
2026-09-04 04:00 | 33.1179 | 52.3943
2026-09-04 05:00 | 34.8477 | 54.0941
2026-09-04 06:00 | 39.2894 | 61.9196
2026-09-04 07:00 | 44.4795 | 65.872
2026-09-04 08:00 | 46.8292 | 67.5697
2026-09-04 09:00 | 47.8459 | 70.3824
2026-09-04 10:00 | 49.0038 | 71.6589
2026-09-04 11:00 | 49.2419 | 71.835
2026-09-04 12:00 | 49.7149 | 72.8128
2026-09-04 13:00 | 50.5993 | 74.1049
2026-09-04 14:00 | 50.7283 | 72.6138
2026-09-04 15:00 | 51.2587 | 76.1446
2026-09-04 16:00 | 52.2118 | 80.5375
2026-09-04 17:00 | 53.2335 | 83.1914
2026-09-04 18:00 | 51.8206 | 87.4197
2026-09-04 19:00 | 49.1268 | 86.4401
2026-09-04 20:00 | 47.2874 | 83.711
2026-09-04 21:00 | 44.2735 | 77.9168
2026-09-04 22:00 | 40.7276 | 71.8597
2026-09-04 23:00 | 36.8938 | 67.4935
2026-09-05 | 34.2723 | 62.382
2026-09-05 01:00 | 32.8304 | 57.5029
2026-09-05 02:00 | 32.4554 | 54.4318
2026-09-05 03:00 | 32.3347 | 53.0781
2026-09-05 04:00 | 32.2711 | 51.7924
2026-09-05 05:00 | 33.0412 | 52.72
2026-09-05 06:00 | 34.6064 | 55.6712
2026-09-05 07:00 | 38.4901 | 56.9074
2026-09-05 08:00 | 42.1521 | 58.504
2026-09-05 09:00 | 44.9346 | 60.7354
2026-09-05 10:00 | 46.8427 | 63.0993
2026-09-05 11:00 | 47.5267 | 64.9382
2026-09-05 12:00 | 47.4181 | 70.2638
2026-09-05 13:00 | 48.0987 | 71.1262
2026-09-05 14:00 | 48.7409 | 69.367
2026-09-05 15:00 | 49.8573 | 73.5423
2026-09-05 16:00 | 52.2247 | 76.2097
2026-09-05 17:00 | 54.5295 | 78.2914
2026-09-05 18:00 | 52.9905 | 81.2349
2026-09-05 19:00 | 49.9118 | 78.6296
2026-09-05 20:00 | 47.013 | 75.2121
2026-09-05 21:00 | 43.5255 | 69.9877
2026-09-05 22:00 | 40.3716 | 65.8846
2026-09-05 23:00 | 37.2036 | 62.4197
2026-09-06 | 34.7772 | 59.1819
2026-09-06 01:00 | 32.7368 | 55.4459
2026-09-06 02:00 | 32.173 | 52.7754
2026-09-06 03:00 | 31.8853 | 51.1441
2026-09-06 04:00 | 31.5823 | 49.4944
2026-09-06 05:00 | 32.0893 | 49.827
2026-09-06 06:00 | 34.9523 | 51.4971
2026-09-06 07:00 | 38.2548 | 52.2009
2026-09-06 08:00 | 41.4316 | 52.446
2026-09-06 09:00 | 43.4561 | 53.8055
2026-09-06 10:00 | 44.8076 | 56.0437
2026-09-06 11:00 | 45.6804 | 58.7441
2026-09-06 12:00 | 47.5769 | 61.0717
2026-09-06 13:00 | 48.0057 | 63.1283
2026-09-06 14:00 | 47.8492 | 62.7479
2026-09-06 15:00 | 48.4062 | 68.9357
2026-09-06 16:00 | 50.2964 | 73.7293
2026-09-06 17:00 | 52.2652 | 77.5578
2026-09-06 18:00 | 52.3276 | 76.0357
2026-09-06 19:00 | 49.3315 | 74.7622
2026-09-06 20:00 | 46.8756 | 71.4852
2026-09-06 21:00 | 43.6064 | 65.7579
2026-09-06 22:00 | 40.4004 | 61.8962
2026-09-06 23:00 | 37.2063 | 57.9995
2026-09-07 | 35.4588 | 56.7985
2026-09-07 01:00 | 32.8536 | 51.6038
2026-09-07 02:00 | 32.5175 | 48.0337
2026-09-07 03:00 | 32.4657 | 47.3472
2026-09-07 04:00 | 32.4445 | 46.1528
2026-09-07 05:00 | 32.987 | 47.0081
2026-09-07 06:00 | 34.7979 | 50.9566
2026-09-07 07:00 | 37.4543 | 49.2786
2026-09-07 08:00 | 40.3912 | 47.1798
2026-09-07 09:00 | 42.9817 | 47.5607
2026-09-07 10:00 | 44.818 | 46.4745
2026-09-07 11:00 | 46.8478 | 48.5332
2026-09-07 12:00 | 49.3408 | 49.339
2026-09-07 13:00 | 50.3276 | 50.9602
2026-09-07 14:00 | 49.1321 | 50.888
2026-09-07 15:00 | 47.6156 | 56.0616
2026-09-07 16:00 | 50.4913 | 58.0606
2026-09-07 17:00 | 52.5428 | 61.1266
2026-09-07 18:00 | 52.6091 | 64.3827
2026-09-07 19:00 | 49.8571 | 63.6774
2026-09-07 20:00 | 47.1641 | 60.7123
2026-09-07 21:00 | 43.199 | 56.4452
2026-09-07 22:00 | 39.3032 | 53.1359
2026-09-07 23:00 | 35.6308 | 49.819
2026-09-08 | 34.3438 | 48.9207
2026-09-08 01:00 | 34.0736 | 49.0046
2026-09-08 02:00 | 33.7264 | 47.0856
2026-09-08 03:00 | 33.6276 | 46.6941
2026-09-08 04:00 | 33.6302 | 45.9724
2026-09-08 05:00 | 35.2379 | 47.8101
2026-09-08 06:00 | 39.6998 | 55.6684
2026-09-08 07:00 | 45.138 | 59.6866
2026-09-08 08:00 | 47.2566 | 60.1568
2026-09-08 09:00 | 47.4194 | 61.1174
2026-09-08 10:00 | 47.4253 | 60.1093
2026-09-08 11:00 | 46.8275 | 59.6803
2026-09-08 12:00 | 46.0092 | 58.5586
2026-09-08 13:00 | 46.1784 | 59.3659
2026-09-08 14:00 | 45.89 | 56.7079
2026-09-08 15:00 | 46.4526 | 61.0471
2026-09-08 16:00 | 47.6698 | 66.3477
2026-09-08 17:00 | 49.0451 | 69.5928
2026-09-08 18:00 | 48.4373 | 71.9839
2026-09-08 19:00 | 45.6985 | 70.9081
2026-09-08 20:00 | 43.7172 | 68.6492
2026-09-08 21:00 | 40.2386 | 63.3502
2026-09-08 22:00 | 36.7903 | 59.0214
2026-09-08 23:00 | 33.3912 | 55.6903
2026-09-09 | 31.5622 | 53.4695
2026-09-09 01:00 | 30.2391 | 47.9166
2026-09-09 02:00 | 30.4071 | 46.2452
2026-09-09 03:00 | 30.7897 | 45.8704
2026-09-09 04:00 | 31.1561 | 45.4391
2026-09-09 05:00 | 32.9531 | 47.2244
2026-09-09 06:00 | 37.9864 | 53.6788
2026-09-09 07:00 | 42.9494 | 57.033
2026-09-09 08:00 | 44.3974 | 55.9074
2026-09-09 09:00 | 44.0645 | 54.8953
2026-09-09 10:00 | 43.7046 | 53.4028
2026-09-09 11:00 | 43.1124 | 53.9117
2026-09-09 12:00 | 42.6488 | 57.4502
2026-09-09 13:00 | 43.3098 | 57.7637
2026-09-09 14:00 | 43.0414 | 55.2186
2026-09-09 15:00 | 43.7381 | 58.5183
2026-09-09 16:00 | 45.199 | 63.2741
2026-09-09 17:00 | 47.0547 | 67.4557
2026-09-09 18:00 | 47.0599 | 68.7708
2026-09-09 19:00 | 44.8767 | 69.2656
2026-09-09 20:00 | 43.1448 | 67.3136
2026-09-09 21:00 | 39.8966 | 62.602
2026-09-09 22:00 | 36.5021 | 58.2242
2026-09-09 23:00 | 33.0473 | 54.5418
2026-09-10 | 31.3906 | 52.4234
2026-09-10 01:00 | 29.7199 | 51.4403
2026-09-10 02:00 | 29.908 | 50.169
2026-09-10 03:00 | 30.2573 | 50.1165
2026-09-10 04:00 | 30.5861 | 49.6107
2026-09-10 05:00 | 32.4491 | 51.4166
2026-09-10 06:00 | 37.8297 | 59.358
2026-09-10 07:00 | 42.7043 | 62.2144
2026-09-10 08:00 | 44.3001 | 59.9203
2026-09-10 09:00 | 44.4495 | 58.7994
2026-09-10 10:00 | 44.4546 | 57.8084
2026-09-10 11:00 | 43.8373 | 58.3234
2026-09-10 12:00 | 43.1253 | 61.1347
2026-09-10 13:00 | 43.5321 | 62.429
2026-09-10 14:00 | 43.6732 | 60.7035
2026-09-10 15:00 | 44.4662 | 65.3015
2026-09-10 16:00 | 45.8923 | 70.4834
2026-09-10 17:00 | 47.1016 | 73.7747
2026-09-10 18:00 | 46.8757 | 77.2731
2026-09-10 19:00 | 44.8556 | 76.876
2026-09-10 20:00 | 43.3299 | 74.9157
2026-09-10 21:00 | 40.0176 | 69.8889
2026-09-10 22:00 | 36.6802 | 64.9872
2026-09-10 23:00 | 33.324 | 61.4096
2026-09-11 | 31.5511 | 55.3743
2026-09-11 01:00 | 30.1541 | 51.3175
2026-09-11 02:00 | 30.3407 | 49.3043
2026-09-11 03:00 | 30.7599 | 48.6116
2026-09-11 04:00 | 31.1939 | 47.6086
2026-09-11 05:00 | 33.0781 | 49.5946
2026-09-11 06:00 | 37.1052 | 55.1455
2026-09-11 07:00 | 42.134 | 58.7527
2026-09-11 08:00 | 43.6166 | 58.1165
2026-09-11 09:00 | 43.8523 | 57.4339
2026-09-11 10:00 | 44.2304 | 56.1465
2026-09-11 11:00 | 43.976 | 57.2734
2026-09-11 12:00 | 43.9247 | 59.3355
2026-09-11 13:00 | 44.6955 | 58.7539
2026-09-11 14:00 | 44.9379 | 56.84
2026-09-11 15:00 | 45.6327 | 59.9377
2026-09-11 16:00 | 46.9072 | 63.5305
2026-09-11 17:00 | 48.1945 | 65.6271
2026-09-11 18:00 | 46.4474 | 66.9192
2026-09-11 19:00 | 44.4977 | 66.2721
2026-09-11 20:00 | 42.9735 | 63.7417
2026-09-11 21:00 | 40.0413 | 58.6304
2026-09-11 22:00 | 36.856 | 54.8352
2026-09-11 23:00 | 33.4988 | 51.846
2026-09-12 | 31.3428 | 49.0896
2026-09-12 01:00 | 31.676 | 46.3917
2026-09-12 02:00 | 31.6199 | 45.0157
2026-09-12 03:00 | 31.7318 | 44.6431
2026-09-12 04:00 | 31.9688 | 43.3918
2026-09-12 05:00 | 33.0073 | 44.9463
2026-09-12 06:00 | 35.2908 | 48.9164
2026-09-12 07:00 | 38.8561 | 49.8138
2026-09-12 08:00 | 41.9234 | 48.8473
2026-09-12 09:00 | 44.764 | 50.66
2026-09-12 10:00 | 47.0362 | 49.3924
2026-09-12 11:00 | 48.6002 | 50.7513
2026-09-12 12:00 | 51.1036 | 55.0224
2026-09-12 13:00 | 52.2082 | 55.9975
2026-09-12 14:00 | 52.964 | 53.8768
2026-09-12 15:00 | 53.7916 | 57.996
2026-09-12 16:00 | 56.0457 | 61.9014
2026-09-12 17:00 | 58.0003 | 64.2133
2026-09-12 18:00 | 56.2186 | 64.4872
2026-09-12 19:00 | 53.4901 | 63.3785
2026-09-12 20:00 | 51.0491 | 60.665
2026-09-12 21:00 | 47.7702 | 56.7561
2026-09-12 22:00 | 44.5309 | 54.0853
2026-09-12 23:00 | 41.3221 | 51.959
2026-09-13 | 37.4994 | 49.2049
2026-09-13 01:00 | 36.09 | 44.585
2026-09-13 02:00 | 35.2449 | 42.7671
2026-09-13 03:00 | 34.7972 | 41.8981
2026-09-13 04:00 | 34.4516 | 41.1243
2026-09-13 05:00 | 35.0044 | 42.2112
2026-09-13 06:00 | 37.6017 | 46.3774
2026-09-13 07:00 | 41.5427 | 46.5277
2026-09-13 08:00 | 45.7156 | 45.6883
2026-09-13 09:00 | 48.655 | 46.9389
2026-09-13 10:00 | 50.7233 | 46.419
2026-09-13 11:00 | 52.2609 | 47.7106
2026-09-13 12:00 | 54.8514 | 47.7267
2026-09-13 13:00 | 55.6595 | 48.0698
2026-09-13 14:00 | 55.9876 | 47.8129
2026-09-13 15:00 | 56.6557 | 53.6273
2026-09-13 16:00 | 58.8868 | 58.5963
2026-09-13 17:00 | 60.9758 | 63.0889
2026-09-13 18:00 | 59.9126 | 63.5097
2026-09-13 19:00 | 56.998 | 62.9906
2026-09-13 20:00 | 53.7167 | 60.4097
2026-09-13 21:00 | 49.6912 | 56.2455
2026-09-13 22:00 | 45.6321 | 53.2196
2026-09-13 23:00 | 41.6414 | 50.5797
2026-09-14 | 39.4318 | 48.5663
2026-09-14 01:00 | 35.2207 | 45.5897
2026-09-14 02:00 | 34.5601 | 44.6135
2026-09-14 03:00 | 34.2322 | 44.8859
2026-09-14 04:00 | 34.0822 | 44.0697
2026-09-14 05:00 | 35.5601 | 46.5309
2026-09-14 06:00 | 40.4014 | 53.0787
2026-09-14 07:00 | 45.9542 | 57.342
2026-09-14 08:00 | 47.9567 | 57.1915
2026-09-14 09:00 | 48.2706 | 57.4877
2026-09-14 10:00 | 48.4326 | 55.9291
2026-09-14 11:00 | 48.0011 | 56.3481
2026-09-14 12:00 | 46.9661 | 54.752
2026-09-14 13:00 | 47.1625 | 54.2169
2026-09-14 14:00 | 46.5388 | 50.8061
2026-09-14 15:00 | 47.3291 | 53.4821
2026-09-14 16:00 | 48.6945 | 58.3536
2026-09-14 17:00 | 49.941 | 63.3826
2026-09-14 18:00 | 48.4109 | 65.7045
2026-09-14 19:00 | 46.1142 | 65.5514
2026-09-14 20:00 | 43.8144 | 62.6384
2026-09-14 21:00 | 40.195 | 57.7897
2026-09-14 22:00 | 36.6491 | 54.0038
2026-09-14 23:00 | 33.1069 | 50.6281
2026-09-15 | 31.3484 | 48.7152
2026-09-15 01:00 | 30.1298 | 46.3278
2026-09-15 02:00 | 30.1752 | 44.6986
2026-09-15 03:00 | 30.5552 | 44.3801
2026-09-15 04:00 | 30.9946 | 44.0948
2026-09-15 05:00 | 32.8047 | 46.0339
2026-09-15 06:00 | 38.2073 | 55.0874
2026-09-15 07:00 | 42.811 | 59.6559
2026-09-15 08:00 | 44.1981 | 59.2543
2026-09-15 09:00 | 43.9393 | 60.2413
2026-09-15 10:00 | 43.9686 | 58.535
2026-09-15 11:00 | 44.0457 | 57.7908
2026-09-15 12:00 | 44.0866 | 55.0387
2026-09-15 13:00 | 44.9576 | 55.447
2026-09-15 14:00 | 45.2034 | 52.187
2026-09-15 15:00 | 46.4972 | 56.5241
2026-09-15 16:00 | 48.13 | 62.4165
2026-09-15 17:00 | 49.7406 | 66.2578
2026-09-15 18:00 | 47.851 | 69.6865
2026-09-15 19:00 | 45.5828 | 69.1364
2026-09-15 20:00 | 43.4312 | 66.8435
2026-09-15 21:00 | 40.0482 | 61.7821
2026-09-15 22:00 | 36.609 | 57.7112
2026-09-15 23:00 | 32.9768 | 54.9858
2026-09-16 | 31.917 | 52.8147
2026-09-16 01:00 | 30.082 | 49.9576
2026-09-16 02:00 | 30.2608 | 48.7669
2026-09-16 03:00 | 30.5851 | 48.597
2026-09-16 04:00 | 30.9161 | 48.2134
2026-09-16 05:00 | 32.7498 | 50.1089
2026-09-16 06:00 | 37.4252 | 56.3504
2026-09-16 07:00 | 42.9124 | 60.2918
2026-09-16 08:00 | 45.0216 | 59.9543
2026-09-16 09:00 | 45.4249 | 59.15
2026-09-16 10:00 | 45.6671 | 58.8657
2026-09-16 11:00 | 45.202 | 59.8965
2026-09-16 12:00 | 44.8838 | 63.759
2026-09-16 13:00 | 45.3721 | 63.8805
2026-09-16 14:00 | 45.3352 | 62.1117
2026-09-16 15:00 | 45.7523 | 65.9371
2026-09-16 16:00 | 47.209 | 69.9839
2026-09-16 17:00 | 48.5793 | 72.7423
2026-09-16 18:00 | 48.0178 | 73.0379
2026-09-16 19:00 | 45.5156 | 72.5543
2026-09-16 20:00 | 43.2249 | 69.8642
2026-09-16 21:00 | 39.3524 | 64.019
2026-09-16 22:00 | 35.7821 | 59.741
2026-09-16 23:00 | 32.4489 | 55.7167
2026-09-17 | 30.6904 | 55.7555
2026-09-17 01:00 | 29.0007 | 50.2762
2026-09-17 02:00 | 29.3631 | 48.013
2026-09-17 03:00 | 29.8978 | 48.1222
2026-09-17 04:00 | 30.4573 | 47.0919
2026-09-17 05:00 | 32.528 | 49.082
2026-09-17 06:00 | 37.6385 | 55.5712
2026-09-17 07:00 | 43.2569 | 60.079
2026-09-17 08:00 | 44.8457 | 60.0345
2026-09-17 09:00 | 44.3921 | 60.2828
2026-09-17 10:00 | 43.8588 | 58.4548
2026-09-17 11:00 | 42.7088 | 58.7507
2026-09-17 12:00 | 42.2367 | 58.5537
2026-09-17 13:00 | 42.6818 | 57.4188
2026-09-17 14:00 | 42.34 | 54.4881
2026-09-17 15:00 | 42.9344 | 57.2592
2026-09-17 16:00 | 44.2468 | 61.4349
2026-09-17 17:00 | 45.6186 | 64.9792
2026-09-17 18:00 | 45.0923 | 65.659
2026-09-17 19:00 | 43.3663 | 64.8548
2026-09-17 20:00 | 41.6743 | 62.002
2026-09-17 21:00 | 38.4209 | 56.8508
2026-09-17 22:00 | 35.1813 | 53.1534
2026-09-17 23:00 | 32.041 | 49.9384
2026-09-18 | 30.3431 | 48.335
2026-09-18 01:00 | 29.35 | 45.8465
2026-09-18 02:00 | 29.6847 | 44.4359
2026-09-18 03:00 | 30.2124 | 44.7085
2026-09-18 04:00 | 30.8055 | 44.4767
2026-09-18 05:00 | 32.8561 | 46.1896
2026-09-18 06:00 | 37.5957 | 53.1426
2026-09-18 07:00 | 42.8521 | 58.3596
2026-09-18 08:00 | 44.0025 | 58.3997
2026-09-18 09:00 | 43.0594 | 59.25
2026-09-18 10:00 | 42.5245 | 57.9189
2026-09-18 11:00 | 41.4226 | 56.6928
2026-09-18 12:00 | 41.2287 | 56.0785
2026-09-18 13:00 | 41.3887 | 56.3411
2026-09-18 14:00 | 40.8023 | 53.0104
2026-09-18 15:00 | 40.9705 | 56.2222
2026-09-18 16:00 | 41.9708 | 60.6035
2026-09-18 17:00 | 43.2282 | 63.415
2026-09-18 18:00 | 42.3707 | 63.4372
2026-09-18 19:00 | 40.7162 | 63.9071
2026-09-18 20:00 | 38.9853 | 61.2208
2026-09-18 21:00 | 35.8422 | 56.7515
2026-09-18 22:00 | 32.8037 | 53.0251
2026-09-18 23:00 | 30.0164 | 49.9059
2026-09-19 | 28.861 | 48.0088
2026-09-19 01:00 | 27.8287 | 46.6169
2026-09-19 02:00 | 28.0069 | 44.6942
2026-09-19 03:00 | 28.3833 | 44.6277
2026-09-19 04:00 | 28.7402 | 44.106
2026-09-19 05:00 | 29.9257 | 45.1289
2026-09-19 06:00 | 32.5862 | 50.7371
2026-09-19 07:00 | 36.5213 | 51.7477
2026-09-19 08:00 | 38.0291 | 51.6049
2026-09-19 09:00 | 38.2362 | 54.4077
2026-09-19 10:00 | 37.9412 | 54.6644
2026-09-19 11:00 | 36.9923 | 54.6959
2026-09-19 12:00 | 36.278 | 54.6018
2026-09-19 13:00 | 36.0472 | 54.9249
2026-09-19 14:00 | 35.3881 | 52.633
2026-09-19 15:00 | 35.9305 | 58.2448
2026-09-19 16:00 | 37.9443 | 62.7075
2026-09-19 17:00 | 40.0141 | 66.9905
2026-09-19 18:00 | 40.1763 | 65.1724
2026-09-19 19:00 | 38.363 | 63.2666
2026-09-19 20:00 | 36.4165 | 59.6576
2026-09-19 21:00 | 33.3781 | 54.7407
2026-09-19 22:00 | 31.0079 | 51.8922
2026-09-19 23:00 | 28.9794 | 49.5823
2026-09-20 | 27.5591 | 49.2054
2026-09-20 01:00 | 27.3314 | 46.6751
2026-09-20 02:00 | 27.5122 | 44.9079
2026-09-20 03:00 | 27.8537 | 44.4049
2026-09-20 04:00 | 28.1102 | 43.5131
2026-09-20 05:00 | 29.1296 | 44.4218
2026-09-20 06:00 | 31.1017 | 47.9955
2026-09-20 07:00 | 34.8641 | 49.1577
2026-09-20 08:00 | 36.2011 | 49.2145
2026-09-20 09:00 | 36.6458 | 49.6837
2026-09-20 10:00 | 36.4781 | 49.2003
2026-09-20 11:00 | 36.3593 | 49.1756
2026-09-20 12:00 | 34.5253 | 47.3443
2026-09-20 13:00 | 34.7512 | 46.97
2026-09-20 14:00 | 34.5764 | 46.3472
2026-09-20 15:00 | 35.6083 | 51.2569
2026-09-20 16:00 | 38.2588 | 56.6208
2026-09-20 17:00 | 40.7293 | 60.9284
2026-09-20 18:00 | 40.8458 | 60.4921
2026-09-20 19:00 | 39.0938 | 60.0203
2026-09-20 20:00 | 37.1785 | 56.7571
2026-09-20 21:00 | 34.0764 | 52.5918
2026-09-20 22:00 | 31.5266 | 49.7454
2026-09-20 23:00 | 29.2593 | 47.3494
2026-09-21 | 28.203 | 46.5011
2026-09-21 01:00 | 27.6339 | 44.6406
2026-09-21 02:00 | 28.0649 | 43.572
2026-09-21 03:00 | 28.679 | 43.9875
2026-09-21 04:00 | 29.3285 | 43.4996
2026-09-21 05:00 | 31.3995 | 46.1468
2026-09-21 06:00 | 36.086 | 52.9986
2026-09-21 07:00 | 42.0424 | 58.2056
2026-09-21 08:00 | 43.5475 | 58.1478
2026-09-21 09:00 | 43.0803 | 57.7233
2026-09-21 10:00 | 42.5655 | 55.0782
2026-09-21 11:00 | 41.3406 | 53.7857
2026-09-21 12:00 | 40.9776 | 53.4986
2026-09-21 13:00 | 41.3809 | 53.2164
2026-09-21 14:00 | 41.0137 | 48.9674
2026-09-21 15:00 | 41.5484 | 52.0396
2026-09-21 16:00 | 43.0266 | 57.2594
2026-09-21 17:00 | 44.391 | 62.5808
2026-09-21 18:00 | 44.3468 | 66.2792
2026-09-21 19:00 | 42.6173 | 65.712
2026-09-21 20:00 | 40.7754 | 62.8896
2026-09-21 21:00 | 37.2443 | 58.3113
2026-09-21 22:00 | 33.9102 | 54.7202
2026-09-21 23:00 | 30.8654 | 51.6461
2026-09-22 | 29.3532 | 48.8295
2026-09-22 01:00 | 29.0016 | 44.8311
2026-09-22 02:00 | 29.3936 | 43.7917
2026-09-22 03:00 | 29.9694 | 44.1582
2026-09-22 04:00 | 30.5552 | 44.1317
2026-09-22 05:00 | 32.7061 | 46.676
2026-09-22 06:00 | 37.0789 | 54.2299
2026-09-22 07:00 | 42.4487 | 59.2165
2026-09-22 08:00 | 43.3742 | 59.8035
2026-09-22 09:00 | 42.3148 | 59.2891
2026-09-22 10:00 | 41.5691 | 57.6534
2026-09-22 11:00 | 40.6621 | 56.4135
2026-09-22 12:00 | 40.0146 | 54.8946
2026-09-22 13:00 | 40.3062 | 54.0796
2026-09-22 14:00 | 40.054 | 50.1925
2026-09-22 15:00 | 40.6724 | 53.2409
2026-09-22 16:00 | 41.9328 | 58.5505
2026-09-22 17:00 | 43.3027 | 62.8546
2026-09-22 18:00 | 43.1468 | 66.939
2026-09-22 19:00 | 41.9193 | 66.3892
2026-09-22 20:00 | 40.275 | 62.9662
2026-09-22 21:00 | 37.0894 | 58.2277
2026-09-22 22:00 | 33.9288 | 54.3042
2026-09-22 23:00 | 30.9954 | 51.4235
2026-09-23 | 29.2703 | 49.8779
2026-09-23 01:00 | 28.9418 | 45.7682
2026-09-23 02:00 | 29.3123 | 44.8371
2026-09-23 03:00 | 29.8603 | 45.076
2026-09-23 04:00 | 30.5033 | 44.8938
2026-09-23 05:00 | 32.6071 | 47.6913
2026-09-23 06:00 | 36.9889 | 53.7983
2026-09-23 07:00 | 42.378 | 58.5672
2026-09-23 08:00 | 43.2705 | 58.2792
2026-09-23 09:00 | 42.538 | 57.1406
2026-09-23 10:00 | 41.9402 | 54.7633
2026-09-23 11:00 | 41.2585 | 54.5601
2026-09-23 12:00 | 39.6124 | 55.6181
2026-09-23 13:00 | 39.859 | 54.83
2026-09-23 14:00 | 39.6245 | 51.9419
2026-09-23 15:00 | 40.2061 | 54.1733
2026-09-23 16:00 | 41.7566 | 58.0293
2026-09-23 17:00 | 43.4589 | 61.9629
2026-09-23 18:00 | 43.685 | 63.2445
2026-09-23 19:00 | 42.4313 | 63.5027
2026-09-23 20:00 | 40.8174 | 60.795
2026-09-23 21:00 | 37.679 | 56.6941
2026-09-23 22:00 | 34.5733 | 52.697
2026-09-23 23:00 | 31.6037 | 49.1836
2026-09-24 | 29.5958 | 48.2764
2026-09-24 01:00 | 29.4792 | 45.088
2026-09-24 02:00 | 29.8437 | 43.7308
2026-09-24 03:00 | 30.3825 | 44.1478
2026-09-24 04:00 | 31.0498 | 43.8578
2026-09-24 05:00 | 33.1507 | 46.4543
2026-09-24 06:00 | 37.7749 | 54.6923
2026-09-24 07:00 | 43.3037 | 59.8407
2026-09-24 08:00 | 44.4452 | 59.6514
2026-09-24 09:00 | 43.4101 | 59.5208
2026-09-24 10:00 | 42.3248 | 56.9124
2026-09-24 11:00 | 40.8425 | 55.6156
2026-09-24 12:00 | 40.2021 | 54.0682
2026-09-24 13:00 | 40.3994 | 53.2415
2026-09-24 14:00 | 40.1254 | 50.0957
2026-09-24 15:00 | 40.6542 | 53.0988
2026-09-24 16:00 | 42.1609 | 57.4702
2026-09-24 17:00 | 43.6592 | 61.568
2026-09-24 18:00 | 44.1829 | 63.5183
2026-09-24 19:00 | 43.0306 | 63.9935
2026-09-24 20:00 | 41.4282 | 61.5525
2026-09-24 21:00 | 38.2027 | 57.351
2026-09-24 22:00 | 35.1101 | 53.1295
2026-09-24 23:00 | 32.1897 | 49.9
2026-09-25 | 30.5618 | 49.0134
2026-09-25 01:00 | 30.0061 | 45.3763
2026-09-25 02:00 | 30.2955 | 43.8556
2026-09-25 03:00 | 30.8036 | 43.9651
2026-09-25 04:00 | 31.4714 | 43.5367
2026-09-25 05:00 | 33.5309 | 45.6827
2026-09-25 06:00 | 37.8566 | 53.9553
2026-09-25 07:00 | 43.5106 | 58.9551
2026-09-25 08:00 | 44.9347 | 58.4365
2026-09-25 09:00 | 44.8265 | 57.8474
2026-09-25 10:00 | 44.4441 | 54.8834
2026-09-25 11:00 | 43.2766 | 53.6404
2026-09-25 12:00 | 42.7367 | 52.8712
2026-09-25 13:00 | 43.1167 | 51.9523
2026-09-25 14:00 | 42.5586 | 48.978
2026-09-25 15:00 | 42.6627 | 51.9645
2026-09-25 16:00 | 43.5932 | 55.9384
2026-09-25 17:00 | 44.586 | 59.8477
2026-09-25 18:00 | 42.1554 | 62.4757
2026-09-25 19:00 | 41.2404 | 63.0704
2026-09-25 20:00 | 39.5086 | 60.4064
2026-09-25 21:00 | 36.359 | 56.0986
2026-09-25 22:00 | 33.3732 | 51.9467
2026-09-25 23:00 | 30.5896 | 48.7992
2026-09-26 | 29.1373 | 47.8187
2026-09-26 01:00 | 28.6808 | 45.0757
2026-09-26 02:00 | 28.8479 | 43.2924
2026-09-26 03:00 | 29.1537 | 43.9637
2026-09-26 04:00 | 29.6183 | 43.5737
2026-09-26 05:00 | 30.9199 | 44.9249
2026-09-26 06:00 | 33.6321 | 51.4603
2026-09-26 07:00 | 37.6973 | 53.5583
2026-09-26 08:00 | 39.5427 | 53.5051
2026-09-26 09:00 | 41.0701 | 56.4804
2026-09-26 10:00 | 41.6793 | 56.1976
2026-09-26 11:00 | 40.9177 | 56.0241
2026-09-26 12:00 | 37.8002 | 56.83
2026-09-26 13:00 | 37.4837 | 57.1818
2026-09-26 14:00 | 36.6256 | 53.7859
2026-09-26 15:00 | 36.8788 | 58.754
2026-09-26 16:00 | 38.7696 | 62.9288
2026-09-26 17:00 | 40.9525 | 66.0941
2026-09-26 18:00 | 40.9819 | 67.0197
2026-09-26 19:00 | 39.6602 | 65.8227
2026-09-26 20:00 | 37.5192 | 61.1939
2026-09-26 21:00 | 34.3025 | 56.0375
2026-09-26 22:00 | 31.9468 | 52.9626
2026-09-26 23:00 | 29.9272 | 50.5572
2026-09-27 | 28.4896 | 49.7034
2026-09-27 01:00 | 28.0103 | 45.79
2026-09-27 02:00 | 28.1738 | 43.5351
2026-09-27 03:00 | 28.4638 | 43.1092
2026-09-27 04:00 | 28.8424 | 42.5796
2026-09-27 05:00 | 30.0085 | 43.5939
2026-09-27 06:00 | 32.2722 | 46.618
2026-09-27 07:00 | 35.8854 | 47.6463
2026-09-27 08:00 | 37.3577 | 46.5834
2026-09-27 09:00 | 38.1299 | 46.7499
2026-09-27 10:00 | 38.0344 | 46.552
2026-09-27 11:00 | 37.2834 | 48.3895
2026-09-27 12:00 | 34.7848 | 50.5216
2026-09-27 13:00 | 34.7175 | 51.8877
2026-09-27 14:00 | 34.2391 | 51.3808
2026-09-27 15:00 | 34.9094 | 57.6312
2026-09-27 16:00 | 37.3622 | 63.5695
2026-09-27 17:00 | 40.1304 | 68.6428
2026-09-27 18:00 | 41.1559 | 69.1734
2026-09-27 19:00 | 39.7777 | 68.2315
2026-09-27 20:00 | 37.5717 | 63.603
2026-09-27 21:00 | 34.3221 | 58.6642
2026-09-27 22:00 | 31.6761 | 55.0375
2026-09-27 23:00 | 29.3803 | 52.2964
2026-09-28 | 28.3812 | 49.8849
2026-09-28 01:00 | 28.3102 | 47.9216
2026-09-28 02:00 | 28.7429 | 46.3446
2026-09-28 03:00 | 29.277 | 46.1057
2026-09-28 04:00 | 29.9346 | 45.4363
2026-09-28 05:00 | 31.9991 | 47.7533
2026-09-28 06:00 | 36.6877 | 54.7501
2026-09-28 07:00 | 42.1345 | 59.8197
2026-09-28 08:00 | 43.1088 | 59.6973
2026-09-28 09:00 | 42.7421 | 60.2517
2026-09-28 10:00 | 42.2778 | 58.5762
2026-09-28 11:00 | 41.3369 | 58.32
2026-09-28 12:00 | 40.2959 | 59.5292
2026-09-28 13:00 | 40.6172 | 59.6856
2026-09-28 14:00 | 40.5162 | 56.4965
2026-09-28 15:00 | 41.3047 | 60.6758
2026-09-28 16:00 | 42.7725 | 65.9652
2026-09-28 17:00 | 43.9855 | 71.2335
2026-09-28 18:00 | 43.7401 | 73.8908
2026-09-28 19:00 | 43.0308 | 73.5342
2026-09-28 20:00 | 41.2354 | 69.2833
2026-09-28 21:00 | 37.8749 | 63.3428
2026-09-28 22:00 | 34.685 | 58.5086
2026-09-28 23:00 | 31.5975 | 54.7301
2026-09-29 | 29.8734 | 52.6661
2026-09-29 01:00 | 29.7846 | 49.2907
2026-09-29 02:00 | 30.0804 | 47.2688
2026-09-29 03:00 | 30.5374 | 46.58
2026-09-29 04:00 | 31.234 | 45.9418
2026-09-29 05:00 | 33.329 | 47.9246
2026-09-29 06:00 | 38.4832 | 56.4668
2026-09-29 07:00 | 43.8583 | 61.8057
2026-09-29 08:00 | 44.6524 | 62.4176
2026-09-29 09:00 | 44.1281 | 64.0203
2026-09-29 10:00 | 43.8478 | 63.0159
2026-09-29 11:00 | 43.2952 | 62.8964
2026-09-29 12:00 | 44.7762 | 66.7705
2026-09-29 13:00 | 45.0071 | 66.964
2026-09-29 14:00 | 44.3438 | 63.7241
2026-09-29 15:00 | 44.2391 | 67.6474
2026-09-29 16:00 | 45.1722 | 72.1413
2026-09-29 17:00 | 45.9618 | 74.6081
2026-09-29 18:00 | 45.4514 | 77.0568
2026-09-29 19:00 | 44.2898 | 76.0427
2026-09-29 20:00 | 42.6822 | 72.1407
2026-09-29 21:00 | 39.5003 | 66.4027
2026-09-29 22:00 | 36.3626 | 61.5242
2026-09-29 23:00 | 33.1375 | 58.1636
2026-09-30 | 31.9651 | 56.4988
2026-09-30 01:00 | 30.4721 | 54.6044
2026-09-30 02:00 | 30.4448 | 52.5173
2026-09-30 03:00 | 30.6191 | 51.7823
2026-09-30 04:00 | 30.982 | 51.2259
2026-09-30 05:00 | 32.8456 | 52.953
2026-09-30 06:00 | 37.7457 | 60.0906
2026-09-30 07:00 | 43.2149 | 64.5932
2026-09-30 08:00 | 44.1102 | 63.9694
2026-09-30 09:00 | 44.0638 | 64.4557
2026-09-30 10:00 | 43.6206 | 63.3262
2026-09-30 11:00 | 42.7139 | 64.6119
2026-09-30 12:00 | 40.8808 | 69.1229
2026-09-30 13:00 | 41.3652 | 70.1204
2026-09-30 14:00 | 41.2644 | 68.3079
2026-09-30 15:00 | 41.8549 | 72.8815
2026-09-30 16:00 | 43.4179 | 77.9409
2026-09-30 17:00 | 44.6822 | 81.8519
2026-09-30 18:00 | 44.5069 | 83.5481
2026-09-30 19:00 | 43.4905 | 83.1331
2026-09-30 20:00 | 41.5432 | 78.9665
2026-09-30 21:00 | 37.8086 | 73.2059
2026-09-30 22:00 | 34.5742 | 67.3463
2026-09-30 23:00 | 31.3939 | 63.0652
2026-10-01 | 30.0972 | 58.2357
2026-10-01 01:00 | 29.1304 | 57.256
2026-10-01 02:00 | 29.3815 | 54.5232
2026-10-01 03:00 | 29.8687 | 53.354
2026-10-01 04:00 | 30.5053 | 52.7749
2026-10-01 05:00 | 32.4853 | 55.1974
2026-10-01 06:00 | 36.8201 | 60.5669
2026-10-01 07:00 | 42.4618 | 65.5553
2026-10-01 08:00 | 43.768 | 65.1936
2026-10-01 09:00 | 43.1789 | 65.7367
2026-10-01 10:00 | 42.9746 | 65.1247
2026-10-01 11:00 | 42.3585 | 65.9398
2026-10-01 12:00 | 41.5908 | 69.0614
2026-10-01 13:00 | 41.7061 | 69.6453
2026-10-01 14:00 | 41.4026 | 67.7146
2026-10-01 15:00 | 41.7239 | 72.3915
2026-10-01 16:00 | 42.7247 | 76.635
2026-10-01 17:00 | 43.5961 | 80.5761
2026-10-01 18:00 | 44.4661 | 81.0201
2026-10-01 19:00 | 44.0243 | 80.7969
2026-10-01 20:00 | 41.3474 | 76.6047
2026-10-01 21:00 | 37.8501 | 71.3147
2026-10-01 22:00 | 34.7271 | 66.0157
2026-10-01 23:00 | 31.6201 | 62.7273
2026-10-02 | 29.5481 | 58.0393
2026-10-02 01:00 | 29.3552 | 53.6764
2026-10-02 02:00 | 29.6148 | 50.9847
2026-10-02 03:00 | 30.0557 | 49.7528
2026-10-02 04:00 | 30.6812 | 48.8064
2026-10-02 05:00 | 32.6436 | 51.1488
2026-10-02 06:00 | 37.1205 | 56.5235
2026-10-02 07:00 | 42.8073 | 61.262
2026-10-02 08:00 | 43.8915 | 60.8452
2026-10-02 09:00 | 43.2275 | 60.2864
2026-10-02 10:00 | 42.9945 | 58.5833
2026-10-02 11:00 | 42.326 | 59.3644
2026-10-02 12:00 | 41.4581 | 60.2906
2026-10-02 13:00 | 41.9257 | 59.857
2026-10-02 14:00 | 41.7161 | 57.1272
2026-10-02 15:00 | 42.0973 | 60.8129
2026-10-02 16:00 | 42.9696 | 63.6073
2026-10-02 17:00 | 43.7855 | 66.4539
2026-10-02 18:00 | 44.1165 | 67.611
2026-10-02 19:00 | 43.4798 | 68.1012
2026-10-02 20:00 | 40.5968 | 63.5917
2026-10-02 21:00 | 37.117 | 58.4715
2026-10-02 22:00 | 33.9833 | 54.3412
2026-10-02 23:00 | 30.8302 | 51.4477
2026-10-03 | 29.155 | 48.7172
2026-10-03 01:00 | 28.008 | 45.514
2026-10-03 02:00 | 28.1385 | 44.1759
2026-10-03 03:00 | 28.4826 | 43.2636
2026-10-03 04:00 | 28.9788 | 41.9926
2026-10-03 05:00 | 30.1015 | 44.2903
2026-10-03 06:00 | 32.3044 | 48.7705
2026-10-03 07:00 | 36.0952 | 50.4838
2026-10-03 08:00 | 37.782 | 49.8662
2026-10-03 09:00 | 38.115 | 50.5305
2026-10-03 10:00 | 38.468 | 47.866
2026-10-03 11:00 | 38.0169 | 48.092
2026-10-03 12:00 | 37.3705 | 47.9216
2026-10-03 13:00 | 36.2838 | 48.1082
2026-10-03 14:00 | 35.6497 | 46.468
2026-10-03 15:00 | 35.399 | 50.5039
2026-10-03 16:00 | 37.1858 | 53.9494
2026-10-03 17:00 | 39.246 | 58.2388
2026-10-03 18:00 | 40.9299 | 60.3538
2026-10-03 19:00 | 40.2308 | 60.5047
2026-10-03 20:00 | 37.0449 | 56.7084
2026-10-03 21:00 | 34.1424 | 53.3585
2026-10-03 22:00 | 32.1276 | 50.7175
2026-10-03 23:00 | 30.075 | 48.9019
2026-10-04 | 28.1011 | 46.9329
2026-10-04 01:00 | 27.554 | 45.6677
2026-10-04 02:00 | 27.7811 | 44.0074
2026-10-04 03:00 | 28.1311 | 42.9375
2026-10-04 04:00 | 28.5558 | 41.9542
2026-10-04 05:00 | 29.6204 | 43.8262
2026-10-04 06:00 | 31.5723 | 47.1786
2026-10-04 07:00 | 35.3339 | 48.0342
2026-10-04 08:00 | 36.9216 | 47.6592
2026-10-04 09:00 | 36.7764 | 49.146
2026-10-04 10:00 | 35.8751 | 46.8322
2026-10-04 11:00 | 34.9668 | 46.7391
2026-10-04 12:00 | 35.4 | 46.0019
2026-10-04 13:00 | 35.3868 | 45.4305
2026-10-04 14:00 | 34.8159 | 44.6655
2026-10-04 15:00 | 35.5392 | 49.5702
2026-10-04 16:00 | 37.6435 | 53.0966
2026-10-04 17:00 | 40.4007 | 58.5926
2026-10-04 18:00 | 42.5246 | 60.6775
2026-10-04 19:00 | 41.5328 | 60.7452
2026-10-04 20:00 | 38.6686 | 57.1354
2026-10-04 21:00 | 35.3141 | 53.1472
2026-10-04 22:00 | 32.5641 | 50.4367
2026-10-04 23:00 | 30.1533 | 48.5574
2026-10-05 | 28.7611 | 46.4889
2026-10-05 01:00 | 28.4102 | 42.577
2026-10-05 02:00 | 28.8993 | 41.9051
2026-10-05 03:00 | 29.5395 | 42.1174
2026-10-05 04:00 | 30.4009 | 41.8536
2026-10-05 05:00 | 32.4581 | 45.0221
2026-10-05 06:00 | 36.6849 | 53.2403
2026-10-05 07:00 | 43.0215 | 58.1573
2026-10-05 08:00 | 44.98 | 57.4685
2026-10-05 09:00 | 44.8845 | 56.0876
2026-10-05 10:00 | 44.9846 | 54.4849
2026-10-05 11:00 | 44.1214 | 54.7303
2026-10-05 12:00 | 41.8255 | 54.3268
2026-10-05 13:00 | 41.9052 | 54.0588
2026-10-05 14:00 | 41.2079 | 51.0834
2026-10-05 15:00 | 41.5672 | 54.5908
2026-10-05 16:00 | 42.8701 | 58.6948
2026-10-05 17:00 | 44.2654 | 63.062
2026-10-05 18:00 | 44.1452 | 64.2942
2026-10-05 19:00 | 43.2812 | 64.7294
2026-10-05 20:00 | 40.5394 | 61.0713
2026-10-05 21:00 | 37.2829 | 56.7233
2026-10-05 22:00 | 34.1877 | 53.0411
2026-10-05 23:00 | 31.2431 | 50.3922
2026-10-06 | 29.3442 | 47.4046
2026-10-06 01:00 | 28.8762 | 44.4623
2026-10-06 02:00 | 29.2311 | 43.2077
2026-10-06 03:00 | 29.775 | 43.28
2026-10-06 04:00 | 30.56 | 43.1439
2026-10-06 05:00 | 32.5582 | 46.2765
2026-10-06 06:00 | 36.6187 | 53.4743
2026-10-06 07:00 | 42.7017 | 59.5755
2026-10-06 08:00 | 43.7072 | 60.6814
2026-10-06 09:00 | 42.7773 | 61.4636
2026-10-06 10:00 | 41.9702 | 60.6761
2026-10-06 11:00 | 41.2029 | 60.2746
2026-10-06 12:00 | 39.5606 | 58.0126
2026-10-06 13:00 | 39.7885 | 57.356
2026-10-06 14:00 | 39.6973 | 53.8895
2026-10-06 15:00 | 40.2869 | 57.3956
2026-10-06 16:00 | 41.7067 | 61.1635
2026-10-06 17:00 | 43.198 | 64.6763
2026-10-06 18:00 | 43.6948 | 65.9269
2026-10-06 19:00 | 43.1647 | 65.8848
2026-10-06 20:00 | 40.8419 | 61.6731
2026-10-06 21:00 | 37.6992 | 57.1851
2026-10-06 22:00 | 34.668 | 53.4073
2026-10-06 23:00 | 31.6538 | 50.7718
2026-10-07 | 30.2273 | 49.1726
2026-10-07 01:00 | 28.9114 | 45.4281
2026-10-07 02:00 | 29.168 | 44.3363
2026-10-07 03:00 | 29.6308 | 44.2988
2026-10-07 04:00 | 30.3931 | 44.1983
2026-10-07 05:00 | 32.2772 | 47.1552
2026-10-07 06:00 | 36.4947 | 54.2034
2026-10-07 07:00 | 42.3807 | 59.637
2026-10-07 08:00 | 43.4624 | 59.4199
2026-10-07 09:00 | 42.6969 | 58.3609
2026-10-07 10:00 | 42.1508 | 56.8159
2026-10-07 11:00 | 41.658 | 57.2657
2026-10-07 12:00 | 38.6995 | 54.9247
2026-10-07 13:00 | 38.4239 | 54.5339
2026-10-07 14:00 | 38.0105 | 52.0276
2026-10-07 15:00 | 38.1656 | 55.5433
2026-10-07 16:00 | 39.6352 | 58.9676
2026-10-07 17:00 | 41.5023 | 63.0524
2026-10-07 18:00 | 43.2634 | 64.3439
2026-10-07 19:00 | 42.6255 | 64.6436
2026-10-07 20:00 | 40.3261 | 60.6685
2026-10-07 21:00 | 37.1886 | 56.4739
2026-10-07 22:00 | 34.195 | 52.5492
2026-10-07 23:00 | 31.3151 | 49.5169
2026-10-08 | 29.8395 | 48.6389
2026-10-08 01:00 | 28.9384 | 46.3803
2026-10-08 02:00 | 29.2337 | 45.1122
2026-10-08 03:00 | 29.7654 | 45.236
2026-10-08 04:00 | 30.5818 | 44.9684
2026-10-08 05:00 | 32.56 | 48.208
2026-10-08 06:00 | 37.0613 | 55.8313
2026-10-08 07:00 | 42.9243 | 61.5544
2026-10-08 08:00 | 43.8369 | 62.2535
2026-10-08 09:00 | 42.7943 | 62.7407
2026-10-08 10:00 | 41.8699 | 60.5762
2026-10-08 11:00 | 41.2158 | 59.2441
2026-10-08 12:00 | 40.1365 | 56.2447
2026-10-08 13:00 | 40.3181 | 55.2896
2026-10-08 14:00 | 39.9493 | 52.7409
2026-10-08 15:00 | 40.2025 | 55.5081
2026-10-08 16:00 | 41.4319 | 58.7727
2026-10-08 17:00 | 42.8276 | 62.3983
2026-10-08 18:00 | 44.1582 | 61.338
2026-10-08 19:00 | 43.1763 | 62.4869
2026-10-08 20:00 | 40.6015 | 59.4288
2026-10-08 21:00 | 37.3723 | 55.4799
2026-10-08 22:00 | 34.2898 | 51.5945
2026-10-08 23:00 | 31.3087 | 48.6539
2026-10-09 | 30.1685 | 47.7011
2026-10-09 01:00 | 29.3768 | 46.4237
2026-10-09 02:00 | 29.6563 | 44.8718
2026-10-09 03:00 | 30.1722 | 44.5667
2026-10-09 04:00 | 31.0246 | 44.3804
2026-10-09 05:00 | 32.9735 | 46.9959
2026-10-09 06:00 | 37.3052 | 55.3132
2026-10-09 07:00 | 43.5132 | 60.7003
2026-10-09 08:00 | 45.2637 | 60.1256
2026-10-09 09:00 | 44.9941 | 59.5888
2026-10-09 10:00 | 44.7846 | 56.6397
2026-10-09 11:00 | 43.754 | 55.7375
2026-10-09 12:00 | 42.5804 | 50.105
2026-10-09 13:00 | 42.7143 | 49.8359
2026-10-09 14:00 | 41.9563 | 47.4093
2026-10-09 15:00 | 41.8342 | 50.9803
2026-10-09 16:00 | 42.6038 | 54.8051
2026-10-09 17:00 | 43.5868 | 58.9687
2026-10-09 18:00 | 44.0492 | 61.4696
2026-10-09 19:00 | 42.5907 | 62.5204
2026-10-09 20:00 | 39.5279 | 59.8311
2026-10-09 21:00 | 36.2554 | 55.7412
2026-10-09 22:00 | 33.2551 | 51.7353
2026-10-09 23:00 | 30.4046 | 49.196
2026-10-10 | 28.9311 | 47.7345
2026-10-10 01:00 | 28.4912 | 45.8164
2026-10-10 02:00 | 28.6985 | 44.3346
2026-10-10 03:00 | 29.0907 | 44.2815
2026-10-10 04:00 | 29.7585 | 43.7812
2026-10-10 05:00 | 30.9525 | 45.6648
2026-10-10 06:00 | 33.4693 | 51.4854
2026-10-10 07:00 | 38.1244 | 53.3844
2026-10-10 08:00 | 40.1238 | 53.0715
2026-10-10 09:00 | 40.9887 | 53.796
2026-10-10 10:00 | 41.1755 | 52.2717
2026-10-10 11:00 | 40.194 | 52.5868
2026-10-10 12:00 | 40.1632 | 43.0478
2026-10-10 13:00 | 39.8893 | 42.7411
2026-10-10 14:00 | 38.9205 | 40.4152
2026-10-10 15:00 | 39.058 | 45.2064
2026-10-10 16:00 | 40.7692 | 50.4619
2026-10-10 17:00 | 42.7242 | 55.486
2026-10-10 18:00 | 41.4358 | 57.4412
2026-10-10 19:00 | 40.3916 | 57.7636
2026-10-10 20:00 | 37.5641 | 53.9987
2026-10-10 21:00 | 34.3983 | 50.455
2026-10-10 22:00 | 32.1734 | 47.7779
2026-10-10 23:00 | 30.1492 | 46.1136
2026-10-11 | 29.161 | 45.823
2026-10-11 01:00 | 28.346 | 42.9067
2026-10-11 02:00 | 28.5039 | 41.7566
2026-10-11 03:00 | 28.8663 | 41.3245
2026-10-11 04:00 | 29.4292 | 40.6784
2026-10-11 05:00 | 30.4705 | 42.7361
2026-10-11 06:00 | 32.4959 | 46.8356
2026-10-11 07:00 | 36.5578 | 48.4795
2026-10-11 08:00 | 37.8944 | 47.2152
2026-10-11 09:00 | 37.9636 | 45.1469
2026-10-11 10:00 | 37.3984 | 42.3499
2026-10-11 11:00 | 36.6626 | 41.9713
2026-10-11 12:00 | 37.1361 | 44.7698
2026-10-11 13:00 | 36.9937 | 44.3954
2026-10-11 14:00 | 36.4881 | 43.3672
2026-10-11 15:00 | 37.0218 | 48.1281
2026-10-11 16:00 | 39.2865 | 52.726
2026-10-11 17:00 | 41.9031 | 57.6567
2026-10-11 18:00 | 43.5434 | 59.1038
2026-10-11 19:00 | 42.0561 | 59.1887
2026-10-11 20:00 | 38.9339 | 55.1754
2026-10-11 21:00 | 35.6605 | 51.3475
2026-10-11 22:00 | 33.0027 | 48.9562
2026-10-11 23:00 | 30.6003 | 47.1429
2026-10-12 | 28.841 | 46.9886
2026-10-12 01:00 | 27.072 | 41.9772
2026-10-12 02:00 | 27.2091 | 39.6627
2026-10-12 03:00 | 27.6214 | 39.4151
2026-10-12 04:00 | 28.3238 | 39.1698
2026-10-12 05:00 | 29.1563 | 40.463
2026-10-12 06:00 | 30.6274 | 43.3775
2026-10-12 07:00 | 34.3454 | 44.778
2026-10-12 08:00 | 36.3177 | 45.5658
2026-10-12 09:00 | 36.849 | 45.2504
2026-10-12 10:00 | 36.5915 | 45.5172
2026-10-12 11:00 | 35.9135 | 45.196
2026-10-12 12:00 | 36.4706 | 45.9184
2026-10-12 13:00 | 35.818 | 45.7519
2026-10-12 14:00 | 35.7124 | 44.02
2026-10-12 15:00 | 36.0902 | 49.0846
2026-10-12 16:00 | 38.309 | 51.5487
2026-10-12 17:00 | 40.044 | 55.8982
2026-10-12 18:00 | 41.318 | 57.2529
2026-10-12 19:00 | 40.0937 | 58.5047
2026-10-12 20:00 | 37.348 | 54.9954
2026-10-12 21:00 | 34.5147 | 51.0865
2026-10-12 22:00 | 32.0847 | 48.1072
2026-10-12 23:00 | 29.8855 | 46.2626
2026-10-13 | 28.7219 | 46.1284
2026-10-13 01:00 | 29.5815 | 48.1089
2026-10-13 02:00 | 29.9347 | 46.4118
2026-10-13 03:00 | 30.5069 | 45.7368
2026-10-13 04:00 | 31.4534 | 45.4949
2026-10-13 05:00 | 33.4208 | 47.9296
2026-10-13 06:00 | 37.8162 | 56.3682
2026-10-13 07:00 | 43.829 | 61.1214
2026-10-13 08:00 | 44.848 | 59.2324
2026-10-13 09:00 | 43.0446 | 57.6367
2026-10-13 10:00 | 41.4571 | 53.7948
2026-10-13 11:00 | 39.9823 | 53.9116
2026-10-13 12:00 | 38.7144 | 52.5609
2026-10-13 13:00 | 38.3457 | 52.6767
2026-10-13 14:00 | 37.9639 | 50.6529
2026-10-13 15:00 | 38.2685 | 55.3098
2026-10-13 16:00 | 39.873 | 60.5018
2026-10-13 17:00 | 41.9923 | 64.4448
2026-10-13 18:00 | 44.3979 | 64.8847
2026-10-13 19:00 | 43.7126 | 65.8837
2026-10-13 20:00 | 41.444 | 63.1261
2026-10-13 21:00 | 38.4591 | 58.7203
2026-10-13 22:00 | 35.5225 | 54.4344
2026-10-13 23:00 | 32.6044 | 51.4082
2026-10-14 | 30.979 | 51.2201
2026-10-14 01:00 | 29.9114 | 45.92
2026-10-14 02:00 | 30.2329 | 44.5729
2026-10-14 03:00 | 30.8134 | 44.3334
2026-10-14 04:00 | 31.6824 | 43.8122
2026-10-14 05:00 | 33.6433 | 46.8901
2026-10-14 06:00 | 37.8183 | 53.9366
2026-10-14 07:00 | 43.7969 | 60.0489
2026-10-14 08:00 | 44.508 | 61.8824
2026-10-14 09:00 | 42.4589 | 62.5489
2026-10-14 10:00 | 40.5392 | 62.1417
2026-10-14 11:00 | 38.9964 | 61.6001
2026-10-14 12:00 | 37.6569 | 59.5877
2026-10-14 13:00 | 37.3714 | 57.876
2026-10-14 14:00 | 36.8846 | 55.6085
2026-10-14 15:00 | 37.083 | 57.9517
2026-10-14 16:00 | 38.5362 | 61.0286
2026-10-14 17:00 | 40.602 | 64.9379
2026-10-14 18:00 | 42.9687 | 65.0049
2026-10-14 19:00 | 42.184 | 65.1302
2026-10-14 20:00 | 39.8637 | 61.6991
2026-10-14 21:00 | 36.9467 | 57.2926
2026-10-14 22:00 | 34.031 | 53.5272
2026-10-14 23:00 | 31.1579 | 50.0703
2026-10-15 | 29.3359 | 48.3334
2026-10-15 01:00 | 28.9291 | 48.1994
2026-10-15 02:00 | 29.2348 | 46.5765
2026-10-15 03:00 | 29.8097 | 46.1891
2026-10-15 04:00 | 30.711 | 45.912
2026-10-15 05:00 | 32.6653 | 48.8462
2026-10-15 06:00 | 36.8022 | 55.6317
2026-10-15 07:00 | 43.2649 | 61.417
2026-10-15 08:00 | 44.5 | 60.252
2026-10-15 09:00 | 43.1742 | 60.3425
2026-10-15 10:00 | 41.8273 | 57.1444
2026-10-15 11:00 | 40.3587 | 56.3783
2026-10-15 12:00 | 39.2047 | 53.623
2026-10-15 13:00 | 39.1965 | 54.1319
2026-10-15 14:00 | 38.8451 | 51.2131
2026-10-15 15:00 | 39.0465 | 55.0291
2026-10-15 16:00 | 40.3599 | 59.7015
2026-10-15 17:00 | 41.8075 | 63.9146
2026-10-15 18:00 | 42.8318 | 65.2321
2026-10-15 19:00 | 41.858 | 65.5927
2026-10-15 20:00 | 39.4953 | 62.9391
2026-10-15 21:00 | 36.443 | 58.4387
2026-10-15 22:00 | 33.6477 | 54.5297
2026-10-15 23:00 | 30.851 | 52.1209
2026-10-16 | 29.3909 | 49.7949
2026-10-16 01:00 | 29.574 | 47.1157
2026-10-16 02:00 | 29.8542 | 46.1565
2026-10-16 03:00 | 30.3678 | 45.701
2026-10-16 04:00 | 31.3227 | 45.3521
2026-10-16 05:00 | 33.1571 | 48.0242
2026-10-16 06:00 | 37.2198 | 55.268
2026-10-16 07:00 | 43.33 | 60.0962
2026-10-16 08:00 | 44.6708 | 59.9418
2026-10-16 09:00 | 44.0419 | 59.2494
2026-10-16 10:00 | 43.3709 | 57.183
2026-10-16 11:00 | 42.7042 | 56.2843
2026-10-16 12:00 | 41.007 | 54.5553
2026-10-16 13:00 | 40.8897 | 53.3177
2026-10-16 14:00 | 40.3522 | 51.2482
2026-10-16 15:00 | 40.3134 | 53.971
2026-10-16 16:00 | 41.4289 | 57.4762
2026-10-16 17:00 | 42.8613 | 60.7968
2026-10-16 18:00 | 43.8413 | 62.4146
2026-10-16 19:00 | 42.9328 | 62.6532
2026-10-16 20:00 | 40.3952 | 59.1689
2026-10-16 21:00 | 37.4509 | 54.4742
2026-10-16 22:00 | 34.624 | 50.6217
2026-10-16 23:00 | 31.7857 | 47.691
2026-10-17 | 30.3319 | 46.4295
2026-10-17 01:00 | 29.2968 | 44.3544
2026-10-17 02:00 | 29.4621 | 43.1476
2026-10-17 03:00 | 29.8816 | 43.2649
2026-10-17 04:00 | 30.5933 | 42.565
2026-10-17 05:00 | 31.745 | 44.6884
2026-10-17 06:00 | 34.3075 | 49.5203
2026-10-17 07:00 | 38.8333 | 52.4522
2026-10-17 08:00 | 40.0085 | 52.9216
2026-10-17 09:00 | 39.6966 | 53.6566
2026-10-17 10:00 | 38.8457 | 51.3891
2026-10-17 11:00 | 37.5953 | 49.8319
2026-10-17 12:00 | 37.0148 | 49.3987
2026-10-17 13:00 | 36.4461 | 48.6669
2026-10-17 14:00 | 35.8108 | 46.8603
2026-10-17 15:00 | 36.0031 | 49.8828
2026-10-17 16:00 | 37.944 | 53.8682
2026-10-17 17:00 | 40.3291 | 57.7675
2026-10-17 18:00 | 42.5862 | 58.2575
2026-10-17 19:00 | 41.1482 | 57.5429
2026-10-17 20:00 | 38.2477 | 54.1114
2026-10-17 21:00 | 35.0102 | 50.4871
2026-10-17 22:00 | 32.6761 | 48.0843
2026-10-17 23:00 | 30.5176 | 46.6226
2026-10-18 | 28.9513 | 45.4351
2026-10-18 01:00 | 28.2332 | 45.1786
2026-10-18 02:00 | 28.3099 | 44.0274
2026-10-18 03:00 | 28.5873 | 43.3684
2026-10-18 04:00 | 29.2193 | 42.5268
2026-10-18 05:00 | 30.1606 | 44.3991
2026-10-18 06:00 | 32.2418 | 47.9457
2026-10-18 07:00 | 36.328 | 49.3015
2026-10-18 08:00 | 37.6591 | 48.6648
2026-10-18 09:00 | 37.9025 | 49.5453
2026-10-18 10:00 | 37.4142 | 47.7449
2026-10-18 11:00 | 36.8283 | 48.4185
2026-10-18 12:00 | 35.9938 | 45.8394
2026-10-18 13:00 | 35.8041 | 45.734
2026-10-18 14:00 | 35.143 | 45.3013
2026-10-18 15:00 | 35.764 | 50.3558
2026-10-18 16:00 | 38.1413 | 54.783
2026-10-18 17:00 | 40.859 | 59.0279
2026-10-18 18:00 | 42.5753 | 60.7342
2026-10-18 19:00 | 40.9001 | 59.8937
2026-10-18 20:00 | 37.8322 | 56.6392
2026-10-18 21:00 | 34.7664 | 52.5177
2026-10-18 22:00 | 32.2036 | 49.9237
2026-10-18 23:00 | 29.9253 | 48.3669
2026-10-19 | 28.9485 | 46.2276
2026-10-19 01:00 | 28.1119 | 43.1974
2026-10-19 02:00 | 28.4942 | 42.5586
2026-10-19 03:00 | 29.0775 | 42.7693
2026-10-19 04:00 | 30.0593 | 42.4886
2026-10-19 05:00 | 31.9057 | 45.6334
2026-10-19 06:00 | 36.3708 | 54.4788
2026-10-19 07:00 | 42.7857 | 60.5073
2026-10-19 08:00 | 44.0337 | 61.4591
2026-10-19 09:00 | 42.9398 | 61.704
2026-10-19 10:00 | 41.8658 | 60.4487
2026-10-19 11:00 | 40.76 | 59.1224
2026-10-19 12:00 | 37.8576 | 59.2807
2026-10-19 13:00 | 37.5387 | 58.566
2026-10-19 14:00 | 37.1633 | 55.8347
2026-10-19 15:00 | 37.5064 | 58.3719
2026-10-19 16:00 | 39.1386 | 62.2276
2026-10-19 17:00 | 41.1263 | 66.195
2026-10-19 18:00 | 44.1954 | 66.0516
2026-10-19 19:00 | 42.8068 | 65.6443
2026-10-19 20:00 | 40.1231 | 61.9473
2026-10-19 21:00 | 36.97 | 57.2617
2026-10-19 22:00 | 33.9849 | 53.2717
2026-10-19 23:00 | 31.0314 | 50.005
2026-10-20 | 29.7017 | 48.6737
2026-10-20 01:00 | 28.6197 | 45.3173
2026-10-20 02:00 | 28.8722 | 44.0897
2026-10-20 03:00 | 29.3981 | 44.0356
2026-10-20 04:00 | 30.3339 | 43.8638
2026-10-20 05:00 | 32.2162 | 47.0853
2026-10-20 06:00 | 36.9283 | 55.7539
2026-10-20 07:00 | 42.969 | 61.7793
2026-10-20 08:00 | 43.7993 | 61.4822
2026-10-20 09:00 | 42.4296 | 59.4717
2026-10-20 10:00 | 41.1264 | 56.0745
2026-10-20 11:00 | 39.9562 | 54.824
2026-10-20 12:00 | 39.2413 | 54.045
2026-10-20 13:00 | 39.4216 | 52.9534
2026-10-20 14:00 | 39.1841 | 49.821
2026-10-20 15:00 | 39.8326 | 53.0041
2026-10-20 16:00 | 41.5205 | 57.7581
2026-10-20 17:00 | 43.4297 | 62.435
2026-10-20 18:00 | 44.2259 | 67.3844
2026-10-20 19:00 | 43.0294 | 66.5099
2026-10-20 20:00 | 40.6554 | 62.6142
2026-10-20 21:00 | 37.5542 | 58.0187
2026-10-20 22:00 | 34.6335 | 54.21
2026-10-20 23:00 | 31.6345 | 51.2333
2026-10-21 | 30.348 | 49.4217
2026-10-21 01:00 | 29.6971 | 47.7829
2026-10-21 02:00 | 29.929 | 46.6939
2026-10-21 03:00 | 30.4021 | 46.3365
2026-10-21 04:00 | 31.2874 | 46.1121
2026-10-21 05:00 | 33.0501 | 49.1883
2026-10-21 06:00 | 37.8081 | 55.6558
2026-10-21 07:00 | 43.5042 | 61.3642
2026-10-21 08:00 | 44.0634 | 61.2971
2026-10-21 09:00 | 42.6178 | 60.6612
2026-10-21 10:00 | 41.4041 | 57.9361
2026-10-21 11:00 | 41.0155 | 57.5822
2026-10-21 12:00 | 42.155 | 56.7499
2026-10-21 13:00 | 42.4303 | 56.4276
2026-10-21 14:00 | 42.2672 | 54.8673
2026-10-21 15:00 | 42.7949 | 57.5838
2026-10-21 16:00 | 44.2467 | 61.1648
2026-10-21 17:00 | 45.6447 | 64.5891
2026-10-21 18:00 | 44.7684 | 63.9776
2026-10-21 19:00 | 43.3269 | 63.897
2026-10-21 20:00 | 41.0114 | 61.2157
2026-10-21 21:00 | 38.2334 | 57.0191
2026-10-21 22:00 | 35.3901 | 52.9746
2026-10-21 23:00 | 32.254 | 50.0046
2026-10-22 | 30.8014 | 48.1577
2026-10-22 01:00 | 30.0507 | 45.7021
2026-10-22 02:00 | 30.1382 | 44.5924
2026-10-22 03:00 | 30.4846 | 44.6207
2026-10-22 04:00 | 31.2603 | 44.3217
2026-10-22 05:00 | 32.9447 | 47.2856
2026-10-22 06:00 | 37.674 | 54.8075
2026-10-22 07:00 | 43.4104 | 61.2271
2026-10-22 08:00 | 43.9701 | 62.1343
2026-10-22 09:00 | 42.6541 | 63.4804
2026-10-22 10:00 | 41.4467 | 63.2752
2026-10-22 11:00 | 40.8155 | 63.2626
2026-10-22 12:00 | 42.0983 | 60.5886
2026-10-22 13:00 | 42.136 | 59.8424
2026-10-22 14:00 | 41.7197 | 57.4806
2026-10-22 15:00 | 41.8612 | 60.6321
2026-10-22 16:00 | 42.9275 | 64.0879
2026-10-22 17:00 | 43.8004 | 67.0625
2026-10-22 18:00 | 43.9926 | 68.7784
2026-10-22 19:00 | 42.7097 | 67.2945
2026-10-22 20:00 | 40.6236 | 63.2456
2026-10-22 21:00 | 37.9395 | 58.2575
2026-10-22 22:00 | 35.2996 | 54.0602
2026-10-22 23:00 | 32.29 | 51.0235
2026-10-23 | 30.2614 | 49.4868
2026-10-23 01:00 | 29.3505 | 46.243
2026-10-23 02:00 | 29.3396 | 45.1531
2026-10-23 03:00 | 29.689 | 45.0079
2026-10-23 04:00 | 30.4166 | 44.7208
2026-10-23 05:00 | 32.047 | 47.429
2026-10-23 06:00 | 37.1566 | 55.2733
2026-10-23 07:00 | 43.2525 | 61.6991
2026-10-23 08:00 | 44.4755 | 62.7641
2026-10-23 09:00 | 44.2998 | 64.1612
2026-10-23 10:00 | 43.8267 | 63.9569
2026-10-23 11:00 | 43.1396 | 63.6453
2026-10-23 12:00 | 42.2264 | 60.898
2026-10-23 13:00 | 42.3371 | 60.2633
2026-10-23 14:00 | 42.0009 | 58.0464
2026-10-23 15:00 | 42.2435 | 60.4645
2026-10-23 16:00 | 43.3481 | 63.0992
2026-10-23 17:00 | 44.4344 | 65.0303
2026-10-23 18:00 | 45.2332 | 65.3755
2026-10-23 19:00 | 43.8737 | 64.2922
2026-10-23 20:00 | 40.8755 | 60.1537
2026-10-23 21:00 | 37.4884 | 55.4225
2026-10-23 22:00 | 34.4926 | 51.5719
2026-10-23 23:00 | 31.2313 | 48.5205
2026-10-24 | 29.4961 | 47.6524
2026-10-24 01:00 | 27.6148 | 47.4998
2026-10-24 02:00 | 27.5841 | 46.3008
2026-10-24 03:00 | 27.8245 | 46.0941
2026-10-24 04:00 | 28.3773 | 45.4049
2026-10-24 05:00 | 29.1748 | 47.5854
2026-10-24 06:00 | 31.7609 | 52.8864
2026-10-24 07:00 | 36.5378 | 55.47
2026-10-24 08:00 | 38.9633 | 56.2365
2026-10-24 09:00 | 39.7415 | 58.729
2026-10-24 10:00 | 39.4048 | 57.8251
2026-10-24 11:00 | 38.7614 | 57.4997
2026-10-24 12:00 | 37.3659 | 48.8808
2026-10-24 13:00 | 36.6003 | 48.5103
2026-10-24 14:00 | 36.1437 | 46.2681
2026-10-24 15:00 | 36.4616 | 50.0893
2026-10-24 16:00 | 38.2139 | 54.7395
2026-10-24 17:00 | 39.8945 | 58.6154
2026-10-24 18:00 | 40.706 | 60.4994
2026-10-24 19:00 | 38.935 | 59.0808
2026-10-24 20:00 | 35.546 | 55.3021
2026-10-24 21:00 | 32.7669 | 51.1736
2026-10-24 22:00 | 30.8537 | 48.5961
2026-10-24 23:00 | 28.799 | 47.1957
2026-10-25 | 27.5809 | 46.2061
2026-10-25 01:00 | 26.7774 | 43.7196
2026-10-25 02:00 | 26.8686 | 42.8175
2026-10-25 03:00 | 27.1477 | 42.4077
2026-10-25 04:00 | 27.6936 | 41.7845
2026-10-25 05:00 | 28.3871 | 43.8776
2026-10-25 06:00 | 30.4944 | 48.2165
2026-10-25 07:00 | 34.9828 | 50.9266
2026-10-25 08:00 | 37.7498 | 51.9553
2026-10-25 09:00 | 38.8982 | 53.1536
2026-10-25 10:00 | 38.5623 | 53.3816
2026-10-25 11:00 | 38.2733 | 53.0477
2026-10-25 12:00 | 36.6719 | 48.8561
2026-10-25 13:00 | 36.2757 | 48.3188
2026-10-25 14:00 | 35.4343 | 48.2347
2026-10-25 15:00 | 36.0242 | 52.4964
2026-10-25 16:00 | 38.1868 | 57.0593
2026-10-25 17:00 | 41.0877 | 60.6174
2026-10-25 18:00 | 42.2711 | 60.1371
2026-10-25 19:00 | 41.0523 | 59.036
2026-10-25 20:00 | 38.0195 | 55.9521
2026-10-25 21:00 | 35.1811 | 51.905
2026-10-25 22:00 | 32.9273 | 49.1841
2026-10-25 23:00 | 30.5645 | 47.7209
2026-10-26 | 29.3512 | 45.8811
2026-10-26 01:00 | 28.9221 | 46.7952
2026-10-26 02:00 | 29.3783 | 45.4868
2026-10-26 03:00 | 30.053 | 44.6571
2026-10-26 04:00 | 31.154 | 44.3966
2026-10-26 05:00 | 33.0368 | 47.3501
2026-10-26 06:00 | 37.3819 | 55.7412
2026-10-26 07:00 | 43.9217 | 61.8956
2026-10-26 08:00 | 45.5244 | 61.1644
2026-10-26 09:00 | 44.8256 | 61.5059
2026-10-26 10:00 | 44.2212 | 58.472
2026-10-26 11:00 | 43.6494 | 57.3331
2026-10-26 12:00 | 41.5041 | 50.7574
2026-10-26 13:00 | 41.5102 | 51.1646
2026-10-26 14:00 | 40.8377 | 48.3323
2026-10-26 15:00 | 41.5563 | 52.0884
2026-10-26 16:00 | 43.3069 | 57.6594
2026-10-26 17:00 | 45.1036 | 63.7117
2026-10-26 18:00 | 46.2654 | 66.2525
2026-10-26 19:00 | 44.6465 | 66.09
2026-10-26 20:00 | 41.7517 | 63.9418
2026-10-26 21:00 | 38.7179 | 59.2299
2026-10-26 22:00 | 35.7612 | 54.6986
2026-10-26 23:00 | 32.7035 | 51.8779
2026-10-27 | 30.497 | 51.0086
2026-10-27 01:00 | 29.4873 | 47.3129
2026-10-27 02:00 | 29.7699 | 46.1035
2026-10-27 03:00 | 30.3841 | 45.6714
2026-10-27 04:00 | 31.4594 | 44.9447
2026-10-27 05:00 | 33.3405 | 47.774
2026-10-27 06:00 | 37.7704 | 54.6331
2026-10-27 07:00 | 44.4417 | 61.1607
2026-10-27 08:00 | 45.8771 | 63.8041
2026-10-27 09:00 | 44.5024 | 65.4595
2026-10-27 10:00 | 42.9344 | 66.3109
2026-10-27 11:00 | 41.326 | 66.3306
2026-10-27 12:00 | 40.4488 | 62.7814
2026-10-27 13:00 | 40.2993 | 60.9525
2026-10-27 14:00 | 39.8029 | 59.3898
2026-10-27 15:00 | 40.1647 | 62.628
2026-10-27 16:00 | 41.7424 | 66.3937
2026-10-27 17:00 | 43.6299 | 69.1374
2026-10-27 18:00 | 44.9962 | 69.8474
2026-10-27 19:00 | 43.4328 | 68.1963
2026-10-27 20:00 | 40.8196 | 64.1021
2026-10-27 21:00 | 37.9012 | 58.8383
2026-10-27 22:00 | 35.0686 | 54.9388
2026-10-27 23:00 | 32.1517 | 51.4794
2026-10-28 | 30.4714 | 50.665
2026-10-28 01:00 | 29.8924 | 46.4645
2026-10-28 02:00 | 30.1504 | 45.1628
2026-10-28 03:00 | 30.6931 | 45.158
2026-10-28 04:00 | 31.7277 | 44.9717
2026-10-28 05:00 | 33.4911 | 47.8169
2026-10-28 06:00 | 37.6788 | 55.5683
2026-10-28 07:00 | 44.3171 | 62.886
2026-10-28 08:00 | 45.7997 | 64.6073
2026-10-28 09:00 | 45.1915 | 68.0357
2026-10-28 10:00 | 44.0113 | 67.7936
2026-10-28 11:00 | 43.1184 | 66.9525
2026-10-28 12:00 | 40.6444 | 62.6006
2026-10-28 13:00 | 40.5729 | 62.8999
2026-10-28 14:00 | 40.0959 | 59.7613
2026-10-28 15:00 | 40.4223 | 62.6171
2026-10-28 16:00 | 41.9722 | 66.1877
2026-10-28 17:00 | 43.8198 | 69.7732
2026-10-28 18:00 | 44.4415 | 71.5098
2026-10-28 19:00 | 43.1239 | 69.9386
2026-10-28 20:00 | 40.7081 | 65.8927
2026-10-28 21:00 | 37.919 | 60.9434
2026-10-28 22:00 | 35.1298 | 56.9712
2026-10-28 23:00 | 32.2019 | 53.6671
2026-10-29 | 30.7719 | 50.8639
2026-10-29 01:00 | 29.7553 | 47.7404
2026-10-29 02:00 | 29.9683 | 47.0247
2026-10-29 03:00 | 30.4813 | 46.9071
2026-10-29 04:00 | 31.4963 | 46.9306
2026-10-29 05:00 | 33.2562 | 49.7443
2026-10-29 06:00 | 37.5853 | 57.4596
2026-10-29 07:00 | 44.0832 | 63.2336
2026-10-29 08:00 | 45.4928 | 63.6406
2026-10-29 09:00 | 44.8998 | 64.146
2026-10-29 10:00 | 43.8311 | 64.3168
2026-10-29 11:00 | 43.0076 | 64.0561
2026-10-29 12:00 | 42.2379 | 65.4152
2026-10-29 13:00 | 42.2902 | 64.8981
2026-10-29 14:00 | 41.8956 | 63.1769
2026-10-29 15:00 | 42.3835 | 66.3357
2026-10-29 16:00 | 43.823 | 69.5647
2026-10-29 17:00 | 45.2261 | 71.0302
2026-10-29 18:00 | 46.595 | 71.3783
2026-10-29 19:00 | 44.4672 | 69.5237
2026-10-29 20:00 | 41.4609 | 65.2221
2026-10-29 21:00 | 38.3871 | 59.8684
2026-10-29 22:00 | 35.5168 | 55.6523
2026-10-29 23:00 | 32.5299 | 52.4286
2026-10-30 | 30.3993 | 51.2778
2026-10-30 01:00 | 29.9256 | 47.7744
2026-10-30 02:00 | 30.1183 | 46.7006
2026-10-30 03:00 | 30.6061 | 46.5913
2026-10-30 04:00 | 31.6985 | 46.3282
2026-10-30 05:00 | 33.3624 | 48.9737
2026-10-30 06:00 | 37.8198 | 56.4038
2026-10-30 07:00 | 44.3661 | 63.2483
2026-10-30 08:00 | 45.944 | 64.9305
2026-10-30 09:00 | 45.416 | 67.1012
2026-10-30 10:00 | 44.451 | 67.1238
2026-10-30 11:00 | 43.5849 | 66.2753
2026-10-30 12:00 | 42.8998 | 64.8636
2026-10-30 13:00 | 42.8353 | 64.4655
2026-10-30 14:00 | 42.3684 | 62.6879
2026-10-30 15:00 | 42.4997 | 65.4459
2026-10-30 16:00 | 43.7669 | 67.8046
2026-10-30 17:00 | 45.1779 | 68.8839
2026-10-30 18:00 | 46.2438 | 68.4102
2026-10-30 19:00 | 44.3722 | 66.8169
2026-10-30 20:00 | 41.3637 | 62.6596
2026-10-30 21:00 | 38.3834 | 57.6783
2026-10-30 22:00 | 35.6058 | 53.462
2026-10-30 23:00 | 32.6452 | 50.3256
2026-10-31 | 31.004 | 49.1694
2026-10-31 01:00 | 30.4218 | 45.8574
2026-10-31 02:00 | 30.5844 | 45.0637
2026-10-31 03:00 | 31.0121 | 45.1814
2026-10-31 04:00 | 31.9051 | 44.6805
2026-10-31 05:00 | 33.027 | 46.7446
2026-10-31 06:00 | 35.7437 | 53.8311
2026-10-31 07:00 | 40.65 | 57.1689
2026-10-31 08:00 | 41.8271 | 57.07
2026-10-31 09:00 | 42.0921 | 58.7527
2026-10-31 10:00 | 41.5797 | 58.7638
2026-10-31 11:00 | 40.5121 | 57.9861
2026-10-31 12:00 | 39.1808 | 51.7098
2026-10-31 13:00 | 38.6925 | 50.392
2026-10-31 14:00 | 38.0776 | 47.6022
2026-10-31 15:00 | 38.3596 | 50.3644
2026-10-31 16:00 | 40.3492 | 54.7845
2026-10-31 17:00 | 42.9202 | 59.1861
2026-10-31 18:00 | 44.7499 | 63.9154
2026-10-31 19:00 | 43.2459 | 61.7833
2026-10-31 20:00 | 40.3412 | 57.6225
2026-10-31 21:00 | 36.9873 | 53.3856
2026-10-31 22:00 | 34.7622 | 50.5638
2026-10-31 23:00 | 32.4863 | 48.9543
2026-11-01 | 31.0059 | 48.4308
2026-11-01 01:00 | 31.2335 | 48.9304
2026-11-01 02:00 | 31.1128 | 46.5396
2026-11-01 03:00 | 31.3983 | 45.9606
2026-11-01 04:00 | 31.7618 | 45.049
2026-11-01 05:00 | 31.9898 | 45.3586
2026-11-01 06:00 | 32.9246 | 47.5441
2026-11-01 07:00 | 36.3676 | 48.8974
2026-11-01 08:00 | 38.7593 | 51.6642
2026-11-01 09:00 | 39.1341 | 54.6807
2026-11-01 10:00 | 38.1668 | 56.5154
2026-11-01 11:00 | 36.9927 | 55.9215
2026-11-01 12:00 | 37.7767 | 56.1078
2026-11-01 13:00 | 37.411 | 56.1424
2026-11-01 14:00 | 37.2803 | 54.27
2026-11-01 15:00 | 37.9072 | 59.4164
2026-11-01 16:00 | 40.1418 | 62.3746
2026-11-01 17:00 | 43.6199 | 67.0481
2026-11-01 18:00 | 46.9679 | 70.5204
2026-11-01 19:00 | 45.3162 | 67.3089
2026-11-01 20:00 | 42.6396 | 63.4038
2026-11-01 21:00 | 39.7247 | 59.9818
2026-11-01 22:00 | 37.5607 | 58.5909
2026-11-01 23:00 | 35.2329 | 56.9628
2026-11-02 | 32.9454 | 53.3972
2026-11-02 01:00 | 32.4662 | 50.734
2026-11-02 02:00 | 32.6348 | 48.3604
2026-11-02 03:00 | 33.1797 | 48.1477
2026-11-02 04:00 | 33.8873 | 47.5618
2026-11-02 05:00 | 34.7147 | 49.0784
2026-11-02 06:00 | 37.2653 | 53.6511
2026-11-02 07:00 | 43.081 | 59.2432
2026-11-02 08:00 | 46.5166 | 64.2383
2026-11-02 09:00 | 46.506 | 67.7593
2026-11-02 10:00 | 45.1215 | 68.731
2026-11-02 11:00 | 44.0539 | 67.1471
2026-11-02 12:00 | 43.2865 | 65.2885
2026-11-02 13:00 | 42.7472 | 65.1758
2026-11-02 14:00 | 42.7187 | 62.1498
2026-11-02 15:00 | 43.3648 | 66.1012
2026-11-02 16:00 | 45.2379 | 68.8198
2026-11-02 17:00 | 47.6347 | 74.0548
2026-11-02 18:00 | 51.3846 | 75.39
2026-11-02 19:00 | 48.9784 | 73.1095
2026-11-02 20:00 | 45.9116 | 69.5987
2026-11-02 21:00 | 43.0414 | 65.8662
2026-11-02 22:00 | 40.4124 | 62.9259
2026-11-02 23:00 | 37.2549 | 59.4741
2026-11-03 | 34.7259 | 56.7987
2026-11-03 01:00 | 33.0332 | 52.5454
2026-11-03 02:00 | 33.0585 | 49.7591
2026-11-03 03:00 | 33.451 | 49.3074
2026-11-03 04:00 | 34.0797 | 48.8188
2026-11-03 05:00 | 34.873 | 50.5164
2026-11-03 06:00 | 37.3101 | 55.7229
2026-11-03 07:00 | 42.9784 | 61.2958
2026-11-03 08:00 | 46.4934 | 65.8155
2026-11-03 09:00 | 46.8743 | 66.3333
2026-11-03 10:00 | 45.7755 | 64.6482
2026-11-03 11:00 | 44.9094 | 61.2064
2026-11-03 12:00 | 43.9086 | 65.0739
2026-11-03 13:00 | 43.2991 | 64.1624
2026-11-03 14:00 | 43.4012 | 61.2122
2026-11-03 15:00 | 44.0229 | 65.1164
2026-11-03 16:00 | 45.693 | 67.8264
2026-11-03 17:00 | 48.1093 | 72.4185
2026-11-03 18:00 | 50.9051 | 74.7312
2026-11-03 19:00 | 48.3868 | 72.6671
2026-11-03 20:00 | 45.3908 | 69.227
2026-11-03 21:00 | 42.6534 | 65.7254
2026-11-03 22:00 | 40.1373 | 63.1145
2026-11-03 23:00 | 37.0629 | 59.6946
2026-11-04 | 34.3716 | 57.0923
2026-11-04 01:00 | 32.7495 | 55.6987
2026-11-04 02:00 | 32.7984 | 52.7506
2026-11-04 03:00 | 33.2193 | 51.7685
2026-11-04 04:00 | 33.8912 | 51.3009
2026-11-04 05:00 | 34.6513 | 52.4733
2026-11-04 06:00 | 37.1267 | 56.3242
2026-11-04 07:00 | 42.9784 | 61.1704
2026-11-04 08:00 | 46.5902 | 64.851
2026-11-04 09:00 | 47.0719 | 66.8541
2026-11-04 10:00 | 45.8507 | 66.9462
2026-11-04 11:00 | 44.9967 | 65.4338
2026-11-04 12:00 | 43.2343 | 64.2971
2026-11-04 13:00 | 42.6066 | 64.0935
2026-11-04 14:00 | 42.6358 | 61.1611
2026-11-04 15:00 | 43.0262 | 64.7909
2026-11-04 16:00 | 44.7654 | 67.1844
2026-11-04 17:00 | 47.2894 | 71.5741
2026-11-04 18:00 | 49.8327 | 75.0712
2026-11-04 19:00 | 47.9671 | 72.668
2026-11-04 20:00 | 45.493 | 69.6335
2026-11-04 21:00 | 43.0383 | 66.3834
2026-11-04 22:00 | 40.6473 | 63.568
2026-11-04 23:00 | 37.5988 | 60.2317
2026-11-05 | 35.2566 | 57.1297
2026-11-05 01:00 | 33.5802 | 56.1011
2026-11-05 02:00 | 33.6189 | 53.1502
2026-11-05 03:00 | 34.1085 | 52.3448
2026-11-05 04:00 | 34.7709 | 51.7393
2026-11-05 05:00 | 35.6158 | 52.8499
2026-11-05 06:00 | 38.2812 | 57.0934
2026-11-05 07:00 | 43.9335 | 61.7288
2026-11-05 08:00 | 47.3402 | 64.985
2026-11-05 09:00 | 47.0218 | 66.2674
2026-11-05 10:00 | 45.1489 | 65.8524
2026-11-05 11:00 | 43.6922 | 64.025
2026-11-05 12:00 | 42.1295 | 65.3208
2026-11-05 13:00 | 41.3068 | 64.6443
2026-11-05 14:00 | 41.1976 | 61.4581
2026-11-05 15:00 | 41.7145 | 65.1624
2026-11-05 16:00 | 43.5121 | 68.0296
2026-11-05 17:00 | 46.1133 | 72.5281
2026-11-05 18:00 | 49.2034 | 76.8703
2026-11-05 19:00 | 47.6194 | 74.4783
2026-11-05 20:00 | 45.2956 | 71.6354
2026-11-05 21:00 | 42.9077 | 68.1009
2026-11-05 22:00 | 40.5717 | 65.1705
2026-11-05 23:00 | 37.6173 | 61.9911
2026-11-06 | 34.8099 | 58.7424
2026-11-06 01:00 | 33.3872 | 55.3587
2026-11-06 02:00 | 33.3358 | 52.4892
2026-11-06 03:00 | 33.7958 | 51.5669
2026-11-06 04:00 | 34.4485 | 50.9914
2026-11-06 05:00 | 35.2041 | 52.0823
2026-11-06 06:00 | 37.8659 | 55.4311
2026-11-06 07:00 | 43.5315 | 60.4539
2026-11-06 08:00 | 46.8207 | 64.4894
2026-11-06 09:00 | 46.4212 | 66.092
2026-11-06 10:00 | 44.6108 | 66.0649
2026-11-06 11:00 | 42.9623 | 64.2836
2026-11-06 12:00 | 41.0701 | 63.6738
2026-11-06 13:00 | 40.1386 | 63.0904
2026-11-06 14:00 | 39.9653 | 60.5908
2026-11-06 15:00 | 39.9219 | 64.1007
2026-11-06 16:00 | 41.3261 | 66.0138
2026-11-06 17:00 | 43.8091 | 69.823
2026-11-06 18:00 | 47.9855 | 72.6365
2026-11-06 19:00 | 46.2358 | 69.9675
2026-11-06 20:00 | 43.5763 | 66.086
2026-11-06 21:00 | 41.1825 | 62.3735
2026-11-06 22:00 | 38.9268 | 59.7484
2026-11-06 23:00 | 36.0267 | 56.5768
2026-11-07 | 33.4153 | 55.4766
2026-11-07 01:00 | 32.1528 | 51.8128
2026-11-07 02:00 | 31.9994 | 49.0278
2026-11-07 03:00 | 32.2926 | 48.5969
2026-11-07 04:00 | 32.7452 | 47.7106
2026-11-07 05:00 | 33.0798 | 48.2248
2026-11-07 06:00 | 34.5257 | 52.1394
2026-11-07 07:00 | 38.5188 | 53.0672
2026-11-07 08:00 | 41.1595 | 54.7244
2026-11-07 09:00 | 41.9476 | 55.7573
2026-11-07 10:00 | 41.3197 | 53.7959
2026-11-07 11:00 | 40.1806 | 51.4533
2026-11-07 12:00 | 39.2492 | 48.9763
2026-11-07 13:00 | 38.4567 | 48.427
2026-11-07 14:00 | 37.9399 | 43.7669
2026-11-07 15:00 | 37.9675 | 47.6906
2026-11-07 16:00 | 39.601 | 52.1462
2026-11-07 17:00 | 42.7178 | 59.4425
2026-11-07 18:00 | 47.2758 | 64.3211
2026-11-07 19:00 | 44.8326 | 61.636
2026-11-07 20:00 | 41.424 | 58.4156
2026-11-07 21:00 | 38.5123 | 55.5276
2026-11-07 22:00 | 36.6194 | 54.2936
2026-11-07 23:00 | 34.4396 | 52.6545
2026-11-08 | 32.326 | 52.376
2026-11-08 01:00 | 30.8882 | 50.2204
2026-11-08 02:00 | 30.6965 | 47.1286
2026-11-08 03:00 | 30.9175 | 46.5061
2026-11-08 04:00 | 31.2409 | 45.572
2026-11-08 05:00 | 31.3077 | 45.2288
2026-11-08 06:00 | 32.306 | 47.5758
2026-11-08 07:00 | 35.9705 | 48.0365
2026-11-08 08:00 | 38.917 | 49.4963
2026-11-08 09:00 | 40.4021 | 50.2597
2026-11-08 10:00 | 40.226 | 49.5412
2026-11-08 11:00 | 40.0641 | 49.0005
2026-11-08 12:00 | 39.6498 | 48.0964
2026-11-08 13:00 | 39.3251 | 48.8315
2026-11-08 14:00 | 39.0723 | 47.3716
2026-11-08 15:00 | 39.6024 | 53.2747
2026-11-08 16:00 | 41.7149 | 58.0583
2026-11-08 17:00 | 45.1049 | 64.0784
2026-11-08 18:00 | 47.801 | 67.4103
2026-11-08 19:00 | 45.5162 | 64.5293
2026-11-08 20:00 | 42.2014 | 61.3291
2026-11-08 21:00 | 39.4953 | 57.8521
2026-11-08 22:00 | 37.445 | 56.1269
2026-11-08 23:00 | 35.0372 | 54.2554
2026-11-09 | 32.6966 | 51.924
2026-11-09 01:00 | 31.0509 | 49.9025
2026-11-09 02:00 | 31.158 | 47.0564
2026-11-09 03:00 | 31.6723 | 46.2408
2026-11-09 04:00 | 32.3114 | 45.3981
2026-11-09 05:00 | 33.0439 | 46.5654
2026-11-09 06:00 | 35.6471 | 52.0081
2026-11-09 07:00 | 41.7999 | 56.5675
2026-11-09 08:00 | 45.6886 | 59.3079
2026-11-09 09:00 | 46.3523 | 59.319
2026-11-09 10:00 | 45.5793 | 56.5788
2026-11-09 11:00 | 44.8054 | 54.601
2026-11-09 12:00 | 44.6416 | 51.9929
2026-11-09 13:00 | 44.2583 | 52.1143
2026-11-09 14:00 | 44.1601 | 49.697
2026-11-09 15:00 | 44.6714 | 53.8537
2026-11-09 16:00 | 46.3193 | 58.6677
2026-11-09 17:00 | 48.5514 | 66.1393
2026-11-09 18:00 | 50.3566 | 69.8646
2026-11-09 19:00 | 47.596 | 67.7865
2026-11-09 20:00 | 44.587 | 64.8122
2026-11-09 21:00 | 41.8249 | 61.055
2026-11-09 22:00 | 39.2723 | 58.311
2026-11-09 23:00 | 36.2349 | 54.9043
2026-11-10 | 34.0211 | 53.5719
2026-11-10 01:00 | 31.8204 | 50.1827
2026-11-10 02:00 | 31.7978 | 47.0674
2026-11-10 03:00 | 32.2523 | 46.0747
2026-11-10 04:00 | 32.8268 | 45.24
2026-11-10 05:00 | 33.5949 | 46.2388
2026-11-10 06:00 | 36.2603 | 51.925
2026-11-10 07:00 | 42.0443 | 56.5791
2026-11-10 08:00 | 45.4929 | 59.7102
2026-11-10 09:00 | 45.6576 | 59.9864
2026-11-10 10:00 | 44.6022 | 57.4306
2026-11-10 11:00 | 43.9355 | 55.3028
2026-11-10 12:00 | 42.9204 | 54.2945
2026-11-10 13:00 | 42.4037 | 54.0387
2026-11-10 14:00 | 42.4382 | 51.2465
2026-11-10 15:00 | 42.9628 | 55.7663
2026-11-10 16:00 | 44.6094 | 60.6959
2026-11-10 17:00 | 47.1477 | 67.2454
2026-11-10 18:00 | 50.2757 | 71.4371
2026-11-10 19:00 | 47.4565 | 69.0885
2026-11-10 20:00 | 44.5286 | 65.689
2026-11-10 21:00 | 41.8844 | 61.8479
2026-11-10 22:00 | 39.3901 | 59.3058
2026-11-10 23:00 | 36.4027 | 55.9643
2026-11-11 | 33.8413 | 54.5815
2026-11-11 01:00 | 31.627 | 49.2759
2026-11-11 02:00 | 31.5789 | 46.323
2026-11-11 03:00 | 32.0209 | 45.288
2026-11-11 04:00 | 32.5228 | 44.7123
2026-11-11 05:00 | 33.2413 | 45.7569
2026-11-11 06:00 | 35.7856 | 50.9878
2026-11-11 07:00 | 41.7561 | 55.6093
2026-11-11 08:00 | 45.2292 | 58.6701
2026-11-11 09:00 | 45.4757 | 58.6594
2026-11-11 10:00 | 44.3465 | 56.3509
2026-11-11 11:00 | 43.5775 | 53.7786
2026-11-11 12:00 | 42.6726 | 54.2427
2026-11-11 13:00 | 42.2893 | 53.5154
2026-11-11 14:00 | 42.2286 | 50.0077
2026-11-11 15:00 | 42.474 | 53.2827
2026-11-11 16:00 | 43.9197 | 57.6098
2026-11-11 17:00 | 46.3104 | 65.6765
2026-11-11 18:00 | 48.6945 | 71.4665
2026-11-11 19:00 | 46.0889 | 69.2702
2026-11-11 20:00 | 43.341 | 65.8067
2026-11-11 21:00 | 40.8721 | 62.0762
2026-11-11 22:00 | 38.4655 | 59.4609
2026-11-11 23:00 | 35.5208 | 55.6747
2026-11-12 | 33.1211 | 54.212
2026-11-12 01:00 | 30.7715 | 49.065
2026-11-12 02:00 | 30.6768 | 46.2414
2026-11-12 03:00 | 31.1103 | 45.4673
2026-11-12 04:00 | 31.5674 | 44.8296
2026-11-12 05:00 | 32.3176 | 46.1354
2026-11-12 06:00 | 35.1336 | 51.7295
2026-11-12 07:00 | 40.9556 | 56.3141
2026-11-12 08:00 | 44.3625 | 59.675
2026-11-12 09:00 | 44.5384 | 60.2122
2026-11-12 10:00 | 43.5848 | 58.4037
2026-11-12 11:00 | 42.9172 | 55.9797
2026-11-12 12:00 | 42.1363 | 56.0366
2026-11-12 13:00 | 41.7078 | 55.3907
2026-11-12 14:00 | 41.7713 | 52.3838
2026-11-12 15:00 | 42.0898 | 55.9104
2026-11-12 16:00 | 43.4739 | 60.2061
2026-11-12 17:00 | 45.6895 | 66.902
2026-11-12 18:00 | 48.0785 | 70.9843
2026-11-12 19:00 | 45.3237 | 68.6729
2026-11-12 20:00 | 42.5526 | 65.2575
2026-11-12 21:00 | 40.0682 | 61.4505
2026-11-12 22:00 | 37.7239 | 58.9833
2026-11-12 23:00 | 34.8637 | 55.491
2026-11-13 | 32.2608 | 53.7652
2026-11-13 01:00 | 30.9787 | 50.7514
2026-11-13 02:00 | 30.9037 | 47.5804
2026-11-13 03:00 | 31.3629 | 46.2211
2026-11-13 04:00 | 31.8954 | 45.6898
2026-11-13 05:00 | 32.5934 | 46.2408
2026-11-13 06:00 | 35.3252 | 52.3989
2026-11-13 07:00 | 41.2838 | 56.549
2026-11-13 08:00 | 44.836 | 58.5233
2026-11-13 09:00 | 44.7525 | 58.5286
2026-11-13 10:00 | 43.655 | 55.873
2026-11-13 11:00 | 42.6901 | 53.9677
2026-11-13 12:00 | 41.7437 | 51.3911
2026-11-13 13:00 | 41.1295 | 51.5649
2026-11-13 14:00 | 40.9941 | 48.3856
2026-11-13 15:00 | 40.8011 | 52.7575
2026-11-13 16:00 | 42.0017 | 57.4952
2026-11-13 17:00 | 44.3728 | 64.7371
2026-11-13 18:00 | 47.2374 | 71.0841
2026-11-13 19:00 | 45.2447 | 69.2527
2026-11-13 20:00 | 42.7649 | 66.2623
2026-11-13 21:00 | 40.586 | 62.5597
2026-11-13 22:00 | 38.4207 | 59.7844
2026-11-13 23:00 | 35.6329 | 56.4929
2026-11-14 | 33.0493 | 54.9952
2026-11-14 01:00 | 31.2453 | 49.0523
2026-11-14 02:00 | 31.1072 | 46.3062
2026-11-14 03:00 | 31.5438 | 44.8388
2026-11-14 04:00 | 31.8438 | 43.747
2026-11-14 05:00 | 31.9969 | 43.9175
2026-11-14 06:00 | 33.1782 | 46.4771
2026-11-14 07:00 | 37.5875 | 47.7489
2026-11-14 08:00 | 40.785 | 51.9332
2026-11-14 09:00 | 41.3521 | 52.6425
2026-11-14 10:00 | 40.5223 | 51.8236
2026-11-14 11:00 | 39.2263 | 50.2781
2026-11-14 12:00 | 38.7984 | 43.7941
2026-11-14 13:00 | 37.8745 | 42.5762
2026-11-14 14:00 | 37.5925 | 40.9121
2026-11-14 15:00 | 37.5131 | 45.1116
2026-11-14 16:00 | 39.3798 | 50.2568
2026-11-14 17:00 | 42.7159 | 58.3341
2026-11-14 18:00 | 46.3331 | 63.4962
2026-11-14 19:00 | 44.1389 | 60.5784
2026-11-14 20:00 | 41.4528 | 57.2003
2026-11-14 21:00 | 38.7357 | 55.0205
2026-11-14 22:00 | 37.0105 | 53.9973
2026-11-14 23:00 | 34.8646 | 51.9449
2026-11-15 | 32.4341 | 50.254
2026-11-15 01:00 | 30.6431 | 48.3531
2026-11-15 02:00 | 30.3675 | 45.5461
2026-11-15 03:00 | 30.6314 | 44.3654
2026-11-15 04:00 | 30.8145 | 43.1064
2026-11-15 05:00 | 30.7595 | 43.6571
2026-11-15 06:00 | 31.4792 | 44.9809
2026-11-15 07:00 | 35.4089 | 45.9611
2026-11-15 08:00 | 38.7812 | 49.6352
2026-11-15 09:00 | 39.7755 | 53.2207
2026-11-15 10:00 | 39.1162 | 52.6473
2026-11-15 11:00 | 38.2075 | 52.17
2026-11-15 12:00 | 39.6328 | 48.6048
2026-11-15 13:00 | 39.3516 | 48.1998
2026-11-15 14:00 | 39.0802 | 46.9453
2026-11-15 15:00 | 39.507 | 50.5825
2026-11-15 16:00 | 41.6609 | 54.0896
2026-11-15 17:00 | 44.9326 | 62.4815
2026-11-15 18:00 | 47.1357 | 70.0049
2026-11-15 19:00 | 44.1526 | 67.1919
2026-11-15 20:00 | 41.0319 | 62.7248
2026-11-15 21:00 | 38.3522 | 59.0717
2026-11-15 22:00 | 36.2051 | 57.9025
2026-11-15 23:00 | 33.9272 | 55.2431
2026-11-16 | 31.8754 | 54.2252
2026-11-16 01:00 | 30.4147 | 49.3328
2026-11-16 02:00 | 30.4268 | 47.3758
2026-11-16 03:00 | 30.9857 | 46.9436
2026-11-16 04:00 | 31.3745 | 46.4758
2026-11-16 05:00 | 32.1156 | 47.8233
2026-11-16 06:00 | 34.9562 | 52.9433
2026-11-16 07:00 | 40.9219 | 57.3782
2026-11-16 08:00 | 44.2054 | 61.7936
2026-11-16 09:00 | 43.72 | 63.3466
2026-11-16 10:00 | 42.3256 | 63.4553
2026-11-16 11:00 | 41.1216 | 62.0162
2026-11-16 12:00 | 41.1748 | 63.301
2026-11-16 13:00 | 40.5697 | 63.6051
2026-11-16 14:00 | 40.8397 | 61.2014
2026-11-16 15:00 | 41.2758 | 64.5889
2026-11-16 16:00 | 42.7449 | 68.2398
2026-11-16 17:00 | 45.0341 | 73.4629
2026-11-16 18:00 | 47.7245 | 76.6537
2026-11-16 19:00 | 45.5246 | 73.4902
2026-11-16 20:00 | 42.9481 | 69.5125
2026-11-16 21:00 | 40.4853 | 65.7507
2026-11-16 22:00 | 38.1359 | 63.1849
2026-11-16 23:00 | 35.157 | 59.4847
2026-11-17 | 32.1833 | 55.6235
2026-11-17 01:00 | 30.2792 | 52.4694
2026-11-17 02:00 | 30.1886 | 49.7365
2026-11-17 03:00 | 30.6735 | 49.1344
2026-11-17 04:00 | 31.0407 | 48.4462
2026-11-17 05:00 | 31.8051 | 49.7344
2026-11-17 06:00 | 34.4812 | 54.4484
2026-11-17 07:00 | 40.4077 | 59.3539
2026-11-17 08:00 | 43.7425 | 64.0992
2026-11-17 09:00 | 43.3397 | 65.8326
2026-11-17 10:00 | 42.1603 | 64.8965
2026-11-17 11:00 | 41.4757 | 63.1993
2026-11-17 12:00 | 40.6089 | 61.8762
2026-11-17 13:00 | 39.9339 | 60.8858
2026-11-17 14:00 | 40.318 | 57.5322
2026-11-17 15:00 | 40.7188 | 60.9235
2026-11-17 16:00 | 42.1576 | 64.7212
2026-11-17 17:00 | 44.5487 | 71.2688
2026-11-17 18:00 | 47.209 | 75.0124
2026-11-17 19:00 | 44.9749 | 72.7727
2026-11-17 20:00 | 42.6639 | 69.2435
2026-11-17 21:00 | 40.3402 | 65.9685
2026-11-17 22:00 | 38.0804 | 63.247
2026-11-17 23:00 | 35.2477 | 59.3596
2026-11-18 | 32.2803 | 57.821
2026-11-18 01:00 | 30.7223 | 54.9535
2026-11-18 02:00 | 30.6498 | 52.139
2026-11-18 03:00 | 31.1467 | 51.1224
2026-11-18 04:00 | 31.5788 | 50.4088
2026-11-18 05:00 | 32.2749 | 51.3674
2026-11-18 06:00 | 35.2276 | 55.4615
2026-11-18 07:00 | 41.3375 | 59.8726
2026-11-18 08:00 | 44.7696 | 63.7604
2026-11-18 09:00 | 44.3927 | 65.146
2026-11-18 10:00 | 42.9853 | 64.6196
2026-11-18 11:00 | 42.1475 | 64.1179
2026-11-18 12:00 | 41.2775 | 62.3873
2026-11-18 13:00 | 40.7857 | 62.6084
2026-11-18 14:00 | 40.6455 | 60.4695
2026-11-18 15:00 | 40.6772 | 63.816
2026-11-18 16:00 | 42.2022 | 66.987
2026-11-18 17:00 | 45.0704 | 71.9938
2026-11-18 18:00 | 48.6873 | 77.1997
2026-11-18 19:00 | 46.2428 | 74.5182
2026-11-18 20:00 | 43.8013 | 71.8581
2026-11-18 21:00 | 41.5065 | 69.128
2026-11-18 22:00 | 39.1452 | 66.5217
2026-11-18 23:00 | 36.2274 | 62.7521
2026-11-19 | 33.7425 | 57.209
2026-11-19 01:00 | 31.7858 | 55.5496
2026-11-19 02:00 | 31.7196 | 52.6443
2026-11-19 03:00 | 32.2875 | 51.8419
2026-11-19 04:00 | 32.7161 | 51.0837
2026-11-19 05:00 | 33.4894 | 52.0897
2026-11-19 06:00 | 36.3926 | 56.351
2026-11-19 07:00 | 42.3891 | 60.6493
2026-11-19 08:00 | 45.9385 | 64.6655
2026-11-19 09:00 | 45.6239 | 67.5099
2026-11-19 10:00 | 44.3489 | 67.909
2026-11-19 11:00 | 43.4185 | 67.554
2026-11-19 12:00 | 43.3355 | 67.721
2026-11-19 13:00 | 43.068 | 67.7291
2026-11-19 14:00 | 42.8823 | 65.0231
2026-11-19 15:00 | 43.1115 | 68.5791
2026-11-19 16:00 | 44.5773 | 71.5502
2026-11-19 17:00 | 46.921 | 75.8669
2026-11-19 18:00 | 49.1089 | 78.429
2026-11-19 19:00 | 46.7539 | 75.2926
2026-11-19 20:00 | 44.2536 | 71.5882
2026-11-19 21:00 | 41.9609 | 67.9999
2026-11-19 22:00 | 39.6467 | 64.9534
2026-11-19 23:00 | 36.7437 | 61.1926
2026-11-20 | 33.8016 | 59.1198
2026-11-20 01:00 | 32.1649 | 54.0702
2026-11-20 02:00 | 32.0371 | 51.3826
2026-11-20 03:00 | 32.5807 | 50.9256
2026-11-20 04:00 | 32.9937 | 50.2035
2026-11-20 05:00 | 33.694 | 51.2152
2026-11-20 06:00 | 36.2374 | 56.4094
2026-11-20 07:00 | 42.2914 | 61.1294
2026-11-20 08:00 | 45.8985 | 66.0475
2026-11-20 09:00 | 45.6281 | 68.5152
2026-11-20 10:00 | 44.3971 | 68.5491
2026-11-20 11:00 | 43.1473 | 67.5288
2026-11-20 12:00 | 44.5626 | 65.6072
2026-11-20 13:00 | 44.2786 | 65.0833
2026-11-20 14:00 | 44.0484 | 62.6636
2026-11-20 15:00 | 43.7549 | 65.4865
2026-11-20 16:00 | 44.7483 | 68.1638
2026-11-20 17:00 | 46.7749 | 72.863
2026-11-20 18:00 | 49.5132 | 77.1498
2026-11-20 19:00 | 46.5639 | 75.026
2026-11-20 20:00 | 43.4538 | 71.8611
2026-11-20 21:00 | 40.9595 | 68.779
2026-11-20 22:00 | 38.628 | 66.0588
2026-11-20 23:00 | 35.7092 | 62.0953
2026-11-21 | 32.6099 | 57.5224
2026-11-21 01:00 | 31.4529 | 54.2407
2026-11-21 02:00 | 31.2526 | 51.7784
2026-11-21 03:00 | 31.6078 | 51.2967
2026-11-21 04:00 | 31.829 | 50.5006
2026-11-21 05:00 | 31.8906 | 51.1855
2026-11-21 06:00 | 32.9575 | 53.5265
2026-11-21 07:00 | 37.1926 | 55.5678
2026-11-21 08:00 | 40.7325 | 59.6997
2026-11-21 09:00 | 42.4482 | 64.8845
2026-11-21 10:00 | 42.8403 | 67.0713
2026-11-21 11:00 | 42.6622 | 66.1784
2026-11-21 12:00 | 42.4619 | 65.8525
2026-11-21 13:00 | 41.9305 | 65.7027
2026-11-21 14:00 | 41.5099 | 63.4211
2026-11-21 15:00 | 41.5495 | 66.6261
2026-11-21 16:00 | 43.2918 | 68.7539
2026-11-21 17:00 | 46.342 | 73.6122
2026-11-21 18:00 | 49.3191 | 74.4521
2026-11-21 19:00 | 46.2373 | 71.2523
2026-11-21 20:00 | 42.8481 | 66.1908
2026-11-21 21:00 | 39.9825 | 62.6791
2026-11-21 22:00 | 38.1818 | 61.191
2026-11-21 23:00 | 35.9494 | 59.0848
2026-11-22 | 33.3506 | 58.0901
2026-11-22 01:00 | 31.7165 | 54.9052
2026-11-22 02:00 | 31.4984 | 52.7026
2026-11-22 03:00 | 31.814 | 51.8729
2026-11-22 04:00 | 31.9152 | 50.9065
2026-11-22 05:00 | 31.826 | 51.081
2026-11-22 06:00 | 32.588 | 52.7104
2026-11-22 07:00 | 36.382 | 53.173
2026-11-22 08:00 | 39.4776 | 55.1398
2026-11-22 09:00 | 40.2021 | 57.1116
2026-11-22 10:00 | 39.6815 | 57.7376
2026-11-22 11:00 | 39.0996 | 57.2683
2026-11-22 12:00 | 40.6774 | 53.6109
2026-11-22 13:00 | 40.348 | 53.7226
2026-11-22 14:00 | 40.34 | 51.1353
2026-11-22 15:00 | 40.7534 | 55.7299
2026-11-22 16:00 | 42.9965 | 60.5496
2026-11-22 17:00 | 46.7054 | 66.9861
2026-11-22 18:00 | 49.8519 | 72.5766
2026-11-22 19:00 | 46.9938 | 69.0999
2026-11-22 20:00 | 43.7982 | 65.8523
2026-11-22 21:00 | 40.9094 | 63.4517
2026-11-22 22:00 | 38.7759 | 62.2054
2026-11-22 23:00 | 36.2773 | 60.0059
2026-11-23 | 33.9904 | 57.0804
2026-11-23 01:00 | 32.2996 | 55.3735
2026-11-23 02:00 | 32.3503 | 52.6838
2026-11-23 03:00 | 32.9596 | 51.9116
2026-11-23 04:00 | 33.431 | 50.8758
2026-11-23 05:00 | 34.0518 | 51.7547
2026-11-23 06:00 | 36.6482 | 55.4323
2026-11-23 07:00 | 42.8291 | 59.1049
2026-11-23 08:00 | 46.9071 | 62.1307
2026-11-23 09:00 | 47.385 | 62.74
2026-11-23 10:00 | 46.7022 | 59.2741
2026-11-23 11:00 | 46.1277 | 57.9432
2026-11-23 12:00 | 45.4709 | 52.1759
2026-11-23 13:00 | 45.1182 | 52.6472
2026-11-23 14:00 | 45.0915 | 50.2135
2026-11-23 15:00 | 45.408 | 53.7889
2026-11-23 16:00 | 47.1843 | 58.6294
2026-11-23 17:00 | 49.7303 | 66.5395
2026-11-23 18:00 | 52.5866 | 71.5812
2026-11-23 19:00 | 49.6672 | 69.295
2026-11-23 20:00 | 46.6665 | 66.5523
2026-11-23 21:00 | 43.9659 | 63.3768
2026-11-23 22:00 | 41.4266 | 60.3065
2026-11-23 23:00 | 38.2668 | 56.809
2026-11-24 | 35.6645 | 54.7893
2026-11-24 01:00 | 33.3679 | 52.3197
2026-11-24 02:00 | 33.2966 | 49.3273
2026-11-24 03:00 | 33.8415 | 48.6241
2026-11-24 04:00 | 34.2323 | 47.8865
2026-11-24 05:00 | 34.9182 | 49.0812
2026-11-24 06:00 | 37.3677 | 53.2631
2026-11-24 07:00 | 43.1087 | 58.1581
2026-11-24 08:00 | 46.6358 | 63.6696
2026-11-24 09:00 | 46.277 | 66.7104
2026-11-24 10:00 | 44.9921 | 67.4031
2026-11-24 11:00 | 44.1445 | 67.8207
2026-11-24 12:00 | 44.2822 | 67.5739
2026-11-24 13:00 | 43.7162 | 67.3809
2026-11-24 14:00 | 43.8574 | 65.1498
2026-11-24 15:00 | 44.2226 | 68.5886
2026-11-24 16:00 | 45.9472 | 72.1128
2026-11-24 17:00 | 48.7886 | 76.6999
2026-11-24 18:00 | 52.5582 | 78.6559
2026-11-24 19:00 | 49.5867 | 75.2768
2026-11-24 20:00 | 46.6378 | 71.0959
2026-11-24 21:00 | 44.0562 | 67.3475
2026-11-24 22:00 | 41.5929 | 64.381
2026-11-24 23:00 | 38.4693 | 60.4036
2026-11-25 | 34.8238 | 57.9064
2026-11-25 01:00 | 33.2799 | 53.2313
2026-11-25 02:00 | 33.2182 | 50.4548
2026-11-25 03:00 | 33.7327 | 49.9494
2026-11-25 04:00 | 34.0791 | 49.3445
2026-11-25 05:00 | 34.6789 | 50.6789
2026-11-25 06:00 | 36.8565 | 54.9144
2026-11-25 07:00 | 42.7415 | 59.8076
2026-11-25 08:00 | 46.4061 | 65.1738
2026-11-25 09:00 | 46.2542 | 68.1283
2026-11-25 10:00 | 45.0206 | 68.0907
2026-11-25 11:00 | 44.1943 | 67.8368
2026-11-25 12:00 | 44.3275 | 67.3163
2026-11-25 13:00 | 43.7992 | 67.6397
2026-11-25 14:00 | 43.9089 | 65.539
2026-11-25 15:00 | 44.0155 | 68.8343
2026-11-25 16:00 | 45.6414 | 71.6615
2026-11-25 17:00 | 48.4353 | 77.0213
2026-11-25 18:00 | 51.3228 | 79.4882
2026-11-25 19:00 | 48.3764 | 76.6743
2026-11-25 20:00 | 45.5723 | 72.8477
2026-11-25 21:00 | 43.0653 | 69.6376
2026-11-25 22:00 | 40.6574 | 66.8027
2026-11-25 23:00 | 37.5779 | 62.424
2026-11-26 | 35.0169 | 58.6803
2026-11-26 01:00 | 32.8709 | 55.8974
2026-11-26 02:00 | 32.7557 | 53.2209
2026-11-26 03:00 | 33.2383 | 52.6223
2026-11-26 04:00 | 33.5788 | 51.8213
2026-11-26 05:00 | 34.171 | 53.0758
2026-11-26 06:00 | 36.782 | 57.1664
2026-11-26 07:00 | 42.5547 | 61.5217
2026-11-26 08:00 | 46.2085 | 66.3372
2026-11-26 09:00 | 46.2744 | 68.6989
2026-11-26 10:00 | 45.298 | 68.1336
2026-11-26 11:00 | 44.7498 | 66.6897
2026-11-26 12:00 | 43.8093 | 68.4281
2026-11-26 13:00 | 43.2561 | 68.318
2026-11-26 14:00 | 43.3518 | 65.9788
2026-11-26 15:00 | 43.5196 | 69.483
2026-11-26 16:00 | 45.1223 | 72.1806
2026-11-26 17:00 | 47.7488 | 76.8973
2026-11-26 18:00 | 51.5159 | 78.8636
2026-11-26 19:00 | 48.726 | 76.313
2026-11-26 20:00 | 46.0218 | 72.8685
2026-11-26 21:00 | 43.5527 | 69.7267
2026-11-26 22:00 | 41.1973 | 66.8491
2026-11-26 23:00 | 38.1624 | 62.804
2026-11-27 | 35.277 | 59.9608
2026-11-27 01:00 | 32.4054 | 56.5789
2026-11-27 02:00 | 32.1835 | 53.727
2026-11-27 03:00 | 32.6284 | 53.0704
2026-11-27 04:00 | 32.8789 | 52.3012
2026-11-27 05:00 | 33.4372 | 53.244
2026-11-27 06:00 | 35.958 | 56.8115
2026-11-27 07:00 | 41.7075 | 61.2714
2026-11-27 08:00 | 45.2034 | 66.3834
2026-11-27 09:00 | 45.1577 | 69.2893
2026-11-27 10:00 | 44.3067 | 69.1561
2026-11-27 11:00 | 43.638 | 68.3274
2026-11-27 12:00 | 42.756 | 67.6164
2026-11-27 13:00 | 42.1449 | 67.5454
2026-11-27 14:00 | 42.1203 | 65.4325
2026-11-27 15:00 | 41.9123 | 68.8323
2026-11-27 16:00 | 42.9913 | 71.0632
2026-11-27 17:00 | 45.5039 | 75.6423
2026-11-27 18:00 | 47.909 | 77.7639
2026-11-27 19:00 | 45.1348 | 75.2502
2026-11-27 20:00 | 42.2868 | 71.3852
2026-11-27 21:00 | 39.9717 | 68.112
2026-11-27 22:00 | 37.7617 | 65.1082
2026-11-27 23:00 | 34.9292 | 61.0784
2026-11-28 | 31.9784 | 58.817
2026-11-28 01:00 | 30.3713 | 54.7435
2026-11-28 02:00 | 30.1433 | 52.4764
2026-11-28 03:00 | 30.5455 | 52.0415
2026-11-28 04:00 | 30.7141 | 50.9842
2026-11-28 05:00 | 30.7309 | 51.2373
2026-11-28 06:00 | 31.8957 | 53.8503
2026-11-28 07:00 | 36.0741 | 55.3572
2026-11-28 08:00 | 39.6652 | 58.8666
2026-11-28 09:00 | 41.1617 | 62.2124
2026-11-28 10:00 | 41.5895 | 62.9307
2026-11-28 11:00 | 41.6632 | 61.9323
2026-11-28 12:00 | 41.4167 | 62.1093
2026-11-28 13:00 | 40.8268 | 62.2661
2026-11-28 14:00 | 40.2009 | 59.4532
2026-11-28 15:00 | 40.0712 | 63.0575
2026-11-28 16:00 | 41.8426 | 66.272
2026-11-28 17:00 | 45.0942 | 71.1121
2026-11-28 18:00 | 48.0927 | 72.8321
2026-11-28 19:00 | 45.0136 | 68.8316
2026-11-28 20:00 | 41.7327 | 64.6414
2026-11-28 21:00 | 39.1107 | 62.1602
2026-11-28 22:00 | 37.5246 | 60.7229
2026-11-28 23:00 | 35.3913 | 58.529
2026-11-29 | 33.1147 | 57.2319
2026-11-29 01:00 | 31.648 | 52.5989
2026-11-29 02:00 | 31.4421 | 50.1263
2026-11-29 03:00 | 31.8541 | 49.1752
2026-11-29 04:00 | 31.8913 | 47.7918
2026-11-29 05:00 | 31.7418 | 47.8892
2026-11-29 06:00 | 32.48 | 49.3786
2026-11-29 07:00 | 36.3193 | 49.496
2026-11-29 08:00 | 39.3233 | 52.3636
2026-11-29 09:00 | 40.0288 | 54.9188
2026-11-29 10:00 | 39.6481 | 55.9055
2026-11-29 11:00 | 39.4482 | 56.7576
2026-11-29 12:00 | 40.0972 | 56.4313
2026-11-29 13:00 | 39.7838 | 57.2675
2026-11-29 14:00 | 39.9956 | 55.7443
2026-11-29 15:00 | 40.2772 | 59.9921
2026-11-29 16:00 | 42.5632 | 63.7751
2026-11-29 17:00 | 46.4362 | 69.0886
2026-11-29 18:00 | 51.151 | 73.1498
2026-11-29 19:00 | 48.3076 | 69.2288
2026-11-29 20:00 | 45.2064 | 65.0811
2026-11-29 21:00 | 42.1941 | 62.0714
2026-11-29 22:00 | 40.1052 | 60.5267
2026-11-29 23:00 | 37.4854 | 58.2168
2026-11-30 | 34.8372 | 55.6856
2026-11-30 01:00 | 33.2555 | 50.7889
2026-11-30 02:00 | 33.2861 | 48.4147
2026-11-30 03:00 | 33.9456 | 47.9516
2026-11-30 04:00 | 34.3578 | 47.0549
2026-11-30 05:00 | 34.9122 | 48.3017
2026-11-30 06:00 | 37.3585 | 53.2722
2026-11-30 07:00 | 43.5823 | 57.5267
2026-11-30 08:00 | 47.8004 | 62.0999
2026-11-30 09:00 | 48.2551 | 64.3582
2026-11-30 10:00 | 47.5884 | 63.9352
2026-11-30 11:00 | 47.0571 | 64.1672
2026-11-30 12:00 | 46.5138 | 63.4265
2026-11-30 13:00 | 46.2793 | 64.0807
2026-11-30 14:00 | 46.1638 | 61.9595
2026-11-30 15:00 | 46.4775 | 65.2095
2026-11-30 16:00 | 48.2937 | 68.8948
2026-11-30 17:00 | 50.8814 | 74.6501
2026-11-30 18:00 | 53.2955 | 77.7456
2026-11-30 19:00 | 50.3599 | 74.1609
2026-11-30 20:00 | 47.3566 | 69.9584
2026-11-30 21:00 | 44.7073 | 66.4253
2026-11-30 22:00 | 42.1782 | 63.3862
2026-11-30 23:00 | 39.0041 | 59.4606
2026-12-01 | 36.5665 | 56.5255
2026-12-01 01:00 | 34.6466 | 54.1327
2026-12-01 02:00 | 34.5614 | 51.1574
2026-12-01 03:00 | 35.247 | 50.2584
2026-12-01 04:00 | 35.6267 | 49.5348
2026-12-01 05:00 | 36.3619 | 50.7869
2026-12-01 06:00 | 39.2265 | 56.6413
2026-12-01 07:00 | 45.2049 | 61.4293
2026-12-01 08:00 | 48.9617 | 65.7727
2026-12-01 09:00 | 49.686 | 67.7813
2026-12-01 10:00 | 48.6724 | 67.6195
2026-12-01 11:00 | 47.7721 | 66.6764
2026-12-01 12:00 | 46.0509 | 67.0212
2026-12-01 13:00 | 45.2517 | 65.6957
2026-12-01 14:00 | 45.4359 | 62.3336
2026-12-01 15:00 | 45.9353 | 65.2205
2026-12-01 16:00 | 47.9938 | 68.7987
2026-12-01 17:00 | 51.0749 | 74.0892
2026-12-01 18:00 | 54.8371 | 77.3259
2026-12-01 19:00 | 52.475 | 75.5856
2026-12-01 20:00 | 50.1722 | 72.7497
2026-12-01 21:00 | 47.4781 | 69.6314
2026-12-01 22:00 | 45.0097 | 67.4708
2026-12-01 23:00 | 41.6078 | 63.0673
2026-12-02 | 38.3451 | 59.9045
2026-12-02 01:00 | 36.3409 | 55.2697
2026-12-02 02:00 | 36.2708 | 52.2857
2026-12-02 03:00 | 36.9311 | 51.2481
2026-12-02 04:00 | 37.2003 | 50.7159
2026-12-02 05:00 | 37.8934 | 52.0243
2026-12-02 06:00 | 40.1545 | 57.1929
2026-12-02 07:00 | 46.1319 | 61.7286
2026-12-02 08:00 | 49.8663 | 65.5651
2026-12-02 09:00 | 50.286 | 66.3203
2026-12-02 10:00 | 48.7189 | 64.7075
2026-12-02 11:00 | 47.2539 | 62.483
2026-12-02 12:00 | 47.4814 | 67.4211
2026-12-02 13:00 | 46.8175 | 66.6902
2026-12-02 14:00 | 46.8238 | 63.8822
2026-12-02 15:00 | 47.233 | 66.6021
2026-12-02 16:00 | 49.0362 | 69.3029
2026-12-02 17:00 | 51.8887 | 74.444
2026-12-02 18:00 | 54.8782 | 78.6614
2026-12-02 19:00 | 52.144 | 76.069
2026-12-02 20:00 | 49.5969 | 72.6073
2026-12-02 21:00 | 46.7836 | 69.3284
2026-12-02 22:00 | 44.2311 | 67.0006
2026-12-02 23:00 | 40.7911 | 62.4918
2026-12-03 | 37.4735 | 59.1103
2026-12-03 01:00 | 35.4362 | 54.7365
2026-12-03 02:00 | 35.3045 | 51.919
2026-12-03 03:00 | 35.905 | 51.207
2026-12-03 04:00 | 36.1721 | 50.4047
2026-12-03 05:00 | 36.8108 | 51.6393
2026-12-03 06:00 | 39.3283 | 56.8398
2026-12-03 07:00 | 45.1949 | 61.5245
2026-12-03 08:00 | 49.0648 | 65.8003
2026-12-03 09:00 | 50.099 | 68.9112
2026-12-03 10:00 | 49.2052 | 69.5102
2026-12-03 11:00 | 48.1879 | 68.7994
2026-12-03 12:00 | 45.8079 | 71.0203
2026-12-03 13:00 | 44.8831 | 70.5692
2026-12-03 14:00 | 45.1358 | 67.7308
2026-12-03 15:00 | 45.4233 | 71.2096
2026-12-03 16:00 | 47.2794 | 73.8378
2026-12-03 17:00 | 50.1003 | 77.5335
2026-12-03 18:00 | 54.2253 | 80.7964
2026-12-03 19:00 | 51.6507 | 78.1984
2026-12-03 20:00 | 49.2475 | 75.3951
2026-12-03 21:00 | 46.4655 | 72.1754
2026-12-03 22:00 | 44.0519 | 69.7934
2026-12-03 23:00 | 40.6645 | 65.7272
2026-12-04 | 37.8785 | 59.8785
2026-12-04 01:00 | 34.8242 | 58.6159
2026-12-04 02:00 | 34.5951 | 55.5765
2026-12-04 03:00 | 35.12 | 54.49
2026-12-04 04:00 | 35.2721 | 53.6919
2026-12-04 05:00 | 35.8902 | 54.427
2026-12-04 06:00 | 38.2276 | 58.3986
2026-12-04 07:00 | 43.8246 | 62.7998
2026-12-04 08:00 | 47.2779 | 67.119
2026-12-04 09:00 | 48.0223 | 69.9369
2026-12-04 10:00 | 47.2137 | 70.4985
2026-12-04 11:00 | 46.3385 | 69.9224
2026-12-04 12:00 | 44.6436 | 71.4411
2026-12-04 13:00 | 43.7306 | 70.9062
2026-12-04 14:00 | 43.8994 | 68.4001
2026-12-04 15:00 | 43.9637 | 71.664
2026-12-04 16:00 | 45.2305 | 73.7463
2026-12-04 17:00 | 47.8619 | 77.1751
2026-12-04 18:00 | 50.4621 | 80.4773
2026-12-04 19:00 | 47.6968 | 78.1527
2026-12-04 20:00 | 45.127 | 74.9615
2026-12-04 21:00 | 42.4486 | 71.6809
2026-12-04 22:00 | 40.1373 | 69.3183
2026-12-04 23:00 | 36.991 | 65.083
2026-12-05 | 33.9739 | 61.0601
2026-12-05 01:00 | 31.4279 | 57.6041
2026-12-05 02:00 | 31.0826 | 54.9338
2026-12-05 03:00 | 31.5023 | 54.0177
2026-12-05 04:00 | 31.54 | 53.2207
2026-12-05 05:00 | 31.6833 | 53.641
2026-12-05 06:00 | 32.9818 | 57.1663
2026-12-05 07:00 | 37.1781 | 58.4029
2026-12-05 08:00 | 40.3312 | 60.9898
2026-12-05 09:00 | 42.2695 | 64.8996
2026-12-05 10:00 | 42.5587 | 66.6403
2026-12-05 11:00 | 42.475 | 65.9004
2026-12-05 12:00 | 41.8341 | 62.6862
2026-12-05 13:00 | 41.0757 | 61.259
2026-12-05 14:00 | 40.4654 | 57.6757
2026-12-05 15:00 | 40.3997 | 60.3823
2026-12-05 16:00 | 42.0081 | 63.6081
2026-12-05 17:00 | 45.2183 | 69.6194
2026-12-05 18:00 | 48.4515 | 74.5669
2026-12-05 19:00 | 45.3148 | 72.5055
2026-12-05 20:00 | 42.0216 | 69.4707
2026-12-05 21:00 | 39.4597 | 67.0602
2026-12-05 22:00 | 37.8203 | 66.2951
2026-12-05 23:00 | 35.4984 | 63.7699
2026-12-06 | 32.6335 | 60.5612
2026-12-06 01:00 | 30.8293 | 57.0055
2026-12-06 02:00 | 30.5888 | 54.2518
2026-12-06 03:00 | 31.1154 | 52.9858
2026-12-06 04:00 | 31.0532 | 52.0971
2026-12-06 05:00 | 31.0178 | 52.5196
2026-12-06 06:00 | 31.7797 | 54.5891
2026-12-06 07:00 | 35.637 | 54.9611
2026-12-06 08:00 | 38.5394 | 56.8781
2026-12-06 09:00 | 39.8282 | 59.9188
2026-12-06 10:00 | 39.5875 | 61.5116
2026-12-06 11:00 | 39.6427 | 61.2628
2026-12-06 12:00 | 39.8918 | 64.2759
2026-12-06 13:00 | 39.4029 | 64.1524
2026-12-06 14:00 | 39.4126 | 62.2096
2026-12-06 15:00 | 39.7991 | 66.024
2026-12-06 16:00 | 42.0862 | 68.8767
2026-12-06 17:00 | 46.0185 | 73.6319
2026-12-06 18:00 | 49.3928 | 78.0872
2026-12-06 19:00 | 46.5747 | 74.8003
2026-12-06 20:00 | 43.7344 | 70.4879
2026-12-06 21:00 | 40.9009 | 66.8549
2026-12-06 22:00 | 39.0117 | 65.7164
2026-12-06 23:00 | 36.354 | 63.1424
2026-12-07 | 34.2204 | 60.3737
2026-12-07 01:00 | 31.5735 | 56.4614
2026-12-07 02:00 | 31.5241 | 53.8476
2026-12-07 03:00 | 32.2832 | 53.0201
2026-12-07 04:00 | 32.5631 | 52.1605
2026-12-07 05:00 | 33.2956 | 53.3961
2026-12-07 06:00 | 36.1134 | 58.1031
2026-12-07 07:00 | 42.3414 | 62.5587
2026-12-07 08:00 | 45.9192 | 67.102
2026-12-07 09:00 | 46.4965 | 70.1711
2026-12-07 10:00 | 45.76 | 70.6599
2026-12-07 11:00 | 45.1737 | 69.977
2026-12-07 12:00 | 43.7956 | 69.5314
2026-12-07 13:00 | 43.3017 | 69.5575
2026-12-07 14:00 | 43.2439 | 67.1461
2026-12-07 15:00 | 43.752 | 70.7312
2026-12-07 16:00 | 45.5293 | 73.6811
2026-12-07 17:00 | 48.3986 | 78.3486
2026-12-07 18:00 | 50.9929 | 81.0808
2026-12-07 19:00 | 48.7005 | 78.3429
2026-12-07 20:00 | 46.5414 | 74.8575
2026-12-07 21:00 | 44.121 | 71.3206
2026-12-07 22:00 | 41.772 | 68.7024
2026-12-07 23:00 | 38.6265 | 64.4759
2026-12-08 | 34.8939 | 61.1398
2026-12-08 01:00 | 32.6131 | 57.0259
2026-12-08 02:00 | 32.4585 | 53.9763
2026-12-08 03:00 | 33.1844 | 53.1506
2026-12-08 04:00 | 33.4246 | 52.3661
2026-12-08 05:00 | 34.2056 | 53.5916
2026-12-08 06:00 | 36.6651 | 59.0621
2026-12-08 07:00 | 42.7938 | 63.6115
2026-12-08 08:00 | 46.2683 | 68.5937
2026-12-08 09:00 | 46.52 | 72.2332
2026-12-08 10:00 | 45.4711 | 73.3593
2026-12-08 11:00 | 44.4257 | 73.4497
2026-12-08 12:00 | 42.9474 | 69.6322
2026-12-08 13:00 | 42.2373 | 68.708
2026-12-08 14:00 | 42.2792 | 65.6162
2026-12-08 15:00 | 42.4859 | 69.2097
2026-12-08 16:00 | 44.1359 | 72.6675
2026-12-08 17:00 | 47.1804 | 77.5789
2026-12-08 18:00 | 50.1846 | 82.8814
2026-12-08 19:00 | 47.8144 | 80.5236
2026-12-08 20:00 | 45.7571 | 77.4797
2026-12-08 21:00 | 43.3921 | 74.2287
2026-12-08 22:00 | 41.1392 | 71.7165
2026-12-08 23:00 | 38.0568 | 67.4972
2026-12-09 | 34.858 | 62.6294
2026-12-09 01:00 | 32.7561 | 58.748
2026-12-09 02:00 | 32.5893 | 55.6733
2026-12-09 03:00 | 33.2845 | 54.7974
2026-12-09 04:00 | 33.4879 | 54.2237
2026-12-09 05:00 | 34.2139 | 55.4917
2026-12-09 06:00 | 36.6226 | 59.8696
2026-12-09 07:00 | 42.7841 | 64.4295
2026-12-09 08:00 | 46.2904 | 69.4494
2026-12-09 09:00 | 46.6844 | 71.9249
2026-12-09 10:00 | 45.559 | 71.582
2026-12-09 11:00 | 44.5343 | 70.0567
2026-12-09 12:00 | 45.3681 | 68.9806
2026-12-09 13:00 | 44.9688 | 67.8656
2026-12-09 14:00 | 45.0036 | 64.9438
2026-12-09 15:00 | 45.227 | 67.7579
2026-12-09 16:00 | 46.7282 | 70.6456
2026-12-09 17:00 | 49.3908 | 76.8095
2026-12-09 18:00 | 52.1561 | 81.0012
2026-12-09 19:00 | 49.1342 | 79.7265
2026-12-09 20:00 | 46.6429 | 77.0166
2026-12-09 21:00 | 44.0821 | 74.0998
2026-12-09 22:00 | 41.7073 | 71.5039
2026-12-09 23:00 | 38.5034 | 66.6758
2026-12-10 | 34.7045 | 63.2818
2026-12-10 01:00 | 32.8054 | 59.9587
2026-12-10 02:00 | 32.6115 | 56.8983
2026-12-10 03:00 | 33.2401 | 56.1126
2026-12-10 04:00 | 33.4014 | 55.4286
2026-12-10 05:00 | 34.0705 | 56.8817
2026-12-10 06:00 | 36.4701 | 61.4586
2026-12-10 07:00 | 42.4655 | 65.7203
2026-12-10 08:00 | 46.0364 | 70.0862
2026-12-10 09:00 | 46.7267 | 71.8261
2026-12-10 10:00 | 45.975 | 70.7178
2026-12-10 11:00 | 45.2353 | 68.4302
2026-12-10 12:00 | 44.0338 | 70.3839
2026-12-10 13:00 | 43.4969 | 69.2465
2026-12-10 14:00 | 43.569 | 66.2613
2026-12-10 15:00 | 43.8009 | 69.645
2026-12-10 16:00 | 45.2693 | 72.5143
2026-12-10 17:00 | 47.8424 | 77.7738
2026-12-10 18:00 | 50.2595 | 82.9096
2026-12-10 19:00 | 47.5234 | 81.183
2026-12-10 20:00 | 45.3114 | 78.4901
2026-12-10 21:00 | 42.8317 | 75.3886
2026-12-10 22:00 | 40.5702 | 72.7855
2026-12-10 23:00 | 37.5109 | 68.4026
2026-12-11 | 34.9212 | 64.0596
2026-12-11 01:00 | 32.607 | 60.7709
2026-12-11 02:00 | 32.3609 | 57.6891
2026-12-11 03:00 | 32.9905 | 56.6838
2026-12-11 04:00 | 33.2185 | 55.9079
2026-12-11 05:00 | 33.8319 | 56.9142
2026-12-11 06:00 | 36.3921 | 60.9908
2026-12-11 07:00 | 42.4265 | 65.1226
2026-12-11 08:00 | 45.9973 | 69.4963
2026-12-11 09:00 | 46.7466 | 70.9459
2026-12-11 10:00 | 46.112 | 69.6186
2026-12-11 11:00 | 45.3968 | 67.2277
2026-12-11 12:00 | 45.1344 | 69.7783
2026-12-11 13:00 | 44.5954 | 68.8112
2026-12-11 14:00 | 44.5586 | 66.1234
2026-12-11 15:00 | 44.4338 | 69.2999
2026-12-11 16:00 | 45.6458 | 71.4142
2026-12-11 17:00 | 48.0845 | 75.8394
2026-12-11 18:00 | 51.9778 | 81.5844
2026-12-11 19:00 | 49.2224 | 79.1407
2026-12-11 20:00 | 46.6253 | 75.4485
2026-12-11 21:00 | 44.1782 | 72.0202
2026-12-11 22:00 | 41.9644 | 69.4171
2026-12-11 23:00 | 38.8417 | 65.275
2026-12-12 | 34.8555 | 62.2252
2026-12-12 01:00 | 33.2692 | 59.4491
2026-12-12 02:00 | 33.0217 | 56.8195
2026-12-12 03:00 | 33.5926 | 55.8638
2026-12-12 04:00 | 33.6237 | 54.755
2026-12-12 05:00 | 33.776 | 55.1173
2026-12-12 06:00 | 34.5039 | 57.5989
2026-12-12 07:00 | 38.808 | 58.7113
2026-12-12 08:00 | 41.9353 | 61.1877
2026-12-12 09:00 | 43.9109 | 65.2282
2026-12-12 10:00 | 44.3109 | 67.3976
2026-12-12 11:00 | 43.8067 | 67.5397
2026-12-12 12:00 | 43.8114 | 67.118
2026-12-12 13:00 | 43.2763 | 67.1344
2026-12-12 14:00 | 43.1254 | 63.8886
2026-12-12 15:00 | 43.2513 | 67.1719
2026-12-12 16:00 | 44.979 | 69.7679
2026-12-12 17:00 | 48.1957 | 73.4239
2026-12-12 18:00 | 50.9201 | 76.165
2026-12-12 19:00 | 48.0039 | 72.7069
2026-12-12 20:00 | 45.1992 | 68.8816
2026-12-12 21:00 | 42.0203 | 66.1627
2026-12-12 22:00 | 40.1855 | 65.1072
2026-12-12 23:00 | 37.7396 | 62.8591
2026-12-13 | 35.1486 | 60.9641
2026-12-13 01:00 | 33.2521 | 56.5012
2026-12-13 02:00 | 32.947 | 53.8012
2026-12-13 03:00 | 33.4838 | 52.6836
2026-12-13 04:00 | 33.4931 | 51.5327
2026-12-13 05:00 | 33.6625 | 51.7614
2026-12-13 06:00 | 34.7372 | 53.6377
2026-12-13 07:00 | 38.3543 | 53.8816
2026-12-13 08:00 | 40.5758 | 55.9501
2026-12-13 09:00 | 41.4955 | 59.4004
2026-12-13 10:00 | 41.1478 | 61.5679
2026-12-13 11:00 | 40.1022 | 62.6438
2026-12-13 12:00 | 41.935 | 62.1066
2026-12-13 13:00 | 41.8281 | 62.5289
2026-12-13 14:00 | 41.8638 | 60.6992
2026-12-13 15:00 | 42.3296 | 65.1291
2026-12-13 16:00 | 44.4353 | 68.1384
2026-12-13 17:00 | 48.2212 | 72.6868
2026-12-13 18:00 | 51.6692 | 74.827
2026-12-13 19:00 | 49.3452 | 72.1671
2026-12-13 20:00 | 46.9065 | 68.5864
2026-12-13 21:00 | 43.5699 | 65.5823
2026-12-13 22:00 | 41.3926 | 64.3313
2026-12-13 23:00 | 38.7587 | 61.6433
2026-12-14 | 36.3174 | 59.9615
2026-12-14 01:00 | 34.7261 | 54.5658
2026-12-14 02:00 | 34.6458 | 52.0126
2026-12-14 03:00 | 35.3831 | 51.2415
2026-12-14 04:00 | 35.6444 | 50.3111
2026-12-14 05:00 | 36.2403 | 51.681
2026-12-14 06:00 | 38.8041 | 56.7329
2026-12-14 07:00 | 44.7869 | 60.8665
2026-12-14 08:00 | 48.6817 | 65.1298
2026-12-14 09:00 | 49.589 | 67.0776
2026-12-14 10:00 | 48.8255 | 66.5463
2026-12-14 11:00 | 47.9996 | 65.9313
2026-12-14 12:00 | 46.6658 | 63.5992
2026-12-14 13:00 | 46.0919 | 63.2822
2026-12-14 14:00 | 46.1331 | 60.5555
2026-12-14 15:00 | 46.7365 | 63.9828
2026-12-14 16:00 | 48.6578 | 67.5674
2026-12-14 17:00 | 51.4559 | 73.7988
2026-12-14 18:00 | 54.3347 | 79.566
2026-12-14 19:00 | 51.6493 | 76.6822
2026-12-14 20:00 | 49.0069 | 73.0631
2026-12-14 21:00 | 46.2638 | 69.6536
2026-12-14 22:00 | 43.8043 | 67.1406
2026-12-14 23:00 | 40.4373 | 63.0991
2026-12-15 | 36.794 | 59.6466
2026-12-15 01:00 | 35.5924 | 55.9793
2026-12-15 02:00 | 35.4972 | 52.9836
2026-12-15 03:00 | 36.201 | 51.925
2026-12-15 04:00 | 36.5679 | 50.9083
2026-12-15 05:00 | 37.1678 | 52.0482
2026-12-15 06:00 | 39.5645 | 57.0609
2026-12-15 07:00 | 45.6069 | 61.0083
2026-12-15 08:00 | 49.7419 | 65.1642
2026-12-15 09:00 | 50.2422 | 67.4419
2026-12-15 10:00 | 48.9844 | 67.5595
2026-12-15 11:00 | 47.4329 | 68.3072
2026-12-15 12:00 | 46.8574 | 66.8731
2026-12-15 13:00 | 45.8326 | 66.5854
2026-12-15 14:00 | 46.077 | 63.6993
2026-12-15 15:00 | 46.3959 | 67.7713
2026-12-15 16:00 | 48.5495 | 71.2527
2026-12-15 17:00 | 51.8421 | 75.5509
2026-12-15 18:00 | 55.9292 | 78.2765
2026-12-15 19:00 | 53.9119 | 75.9666
2026-12-15 20:00 | 51.7956 | 72.7757
2026-12-15 21:00 | 49.3212 | 69.7847
2026-12-15 22:00 | 47.0595 | 67.5176
2026-12-15 23:00 | 43.6439 | 63.5483
2026-12-16 | 40.0051 | 60.7102
2026-12-16 01:00 | 37.8123 | 57.6434
2026-12-16 02:00 | 37.7061 | 54.6
2026-12-16 03:00 | 38.4088 | 53.5744
2026-12-16 04:00 | 38.6635 | 52.7316
2026-12-16 05:00 | 39.2709 | 53.7382
2026-12-16 06:00 | 41.4245 | 57.9446
2026-12-16 07:00 | 47.2678 | 61.7934
2026-12-16 08:00 | 51.1135 | 66.1164
2026-12-16 09:00 | 51.0663 | 68.4892
2026-12-16 10:00 | 49.01 | 68.3652
2026-12-16 11:00 | 47.0587 | 68.6709
2026-12-16 12:00 | 47.2085 | 68.9219
2026-12-16 13:00 | 46.2721 | 68.7983
2026-12-16 14:00 | 46.104 | 66.0518
2026-12-16 15:00 | 46.5444 | 69.7521
2026-12-16 16:00 | 48.5101 | 72.6399
2026-12-16 17:00 | 51.8032 | 77.688
2026-12-16 18:00 | 54.6456 | 81.4746
2026-12-16 19:00 | 52.5686 | 78.8766
2026-12-16 20:00 | 50.4492 | 75.2066
2026-12-16 21:00 | 47.9547 | 71.9677
2026-12-16 22:00 | 45.5937 | 69.3245
2026-12-16 23:00 | 42.2516 | 64.9202
2026-12-17 | 38.58 | 62.495
2026-12-17 01:00 | 36.2177 | 57.5792
2026-12-17 02:00 | 35.9954 | 54.7247
2026-12-17 03:00 | 36.6539 | 54.0404
2026-12-17 04:00 | 36.8544 | 53.0945
2026-12-17 05:00 | 37.4371 | 54.5298
2026-12-17 06:00 | 39.6202 | 58.8283
2026-12-17 07:00 | 45.3553 | 63.1209
2026-12-17 08:00 | 49.0646 | 68.3177
2026-12-17 09:00 | 49.6076 | 71.8764
2026-12-17 10:00 | 48.3356 | 72.6897
2026-12-17 11:00 | 46.8522 | 72.626
2026-12-17 12:00 | 47.5017 | 70.3125
2026-12-17 13:00 | 46.8396 | 69.8176
2026-12-17 14:00 | 47.1097 | 67.0866
2026-12-17 15:00 | 47.4688 | 70.9078
2026-12-17 16:00 | 49.1894 | 73.691
2026-12-17 17:00 | 51.6811 | 77.9826
2026-12-17 18:00 | 54.7965 | 80.183
2026-12-17 19:00 | 51.9828 | 78.9241
2026-12-17 20:00 | 49.3156 | 76.639
2026-12-17 21:00 | 46.5851 | 74.0452
2026-12-17 22:00 | 44.2704 | 71.7531
2026-12-17 23:00 | 40.9018 | 67.5054
2026-12-18 | 37.1005 | 62.8734
2026-12-18 01:00 | 35.0558 | 58.9726
2026-12-18 02:00 | 34.7829 | 56.1158
2026-12-18 03:00 | 35.3098 | 55.4646
2026-12-18 04:00 | 35.4775 | 54.4479
2026-12-18 05:00 | 35.949 | 55.4676
2026-12-18 06:00 | 38.1458 | 59.8525
2026-12-18 07:00 | 43.7482 | 63.9787
2026-12-18 08:00 | 47.4297 | 69.3299
2026-12-18 09:00 | 48.0818 | 73.2336
2026-12-18 10:00 | 47.1969 | 73.9187
2026-12-18 11:00 | 46.0207 | 73.5067
2026-12-18 12:00 | 46.0064 | 72.1093
2026-12-18 13:00 | 45.1116 | 71.5756
2026-12-18 14:00 | 45.3513 | 68.7571
2026-12-18 15:00 | 45.3668 | 72.6436
2026-12-18 16:00 | 46.6989 | 74.4434
2026-12-18 17:00 | 49.2886 | 78.4961
2026-12-18 18:00 | 51.6413 | 81.9555
2026-12-18 19:00 | 48.9154 | 79.7144
2026-12-18 20:00 | 46.3642 | 75.9895
2026-12-18 21:00 | 43.7994 | 72.7532
2026-12-18 22:00 | 41.6321 | 70.1436
2026-12-18 23:00 | 38.4883 | 66.0434
2026-12-19 | 35.4983 | 62.9133
2026-12-19 01:00 | 33.3106 | 59.5452
2026-12-19 02:00 | 32.991 | 56.9603
2026-12-19 03:00 | 33.5192 | 56.3471
2026-12-19 04:00 | 33.5722 | 55.4892
2026-12-19 05:00 | 33.7533 | 56.2013
2026-12-19 06:00 | 35.1095 | 59.9587
2026-12-19 07:00 | 39.0626 | 61.2251
2026-12-19 08:00 | 41.5556 | 64.1589
2026-12-19 09:00 | 42.5782 | 69.9663
2026-12-19 10:00 | 42.3613 | 73.115
2026-12-19 11:00 | 41.7154 | 73.3594
2026-12-19 12:00 | 40.5241 | 71.7748
2026-12-19 13:00 | 39.6065 | 71.6891
2026-12-19 14:00 | 39.2795 | 68.9682
2026-12-19 15:00 | 39.1723 | 72.3485
2026-12-19 16:00 | 40.8633 | 73.9355
2026-12-19 17:00 | 44.6149 | 77.7103
2026-12-19 18:00 | 49.364 | 81.1027
2026-12-19 19:00 | 46.9481 | 78.0834
2026-12-19 20:00 | 44.0238 | 73.5773
2026-12-19 21:00 | 41.2554 | 70.3383
2026-12-19 22:00 | 39.6668 | 69.0777
2026-12-19 23:00 | 37.2774 | 66.9926
2026-12-20 | 34.6739 | 63.8061
2026-12-20 01:00 | 32.4018 | 60.3207
2026-12-20 02:00 | 32.0255 | 57.8462
2026-12-20 03:00 | 32.4877 | 56.9199
2026-12-20 04:00 | 32.4175 | 55.9992
2026-12-20 05:00 | 32.315 | 56.5902
2026-12-20 06:00 | 32.8163 | 58.6696
2026-12-20 07:00 | 36.5425 | 59.0724
2026-12-20 08:00 | 39.3818 | 60.9349
2026-12-20 09:00 | 41.1215 | 65.5171
2026-12-20 10:00 | 41.2131 | 68.2395
2026-12-20 11:00 | 41.1841 | 68.7088
2026-12-20 12:00 | 40.7405 | 65.1746
2026-12-20 13:00 | 40.4171 | 65.1164
2026-12-20 14:00 | 40.3935 | 62.9045
2026-12-20 15:00 | 40.8067 | 67.1722
2026-12-20 16:00 | 42.9359 | 69.7153
2026-12-20 17:00 | 46.693 | 75.5288
2026-12-20 18:00 | 50.3486 | 79.4186
2026-12-20 19:00 | 47.8357 | 77.3052
2026-12-20 20:00 | 45.023 | 73.1327
2026-12-20 21:00 | 42.3296 | 69.7649
2026-12-20 22:00 | 40.4511 | 68.4702
2026-12-20 23:00 | 37.8559 | 66.0818
2026-12-21 | 34.8061 | 64.679
2026-12-21 01:00 | 33.2488 | 59.8837
2026-12-21 02:00 | 33.2097 | 57.247
2026-12-21 03:00 | 34.0275 | 56.7609
2026-12-21 04:00 | 34.3867 | 55.8177
2026-12-21 05:00 | 35.0062 | 57.3642
2026-12-21 06:00 | 37.3506 | 62.056
2026-12-21 07:00 | 43.4703 | 66.1513
2026-12-21 08:00 | 47.2755 | 71.5038
2026-12-21 09:00 | 47.5963 | 73.9281
2026-12-21 10:00 | 46.4987 | 72.7301
2026-12-21 11:00 | 45.3667 | 70.2568
2026-12-21 12:00 | 45.7956 | 68.2639
2026-12-21 13:00 | 45.2989 | 67.2425
2026-12-21 14:00 | 45.3249 | 63.9963
2026-12-21 15:00 | 45.8317 | 67.5465
2026-12-21 16:00 | 47.8033 | 70.5697
2026-12-21 17:00 | 50.6049 | 77.6588
2026-12-21 18:00 | 54.3828 | 84.0955
2026-12-21 19:00 | 51.5152 | 82.0751
2026-12-21 20:00 | 48.953 | 78.5714
2026-12-21 21:00 | 46.2567 | 75.178
2026-12-21 22:00 | 43.8489 | 72.1799
2026-12-21 23:00 | 40.5568 | 68.0288
2026-12-22 | 37.4453 | 65.282
2026-12-22 01:00 | 35.4861 | 59.7466
2026-12-22 02:00 | 35.3066 | 56.8194
2026-12-22 03:00 | 35.9976 | 55.9763
2026-12-22 04:00 | 36.2868 | 54.8598
2026-12-22 05:00 | 36.8651 | 56.1286
2026-12-22 06:00 | 39.47 | 61.5771
2026-12-22 07:00 | 45.2334 | 65.5272
2026-12-22 08:00 | 48.7579 | 70.5462
2026-12-22 09:00 | 48.4034 | 72.9539
2026-12-22 10:00 | 46.5905 | 72.8294
2026-12-22 11:00 | 44.9385 | 72.2722
2026-12-22 12:00 | 43.5072 | 71.1578
2026-12-22 13:00 | 42.5987 | 70.772
2026-12-22 14:00 | 42.5393 | 68.3094
2026-12-22 15:00 | 42.9896 | 72.6209
2026-12-22 16:00 | 44.978 | 75.32
2026-12-22 17:00 | 48.3281 | 78.9009
2026-12-22 18:00 | 53.597 | 83.0891
2026-12-22 19:00 | 51.0555 | 80.2907
2026-12-22 20:00 | 48.7581 | 76.4943
2026-12-22 21:00 | 46.2213 | 73.1094
2026-12-22 22:00 | 43.8893 | 70.4652
2026-12-22 23:00 | 40.6795 | 66.7575
2026-12-23 | 37.9761 | 63.6711
2026-12-23 01:00 | 35.2006 | 59.0656
2026-12-23 02:00 | 34.9512 | 56.0231
2026-12-23 03:00 | 35.5912 | 54.972
2026-12-23 04:00 | 35.7899 | 54.0276
2026-12-23 05:00 | 36.2969 | 55.0835
2026-12-23 06:00 | 38.568 | 59.0435
2026-12-23 07:00 | 44.416 | 62.808
2026-12-23 08:00 | 48.0079 | 67.5042
2026-12-23 09:00 | 48.421 | 70.3425
2026-12-23 10:00 | 47.0983 | 70.4376
2026-12-23 11:00 | 45.7831 | 70.3565
2026-12-23 12:00 | 46.2252 | 70.4455
2026-12-23 13:00 | 45.7306 | 70.4962
2026-12-23 14:00 | 45.7998 | 67.8431
2026-12-23 15:00 | 46.16 | 71.6327
2026-12-23 16:00 | 47.8266 | 73.8698
2026-12-23 17:00 | 50.5116 | 77.8806
2026-12-23 18:00 | 53.3968 | 81.3195
2026-12-23 19:00 | 50.5124 | 78.682
2026-12-23 20:00 | 47.8797 | 75.3132
2026-12-23 21:00 | 45.3181 | 72.2532
2026-12-23 22:00 | 43.0284 | 69.4803
2026-12-23 23:00 | 39.7784 | 65.6815
2026-12-24 | 36.4531 | 62.0925
2026-12-24 01:00 | 34.0647 | 57.1928
2026-12-24 02:00 | 33.6267 | 54.2247
2026-12-24 03:00 | 34.1749 | 53.3226
2026-12-24 04:00 | 34.1854 | 52.7106
2026-12-24 05:00 | 34.6021 | 54.1227
2026-12-24 06:00 | 36.5876 | 57.6518
2026-12-24 07:00 | 41.4462 | 60.3836
2026-12-24 08:00 | 44.5642 | 62.7767
2026-12-24 09:00 | 45.9958 | 65.7399
2026-12-24 10:00 | 45.9882 | 67.0522
2026-12-24 11:00 | 45.0368 | 66.4835
2026-12-24 12:00 | 42.4071 | 64.0719
2026-12-24 13:00 | 41.7215 | 64.7768
2026-12-24 14:00 | 41.6233 | 64.2174
2026-12-24 15:00 | 41.654 | 69.0631
2026-12-24 16:00 | 42.6564 | 70.1733
2026-12-24 17:00 | 45.4346 | 73.7308
2026-12-24 18:00 | 48.3859 | 75.9648
2026-12-24 19:00 | 45.9141 | 71.9374
2026-12-24 20:00 | 43.5333 | 66.9749
2026-12-24 21:00 | 41.2222 | 63.2423
2026-12-24 22:00 | 40.0896 | 62.4737
2026-12-24 23:00 | 38.1724 | 60.3862
2026-12-25 | 36.1263 | 59.1901
2026-12-25 01:00 | 33.6056 | 54.7344
2026-12-25 02:00 | 32.9284 | 52.06
2026-12-25 03:00 | 33.2064 | 50.9676
2026-12-25 04:00 | 33.2873 | 49.7232
2026-12-25 05:00 | 33.6767 | 49.6535
2026-12-25 06:00 | 35.0792 | 54.4435
2026-12-25 07:00 | 38.9916 | 56.488
2026-12-25 08:00 | 41.4463 | 57.0836
2026-12-25 09:00 | 43.2088 | 59.6926
2026-12-25 10:00 | 43.2821 | 60.8135
2026-12-25 11:00 | 42.4465 | 60.3361
2026-12-25 12:00 | 41.1701 | 61.939
2026-12-25 13:00 | 40.8217 | 61.6399
2026-12-25 14:00 | 40.3815 | 58.946
2026-12-25 15:00 | 40.079 | 62.9073
2026-12-25 16:00 | 41.3147 | 64.6771
2026-12-25 17:00 | 43.6318 | 67.0606
2026-12-25 18:00 | 45.9503 | 69.7662
2026-12-25 19:00 | 42.5616 | 65.8137
2026-12-25 20:00 | 40.064 | 63.5897
2026-12-25 21:00 | 38.0252 | 61.9664
2026-12-25 22:00 | 37.088 | 62.038
2026-12-25 23:00 | 35.4072 | 61.3117
2026-12-26 | 33.8041 | 59.3015
2026-12-26 01:00 | 32.7687 | 56.534
2026-12-26 02:00 | 32.4236 | 53.9916
2026-12-26 03:00 | 32.6632 | 52.5854
2026-12-26 04:00 | 32.7181 | 50.5088
2026-12-26 05:00 | 32.6166 | 50.9008
2026-12-26 06:00 | 33.3712 | 55.3366
2026-12-26 07:00 | 36.3262 | 54.4568
2026-12-26 08:00 | 38.0431 | 54.5335
2026-12-26 09:00 | 39.4502 | 57.5207
2026-12-26 10:00 | 40.7157 | 60.6686
2026-12-26 11:00 | 40.9666 | 62.4463
2026-12-26 12:00 | 40.2382 | 63.7097
2026-12-26 13:00 | 39.6841 | 63.0252
2026-12-26 14:00 | 39.1327 | 59.9734
2026-12-26 15:00 | 39.5382 | 63.8802
2026-12-26 16:00 | 40.9563 | 65.476
2026-12-26 17:00 | 43.7412 | 67.5565
2026-12-26 18:00 | 47.8773 | 71.4018
2026-12-26 19:00 | 45.1981 | 68.4736
2026-12-26 20:00 | 41.7421 | 63.09
2026-12-26 21:00 | 38.8379 | 59.6751
2026-12-26 22:00 | 37.5763 | 60.6881
2026-12-26 23:00 | 35.8561 | 60.3957
2026-12-27 | 33.2756 | 58.4746
2026-12-27 01:00 | 32.3674 | 56.1417
2026-12-27 02:00 | 32.0288 | 53.4551
2026-12-27 03:00 | 32.5714 | 52.2799
2026-12-27 04:00 | 32.6089 | 50.9262
2026-12-27 05:00 | 32.64 | 51.3586
2026-12-27 06:00 | 33.2876 | 53.3184
2026-12-27 07:00 | 36.9064 | 52.6709
2026-12-27 08:00 | 39.6005 | 54.8994
2026-12-27 09:00 | 40.8741 | 58.0289
2026-12-27 10:00 | 40.7193 | 59.728
2026-12-27 11:00 | 39.9375 | 61.3699
2026-12-27 12:00 | 39.5201 | 60.6533
2026-12-27 13:00 | 39.1809 | 61.2204
2026-12-27 14:00 | 38.8551 | 59.1433
2026-12-27 15:00 | 39.1907 | 64.3191
2026-12-27 16:00 | 41.312 | 67.3049
2026-12-27 17:00 | 45.264 | 71.6366
2026-12-27 18:00 | 49.7701 | 75.7063
2026-12-27 19:00 | 47.6464 | 72.6011
2026-12-27 20:00 | 45.1144 | 68.6806
2026-12-27 21:00 | 42.306 | 65.7926
2026-12-27 22:00 | 40.5149 | 64.7302
2026-12-27 23:00 | 38.0526 | 62.8165
2026-12-28 | 35.5171 | 60.0088
2026-12-28 01:00 | 32.166 | 55.1452
2026-12-28 02:00 | 31.9184 | 52.6597
2026-12-28 03:00 | 32.8089 | 52.2436
2026-12-28 04:00 | 33.0342 | 52.3092
2026-12-28 05:00 | 33.392 | 53.3825
2026-12-28 06:00 | 35.1558 | 55.244
2026-12-28 07:00 | 39.7644 | 56.6087
2026-12-28 08:00 | 42.3328 | 59.4486
2026-12-28 09:00 | 43.1055 | 64.2681
2026-12-28 10:00 | 42.5453 | 64.8971
2026-12-28 11:00 | 42.1724 | 65.0753
2026-12-28 12:00 | 41.2315 | 61.8884
2026-12-28 13:00 | 41.21 | 63.793
2026-12-28 14:00 | 40.5361 | 61.2436
2026-12-28 15:00 | 40.4985 | 65.4215
2026-12-28 16:00 | 42.3407 | 68.4832
2026-12-28 17:00 | 45.6779 | 74.0613
2026-12-28 18:00 | 50.6706 | 79.0747
2026-12-28 19:00 | 47.717 | 76.136
2026-12-28 20:00 | 45.1222 | 72.2019
2026-12-28 21:00 | 42.6432 | 69.2578
2026-12-28 22:00 | 40.5629 | 66.3224
2026-12-28 23:00 | 37.7729 | 64.6682
2026-12-29 | 35.0485 | 61.6475
2026-12-29 01:00 | 34.2874 | 60.3575
2026-12-29 02:00 | 34.0118 | 57.2933
2026-12-29 03:00 | 34.6705 | 56.3622
2026-12-29 04:00 | 34.974 | 55.2259
2026-12-29 05:00 | 35.5041 | 56.653
2026-12-29 06:00 | 37.8915 | 61.0839
2026-12-29 07:00 | 43.7463 | 64.6164
2026-12-29 08:00 | 47.5729 | 69.7796
2026-12-29 09:00 | 48.5728 | 72.6781
2026-12-29 10:00 | 47.8528 | 72.9952
2026-12-29 11:00 | 46.9214 | 73.5794
2026-12-29 12:00 | 46.3282 | 69.6218
2026-12-29 13:00 | 45.9244 | 69.2874
2026-12-29 14:00 | 45.9456 | 66.2297
2026-12-29 15:00 | 46.4009 | 71.1618
2026-12-29 16:00 | 48.0509 | 74.2265
2026-12-29 17:00 | 50.5553 | 78.4254
2026-12-29 18:00 | 53.1785 | 82.5471
2026-12-29 19:00 | 50.1247 | 80.4009
2026-12-29 20:00 | 47.4544 | 76.922
2026-12-29 21:00 | 44.8179 | 73.9424
2026-12-29 22:00 | 42.5368 | 71.5053
2026-12-29 23:00 | 39.3871 | 67.8451
2026-12-30 | 36.7525 | 65.5015
2026-12-30 01:00 | 34.2478 | 60.3476
2026-12-30 02:00 | 33.9691 | 57.4201
2026-12-30 03:00 | 34.5609 | 56.5073
2026-12-30 04:00 | 34.8019 | 55.4253
2026-12-30 05:00 | 35.2615 | 56.7438
2026-12-30 06:00 | 37.4645 | 60.1543
2026-12-30 07:00 | 43.3171 | 63.8539
2026-12-30 08:00 | 47.1214 | 69.1046
2026-12-30 09:00 | 48.1785 | 72.1624
2026-12-30 10:00 | 47.3712 | 72.1431
2026-12-30 11:00 | 46.4459 | 71.9453
2026-12-30 12:00 | 45.4596 | 67.6323
2026-12-30 13:00 | 45.0048 | 67.5724
2026-12-30 14:00 | 44.9981 | 64.6937
2026-12-30 15:00 | 45.3524 | 69.4177
2026-12-30 16:00 | 46.911 | 71.8075
2026-12-30 17:00 | 49.475 | 76.7934
2026-12-30 18:00 | 52.3498 | 81.2251
2026-12-30 19:00 | 49.4311 | 79.2976
2026-12-30 20:00 | 46.8691 | 76.1604
2026-12-30 21:00 | 44.3731 | 73.4987
2026-12-30 22:00 | 42.1547 | 70.9303
2026-12-30 23:00 | 39.0248 | 67.1985
2026-12-31 | 36.1313 | 64.0885
2026-12-31 01:00 | 33.3193 | 58.8836
2026-12-31 02:00 | 33.022 | 57.3765
2026-12-31 03:00 | 33.5013 | 56.1962
2026-12-31 04:00 | 33.6533 | 55.6897
2026-12-31 05:00 | 34.0378 | 56.2686
2026-12-31 06:00 | 35.9755 | 61.2933
2026-12-31 07:00 | 40.0427 | 62.233
2026-12-31 08:00 | 42.1636 | 63.14
2026-12-31 09:00 | 43.1234 | 65.3142
2026-12-31 10:00 | 43.2108 | 66.1784
2026-12-31 11:00 | 43.1179 | 66.9358
2026-12-31 12:00 | 41.9463 | 67.036
2026-12-31 13:00 | 42.1078 | 65.599
2026-12-31 14:00 | 41.5563 | 64.8832
2026-12-31 15:00 | 41.1627 | 68.0812
2026-12-31 16:00 | 42.4559 | 69.9992
2026-12-31 17:00 | 45.5158 | 73.0536
2026-12-31 18:00 | 48.7079 | 77.0601
2026-12-31 19:00 | 46.2206 | 74.8243
2026-12-31 20:00 | 43.0845 | 71.0285
2026-12-31 21:00 | 39.8355 | 69.4081
2026-12-31 22:00 | 38.1671 | 68.1146
2026-12-31 23:00 | 36.4873 | 66.2031
2027-01-01 | 35.3755 | 65.2461
2027-01-01 01:00 | 36.9632 | 63.1097
2027-01-01 02:00 | 36.3639 | 60.2723
2027-01-01 03:00 | 36.3614 | 59.1833
2027-01-01 04:00 | 36.1054 | 58.3945
2027-01-01 05:00 | 36.1032 | 59.3449
2027-01-01 06:00 | 37.3833 | 62.6815
2027-01-01 07:00 | 40.4058 | 61.43
2027-01-01 08:00 | 41.5339 | 60.2918
2027-01-01 09:00 | 41.4184 | 61.7119
2027-01-01 10:00 | 40.9143 | 61.6799
2027-01-01 11:00 | 40.224 | 62.1403
2027-01-01 12:00 | 41.2274 | 67.2158
2027-01-01 13:00 | 41.6129 | 67.6168
2027-01-01 14:00 | 41.6133 | 66.9854
2027-01-01 15:00 | 41.4326 | 70.6079
2027-01-01 16:00 | 43.0503 | 71.3116
2027-01-01 17:00 | 46.3492 | 73.767
2027-01-01 18:00 | 51.0959 | 76.5597
2027-01-01 19:00 | 48.4653 | 74.5526
2027-01-01 20:00 | 45.1005 | 71.7656
2027-01-01 21:00 | 41.9647 | 68.8434
2027-01-01 22:00 | 40.0294 | 67.2092
2027-01-01 23:00 | 37.5595 | 66.1222
2027-01-02 | 35.5912 | 63.0871
2027-01-02 01:00 | 36.0458 | 63.108
2027-01-02 02:00 | 35.8011 | 60.1238
2027-01-02 03:00 | 36.1897 | 59.0048
2027-01-02 04:00 | 36.3936 | 58.0915
2027-01-02 05:00 | 36.7127 | 59.1027
2027-01-02 06:00 | 38.3232 | 62.151
2027-01-02 07:00 | 42.3832 | 63.2293
2027-01-02 08:00 | 45.0634 | 65.9024
2027-01-02 09:00 | 46.8649 | 70.8072
2027-01-02 10:00 | 47.0434 | 72.6017
2027-01-02 11:00 | 46.4471 | 71.5645
2027-01-02 12:00 | 45.1095 | 76.7157
2027-01-02 13:00 | 44.7957 | 76.9571
2027-01-02 14:00 | 44.2196 | 74.5262
2027-01-02 15:00 | 44.0826 | 75.2112
2027-01-02 16:00 | 45.7155 | 76.2322
2027-01-02 17:00 | 48.8102 | 80.0743
2027-01-02 18:00 | 52.6333 | 81.2573
2027-01-02 19:00 | 49.9308 | 78.8689
2027-01-02 20:00 | 46.391 | 73.4128
2027-01-02 21:00 | 43.2174 | 68.9751
2027-01-02 22:00 | 41.2021 | 67.5777
2027-01-02 23:00 | 38.9032 | 65.251
2027-01-03 | 36.1131 | 64.6139
2027-01-03 01:00 | 34.7445 | 60.4405
2027-01-03 02:00 | 34.6375 | 58.3448
2027-01-03 03:00 | 35.1615 | 58.1183
2027-01-03 04:00 | 35.3649 | 57.5759
2027-01-03 05:00 | 35.6963 | 57.718
2027-01-03 06:00 | 37.1619 | 60.5081
2027-01-03 07:00 | 40.7516 | 62.111
2027-01-03 08:00 | 42.9973 | 63.8469
2027-01-03 09:00 | 43.9925 | 68.4785
2027-01-03 10:00 | 43.6968 | 70.552
2027-01-03 11:00 | 43.1255 | 69.9831
2027-01-03 12:00 | 42.4119 | 68.9086
2027-01-03 13:00 | 42.2555 | 69.5487
2027-01-03 14:00 | 41.8322 | 67.7083
2027-01-03 15:00 | 41.9581 | 71.7792
2027-01-03 16:00 | 44.1706 | 74.9897
2027-01-03 17:00 | 48.2771 | 79.624
2027-01-03 18:00 | 52.691 | 82.8178
2027-01-03 19:00 | 50.8847 | 79.4897
2027-01-03 20:00 | 47.8243 | 75.2599
2027-01-03 21:00 | 44.5739 | 71.8236
2027-01-03 22:00 | 42.5262 | 70.0849
2027-01-03 23:00 | 39.9672 | 67.245
2027-01-04 | 37.6557 | 65.2856
2027-01-04 01:00 | 36.0172 | 59.6693
2027-01-04 02:00 | 36.1729 | 57.2222
2027-01-04 03:00 | 36.957 | 56.6886
2027-01-04 04:00 | 37.4413 | 55.7184
2027-01-04 05:00 | 38.1673 | 56.8883
2027-01-04 06:00 | 40.7858 | 61.8391
2027-01-04 07:00 | 46.9366 | 66.2281
2027-01-04 08:00 | 50.9811 | 71.1648
2027-01-04 09:00 | 51.2262 | 73.3064
2027-01-04 10:00 | 49.6661 | 71.3653
2027-01-04 11:00 | 48.3093 | 68.5136
2027-01-04 12:00 | 48.7231 | 69.2538
2027-01-04 13:00 | 48.2642 | 69.3309
2027-01-04 14:00 | 48.0027 | 66.9284
2027-01-04 15:00 | 48.5102 | 70.2894
2027-01-04 16:00 | 50.657 | 73.5773
2027-01-04 17:00 | 53.419 | 79.3546
2027-01-04 18:00 | 55.9918 | 84.4688
2027-01-04 19:00 | 53.1558 | 81.1744
2027-01-04 20:00 | 50.2153 | 76.7363
2027-01-04 21:00 | 47.1848 | 72.6945
2027-01-04 22:00 | 44.5724 | 69.6316
2027-01-04 23:00 | 41.344 | 65.5962
2027-01-05 | 38.3443 | 63.509
2027-01-05 01:00 | 36.5196 | 57.8951
2027-01-05 02:00 | 36.525 | 55.0768
2027-01-05 03:00 | 37.2093 | 54.4041
2027-01-05 04:00 | 37.6626 | 53.4001
2027-01-05 05:00 | 38.3361 | 54.3185
2027-01-05 06:00 | 41.0567 | 59.5048
2027-01-05 07:00 | 47.0506 | 64.3064
2027-01-05 08:00 | 51.0213 | 69.9861
2027-01-05 09:00 | 51.3822 | 73.674
2027-01-05 10:00 | 49.9628 | 73.9621
2027-01-05 11:00 | 48.7114 | 73.4633
2027-01-05 12:00 | 46.7165 | 74.2067
2027-01-05 13:00 | 45.9807 | 74.1243
2027-01-05 14:00 | 45.9395 | 71.8089
2027-01-05 15:00 | 46.2314 | 74.8937
2027-01-05 16:00 | 48.4224 | 77.8698
2027-01-05 17:00 | 51.5211 | 81.1416
2027-01-05 18:00 | 55.0051 | 83.0495
2027-01-05 19:00 | 52.8463 | 79.6447
2027-01-05 20:00 | 50.2935 | 75.1326
2027-01-05 21:00 | 47.6484 | 71.0644
2027-01-05 22:00 | 45.3024 | 68.2057
2027-01-05 23:00 | 42.1374 | 64.2858
2027-01-06 | 39.0588 | 62.3361
2027-01-06 01:00 | 37.0954 | 56.8052
2027-01-06 02:00 | 37.1326 | 54.0411
2027-01-06 03:00 | 37.8201 | 53.3897
2027-01-06 04:00 | 38.2363 | 52.5536
2027-01-06 05:00 | 38.9168 | 53.4489
2027-01-06 06:00 | 41.2082 | 57.7373
2027-01-06 07:00 | 47.2356 | 62.6853
2027-01-06 08:00 | 50.978 | 68.6434
2027-01-06 09:00 | 50.7062 | 72.7564
2027-01-06 10:00 | 48.5314 | 73.2762
2027-01-06 11:00 | 46.6437 | 72.8021
2027-01-06 12:00 | 47.1363 | 71.2313
2027-01-06 13:00 | 46.5494 | 71.3248
2027-01-06 14:00 | 46.3896 | 69.101
2027-01-06 15:00 | 46.5919 | 71.9355
2027-01-06 16:00 | 48.6024 | 74.724
2027-01-06 17:00 | 51.4941 | 79.3603
2027-01-06 18:00 | 55.8838 | 82.0551
2027-01-06 19:00 | 53.0164 | 79.0945
2027-01-06 20:00 | 50.0563 | 75.0059
2027-01-06 21:00 | 47.1764 | 71.3105
2027-01-06 22:00 | 44.6855 | 68.4795
2027-01-06 23:00 | 41.463 | 64.2365
2027-01-07 | 38.2766 | 61.4244
2027-01-07 01:00 | 36.1298 | 57.3602
2027-01-07 02:00 | 36.0848 | 54.6149
2027-01-07 03:00 | 36.696 | 54.0208
2027-01-07 04:00 | 37.0817 | 53.0803
2027-01-07 05:00 | 37.7191 | 54.2428
2027-01-07 06:00 | 40.2322 | 59.1484
2027-01-07 07:00 | 46.0981 | 63.5818
2027-01-07 08:00 | 49.921 | 68.7052
2027-01-07 09:00 | 50.5468 | 72.2324
2027-01-07 10:00 | 49.2869 | 72.4878
2027-01-07 11:00 | 48.2146 | 72.0933
2027-01-07 12:00 | 46.2063 | 72.7982
2027-01-07 13:00 | 45.6853 | 72.7631
2027-01-07 14:00 | 45.6876 | 70.2392
2027-01-07 15:00 | 45.9864 | 73.2511
2027-01-07 16:00 | 47.9053 | 76.0907
2027-01-07 17:00 | 50.4336 | 79.5914
2027-01-07 18:00 | 54.7911 | 82.459
2027-01-07 19:00 | 52.0321 | 79.7059
2027-01-07 20:00 | 49.1282 | 76.2907
2027-01-07 21:00 | 46.3105 | 72.8545
2027-01-07 22:00 | 43.9353 | 70.306
2027-01-07 23:00 | 40.8088 | 66.4371
2027-01-08 | 37.7092 | 62.0037
2027-01-08 01:00 | 36.2206 | 59.8768
2027-01-08 02:00 | 36.1908 | 57.0201
2027-01-08 03:00 | 36.8154 | 56.4845
2027-01-08 04:00 | 37.2973 | 55.5624
2027-01-08 05:00 | 37.8879 | 56.3746
2027-01-08 06:00 | 40.2591 | 60.5922
2027-01-08 07:00 | 46.2277 | 64.9472
2027-01-08 08:00 | 50.3175 | 70.2642
2027-01-08 09:00 | 51.0656 | 72.7345
2027-01-08 10:00 | 49.9416 | 71.1843
2027-01-08 11:00 | 48.7701 | 69.0047
2027-01-08 12:00 | 47.1967 | 71.3181
2027-01-08 13:00 | 46.5228 | 70.9818
2027-01-08 14:00 | 46.3543 | 68.1177
2027-01-08 15:00 | 46.2933 | 71.6517
2027-01-08 16:00 | 48.0272 | 74.3306
2027-01-08 17:00 | 50.6063 | 79.0691
2027-01-08 18:00 | 53.3726 | 82.4103
2027-01-08 19:00 | 51.3025 | 80.4846
2027-01-08 20:00 | 48.6604 | 76.7305
2027-01-08 21:00 | 46.11 | 73.2515
2027-01-08 22:00 | 43.9162 | 70.5074
2027-01-08 23:00 | 40.905 | 66.3689
2027-01-09 | 38.1612 | 64.0708
2027-01-09 01:00 | 36.1252 | 61.1455
2027-01-09 02:00 | 36.011 | 58.7908
2027-01-09 03:00 | 36.5863 | 58.2784
2027-01-09 04:00 | 36.9015 | 57.6004
2027-01-09 05:00 | 37.2946 | 58.0394
2027-01-09 06:00 | 38.6437 | 60.372
2027-01-09 07:00 | 42.7129 | 62.2032
2027-01-09 08:00 | 45.1078 | 65.4353
2027-01-09 09:00 | 46.7224 | 69.1759
2027-01-09 10:00 | 46.7539 | 69.0017
2027-01-09 11:00 | 46.0899 | 65.8423
2027-01-09 12:00 | 44.723 | 70.1657
2027-01-09 13:00 | 44.5069 | 69.6
2027-01-09 14:00 | 44.2315 | 66.3409
2027-01-09 15:00 | 44.2135 | 69.4937
2027-01-09 16:00 | 45.9481 | 71.9502
2027-01-09 17:00 | 49.0382 | 76.82
2027-01-09 18:00 | 53.4542 | 80.2633
2027-01-09 19:00 | 50.8886 | 76.7001
2027-01-09 20:00 | 47.5287 | 71.8619
2027-01-09 21:00 | 43.8548 | 68.6342
2027-01-09 22:00 | 41.8115 | 67.4945
2027-01-09 23:00 | 39.4137 | 65.5167
2027-01-10 | 37.1555 | 64.3363
2027-01-10 01:00 | 35.5005 | 60.3318
2027-01-10 02:00 | 35.2938 | 57.9302
2027-01-10 03:00 | 35.7241 | 56.748
2027-01-10 04:00 | 35.9784 | 55.4693
2027-01-10 05:00 | 36.2202 | 55.8696
2027-01-10 06:00 | 37.5869 | 57.17
2027-01-10 07:00 | 41.1179 | 57.2553
2027-01-10 08:00 | 43.3394 | 59.7249
2027-01-10 09:00 | 44.8373 | 63.9395
2027-01-10 10:00 | 44.7237 | 66.0573
2027-01-10 11:00 | 43.991 | 66.4419
2027-01-10 12:00 | 43.5983 | 67.637
2027-01-10 13:00 | 43.8089 | 68.2904
2027-01-10 14:00 | 43.5533 | 65.8653
2027-01-10 15:00 | 43.9935 | 69.3769
2027-01-10 16:00 | 46.1493 | 72.0884
2027-01-10 17:00 | 49.6457 | 76.0722
2027-01-10 18:00 | 54.819 | 79.0797
2027-01-10 19:00 | 52.2523 | 75.351
2027-01-10 20:00 | 48.8184 | 70.7154
2027-01-10 21:00 | 45.1554 | 67.0939
2027-01-10 22:00 | 42.7874 | 66.0646
2027-01-10 23:00 | 40.2179 | 64.2807
2027-01-11 | 37.8317 | 62.1803
2027-01-11 01:00 | 36.8472 | 58.5573
2027-01-11 02:00 | 36.99 | 56.0545
2027-01-11 03:00 | 37.7191 | 54.966
2027-01-11 04:00 | 38.3013 | 53.8511
2027-01-11 05:00 | 38.906 | 55.4074
2027-01-11 06:00 | 41.6068 | 59.6953
2027-01-11 07:00 | 47.7193 | 63.2475
2027-01-11 08:00 | 51.852 | 67.1139
2027-01-11 09:00 | 51.972 | 68.093
2027-01-11 10:00 | 50.0822 | 65.1418
2027-01-11 11:00 | 48.1319 | 64.1489
2027-01-11 12:00 | 48.0529 | 58.5944
2027-01-11 13:00 | 47.4286 | 59.2483
2027-01-11 14:00 | 47.2021 | 57.4573
2027-01-11 15:00 | 47.6772 | 60.804
2027-01-11 16:00 | 49.9745 | 65.0435
2027-01-11 17:00 | 52.7505 | 70.649
2027-01-11 18:00 | 56.9877 | 74.9334
2027-01-11 19:00 | 54.2669 | 72.7409
2027-01-11 20:00 | 51.1435 | 70.202
2027-01-11 21:00 | 48.0593 | 66.9989
2027-01-11 22:00 | 45.4924 | 64.4994
2027-01-11 23:00 | 42.2037 | 61.4887
2027-01-12 | 39.8205 | 58.563
2027-01-12 01:00 | 37.447 | 53.9549
2027-01-12 02:00 | 37.4538 | 51.1546
2027-01-12 03:00 | 38.1015 | 50.7908
2027-01-12 04:00 | 38.6391 | 49.805
2027-01-12 05:00 | 39.3004 | 50.9036
2027-01-12 06:00 | 41.8577 | 57.9352
2027-01-12 07:00 | 47.6293 | 62.2009
2027-01-12 08:00 | 51.5022 | 67.3677
2027-01-12 09:00 | 51.7414 | 70.9809
2027-01-12 10:00 | 49.9741 | 71.2947
2027-01-12 11:00 | 48.3527 | 71.6045
2027-01-12 12:00 | 47.8816 | 70.4021
2027-01-12 13:00 | 47.2333 | 70.2732
2027-01-12 14:00 | 47.1906 | 66.9147
2027-01-12 15:00 | 47.7643 | 70.6987
2027-01-12 16:00 | 49.9592 | 74.4433
2027-01-12 17:00 | 52.7641 | 78.7939
2027-01-12 18:00 | 56.3937 | 82.4674
2027-01-12 19:00 | 53.6078 | 79.1386
2027-01-12 20:00 | 50.5651 | 74.7224
2027-01-12 21:00 | 47.577 | 70.6937
2027-01-12 22:00 | 45.0884 | 67.8476
2027-01-12 23:00 | 41.8819 | 64.282
2027-01-13 | 39.0933 | 61.5422
2027-01-13 01:00 | 36.996 | 57.5411
2027-01-13 02:00 | 36.9784 | 54.7925
2027-01-13 03:00 | 37.578 | 54.2253
2027-01-13 04:00 | 38.0757 | 53.4102
2027-01-13 05:00 | 38.6606 | 54.7169
2027-01-13 06:00 | 41.0463 | 59.3998
2027-01-13 07:00 | 46.9015 | 64.0852
2027-01-13 08:00 | 50.8971 | 70.0996
2027-01-13 09:00 | 51.7937 | 73.2245
2027-01-13 10:00 | 50.444 | 73.0305
2027-01-13 11:00 | 49.2746 | 72.0786
2027-01-13 12:00 | 47.9626 | 71.6274
2027-01-13 13:00 | 47.435 | 71.6105
2027-01-13 14:00 | 47.3999 | 69.2688
2027-01-13 15:00 | 47.8961 | 72.51
2027-01-13 16:00 | 49.9964 | 75.0995
2027-01-13 17:00 | 52.6681 | 79.5187
2027-01-13 18:00 | 55.2782 | 81.6041
2027-01-13 19:00 | 53.2022 | 79.547
2027-01-13 20:00 | 50.4717 | 75.9687
2027-01-13 21:00 | 47.8823 | 72.7146
2027-01-13 22:00 | 45.6006 | 70.2621
2027-01-13 23:00 | 42.4241 | 66.1003
2027-01-14 | 38.5842 | 63.0086
2027-01-14 01:00 | 37.7855 | 58.7453
2027-01-14 02:00 | 37.8721 | 56.1329
2027-01-14 03:00 | 38.5696 | 55.7372
2027-01-14 04:00 | 39.2149 | 54.6518
2027-01-14 05:00 | 39.8733 | 56.0251
2027-01-14 06:00 | 42.3315 | 60.5926
2027-01-14 07:00 | 48.2732 | 64.8278
2027-01-14 08:00 | 52.5232 | 69.6763
2027-01-14 09:00 | 52.8755 | 72.0987
2027-01-14 10:00 | 50.9546 | 70.6685
2027-01-14 11:00 | 49.0668 | 68.8433
2027-01-14 12:00 | 49.1196 | 67.2082
2027-01-14 13:00 | 48.5149 | 66.5865
2027-01-14 14:00 | 48.3846 | 63.1281
2027-01-14 15:00 | 48.8428 | 67.0822
2027-01-14 16:00 | 51.1407 | 70.2467
2027-01-14 17:00 | 53.7124 | 75.8712
2027-01-14 18:00 | 58.2873 | 82.322
2027-01-14 19:00 | 55.9303 | 79.6443
2027-01-14 20:00 | 53.0976 | 75.5835
2027-01-14 21:00 | 50.198 | 71.9815
2027-01-14 22:00 | 47.777 | 69.3244
2027-01-14 23:00 | 44.5021 | 65.7401
2027-01-15 | 41.5662 | 63.7456
2027-01-15 01:00 | 39.9373 | 57.9803
2027-01-15 02:00 | 39.9254 | 55.3684
2027-01-15 03:00 | 40.5559 | 55.153
2027-01-15 04:00 | 41.1208 | 54.1436
2027-01-15 05:00 | 41.6976 | 55.223
2027-01-15 06:00 | 44.1558 | 60.7432
2027-01-15 07:00 | 49.9142 | 64.9863
2027-01-15 08:00 | 54.0261 | 69.9261
2027-01-15 09:00 | 54.2847 | 72.1697
2027-01-15 10:00 | 52.1821 | 70.8513
2027-01-15 11:00 | 50.0682 | 69.2875
2027-01-15 12:00 | 48.5549 | 64.4081
2027-01-15 13:00 | 47.7686 | 63.4341
2027-01-15 14:00 | 47.2045 | 60.0802
2027-01-15 15:00 | 47.367 | 63.6273
2027-01-15 16:00 | 49.2322 | 66.721
2027-01-15 17:00 | 51.8705 | 72.8553
2027-01-15 18:00 | 56.3784 | 78.9692
2027-01-15 19:00 | 54.1973 | 77.9617
2027-01-15 20:00 | 51.1318 | 74.8764
2027-01-15 21:00 | 48.2567 | 71.8382
2027-01-15 22:00 | 45.8462 | 69.2388
2027-01-15 23:00 | 42.6748 | 65.5226
2027-01-16 | 39.8315 | 62.1776
2027-01-16 01:00 | 38.1502 | 60.2226
2027-01-16 02:00 | 37.992 | 57.5874
2027-01-16 03:00 | 38.4213 | 57.19
2027-01-16 04:00 | 38.8869 | 56.4819
2027-01-16 05:00 | 39.5669 | 57.3513
2027-01-16 06:00 | 41.52 | 60.6058
2027-01-16 07:00 | 45.1233 | 62.1943
2027-01-16 08:00 | 46.8707 | 64.9496
2027-01-16 09:00 | 48.1795 | 69.5795
2027-01-16 10:00 | 48.1883 | 70.8247
2027-01-16 11:00 | 46.5644 | 69.5858
2027-01-16 12:00 | 46.287 | 64.5501
2027-01-16 13:00 | 46.2783 | 63.6362
2027-01-16 14:00 | 45.5869 | 60.2461
2027-01-16 15:00 | 45.6244 | 62.765
2027-01-16 16:00 | 47.0464 | 65.1456
2027-01-16 17:00 | 50.0925 | 71.8434
2027-01-16 18:00 | 54.2666 | 80.8042
2027-01-16 19:00 | 52.6485 | 78.2389
2027-01-16 20:00 | 49.3606 | 73.3816
2027-01-16 21:00 | 45.6261 | 69.7326
2027-01-16 22:00 | 43.5252 | 68.2966
2027-01-16 23:00 | 41.2204 | 66.5445
2027-01-17 | 38.6164 | 64.2374
2027-01-17 01:00 | 38.0885 | 61.246
2027-01-17 02:00 | 37.9589 | 58.9779
2027-01-17 03:00 | 38.3697 | 58.4706
2027-01-17 04:00 | 38.7159 | 57.7054
2027-01-17 05:00 | 39.2394 | 58.2359
2027-01-17 06:00 | 40.5068 | 60.7271
2027-01-17 07:00 | 43.8102 | 61.821
2027-01-17 08:00 | 45.3341 | 64.1971
2027-01-17 09:00 | 46.87 | 70.0609
2027-01-17 10:00 | 46.8958 | 73.0931
2027-01-17 11:00 | 46.1547 | 72.8274
2027-01-17 12:00 | 46.3106 | 72.3649
2027-01-17 13:00 | 46.7471 | 73.058
2027-01-17 14:00 | 46.572 | 71.368
2027-01-17 15:00 | 46.9211 | 75.6645
2027-01-17 16:00 | 48.6441 | 77.2886
2027-01-17 17:00 | 51.9964 | 81.0679
2027-01-17 18:00 | 56.2584 | 84.5544
2027-01-17 19:00 | 54.3324 | 81.596
2027-01-17 20:00 | 50.6409 | 76.4255
2027-01-17 21:00 | 46.6813 | 72.2863
2027-01-17 22:00 | 44.2204 | 70.7359
2027-01-17 23:00 | 41.4512 | 68.885
2027-01-18 | 39.1775 | 66.3628
2027-01-18 01:00 | 37.4798 | 62.3044
2027-01-18 02:00 | 37.5893 | 59.8898
2027-01-18 03:00 | 38.1879 | 59.5684
2027-01-18 04:00 | 38.7185 | 58.4586
2027-01-18 05:00 | 39.3014 | 59.7486
2027-01-18 06:00 | 41.4622 | 64.4357
2027-01-18 07:00 | 47.301 | 68.8142
2027-01-18 08:00 | 51.4371 | 74.6434
2027-01-18 09:00 | 52.4842 | 78.8189
2027-01-18 10:00 | 51.3215 | 78.9887
2027-01-18 11:00 | 50.0455 | 77.3308
2027-01-18 12:00 | 48.63 | 74.0721
2027-01-18 13:00 | 48.0439 | 74.3066
2027-01-18 14:00 | 48.0014 | 71.8877
2027-01-18 15:00 | 48.6252 | 76.1389
2027-01-18 16:00 | 50.7442 | 78.3341
2027-01-18 17:00 | 53.2385 | 82.6883
2027-01-18 18:00 | 56.3637 | 86.7059
2027-01-18 19:00 | 53.7368 | 84.0618
2027-01-18 20:00 | 50.5442 | 79.7771
2027-01-18 21:00 | 47.4185 | 75.8691
2027-01-18 22:00 | 44.8976 | 72.7593
2027-01-18 23:00 | 41.6143 | 69.1141
2027-01-19 | 38.9458 | 66.6918
2027-01-19 01:00 | 36.8846 | 62.1825
2027-01-19 02:00 | 36.8985 | 59.303
2027-01-19 03:00 | 37.441 | 58.8546
2027-01-19 04:00 | 38.0115 | 57.7706
2027-01-19 05:00 | 38.646 | 58.8279
2027-01-19 06:00 | 41.0612 | 63.2504
2027-01-19 07:00 | 46.8592 | 68.0274
2027-01-19 08:00 | 50.9598 | 74.3002
2027-01-19 09:00 | 51.9668 | 78.6138
2027-01-19 10:00 | 50.841 | 79.0289
2027-01-19 11:00 | 49.6884 | 77.7895
2027-01-19 12:00 | 47.5226 | 77.7886
2027-01-19 13:00 | 46.8053 | 77.5072
2027-01-19 14:00 | 46.9462 | 74.8419
2027-01-19 15:00 | 47.4287 | 78.9832
2027-01-19 16:00 | 49.5851 | 80.9625
2027-01-19 17:00 | 52.3344 | 83.9741
2027-01-19 18:00 | 56.1827 | 86.6359
2027-01-19 19:00 | 53.9809 | 84.1275
2027-01-19 20:00 | 51.2523 | 79.965
2027-01-19 21:00 | 48.4124 | 76.1113
2027-01-19 22:00 | 46.0594 | 73.0275
2027-01-19 23:00 | 42.8397 | 69.5075
2027-01-20 | 40.0005 | 66.815
2027-01-20 01:00 | 38.5805 | 62.9275
2027-01-20 02:00 | 38.6726 | 59.998
2027-01-20 03:00 | 39.2833 | 59.3843
2027-01-20 04:00 | 39.8464 | 58.4941
2027-01-20 05:00 | 40.5125 | 59.4372
2027-01-20 06:00 | 42.8387 | 63.2261
2027-01-20 07:00 | 48.6396 | 67.8113
2027-01-20 08:00 | 52.6212 | 73.8303
2027-01-20 09:00 | 52.5986 | 77.9521
2027-01-20 10:00 | 50.3537 | 78.498
2027-01-20 11:00 | 48.4062 | 77.4874
2027-01-20 12:00 | 46.2309 | 73.9987
2027-01-20 13:00 | 45.2897 | 73.9696
2027-01-20 14:00 | 45.078 | 71.738
2027-01-20 15:00 | 45.5485 | 75.6038
2027-01-20 16:00 | 47.8647 | 77.5811
2027-01-20 17:00 | 51.1342 | 81.752
2027-01-20 18:00 | 55.882 | 85.6379
2027-01-20 19:00 | 54.3333 | 83.6052
2027-01-20 20:00 | 51.9369 | 79.7558
2027-01-20 21:00 | 49.3422 | 76.1776
2027-01-20 22:00 | 47.0203 | 73.0754
2027-01-20 23:00 | 43.8171 | 69.1553
2027-01-21 | 40.547 | 66.422
2027-01-21 01:00 | 38.6562 | 62.2834
2027-01-21 02:00 | 38.6684 | 59.4587
2027-01-21 03:00 | 39.2762 | 59.2615
2027-01-21 04:00 | 39.788 | 58.301
2027-01-21 05:00 | 40.4938 | 59.5244
2027-01-21 06:00 | 42.7936 | 64.5481
2027-01-21 07:00 | 48.6257 | 68.8246
2027-01-21 08:00 | 52.7394 | 73.7729
2027-01-21 09:00 | 53.4211 | 75.5463
2027-01-21 10:00 | 51.7531 | 73.5558
2027-01-21 11:00 | 50.0184 | 70.7002
2027-01-21 12:00 | 50.1835 | 67.5165
2027-01-21 13:00 | 49.7539 | 65.8899
2027-01-21 14:00 | 49.5715 | 62.4145
2027-01-21 15:00 | 50.1029 | 66.0321
2027-01-21 16:00 | 52.0386 | 69.1219
2027-01-21 17:00 | 54.2759 | 76.4224
2027-01-21 18:00 | 57.0083 | 86.3157
2027-01-21 19:00 | 54.6686 | 84.3431
2027-01-21 20:00 | 51.6231 | 80.0593
2027-01-21 21:00 | 48.6688 | 76.0672
2027-01-21 22:00 | 46.2497 | 72.8426
2027-01-21 23:00 | 43.0062 | 68.9609
2027-01-22 | 39.5237 | 67.5176
2027-01-22 01:00 | 37.688 | 61.47
2027-01-22 02:00 | 37.5965 | 58.7897
2027-01-22 03:00 | 38.0636 | 58.4563
2027-01-22 04:00 | 38.5141 | 57.4235
2027-01-22 05:00 | 39.0951 | 58.4781
2027-01-22 06:00 | 41.2773 | 63.1757
2027-01-22 07:00 | 46.9977 | 67.5441
2027-01-22 08:00 | 50.9379 | 72.7143
2027-01-22 09:00 | 51.9425 | 75.3335
2027-01-22 10:00 | 50.8168 | 74.7677
2027-01-22 11:00 | 49.4341 | 73.4734
2027-01-22 12:00 | 48.4325 | 69.667
2027-01-22 13:00 | 47.8639 | 69.1808
2027-01-22 14:00 | 47.75 | 66.9209
2027-01-22 15:00 | 47.7547 | 70.829
2027-01-22 16:00 | 49.1808 | 72.5594
2027-01-22 17:00 | 51.2679 | 76.4839
2027-01-22 18:00 | 53.7412 | 81.2216
2027-01-22 19:00 | 51.2696 | 79.9602
2027-01-22 20:00 | 48.0971 | 76.1952
2027-01-22 21:00 | 45.1724 | 72.8935
2027-01-22 22:00 | 42.8823 | 70.2011
2027-01-22 23:00 | 39.8108 | 66.5509
2027-01-23 | 37.4546 | 63.6707
2027-01-23 01:00 | 35.5356 | 60.2483
2027-01-23 02:00 | 35.3565 | 57.7309
2027-01-23 03:00 | 35.6939 | 57.2872
2027-01-23 04:00 | 36.0109 | 56.0843
2027-01-23 05:00 | 36.3704 | 56.9176
2027-01-23 06:00 | 37.7798 | 60.4699
2027-01-23 07:00 | 41.6838 | 61.6007
2027-01-23 08:00 | 44.1496 | 63.9029
2027-01-23 09:00 | 45.9125 | 68.3721
2027-01-23 10:00 | 46.0114 | 70.3506
2027-01-23 11:00 | 45.6046 | 70.5649
2027-01-23 12:00 | 45.0503 | 68.8136
2027-01-23 13:00 | 44.7891 | 69.2758
2027-01-23 14:00 | 44.1267 | 66.1639
2027-01-23 15:00 | 44.0478 | 69.0538
2027-01-23 16:00 | 45.4806 | 70.518
2027-01-23 17:00 | 48.3338 | 74.329
2027-01-23 18:00 | 52.6431 | 79.4634
2027-01-23 19:00 | 50.2192 | 76.5847
2027-01-23 20:00 | 46.3367 | 71.6396
2027-01-23 21:00 | 43.1457 | 68.0884
2027-01-23 22:00 | 41.3411 | 66.732
2027-01-23 23:00 | 39.0107 | 65.2655
2027-01-24 | 36.1053 | 62.7073
2027-01-24 01:00 | 35.3147 | 59.8259
2027-01-24 02:00 | 35.3246 | 57.4788
2027-01-24 03:00 | 35.8563 | 57.0641
2027-01-24 04:00 | 36.2008 | 56.0637
2027-01-24 05:00 | 36.673 | 56.2077
2027-01-24 06:00 | 37.8774 | 58.8988
2027-01-24 07:00 | 41.3854 | 59.8991
2027-01-24 08:00 | 43.3675 | 61.9584
2027-01-24 09:00 | 44.4536 | 66.7916
2027-01-24 10:00 | 44.2259 | 69.326
2027-01-24 11:00 | 43.3853 | 69.4756
2027-01-24 12:00 | 43.0613 | 65.7861
2027-01-24 13:00 | 43.1331 | 66.3832
2027-01-24 14:00 | 42.824 | 64.3604
2027-01-24 15:00 | 43.0801 | 68.7155
2027-01-24 16:00 | 45.1074 | 70.9063
2027-01-24 17:00 | 48.9255 | 75.0788
2027-01-24 18:00 | 54.8751 | 78.5797
2027-01-24 19:00 | 53.2318 | 76.951
2027-01-24 20:00 | 50.0269 | 73.3831
2027-01-24 21:00 | 46.1475 | 70.4088
2027-01-24 22:00 | 44.0239 | 68.8513
2027-01-24 23:00 | 41.3559 | 66.6959
2027-01-25 | 39.1612 | 64.2598
2027-01-25 01:00 | 38.372 | 59.8588
2027-01-25 02:00 | 38.5791 | 57.3554
2027-01-25 03:00 | 39.3012 | 57.4048
2027-01-25 04:00 | 39.8981 | 56.5057
2027-01-25 05:00 | 40.6872 | 57.9852
2027-01-25 06:00 | 43.0666 | 62.9574
2027-01-25 07:00 | 49.1617 | 67.5647
2027-01-25 08:00 | 53.4057 | 73.1442
2027-01-25 09:00 | 53.5799 | 75.4291
2027-01-25 10:00 | 51.5655 | 73.3516
2027-01-25 11:00 | 49.4993 | 70.1416
2027-01-25 12:00 | 49.2658 | 67.0813
2027-01-25 13:00 | 48.7798 | 65.9608
2027-01-25 14:00 | 48.3054 | 62.4751
2027-01-25 15:00 | 49.0629 | 66.162
2027-01-25 16:00 | 51.2277 | 69.2297
2027-01-25 17:00 | 53.9125 | 77.2282
2027-01-25 18:00 | 56.1953 | 84.2562
2027-01-25 19:00 | 54.5848 | 83.6091
2027-01-25 20:00 | 51.8505 | 80.1765
2027-01-25 21:00 | 49.023 | 76.806
2027-01-25 22:00 | 46.5537 | 73.6848
2027-01-25 23:00 | 43.3344 | 69.5949
2027-01-26 | 39.7139 | 66.8874
2027-01-26 01:00 | 38.5239 | 64.4341
2027-01-26 02:00 | 38.572 | 61.3275
2027-01-26 03:00 | 39.1727 | 60.6206
2027-01-26 04:00 | 39.7489 | 59.7607
2027-01-26 05:00 | 40.4961 | 61.165
2027-01-26 06:00 | 42.9268 | 64.6455
2027-01-26 07:00 | 48.838 | 69.4369
2027-01-26 08:00 | 52.8076 | 75.6711
2027-01-26 09:00 | 52.8582 | 79.4407
2027-01-26 10:00 | 50.8119 | 79.681
2027-01-26 11:00 | 48.5862 | 78.1447
2027-01-26 12:00 | 49.5582 | 71.508
2027-01-26 13:00 | 48.9733 | 70.3523
2027-01-26 14:00 | 48.9918 | 67.5821
2027-01-26 15:00 | 49.435 | 71.2908
2027-01-26 16:00 | 51.5197 | 73.5326
2027-01-26 17:00 | 54.0952 | 78.3462
2027-01-26 18:00 | 57.4275 | 82.2555
2027-01-26 19:00 | 55.3034 | 81.9686
2027-01-26 20:00 | 52.3091 | 78.9522
2027-01-26 21:00 | 49.314 | 76.0623
2027-01-26 22:00 | 46.8869 | 73.4686
2027-01-26 23:00 | 43.5548 | 69.5561
2027-01-27 | 40.5106 | 67.3887
2027-01-27 01:00 | 39.0051 | 62.9583
2027-01-27 02:00 | 39.0516 | 59.9084
2027-01-27 03:00 | 39.5255 | 59.3371
2027-01-27 04:00 | 40.0122 | 58.5843
2027-01-27 05:00 | 40.6815 | 59.7203
2027-01-27 06:00 | 43.0627 | 63.3176
2027-01-27 07:00 | 48.7773 | 67.7471
2027-01-27 08:00 | 52.5708 | 72.6579
2027-01-27 09:00 | 52.5105 | 74.1531
2027-01-27 10:00 | 50.2152 | 71.5293
2027-01-27 11:00 | 48.0565 | 68.0802
2027-01-27 12:00 | 46.4164 | 66.1411
2027-01-27 13:00 | 45.476 | 64.8332
2027-01-27 14:00 | 45.4132 | 61.3017
2027-01-27 15:00 | 45.7621 | 64.56
2027-01-27 16:00 | 47.8205 | 67.0199
2027-01-27 17:00 | 50.8459 | 74.2799
2027-01-27 18:00 | 55.6074 | 81.3897
2027-01-27 19:00 | 53.7974 | 81.0113
2027-01-27 20:00 | 51.1717 | 77.7886
2027-01-27 21:00 | 48.305 | 74.7974
2027-01-27 22:00 | 45.8983 | 71.7429
2027-01-27 23:00 | 42.6063 | 67.6563
2027-01-28 | 39.9155 | 65.9965
2027-01-28 01:00 | 37.9091 | 61.2902
2027-01-28 02:00 | 37.9002 | 58.2878
2027-01-28 03:00 | 38.3253 | 57.8229
2027-01-28 04:00 | 38.7799 | 57.0612
2027-01-28 05:00 | 39.4519 | 58.5013
2027-01-28 06:00 | 41.7755 | 63.1446
2027-01-28 07:00 | 47.4698 | 67.4265
2027-01-28 08:00 | 51.4416 | 71.8153
2027-01-28 09:00 | 52.3995 | 72.8277
2027-01-28 10:00 | 51.1245 | 70.7645
2027-01-28 11:00 | 49.7717 | 68.1304
2027-01-28 12:00 | 48.4375 | 69.8468
2027-01-28 13:00 | 47.793 | 69.359
2027-01-28 14:00 | 47.8863 | 66.9758
2027-01-28 15:00 | 48.3416 | 70.9198
2027-01-28 16:00 | 50.1806 | 73.0681
2027-01-28 17:00 | 52.529 | 77.1647
2027-01-28 18:00 | 55.2294 | 81.9477
2027-01-28 19:00 | 53.4485 | 80.8396
2027-01-28 20:00 | 50.7663 | 77.3884
2027-01-28 21:00 | 47.9547 | 74.0708
2027-01-28 22:00 | 45.6763 | 71.2021
2027-01-28 23:00 | 42.4804 | 67.6234
2027-01-29 | 39.3544 | 64.2535
2027-01-29 01:00 | 37.6942 | 60.1468
2027-01-29 02:00 | 37.6901 | 57.2788
2027-01-29 03:00 | 38.135 | 56.6561
2027-01-29 04:00 | 38.6244 | 55.6429
2027-01-29 05:00 | 39.3221 | 56.4725
2027-01-29 06:00 | 41.2966 | 60.7305
2027-01-29 07:00 | 47.0596 | 65.0668
2027-01-29 08:00 | 51.062 | 69.9372
2027-01-29 09:00 | 51.9975 | 73.1507
2027-01-29 10:00 | 50.8293 | 73.171
2027-01-29 11:00 | 49.4329 | 72.2113
2027-01-29 12:00 | 48.8619 | 68.152
2027-01-29 13:00 | 48.2202 | 67.8698
2027-01-29 14:00 | 48.0952 | 65.3515
2027-01-29 15:00 | 48.1117 | 69.1048
2027-01-29 16:00 | 49.5187 | 70.5305
2027-01-29 17:00 | 51.7016 | 73.9901
2027-01-29 18:00 | 54.419 | 78.6566
2027-01-29 19:00 | 52.3549 | 77.0577
2027-01-29 20:00 | 49.393 | 72.8479
2027-01-29 21:00 | 46.5089 | 69.4471
2027-01-29 22:00 | 44.2237 | 66.7764
2027-01-29 23:00 | 41.1135 | 63.3548
2027-01-30 | 38.1957 | 61.4208
2027-01-30 01:00 | 36.5768 | 57.8746
2027-01-30 02:00 | 36.4566 | 55.2659
2027-01-30 03:00 | 36.7643 | 54.9018
2027-01-30 04:00 | 37.0804 | 53.7159
2027-01-30 05:00 | 37.5497 | 54.0944
2027-01-30 06:00 | 38.9789 | 57.8156
2027-01-30 07:00 | 42.8383 | 58.7816
2027-01-30 08:00 | 45.1041 | 60.6718
2027-01-30 09:00 | 46.9671 | 62.6665
2027-01-30 10:00 | 47.2321 | 62.2392
2027-01-30 11:00 | 46.7719 | 61.4381
2027-01-30 12:00 | 44.9154 | 58.8368
2027-01-30 13:00 | 44.6533 | 58.5117
2027-01-30 14:00 | 44.3487 | 55.2636
2027-01-30 15:00 | 44.3947 | 58.9798
2027-01-30 16:00 | 45.848 | 61.5123
2027-01-30 17:00 | 48.8116 | 67.178
2027-01-30 18:00 | 52.2918 | 75.2532
2027-01-30 19:00 | 50.7436 | 72.821
2027-01-30 20:00 | 47.4968 | 68.26
2027-01-30 21:00 | 44.0958 | 65.3454
2027-01-30 22:00 | 42.2192 | 63.9995
2027-01-30 23:00 | 39.8232 | 62.2011
2027-01-31 | 37.3503 | 60.7805
2027-01-31 01:00 | 35.7841 | 56.7952
2027-01-31 02:00 | 35.6678 | 54.3119
2027-01-31 03:00 | 35.9597 | 53.7968
2027-01-31 04:00 | 36.2335 | 52.7394
2027-01-31 05:00 | 36.6491 | 52.8998
2027-01-31 06:00 | 37.8183 | 54.5902
2027-01-31 07:00 | 41.1694 | 55.5594
2027-01-31 08:00 | 43.0137 | 58.5454
2027-01-31 09:00 | 44.479 | 63.018
2027-01-31 10:00 | 44.4706 | 64.9535
2027-01-31 11:00 | 43.99 | 65.0529
2027-01-31 12:00 | 43.586 | 62.8467
2027-01-31 13:00 | 43.7749 | 63.1409
2027-01-31 14:00 | 43.6173 | 61.4113
2027-01-31 15:00 | 44.0558 | 66.3738
2027-01-31 16:00 | 45.948 | 68.3507
2027-01-31 17:00 | 49.3858 | 72.7053
2027-01-31 18:00 | 53.5563 | 76.5108
2027-01-31 19:00 | 51.924 | 75.0508
2027-01-31 20:00 | 48.747 | 71.5594
2027-01-31 21:00 | 45.0309 | 68.9564
2027-01-31 22:00 | 42.7894 | 67.7112
2027-01-31 23:00 | 40.1798 | 65.7022
2027-02-01 | 38.3824 | 61.4678
2027-02-01 01:00 | 35.9562 | 57.7236
2027-02-01 02:00 | 35.9901 | 55.701
2027-02-01 03:00 | 36.5612 | 55.3961
2027-02-01 04:00 | 37.176 | 54.2872
2027-02-01 05:00 | 37.9134 | 55.7326
2027-02-01 06:00 | 40.2548 | 60.5035
2027-02-01 07:00 | 46.4194 | 64.4766
2027-02-01 08:00 | 50.159 | 69.097
2027-02-01 09:00 | 50.5155 | 70.1201
2027-02-01 10:00 | 48.7771 | 66.8055
2027-02-01 11:00 | 47.3766 | 64.1479
2027-02-01 12:00 | 45.9646 | 64.1668
2027-02-01 13:00 | 45.3545 | 63.8912
2027-02-01 14:00 | 44.8483 | 60.0293
2027-02-01 15:00 | 45.4311 | 63.2942
2027-02-01 16:00 | 47.6669 | 67.4353
2027-02-01 17:00 | 50.325 | 74.839
2027-02-01 18:00 | 52.7315 | 79.0603
2027-02-01 19:00 | 51.097 | 78.6633
2027-02-01 20:00 | 48.2621 | 75.4339
2027-02-01 21:00 | 45.3625 | 72.0142
2027-02-01 22:00 | 42.9312 | 69.2242
2027-02-01 23:00 | 39.9237 | 65.5933
2027-02-02 | 36.7603 | 63.9438
2027-02-02 01:00 | 35.2018 | 59.0226
2027-02-02 02:00 | 35.1738 | 56.7334
2027-02-02 03:00 | 35.7078 | 56.3753
2027-02-02 04:00 | 36.3772 | 55.2324
2027-02-02 05:00 | 37.1789 | 56.6968
2027-02-02 06:00 | 39.5505 | 61.6438
2027-02-02 07:00 | 45.7405 | 66.1246
2027-02-02 08:00 | 49.3398 | 71.3992
2027-02-02 09:00 | 49.0438 | 72.2388
2027-02-02 10:00 | 46.877 | 69.1007
2027-02-02 11:00 | 44.9539 | 66.5088
2027-02-02 12:00 | 43.481 | 67.5783
2027-02-02 13:00 | 42.6 | 67.2369
2027-02-02 14:00 | 42.4202 | 64.0783
2027-02-02 15:00 | 42.6073 | 68.0277
2027-02-02 16:00 | 44.884 | 71.7575
2027-02-02 17:00 | 47.8478 | 76.9562
2027-02-02 18:00 | 51.7621 | 83.0082
2027-02-02 19:00 | 50.6037 | 81.6331
2027-02-02 20:00 | 48.3625 | 77.8953
2027-02-02 21:00 | 45.7263 | 74.2968
2027-02-02 22:00 | 43.4962 | 71.7161
2027-02-02 23:00 | 40.5235 | 68.3341
2027-02-03 | 37.9721 | 64.6243
2027-02-03 01:00 | 36.2311 | 61.3442
2027-02-03 02:00 | 36.2091 | 59.0018
2027-02-03 03:00 | 36.7043 | 58.434
2027-02-03 04:00 | 37.3366 | 57.3266
2027-02-03 05:00 | 38.1077 | 58.3765
2027-02-03 06:00 | 40.5436 | 62.6913
2027-02-03 07:00 | 46.6944 | 66.8369
2027-02-03 08:00 | 50.4838 | 71.9585
2027-02-03 09:00 | 50.9309 | 74.3134
2027-02-03 10:00 | 49.0824 | 72.4002
2027-02-03 11:00 | 47.8779 | 70.2963
2027-02-03 12:00 | 46.4351 | 70.7215
2027-02-03 13:00 | 45.9043 | 70.7026
2027-02-03 14:00 | 45.3869 | 67.4838
2027-02-03 15:00 | 45.8368 | 70.7463
2027-02-03 16:00 | 48.0035 | 73.3114
2027-02-03 17:00 | 50.7419 | 78.2848
2027-02-03 18:00 | 53.4609 | 79.8727
2027-02-03 19:00 | 51.826 | 79.9834
2027-02-03 20:00 | 49.2636 | 77.3354
2027-02-03 21:00 | 46.4525 | 74.4182
2027-02-03 22:00 | 44.0211 | 71.6693
2027-02-03 23:00 | 41.0152 | 67.892
2027-02-04 | 38.1994 | 65.1006
2027-02-04 01:00 | 37.3008 | 61.2192
2027-02-04 02:00 | 37.3126 | 58.7854
2027-02-04 03:00 | 37.865 | 58.3723
2027-02-04 04:00 | 38.5769 | 57.3765
2027-02-04 05:00 | 39.3456 | 58.7651
2027-02-04 06:00 | 41.826 | 62.2029
2027-02-04 07:00 | 48.0352 | 66.7347
2027-02-04 08:00 | 52.1499 | 72.2312
2027-02-04 09:00 | 52.7949 | 75.709
2027-02-04 10:00 | 51.0429 | 75.1956
2027-02-04 11:00 | 49.6666 | 73.8481
2027-02-04 12:00 | 46.8842 | 71.5357
2027-02-04 13:00 | 46.2293 | 71.4228
2027-02-04 14:00 | 45.7957 | 68.5485
2027-02-04 15:00 | 46.2158 | 72.3338
2027-02-04 16:00 | 48.6357 | 75.0301
2027-02-04 17:00 | 51.3126 | 79.3246
2027-02-04 18:00 | 54.745 | 82.4494
2027-02-04 19:00 | 54.0571 | 81.5676
2027-02-04 20:00 | 51.8253 | 78.1581
2027-02-04 21:00 | 49.2029 | 74.493
2027-02-04 22:00 | 46.9206 | 71.5815
2027-02-04 23:00 | 43.807 | 68.1862
2027-02-05 | 40.7372 | 65.0609
2027-02-05 01:00 | 39.2835 | 63.4586
2027-02-05 02:00 | 39.252 | 60.9436
2027-02-05 03:00 | 39.7832 | 60.4346
2027-02-05 04:00 | 40.4582 | 59.396
2027-02-05 05:00 | 41.2249 | 60.3066
2027-02-05 06:00 | 43.5466 | 64.4548
2027-02-05 07:00 | 49.4641 | 68.1348
2027-02-05 08:00 | 53.0313 | 72.049
2027-02-05 09:00 | 52.4013 | 72.1485
2027-02-05 10:00 | 49.571 | 68.562
2027-02-05 11:00 | 47.1654 | 65.9076
2027-02-05 12:00 | 46.2999 | 65.0822
2027-02-05 13:00 | 45.3949 | 64.1049
2027-02-05 14:00 | 44.7236 | 60.582
2027-02-05 15:00 | 44.7771 | 63.9584
2027-02-05 16:00 | 46.805 | 67.1263
2027-02-05 17:00 | 49.5271 | 73.59
2027-02-05 18:00 | 54.4026 | 80.4776
2027-02-05 19:00 | 53.2383 | 81.082
2027-02-05 20:00 | 50.4698 | 78.3726
2027-02-05 21:00 | 47.5645 | 75.2817
2027-02-05 22:00 | 45.1669 | 72.4714
2027-02-05 23:00 | 42.051 | 68.8859
2027-02-06 | 39.1037 | 65.8804
2027-02-06 01:00 | 37.2207 | 63.0533
2027-02-06 02:00 | 36.9441 | 61.1205
2027-02-06 03:00 | 37.1089 | 60.8161
2027-02-06 04:00 | 37.5755 | 59.9369
2027-02-06 05:00 | 38.1368 | 60.5709
2027-02-06 06:00 | 39.8639 | 63.6751
2027-02-06 07:00 | 43.9705 | 65.0045
2027-02-06 08:00 | 46.0164 | 66.2034
2027-02-06 09:00 | 47.2072 | 69.8935
2027-02-06 10:00 | 46.6119 | 70.5214
2027-02-06 11:00 | 45.017 | 69.9169
2027-02-06 12:00 | 43.5602 | 67.731
2027-02-06 13:00 | 43.2057 | 67.9915
2027-02-06 14:00 | 42.2013 | 64.8682
2027-02-06 15:00 | 41.9456 | 68.3563
2027-02-06 16:00 | 43.4412 | 70.5018
2027-02-06 17:00 | 46.417 | 75.6708
2027-02-06 18:00 | 49.9901 | 80.7399
2027-02-06 19:00 | 49.0233 | 78.6795
2027-02-06 20:00 | 45.9237 | 73.0767
2027-02-06 21:00 | 42.5861 | 68.9752
2027-02-06 22:00 | 40.5815 | 67.4039
2027-02-06 23:00 | 38.4923 | 65.9048
2027-02-07 | 36.8011 | 66.1644
2027-02-07 01:00 | 34.7163 | 62.5449
2027-02-07 02:00 | 34.4322 | 60.8634
2027-02-07 03:00 | 34.6029 | 60.1139
2027-02-07 04:00 | 34.9478 | 58.9028
2027-02-07 05:00 | 35.3038 | 59.2739
2027-02-07 06:00 | 36.4079 | 61.8895
2027-02-07 07:00 | 40.1664 | 62.0364
2027-02-07 08:00 | 42.5004 | 63.1245
2027-02-07 09:00 | 43.9003 | 66.5316
2027-02-07 10:00 | 43.3085 | 67.8731
2027-02-07 11:00 | 42.8732 | 67.4906
2027-02-07 12:00 | 41.908 | 67.0979
2027-02-07 13:00 | 41.7126 | 67.9292
2027-02-07 14:00 | 40.9998 | 64.7099
2027-02-07 15:00 | 41.3181 | 68.3943
2027-02-07 16:00 | 43.4743 | 71.2003
2027-02-07 17:00 | 47.007 | 74.9359
2027-02-07 18:00 | 50.4405 | 77.7258
2027-02-07 19:00 | 49.0537 | 76.0668
2027-02-07 20:00 | 45.4728 | 72.7168
2027-02-07 21:00 | 42.5156 | 69.8587
2027-02-07 22:00 | 40.4468 | 68.8103
2027-02-07 23:00 | 38.0475 | 67.4473
2027-02-08 | 35.0184 | 63.9482
2027-02-08 01:00 | 33.6652 | 62.5119
2027-02-08 02:00 | 33.764 | 60.1157
2027-02-08 03:00 | 34.2297 | 59.9663
2027-02-08 04:00 | 34.8988 | 59.0748
2027-02-08 05:00 | 35.7073 | 60.2528
2027-02-08 06:00 | 38.3551 | 63.579
2027-02-08 07:00 | 44.5788 | 67.6215
2027-02-08 08:00 | 48.3574 | 71.8294
2027-02-08 09:00 | 48.7311 | 72.8886
2027-02-08 10:00 | 47.2885 | 69.3053
2027-02-08 11:00 | 46.1472 | 66.4203
2027-02-08 12:00 | 43.528 | 63.7793
2027-02-08 13:00 | 42.661 | 62.8536
2027-02-08 14:00 | 42.4744 | 58.4384
2027-02-08 15:00 | 42.8833 | 62.2827
2027-02-08 16:00 | 45.1552 | 66.8175
2027-02-08 17:00 | 48.0722 | 76.1743
2027-02-08 18:00 | 51.5689 | 84.7961
2027-02-08 19:00 | 50.572 | 85.4472
2027-02-08 20:00 | 48.3065 | 82.7718
2027-02-08 21:00 | 45.5813 | 79.2539
2027-02-08 22:00 | 43.2787 | 75.7162
2027-02-08 23:00 | 40.2857 | 71.8883
2027-02-09 | 37.4287 | 68.9744
2027-02-09 01:00 | 35.1737 | 64.114
2027-02-09 02:00 | 35.1809 | 61.5457
2027-02-09 03:00 | 35.6798 | 61.2036
2027-02-09 04:00 | 36.3173 | 60.4151
2027-02-09 05:00 | 37.292 | 62.1161
2027-02-09 06:00 | 39.8727 | 66.3699
2027-02-09 07:00 | 45.9147 | 71.2458
2027-02-09 08:00 | 49.1048 | 76.9802
2027-02-09 09:00 | 48.3408 | 77.995
2027-02-09 10:00 | 45.8782 | 75.7667
2027-02-09 11:00 | 44.1445 | 73.1888
2027-02-09 12:00 | 43.0366 | 72.5947
2027-02-09 13:00 | 42.3062 | 71.2645
2027-02-09 14:00 | 41.8368 | 68.7887
2027-02-09 15:00 | 42.2323 | 71.8345
2027-02-09 16:00 | 44.2989 | 74.5266
2027-02-09 17:00 | 47.2496 | 79.6904
2027-02-09 18:00 | 51.5728 | 83.8379
2027-02-09 19:00 | 50.1825 | 84.7446
2027-02-09 20:00 | 47.8209 | 81.9984
2027-02-09 21:00 | 45.0117 | 78.7744
2027-02-09 22:00 | 42.5886 | 76.173
2027-02-09 23:00 | 39.6537 | 72.0892
2027-02-10 | 36.7798 | 68.3802
2027-02-10 01:00 | 34.8313 | 65.8205
2027-02-10 02:00 | 34.7635 | 63.3434
2027-02-10 03:00 | 35.2004 | 62.4011
2027-02-10 04:00 | 35.734 | 61.2284
2027-02-10 05:00 | 36.6142 | 62.0581
2027-02-10 06:00 | 38.9732 | 65.3516
2027-02-10 07:00 | 44.9811 | 69.4087
2027-02-10 08:00 | 47.9057 | 73.9806
2027-02-10 09:00 | 47.6344 | 76.4501
2027-02-10 10:00 | 45.6024 | 74.7157
2027-02-10 11:00 | 44.4795 | 72.0936
2027-02-10 12:00 | 43.0646 | 68.3504
2027-02-10 13:00 | 42.6863 | 67.9409
2027-02-10 14:00 | 42.3359 | 64.6686
2027-02-10 15:00 | 42.5711 | 67.8265
2027-02-10 16:00 | 44.4011 | 69.822
2027-02-10 17:00 | 46.9021 | 75.0275
2027-02-10 18:00 | 50.2032 | 79.6437
2027-02-10 19:00 | 48.7278 | 80.004
2027-02-10 20:00 | 46.2015 | 77.4308
2027-02-10 21:00 | 43.4499 | 74.6909
2027-02-10 22:00 | 41.0932 | 71.9024
2027-02-10 23:00 | 38.1607 | 68.409
2027-02-11 | 35.587 | 65.8715
2027-02-11 01:00 | 33.5798 | 63.8619
2027-02-11 02:00 | 33.4809 | 61.0509
2027-02-11 03:00 | 33.8437 | 60.2877
2027-02-11 04:00 | 34.3577 | 59.4164
2027-02-11 05:00 | 35.2375 | 60.4069
2027-02-11 06:00 | 37.8272 | 63.3133
2027-02-11 07:00 | 43.9866 | 67.5033
2027-02-11 08:00 | 47.2602 | 71.5209
2027-02-11 09:00 | 47.4377 | 72.4242
2027-02-11 10:00 | 45.8374 | 69.5431
2027-02-11 11:00 | 44.6356 | 66.3066
2027-02-11 12:00 | 44.0107 | 71.167
2027-02-11 13:00 | 43.6448 | 70.3603
2027-02-11 14:00 | 43.3671 | 66.9522
2027-02-11 15:00 | 43.5159 | 69.8365
2027-02-11 16:00 | 45.118 | 72.2738
2027-02-11 17:00 | 47.2025 | 77.1306
2027-02-11 18:00 | 49.4968 | 82.013
2027-02-11 19:00 | 47.926 | 81.5226
2027-02-11 20:00 | 45.4329 | 78.186
2027-02-11 21:00 | 42.6532 | 74.3735
2027-02-11 22:00 | 40.3809 | 71.1683
2027-02-11 23:00 | 37.5505 | 67.7864
2027-02-12 | 35.2539 | 65.6954
2027-02-12 01:00 | 33.6038 | 60.6338
2027-02-12 02:00 | 33.5181 | 58.0702
2027-02-12 03:00 | 33.8744 | 57.4783
2027-02-12 04:00 | 34.4484 | 56.6738
2027-02-12 05:00 | 35.3098 | 57.8028
2027-02-12 06:00 | 38.0204 | 62.6358
2027-02-12 07:00 | 44.2369 | 67.0073
2027-02-12 08:00 | 47.8999 | 71.6594
2027-02-12 09:00 | 48.4361 | 73.1378
2027-02-12 10:00 | 47.2139 | 71.5142
2027-02-12 11:00 | 46.2063 | 69.2203
2027-02-12 12:00 | 44.8197 | 70.3193
2027-02-12 13:00 | 44.3428 | 69.708
2027-02-12 14:00 | 43.9228 | 67.1723
2027-02-12 15:00 | 43.8966 | 69.6094
2027-02-12 16:00 | 45.3311 | 71.2309
2027-02-12 17:00 | 47.5157 | 74.6964
2027-02-12 18:00 | 49.4921 | 78.8596
2027-02-12 19:00 | 48.1755 | 78.8218
2027-02-12 20:00 | 45.6329 | 75.6509
2027-02-12 21:00 | 42.9555 | 72.339
2027-02-12 22:00 | 40.7206 | 69.792
2027-02-12 23:00 | 37.8989 | 66.3826
2027-02-13 | 35.1579 | 61.7634
2027-02-13 01:00 | 33.6484 | 60.3592
2027-02-13 02:00 | 33.5412 | 57.7987
2027-02-13 03:00 | 33.8678 | 57.3646
2027-02-13 04:00 | 34.2747 | 56.5215
2027-02-13 05:00 | 34.6663 | 57.5503
2027-02-13 06:00 | 35.8616 | 61.1765
2027-02-13 07:00 | 40.3146 | 63.064
2027-02-13 08:00 | 43.1024 | 66.0089
2027-02-13 09:00 | 44.451 | 71.4745
2027-02-13 10:00 | 43.9485 | 72.8887
2027-02-13 11:00 | 43.1798 | 71.2369
2027-02-13 12:00 | 39.857 | 68.9358
2027-02-13 13:00 | 39.1086 | 68.1281
2027-02-13 14:00 | 38.4987 | 65.6841
2027-02-13 15:00 | 38.482 | 66.9928
2027-02-13 16:00 | 40.5795 | 67.332
2027-02-13 17:00 | 43.9365 | 73.7594
2027-02-13 18:00 | 47.9371 | 80.3836
2027-02-13 19:00 | 47.3278 | 80.5343
2027-02-13 20:00 | 45.0008 | 74.6005
2027-02-13 21:00 | 41.8575 | 69.6853
2027-02-13 22:00 | 40.1874 | 67.8879
2027-02-13 23:00 | 38.0317 | 66.0695
2027-02-14 | 35.8857 | 65.3604
2027-02-14 01:00 | 34.1852 | 61.8984
2027-02-14 02:00 | 34.0037 | 60.6453
2027-02-14 03:00 | 34.2389 | 60.8339
2027-02-14 04:00 | 34.5658 | 60.4028
2027-02-14 05:00 | 34.9142 | 60.6987
2027-02-14 06:00 | 35.7014 | 63.3162
2027-02-14 07:00 | 39.6128 | 65.4529
2027-02-14 08:00 | 41.8843 | 67.0809
2027-02-14 09:00 | 42.7533 | 71.5269
2027-02-14 10:00 | 41.7241 | 72.5754
2027-02-14 11:00 | 40.6821 | 69.8335
2027-02-14 12:00 | 41.2121 | 65.402
2027-02-14 13:00 | 41.138 | 64.6637
2027-02-14 14:00 | 40.7459 | 61.4282
2027-02-14 15:00 | 41.1491 | 65.7713
2027-02-14 16:00 | 43.4336 | 68.6159
2027-02-14 17:00 | 46.7515 | 75.1575
2027-02-14 18:00 | 50.1703 | 81.776
2027-02-14 19:00 | 49.1637 | 80.3853
2027-02-14 20:00 | 46.529 | 75.8468
2027-02-14 21:00 | 43.1555 | 72.4983
2027-02-14 22:00 | 40.9583 | 71.0598
2027-02-14 23:00 | 38.5833 | 69.1077
2027-02-15 | 35.9466 | 67.2901
2027-02-15 01:00 | 34.1514 | 63.3057
2027-02-15 02:00 | 34.2646 | 61.7136
2027-02-15 03:00 | 34.5794 | 61.7093
2027-02-15 04:00 | 35.1042 | 60.6162
2027-02-15 05:00 | 35.6972 | 60.1745
2027-02-15 06:00 | 37.2148 | 64.3076
2027-02-15 07:00 | 41.2626 | 64.838
2027-02-15 08:00 | 42.7386 | 65.5924
2027-02-15 09:00 | 43.0745 | 69.9999
2027-02-15 10:00 | 42.3895 | 70.1945
2027-02-15 11:00 | 41.4421 | 70.5111
2027-02-15 12:00 | 41.5444 | 67.9327
2027-02-15 13:00 | 41.4789 | 68.1697
2027-02-15 14:00 | 40.7737 | 64.3334
2027-02-15 15:00 | 40.5861 | 68.2299
2027-02-15 16:00 | 42.4098 | 67.7311
2027-02-15 17:00 | 45.7736 | 74.8563
2027-02-15 18:00 | 50.2894 | 77.9182
2027-02-15 19:00 | 48.9682 | 77.7118
2027-02-15 20:00 | 46.0403 | 73.4088
2027-02-15 21:00 | 42.8751 | 70.1714
2027-02-15 22:00 | 40.98 | 68.5609
2027-02-15 23:00 | 38.6415 | 65.7314
2027-02-16 | 36.1965 | 64.2003
2027-02-16 01:00 | 36.4466 | 62.5933
2027-02-16 02:00 | 36.4964 | 59.9585
2027-02-16 03:00 | 36.8909 | 59.6364
2027-02-16 04:00 | 37.5391 | 58.8422
2027-02-16 05:00 | 38.5218 | 60.1565
2027-02-16 06:00 | 41.0958 | 64.7183
2027-02-16 07:00 | 47.1396 | 69.7596
2027-02-16 08:00 | 50.4579 | 74.974
2027-02-16 09:00 | 49.8329 | 76.9446
2027-02-16 10:00 | 47.3505 | 75.6371
2027-02-16 11:00 | 45.3588 | 73.5448
2027-02-16 12:00 | 44.0025 | 67.2143
2027-02-16 13:00 | 43.106 | 65.9622
2027-02-16 14:00 | 42.8687 | 63.1567
2027-02-16 15:00 | 43.1925 | 66.7096
2027-02-16 16:00 | 45.3103 | 69.8284
2027-02-16 17:00 | 48.2613 | 75.7741
2027-02-16 18:00 | 51.5997 | 82.7223
2027-02-16 19:00 | 51.1863 | 83.0859
2027-02-16 20:00 | 49.1678 | 79.445
2027-02-16 21:00 | 46.4565 | 75.6358
2027-02-16 22:00 | 44.1368 | 72.5453
2027-02-16 23:00 | 41.0891 | 68.8275
2027-02-17 | 38.3647 | 66.3949
2027-02-17 01:00 | 36.5006 | 61.2706
2027-02-17 02:00 | 36.525 | 58.8763
2027-02-17 03:00 | 36.8956 | 58.3812
2027-02-17 04:00 | 37.4793 | 57.4433
2027-02-17 05:00 | 38.4519 | 58.4216
2027-02-17 06:00 | 40.979 | 62.9256
2027-02-17 07:00 | 46.9578 | 67.6132
2027-02-17 08:00 | 50.0311 | 72.1551
2027-02-17 09:00 | 49.3727 | 74.5606
2027-02-17 10:00 | 46.757 | 73.6157
2027-02-17 11:00 | 44.9076 | 72.0717
2027-02-17 12:00 | 44.2264 | 66.3131
2027-02-17 13:00 | 43.4924 | 66.1587
2027-02-17 14:00 | 43.2381 | 63.7396
2027-02-17 15:00 | 43.562 | 67.4177
2027-02-17 16:00 | 45.5584 | 69.6052
2027-02-17 17:00 | 48.3569 | 74.7295
2027-02-17 18:00 | 50.8954 | 78.6059
2027-02-17 19:00 | 50.4039 | 79.172
2027-02-17 20:00 | 48.355 | 75.8986
2027-02-17 21:00 | 45.6487 | 72.6678
2027-02-17 22:00 | 43.2993 | 69.7215
2027-02-17 23:00 | 40.2203 | 66.0313
2027-02-18 | 37.2866 | 63.5687
2027-02-18 01:00 | 35.6612 | 61.4567
2027-02-18 02:00 | 35.6446 | 58.935
2027-02-18 03:00 | 35.9469 | 58.8522
2027-02-18 04:00 | 36.5028 | 57.9469
2027-02-18 05:00 | 37.4643 | 58.9483
2027-02-18 06:00 | 39.9933 | 63.3049
2027-02-18 07:00 | 45.9516 | 68.3954
2027-02-18 08:00 | 49.2172 | 73.8535
2027-02-18 09:00 | 49.4315 | 77.9356
2027-02-18 10:00 | 47.6747 | 77.7381
2027-02-18 11:00 | 46.4473 | 75.4249
2027-02-18 12:00 | 46.0488 | 73.2392
2027-02-18 13:00 | 45.5055 | 72.0698
2027-02-18 14:00 | 45.287 | 68.5036
2027-02-18 15:00 | 45.5443 | 71.5661
2027-02-18 16:00 | 47.259 | 73.5827
2027-02-18 17:00 | 49.4357 | 78.9602
2027-02-18 18:00 | 51.4657 | 83.17
2027-02-18 19:00 | 50.2882 | 83.9566
2027-02-18 20:00 | 47.8072 | 80.9912
2027-02-18 21:00 | 44.8393 | 77.4018
2027-02-18 22:00 | 42.465 | 74.1668
2027-02-18 23:00 | 39.4726 | 70.294
2027-02-19 | 37.0865 | 66.9036
2027-02-19 01:00 | 36.0676 | 62.7927
2027-02-19 02:00 | 36.0718 | 60.3681
2027-02-19 03:00 | 36.3535 | 59.8964
2027-02-19 04:00 | 36.979 | 58.9775
2027-02-19 05:00 | 37.8771 | 59.978
2027-02-19 06:00 | 40.403 | 64.766
2027-02-19 07:00 | 46.5021 | 69.5146
2027-02-19 08:00 | 50.1558 | 74.5365
2027-02-19 09:00 | 50.5182 | 77.4996
2027-02-19 10:00 | 48.883 | 77.5989
2027-02-19 11:00 | 47.4841 | 76.1752
2027-02-19 12:00 | 47.2083 | 71.7207
2027-02-19 13:00 | 46.5498 | 71.3327
2027-02-19 14:00 | 46.1824 | 69.4478
2027-02-19 15:00 | 46.1518 | 72.5927
2027-02-19 16:00 | 47.6863 | 73.6145
2027-02-19 17:00 | 49.9083 | 76.302
2027-02-19 18:00 | 52.3812 | 78.2493
2027-02-19 19:00 | 51.6043 | 79.3366
2027-02-19 20:00 | 49.0657 | 76.0617
2027-02-19 21:00 | 46.2372 | 72.8589
2027-02-19 22:00 | 43.9311 | 70.3197
2027-02-19 23:00 | 40.884 | 66.5913
2027-02-20 | 37.7732 | 63.7213
2027-02-20 01:00 | 36.1062 | 60.8412
2027-02-20 02:00 | 36.014 | 58.573
2027-02-20 03:00 | 36.1636 | 57.9554
2027-02-20 04:00 | 36.5593 | 56.7724
2027-02-20 05:00 | 37.1313 | 57.7145
2027-02-20 06:00 | 38.222 | 61.223
2027-02-20 07:00 | 42.3937 | 62.4841
2027-02-20 08:00 | 44.4406 | 64.534
2027-02-20 09:00 | 45.5956 | 69.2876
2027-02-20 10:00 | 45.0021 | 71.4878
2027-02-20 11:00 | 44.2094 | 71.467
2027-02-20 12:00 | 43.2733 | 72.1174
2027-02-20 13:00 | 42.7118 | 72.3216
2027-02-20 14:00 | 42.2818 | 69.1574
2027-02-20 15:00 | 42.3044 | 70.8172
2027-02-20 16:00 | 44.0199 | 71.1996
2027-02-20 17:00 | 47.0674 | 74.2779
2027-02-20 18:00 | 49.656 | 76.9457
2027-02-20 19:00 | 49.1788 | 76.3883
2027-02-20 20:00 | 46.4498 | 71.4653
2027-02-20 21:00 | 43.0591 | 67.5996
2027-02-20 22:00 | 41.1466 | 66.4213
2027-02-20 23:00 | 38.88 | 65.013
2027-02-21 | 36.5598 | 62.3056
2027-02-21 01:00 | 34.7038 | 59.5753
2027-02-21 02:00 | 34.5609 | 57.6152
2027-02-21 03:00 | 34.6658 | 57.4435
2027-02-21 04:00 | 35.025 | 56.6301
2027-02-21 05:00 | 35.5806 | 56.81
2027-02-21 06:00 | 36.7014 | 59.8035
2027-02-21 07:00 | 40.5306 | 61.49
2027-02-21 08:00 | 42.5337 | 62.7833
2027-02-21 09:00 | 43.1247 | 66.4222
2027-02-21 10:00 | 41.9551 | 67.5121
2027-02-21 11:00 | 40.5467 | 65.9862
2027-02-21 12:00 | 41.3224 | 62.4862
2027-02-21 13:00 | 41.2345 | 62.1142
2027-02-21 14:00 | 40.7211 | 59.7323
2027-02-21 15:00 | 41.077 | 63.1035
2027-02-21 16:00 | 43.1472 | 64.9736
2027-02-21 17:00 | 46.5217 | 71.0112
2027-02-21 18:00 | 50.2815 | 78.0926
2027-02-21 19:00 | 49.4717 | 77.8085
2027-02-21 20:00 | 46.6017 | 73.4773
2027-02-21 21:00 | 43.1114 | 69.7626
2027-02-21 22:00 | 40.8477 | 67.9762
2027-02-21 23:00 | 38.3911 | 65.7092
2027-02-22 | 36.1772 | 64.1214
2027-02-22 01:00 | 35.6786 | 59.4071
2027-02-22 02:00 | 35.8816 | 57.3744
2027-02-22 03:00 | 36.2445 | 57.2473
2027-02-22 04:00 | 36.9095 | 56.3219
2027-02-22 05:00 | 37.9104 | 57.6765
2027-02-22 06:00 | 40.2909 | 63.3782
2027-02-22 07:00 | 46.5851 | 68.3428
2027-02-22 08:00 | 50.3039 | 73.1697
2027-02-22 09:00 | 50.845 | 76.2864
2027-02-22 10:00 | 49.32 | 75.7301
2027-02-22 11:00 | 48.087 | 73.3738
2027-02-22 12:00 | 47.7311 | 68.4088
2027-02-22 13:00 | 47.1708 | 67.8454
2027-02-22 14:00 | 46.9165 | 64.9585
2027-02-22 15:00 | 47.4587 | 67.8988
2027-02-22 16:00 | 49.464 | 69.9021
2027-02-22 17:00 | 51.8695 | 75.3322
2027-02-22 18:00 | 53.2528 | 79.3497
2027-02-22 19:00 | 52.6853 | 79.7415
2027-02-22 20:00 | 50.2383 | 75.7559
2027-02-22 21:00 | 47.2641 | 71.9779
2027-02-22 22:00 | 44.7964 | 69.0159
2027-02-22 23:00 | 41.6253 | 65.2003
2027-02-23 | 38.3003 | 63.694
2027-02-23 01:00 | 37.1577 | 59.0791
2027-02-23 02:00 | 37.304 | 56.6608
2027-02-23 03:00 | 37.6531 | 56.474
2027-02-23 04:00 | 38.3395 | 55.5031
2027-02-23 05:00 | 39.4246 | 56.5889
2027-02-23 06:00 | 41.8532 | 62.461
2027-02-23 07:00 | 48.0932 | 67.4441
2027-02-23 08:00 | 51.8187 | 71.8333
2027-02-23 09:00 | 51.6646 | 74.4744
2027-02-23 10:00 | 49.4033 | 73.8212
2027-02-23 11:00 | 47.3882 | 72.6443
2027-02-23 12:00 | 46.1591 | 68.858
2027-02-23 13:00 | 45.2008 | 68.2938
2027-02-23 14:00 | 44.9558 | 65.3335
2027-02-23 15:00 | 45.3547 | 69.3508
2027-02-23 16:00 | 47.4826 | 71.7032
2027-02-23 17:00 | 50.454 | 76.1213
2027-02-23 18:00 | 52.8524 | 80.4445
2027-02-23 19:00 | 52.985 | 81.2057
2027-02-23 20:00 | 51.1276 | 78.1279
2027-02-23 21:00 | 48.4086 | 74.8602
2027-02-23 22:00 | 46.0454 | 72.0376
2027-02-23 23:00 | 42.849 | 68.512
2027-02-24 | 39.5097 | 63.98
2027-02-24 01:00 | 37.9999 | 61.3053
2027-02-24 02:00 | 38.1136 | 58.7143
2027-02-24 03:00 | 38.4363 | 58.5359
2027-02-24 04:00 | 39.0519 | 57.9153
2027-02-24 05:00 | 40.1149 | 58.9473
2027-02-24 06:00 | 42.5745 | 63.0391
2027-02-24 07:00 | 48.6346 | 68.3717
2027-02-24 08:00 | 51.8279 | 73.3569
2027-02-24 09:00 | 51.0909 | 76.0272
2027-02-24 10:00 | 48.1958 | 74.9888
2027-02-24 11:00 | 45.9815 | 72.7257
2027-02-24 12:00 | 45.1513 | 71.3818
2027-02-24 13:00 | 44.2879 | 70.1207
2027-02-24 14:00 | 43.9061 | 67.0474
2027-02-24 15:00 | 44.1399 | 69.7853
2027-02-24 16:00 | 46.104 | 71.3463
2027-02-24 17:00 | 48.9681 | 77.5975
2027-02-24 18:00 | 52.8017 | 82.7198
2027-02-24 19:00 | 52.3694 | 83.5539
2027-02-24 20:00 | 50.1481 | 79.744
2027-02-24 21:00 | 47.1991 | 75.9673
2027-02-24 22:00 | 44.7021 | 72.7514
2027-02-24 23:00 | 41.4978 | 68.3146
2027-02-25 | 38.6711 | 66.3187
2027-02-25 01:00 | 36.8337 | 61.8125
2027-02-25 02:00 | 36.8543 | 59.4018
2027-02-25 03:00 | 37.0757 | 59.7005
2027-02-25 04:00 | 37.6285 | 59.0609
2027-02-25 05:00 | 38.6698 | 60.6229
2027-02-25 06:00 | 41.5165 | 66.7994
2027-02-25 07:00 | 47.5621 | 71.836
2027-02-25 08:00 | 50.8045 | 76.1512
2027-02-25 09:00 | 50.4413 | 77.678
2027-02-25 10:00 | 47.9877 | 75.7262
2027-02-25 11:00 | 45.8178 | 72.5716
2027-02-25 12:00 | 46.2012 | 68.114
2027-02-25 13:00 | 45.4306 | 66.7286
2027-02-25 14:00 | 45.2517 | 63.8462
2027-02-25 15:00 | 45.4479 | 67.8587
2027-02-25 16:00 | 47.1429 | 70.2808
2027-02-25 17:00 | 49.438 | 76.7736
2027-02-25 18:00 | 52.0915 | 80.5672
2027-02-25 19:00 | 51.262 | 83.6592
2027-02-25 20:00 | 48.7793 | 81.2913
2027-02-25 21:00 | 45.6827 | 78.2582
2027-02-25 22:00 | 43.248 | 75.2261
2027-02-25 23:00 | 40.1397 | 70.815
2027-02-26 | 37.5911 | 67.8024
2027-02-26 01:00 | 35.4266 | 64.5429
2027-02-26 02:00 | 35.3844 | 62.0718
2027-02-26 03:00 | 35.5244 | 62.083
2027-02-26 04:00 | 36.0525 | 61.3832
2027-02-26 05:00 | 37.0614 | 62.5159
2027-02-26 06:00 | 39.8207 | 67.166
2027-02-26 07:00 | 45.9313 | 72.6637
2027-02-26 08:00 | 49.2819 | 78.0787
2027-02-26 09:00 | 49.498 | 80.774
2027-02-26 10:00 | 47.73 | 79.1895
2027-02-26 11:00 | 45.991 | 74.5675
2027-02-26 12:00 | 45.2478 | 69.8356
2027-02-26 13:00 | 44.43 | 68.3477
2027-02-26 14:00 | 44.1742 | 65.5779
2027-02-26 15:00 | 43.909 | 69.1187
2027-02-26 16:00 | 45.0591 | 70.1703
2027-02-26 17:00 | 47.1719 | 75.6867
2027-02-26 18:00 | 49.3221 | 81.8492
2027-02-26 19:00 | 48.4672 | 83.4004
2027-02-26 20:00 | 45.9472 | 79.5484
2027-02-26 21:00 | 42.9726 | 75.8614
2027-02-26 22:00 | 40.6596 | 72.7487
2027-02-26 23:00 | 37.7292 | 68.6071
2027-02-27 | 35.242 | 66.7867
2027-02-27 01:00 | 33.8745 | 62.2909
2027-02-27 02:00 | 33.8244 | 60.4108
2027-02-27 03:00 | 33.9385 | 60.5555
2027-02-27 04:00 | 34.3408 | 59.9073
2027-02-27 05:00 | 34.9813 | 60.8993
2027-02-27 06:00 | 36.4232 | 65.6305
2027-02-27 07:00 | 40.5361 | 68.4618
2027-02-27 08:00 | 42.655 | 70.1301
2027-02-27 09:00 | 43.7161 | 75.3643
2027-02-27 10:00 | 43.1233 | 77.7413
2027-02-27 11:00 | 42.8833 | 75.34
2027-02-27 12:00 | 41.5023 | 66.5964
2027-02-27 13:00 | 40.7617 | 65.8107
2027-02-27 14:00 | 40.1766 | 62.014
2027-02-27 15:00 | 40.1838 | 63.8899
2027-02-27 16:00 | 41.9378 | 65.0199
2027-02-27 17:00 | 45.1018 | 71.2109
2027-02-27 18:00 | 48.5622 | 77.7434
2027-02-27 19:00 | 48.1608 | 77.8087
2027-02-27 20:00 | 45.3411 | 72.7811
2027-02-27 21:00 | 42.2559 | 68.8331
2027-02-27 22:00 | 40.5325 | 67.2221
2027-02-27 23:00 | 38.1876 | 65.3615
2027-02-28 | 35.0757 | 64.7551
2027-02-28 01:00 | 34.2234 | 61.4671
2027-02-28 02:00 | 34.289 | 59.619
2027-02-28 03:00 | 34.5473 | 59.51
2027-02-28 04:00 | 34.9404 | 58.716
2027-02-28 05:00 | 35.6478 | 59.1096
2027-02-28 06:00 | 36.8867 | 63.6736
2027-02-28 07:00 | 40.5729 | 64.7741
2027-02-28 08:00 | 42.0335 | 63.8022
2027-02-28 09:00 | 42.1098 | 66.3566
2027-02-28 10:00 | 40.8246 | 67.9811
2027-02-28 11:00 | 39.8136 | 67.8954
2027-02-28 12:00 | 39.2952 | 64.4984
2027-02-28 13:00 | 38.8945 | 65.2728
2027-02-28 14:00 | 38.6734 | 63.1488
2027-02-28 15:00 | 38.9482 | 67.0517
2027-02-28 16:00 | 41.2041 | 68.9096
2027-02-28 17:00 | 45.1974 | 73.3597
2027-02-28 18:00 | 49.2825 | 78.1051
2027-02-28 19:00 | 49.7929 | 78.7688
2027-02-28 20:00 | 47.9364 | 75.5005
2027-02-28 21:00 | 44.3288 | 72.1521
2027-02-28 22:00 | 42.2282 | 70.4889
2027-02-28 23:00 | 39.6238 | 68.4481
2027-03-01 | 37.6949 | 64.702
2027-03-01 01:00 | 36.8353 | 59.871
2027-03-01 02:00 | 37.1069 | 57.5386
2027-03-01 03:00 | 37.555 | 57.3649
2027-03-01 04:00 | 38.1187 | 56.6714
2027-03-01 05:00 | 39.2995 | 58.2083
2027-03-01 06:00 | 41.9912 | 62.4471
2027-03-01 07:00 | 47.9387 | 66.7779
2027-03-01 08:00 | 50.9986 | 70.9321
2027-03-01 09:00 | 49.7689 | 73.4151
2027-03-01 10:00 | 46.9684 | 72.3774
2027-03-01 11:00 | 44.8787 | 70.7327
2027-03-01 12:00 | 44.8113 | 64.9063
2027-03-01 13:00 | 44.0487 | 63.8815
2027-03-01 14:00 | 43.42 | 61.6832
2027-03-01 15:00 | 43.945 | 65.9354
2027-03-01 16:00 | 45.9754 | 68.5183
2027-03-01 17:00 | 48.5245 | 73.9913
2027-03-01 18:00 | 52.1776 | 77.8929
2027-03-01 19:00 | 52.1903 | 79.8996
2027-03-01 20:00 | 50.2322 | 77.4745
2027-03-01 21:00 | 47.5026 | 74.1352
2027-03-01 22:00 | 45.1074 | 70.5277
2027-03-01 23:00 | 41.9162 | 66.77
2027-03-02 | 37.9859 | 64.7937
2027-03-02 01:00 | 37.9615 | 60.0042
2027-03-02 02:00 | 38.1634 | 57.3399
2027-03-02 03:00 | 38.5214 | 57.265
2027-03-02 04:00 | 39.0878 | 56.6625
2027-03-02 05:00 | 40.2125 | 58.3334
2027-03-02 06:00 | 42.4482 | 63.4567
2027-03-02 07:00 | 48.2737 | 68.2445
2027-03-02 08:00 | 51.5858 | 73.3702
2027-03-02 09:00 | 50.8023 | 76.0973
2027-03-02 10:00 | 48.2999 | 75.2537
2027-03-02 11:00 | 46.2137 | 73.2599
2027-03-02 12:00 | 45.7092 | 68.3949
2027-03-02 13:00 | 44.6714 | 66.7366
2027-03-02 14:00 | 44.4805 | 64.3386
2027-03-02 15:00 | 44.7684 | 68.5878
2027-03-02 16:00 | 46.8934 | 71.1929
2027-03-02 17:00 | 49.5866 | 75.5297
2027-03-02 18:00 | 53.3192 | 79.9041
2027-03-02 19:00 | 53.5962 | 82.0354
2027-03-02 20:00 | 51.8913 | 79.7978
2027-03-02 21:00 | 49.2637 | 76.6089
2027-03-02 22:00 | 47.0009 | 73.2509
2027-03-02 23:00 | 43.6818 | 69.4001
2027-03-03 | 40.0901 | 65.9805
2027-03-03 01:00 | 39.0715 | 61.6245
2027-03-03 02:00 | 39.2722 | 59.0054
2027-03-03 03:00 | 39.5637 | 58.9868
2027-03-03 04:00 | 40.0269 | 58.5406
2027-03-03 05:00 | 41.1106 | 60.1477
2027-03-03 06:00 | 43.2478 | 64.538
2027-03-03 07:00 | 49.0968 | 69.6974
2027-03-03 08:00 | 52.6429 | 75.9436
2027-03-03 09:00 | 52.0906 | 79.8493
2027-03-03 10:00 | 49.3827 | 79.2302
2027-03-03 11:00 | 47.044 | 75.4684
2027-03-03 12:00 | 45.994 | 68.8886
2027-03-03 13:00 | 44.8672 | 66.5579
2027-03-03 14:00 | 44.41 | 63.7369
2027-03-03 15:00 | 44.6471 | 66.6352
2027-03-03 16:00 | 46.5773 | 68.4877
2027-03-03 17:00 | 49.3344 | 74.6128
2027-03-03 18:00 | 52.4944 | 79.4186
2027-03-03 19:00 | 52.467 | 82.0825
2027-03-03 20:00 | 50.6962 | 79.8513
2027-03-03 21:00 | 47.9901 | 76.7076
2027-03-03 22:00 | 45.6502 | 73.161
2027-03-03 23:00 | 42.4421 | 68.6765
2027-03-04 | 39.1218 | 66.9442
2027-03-04 01:00 | 37.4889 | 61.741
2027-03-04 02:00 | 37.6056 | 59.2442
2027-03-04 03:00 | 37.8823 | 59.3542
2027-03-04 04:00 | 38.3016 | 58.7711
2027-03-04 05:00 | 39.4107 | 60.5672
2027-03-04 06:00 | 41.9734 | 65.6385
2027-03-04 07:00 | 47.6909 | 70.663
2027-03-04 08:00 | 50.9841 | 76.4404
2027-03-04 09:00 | 50.3016 | 79.7499
2027-03-04 10:00 | 47.7394 | 78.8295
2027-03-04 11:00 | 45.411 | 74.3787
2027-03-04 12:00 | 45.1024 | 71.8586
2027-03-04 13:00 | 43.9615 | 69.3622
2027-03-04 14:00 | 43.7205 | 66.7463
2027-03-04 15:00 | 43.8482 | 69.637
2027-03-04 16:00 | 45.6204 | 70.9809
2027-03-04 17:00 | 48.0171 | 75.666
2027-03-04 18:00 | 50.4521 | 80.0022
2027-03-04 19:00 | 50.4461 | 81.9141
2027-03-04 20:00 | 48.816 | 79.496
2027-03-04 21:00 | 46.1599 | 75.9894
2027-03-04 22:00 | 43.9544 | 72.5592
2027-03-04 23:00 | 40.8691 | 68.4991
2027-03-05 | 37.811 | 66.3338
2027-03-05 01:00 | 36.2108 | 62.6644
2027-03-05 02:00 | 36.2681 | 59.9998
2027-03-05 03:00 | 36.4918 | 59.7684
2027-03-05 04:00 | 36.871 | 59.2016
2027-03-05 05:00 | 37.9496 | 60.5062
2027-03-05 06:00 | 40.3603 | 65.3723
2027-03-05 07:00 | 45.8775 | 69.9203
2027-03-05 08:00 | 48.822 | 75.0485
2027-03-05 09:00 | 48.1437 | 77.5451
2027-03-05 10:00 | 45.9325 | 76.0134
2027-03-05 11:00 | 44.0837 | 71.3005
2027-03-05 12:00 | 44.5975 | 70.2534
2027-03-05 13:00 | 43.5504 | 67.7864
2027-03-05 14:00 | 43.2825 | 64.9615
2027-03-05 15:00 | 43.1202 | 67.3192
2027-03-05 16:00 | 44.3954 | 68.3154
2027-03-05 17:00 | 46.5121 | 72.4526
2027-03-05 18:00 | 49.2074 | 76.1684
2027-03-05 19:00 | 48.3167 | 78.7035
2027-03-05 20:00 | 46.1709 | 76.8668
2027-03-05 21:00 | 43.3045 | 73.8014
2027-03-05 22:00 | 41.0155 | 70.5584
2027-03-05 23:00 | 38.0303 | 66.6802
2027-03-06 | 35.3202 | 64.2806
2027-03-06 01:00 | 33.7983 | 61.1035
2027-03-06 02:00 | 33.7269 | 58.8954
2027-03-06 03:00 | 33.822 | 58.8123
2027-03-06 04:00 | 33.9186 | 58.3848
2027-03-06 05:00 | 34.5089 | 59.5269
2027-03-06 06:00 | 35.4922 | 63.5641
2027-03-06 07:00 | 39.7508 | 65.6158
2027-03-06 08:00 | 42.3448 | 66.982
2027-03-06 09:00 | 42.7682 | 71.0282
2027-03-06 10:00 | 41.4866 | 72.2319
2027-03-06 11:00 | 40.7252 | 68.8752
2027-03-06 12:00 | 39.187 | 62.6151
2027-03-06 13:00 | 38.3849 | 61.336
2027-03-06 14:00 | 37.7368 | 57.8927
2027-03-06 15:00 | 37.8163 | 59.9402
2027-03-06 16:00 | 39.3319 | 61.6776
2027-03-06 17:00 | 41.7841 | 67.0227
2027-03-06 18:00 | 43.5726 | 70.9049
2027-03-06 19:00 | 42.9221 | 72.4303
2027-03-06 20:00 | 40.3587 | 69.6051
2027-03-06 21:00 | 37.9656 | 66.6123
2027-03-06 22:00 | 36.4013 | 64.7342
2027-03-06 23:00 | 34.3428 | 62.915
2027-03-07 | 31.9875 | 63.2728
2027-03-07 01:00 | 30.8083 | 59.1192
2027-03-07 02:00 | 30.8386 | 57.0291
2027-03-07 03:00 | 31.0902 | 56.8077
2027-03-07 04:00 | 31.2438 | 56.3851
2027-03-07 05:00 | 31.8006 | 57.3167
2027-03-07 06:00 | 32.7826 | 60.553
2027-03-07 07:00 | 36.2326 | 61.8857
2027-03-07 08:00 | 38.3492 | 62.8346
2027-03-07 09:00 | 38.4572 | 66.4119
2027-03-07 10:00 | 37.3536 | 67.6489
2027-03-07 11:00 | 37.0886 | 64.7047
2027-03-07 12:00 | 38.6019 | 63.9456
2027-03-07 13:00 | 38.1464 | 62.8428
2027-03-07 14:00 | 37.3991 | 60.5557
2027-03-07 15:00 | 37.646 | 63.0918
2027-03-07 16:00 | 39.8362 | 64.6181
2027-03-07 17:00 | 43.2058 | 69.7507
2027-03-07 18:00 | 46.558 | 74.595
2027-03-07 19:00 | 45.5172 | 75.4228
2027-03-07 20:00 | 43.0354 | 72.2284
2027-03-07 21:00 | 40.1151 | 68.5305
2027-03-07 22:00 | 38.2923 | 66.5851
2027-03-07 23:00 | 35.9399 | 64.5413
2027-03-08 | 33.7655 | 63.3183
2027-03-08 01:00 | 32.619 | 59.3859
2027-03-08 02:00 | 32.8843 | 57.1743
2027-03-08 03:00 | 33.3185 | 56.8747
2027-03-08 04:00 | 33.7318 | 56.1586
2027-03-08 05:00 | 34.9352 | 57.6911
2027-03-08 06:00 | 37.7115 | 62.645
2027-03-08 07:00 | 43.9877 | 67.225
2027-03-08 08:00 | 47.538 | 72.5508
2027-03-08 09:00 | 47.5895 | 76.6521
2027-03-08 10:00 | 46.1221 | 77.4016
2027-03-08 11:00 | 45.0309 | 74.7983
2027-03-08 12:00 | 45.3716 | 72.2703
2027-03-08 13:00 | 45.0234 | 71.3564
2027-03-08 14:00 | 44.2487 | 69.3686
2027-03-08 15:00 | 44.603 | 72.2511
2027-03-08 16:00 | 46.0609 | 73.6293
2027-03-08 17:00 | 48.0759 | 76.5287
2027-03-08 18:00 | 49.8261 | 77.4387
2027-03-08 19:00 | 48.4626 | 77.8673
2027-03-08 20:00 | 46.3168 | 75.0645
2027-03-08 21:00 | 43.4462 | 71.3005
2027-03-08 22:00 | 40.8831 | 68.136
2027-03-08 23:00 | 37.9523 | 64.5442
2027-03-09 | 34.8968 | 62.8199
2027-03-09 01:00 | 33.3133 | 58.0269
2027-03-09 02:00 | 33.4551 | 55.3586
2027-03-09 03:00 | 33.8568 | 54.9226
2027-03-09 04:00 | 34.2578 | 54.2523
2027-03-09 05:00 | 35.446 | 55.614
2027-03-09 06:00 | 38.1523 | 60.2892
2027-03-09 07:00 | 44.3996 | 64.909
2027-03-09 08:00 | 48.1046 | 69.5042
2027-03-09 09:00 | 48.5632 | 71.2639
2027-03-09 10:00 | 47.4229 | 69.7725
2027-03-09 11:00 | 46.4146 | 66.4836
2027-03-09 12:00 | 45.953 | 59.8056
2027-03-09 13:00 | 45.6196 | 57.3727
2027-03-09 14:00 | 45.135 | 53.987
2027-03-09 15:00 | 45.2908 | 57.0782
2027-03-09 16:00 | 46.7524 | 60.6465
2027-03-09 17:00 | 48.696 | 67.056
2027-03-09 18:00 | 49.6642 | 71.2614
2027-03-09 19:00 | 48.315 | 73.7091
2027-03-09 20:00 | 46.2853 | 72.361
2027-03-09 21:00 | 43.4732 | 69.5111
2027-03-09 22:00 | 41.0035 | 66.6089
2027-03-09 23:00 | 38.0513 | 63.0188
2027-03-10 | 35.9929 | 61.9819
2027-03-10 01:00 | 33.9201 | 57.9266
2027-03-10 02:00 | 34.0477 | 55.1728
2027-03-10 03:00 | 34.406 | 54.5733
2027-03-10 04:00 | 34.7349 | 54.1993
2027-03-10 05:00 | 35.8772 | 55.5656
2027-03-10 06:00 | 38.6689 | 59.3751
2027-03-10 07:00 | 44.4475 | 63.7675
2027-03-10 08:00 | 47.4583 | 68.0336
2027-03-10 09:00 | 47.1949 | 70.0194
2027-03-10 10:00 | 45.4261 | 69.4569
2027-03-10 11:00 | 44.5331 | 67.5379
2027-03-10 12:00 | 44.3814 | 60.5364
2027-03-10 13:00 | 43.8727 | 59.1841
2027-03-10 14:00 | 43.3881 | 56.8105
2027-03-10 15:00 | 43.5649 | 60.0837
2027-03-10 16:00 | 45.0818 | 63.2119
2027-03-10 17:00 | 47.2939 | 68.8444
2027-03-10 18:00 | 49.2968 | 70.1868
2027-03-10 19:00 | 48.0302 | 72.8968
2027-03-10 20:00 | 46.0962 | 71.7801
2027-03-10 21:00 | 43.336 | 69.1403
2027-03-10 22:00 | 40.8438 | 66.238
2027-03-10 23:00 | 37.8742 | 62.3538
2027-03-11 | 35.4144 | 61.0056
2027-03-11 01:00 | 33.8041 | 58.606
2027-03-11 02:00 | 33.9416 | 55.9316
2027-03-11 03:00 | 34.3193 | 55.3559
2027-03-11 04:00 | 34.6634 | 54.7556
2027-03-11 05:00 | 35.8255 | 56.1344
2027-03-11 06:00 | 38.8866 | 60.7493
2027-03-11 07:00 | 44.3883 | 64.5008
2027-03-11 08:00 | 47.3052 | 67.7562
2027-03-11 09:00 | 46.6963 | 69.6135
2027-03-11 10:00 | 44.8345 | 69.352
2027-03-11 11:00 | 43.8626 | 68.0775
2027-03-11 12:00 | 43.6603 | 61.0449
2027-03-11 13:00 | 42.8952 | 59.6306
2027-03-11 14:00 | 42.7036 | 56.9109
2027-03-11 15:00 | 43.0764 | 60.5293
2027-03-11 16:00 | 44.8625 | 63.9528
2027-03-11 17:00 | 47.1727 | 68.7896
2027-03-11 18:00 | 49.1884 | 72.1376
2027-03-11 19:00 | 48.6718 | 74.3423
2027-03-11 20:00 | 47.1802 | 73.5901
2027-03-11 21:00 | 44.6265 | 70.9776
2027-03-11 22:00 | 42.2704 | 68.2856
2027-03-11 23:00 | 39.2265 | 64.882
2027-03-12 | 36.0913 | 61.7577
2027-03-12 01:00 | 35.1689 | 58.5001
2027-03-12 02:00 | 35.3463 | 55.8839
2027-03-12 03:00 | 35.7621 | 55.2561
2027-03-12 04:00 | 36.159 | 54.5913
2027-03-12 05:00 | 37.3005 | 55.6052
2027-03-12 06:00 | 39.9009 | 59.6045
2027-03-12 07:00 | 45.378 | 63.4833
2027-03-12 08:00 | 48.2875 | 67.0811
2027-03-12 09:00 | 47.294 | 69.0843
2027-03-12 10:00 | 45.056 | 68.872
2027-03-12 11:00 | 43.6432 | 67.5195
2027-03-12 12:00 | 43.6288 | 62.675
2027-03-12 13:00 | 42.7199 | 61.3305
2027-03-12 14:00 | 42.2247 | 58.7508
2027-03-12 15:00 | 42.1089 | 61.9687
2027-03-12 16:00 | 43.6061 | 64.3938
2027-03-12 17:00 | 45.9252 | 68.2493
2027-03-12 18:00 | 47.5909 | 70.7933
2027-03-12 19:00 | 47.7788 | 72.1979
2027-03-12 20:00 | 46.6413 | 70.164
2027-03-12 21:00 | 44.2684 | 67.032
2027-03-12 22:00 | 41.9883 | 64.4053
2027-03-12 23:00 | 38.9898 | 60.9459
2027-03-13 | 36.4477 | 60.0747
2027-03-13 01:00 | 34.6661 | 54.7435
2027-03-13 02:00 | 34.6945 | 52.5964
2027-03-13 03:00 | 34.9674 | 52.4536
2027-03-13 04:00 | 35.1266 | 51.759
2027-03-13 05:00 | 35.9173 | 52.5983
2027-03-13 06:00 | 37.3548 | 55.7755
2027-03-13 07:00 | 40.9861 | 57.0636
2027-03-13 08:00 | 42.6104 | 59.0634
2027-03-13 09:00 | 42.4401 | 62.3133
2027-03-13 10:00 | 41.1316 | 63.4885
2027-03-13 11:00 | 39.8311 | 62.294
2027-03-13 12:00 | 38.6504 | 56.2549
2027-03-13 13:00 | 37.6325 | 55.0542
2027-03-13 14:00 | 37.0433 | 52.0615
2027-03-13 15:00 | 36.8547 | 55.4025
2027-03-13 16:00 | 38.5639 | 58.5023
2027-03-13 17:00 | 41.7945 | 63.9176
2027-03-13 18:00 | 45.1284 | 64.7038
2027-03-13 19:00 | 45.2468 | 66.4628
2027-03-13 20:00 | 43.9093 | 64.705
2027-03-13 21:00 | 40.9241 | 62.365
2027-03-13 22:00 | 38.9768 | 61.2464
2027-03-13 23:00 | 36.7462 | 59.5456
2027-03-14 | 34.6694 | 58.5481
2027-03-14 01:00 | 32.6665 | 52.0551
2027-03-14 02:00 | 32.9491 | 50.9821
2027-03-14 03:00 | 33.3137 | 51.1538
2027-03-14 04:00 | 33.8472 | 50.8778
2027-03-14 05:00 | 35.355 | 53.1516
2027-03-14 06:00 | 38.2226 | 58.1196
2027-03-14 07:00 | 41.8457 | 60.511
2027-03-14 08:00 | 41.8298 | 59.6645
2027-03-14 09:00 | 40.3704 | 62.0615
2027-03-14 10:00 | 38.9081 | 61.7319
2027-03-14 11:00 | 37.3477 | 60.0675
2027-03-14 12:00 | 36.2714 | 57.4493
2027-03-14 13:00 | 35.7665 | 56.641
2027-03-14 14:00 | 34.8181 | 54.6322
2027-03-14 15:00 | 34.9925 | 58.2339
2027-03-14 16:00 | 37.3223 | 60.9473
2027-03-14 17:00 | 40.6439 | 65.2931
2027-03-14 18:00 | 42.857 | 67.3077
2027-03-14 19:00 | 43.1187 | 68.7419
2027-03-14 20:00 | 41.4918 | 66.0682
2027-03-14 21:00 | 38.3197 | 61.4156
2027-03-14 22:00 | 35.6172 | 58.5415
2027-03-14 23:00 | 33.1452 | 56.7875
2027-03-15 | 32.3703 | 55.684
2027-03-15 01:00 | 32.1556 | 52.3914
2027-03-15 02:00 | 32.7864 | 51.4099
2027-03-15 03:00 | 33.4917 | 51.7699
2027-03-15 04:00 | 34.328 | 51.3642
2027-03-15 05:00 | 36.4429 | 54.4236
2027-03-15 06:00 | 40.9343 | 61.835
2027-03-15 07:00 | 47.1827 | 67.4689
2027-03-15 08:00 | 48.5141 | 68.0883
2027-03-15 09:00 | 46.4369 | 69.1887
2027-03-15 10:00 | 44.3799 | 67.4181
2027-03-15 11:00 | 42.2951 | 66.9029
2027-03-15 12:00 | 42.4656 | 59.1681
2027-03-15 13:00 | 41.6975 | 58.3376
2027-03-15 14:00 | 41.0227 | 55.7305
2027-03-15 15:00 | 41.1693 | 59.2033
2027-03-15 16:00 | 43.1208 | 62.5899
2027-03-15 17:00 | 45.3119 | 67.6132
2027-03-15 18:00 | 46.7161 | 71.6059
2027-03-15 19:00 | 46.2007 | 72.4909
2027-03-15 20:00 | 44.4904 | 69.8465
2027-03-15 21:00 | 41.2817 | 64.769
2027-03-15 22:00 | 38.2306 | 60.5234
2027-03-15 23:00 | 35.1363 | 57.1592
2027-03-16 | 33.3073 | 56.2131
2027-03-16 01:00 | 32.6517 | 54.1891
2027-03-16 02:00 | 33.1869 | 52.655
2027-03-16 03:00 | 33.8505 | 52.9093
2027-03-16 04:00 | 34.6423 | 52.5859
2027-03-16 05:00 | 36.8159 | 55.4315
2027-03-16 06:00 | 41.2384 | 63.3624
2027-03-16 07:00 | 46.9338 | 69.32
2027-03-16 08:00 | 47.5568 | 71.1539
2027-03-16 09:00 | 44.831 | 73.638
2027-03-16 10:00 | 42.4814 | 72.7618
2027-03-16 11:00 | 40.8407 | 71.7609
2027-03-16 12:00 | 40.8097 | 59.8974
2027-03-16 13:00 | 40.0467 | 58.0699
2027-03-16 14:00 | 39.53 | 54.5353
2027-03-16 15:00 | 39.8458 | 57.9606
2027-03-16 16:00 | 41.8358 | 62.0869
2027-03-16 17:00 | 44.2371 | 67.4551
2027-03-16 18:00 | 44.763 | 68.6772
2027-03-16 19:00 | 44.7643 | 72.2579
2027-03-16 20:00 | 43.7347 | 71.6184
2027-03-16 21:00 | 40.7976 | 67.6456
2027-03-16 22:00 | 37.7941 | 63.533
2027-03-16 23:00 | 34.6895 | 59.976
2027-03-17 | 33.2094 | 58.8255
2027-03-17 01:00 | 32.4281 | 55.2729
2027-03-17 02:00 | 32.9446 | 53.7443
2027-03-17 03:00 | 33.6144 | 54.0633
2027-03-17 04:00 | 34.3366 | 54.0725
2027-03-17 05:00 | 36.4695 | 57.1452
2027-03-17 06:00 | 40.9231 | 63.4689
2027-03-17 07:00 | 46.9578 | 69.4916
2027-03-17 08:00 | 47.8354 | 70.8766
2027-03-17 09:00 | 45.2796 | 71.5323
2027-03-17 10:00 | 42.8237 | 69.202
2027-03-17 11:00 | 40.841 | 67.6567
2027-03-17 12:00 | 40.5901 | 65.2776
2027-03-17 13:00 | 39.897 | 64.2427
2027-03-17 14:00 | 39.1326 | 61.9408
2027-03-17 15:00 | 39.1397 | 65.3368
2027-03-17 16:00 | 40.9219 | 68.0827
2027-03-17 17:00 | 43.2593 | 72.3043
2027-03-17 18:00 | 46.5626 | 73.1323
2027-03-17 19:00 | 45.3955 | 75.6778
2027-03-17 20:00 | 43.5034 | 74.4243
2027-03-17 21:00 | 40.2976 | 70.0967
2027-03-17 22:00 | 37.1719 | 65.8609
2027-03-17 23:00 | 34.1335 | 61.9689
2027-03-18 | 32.3732 | 59.1032
2027-03-18 01:00 | 31.5964 | 58.1165
2027-03-18 02:00 | 32.0754 | 56.6022
2027-03-18 03:00 | 32.7099 | 56.9178
2027-03-18 04:00 | 33.3993 | 56.6959
2027-03-18 05:00 | 35.5126 | 59.695
2027-03-18 06:00 | 39.927 | 66.885
2027-03-18 07:00 | 46.0558 | 72.246
2027-03-18 08:00 | 47.4645 | 72.6795
2027-03-18 09:00 | 46.3184 | 72.7126
2027-03-18 10:00 | 45.0842 | 69.7314
2027-03-18 11:00 | 43.9175 | 67.2126
2027-03-18 12:00 | 41.3686 | 65.0457
2027-03-18 13:00 | 40.8594 | 63.2874
2027-03-18 14:00 | 40.219 | 60.2852
2027-03-18 15:00 | 40.3103 | 63.7367
2027-03-18 16:00 | 41.9679 | 66.7039
2027-03-18 17:00 | 43.8052 | 71.4094
2027-03-18 18:00 | 45.0056 | 73.2298
2027-03-18 19:00 | 44.2969 | 76.0649
2027-03-18 20:00 | 42.8289 | 75.1706
2027-03-18 21:00 | 39.7572 | 70.7987
2027-03-18 22:00 | 36.7111 | 66.5647
2027-03-18 23:00 | 33.6501 | 62.8824
2027-03-19 | 32.2032 | 61.2079
2027-03-19 01:00 | 32.0939 | 57.0314
2027-03-19 02:00 | 32.6158 | 55.6235
2027-03-19 03:00 | 33.3198 | 56.2732
2027-03-19 04:00 | 34.109 | 56.1287
2027-03-19 05:00 | 36.216 | 58.9745
2027-03-19 06:00 | 40.8256 | 66.0278
2027-03-19 07:00 | 46.6686 | 72.4228
2027-03-19 08:00 | 47.5355 | 75.147
2027-03-19 09:00 | 44.8247 | 77.33
2027-03-19 10:00 | 42.5184 | 75.522
2027-03-19 11:00 | 40.6789 | 71.6891
2027-03-19 12:00 | 41.3404 | 68.3698
2027-03-19 13:00 | 40.6186 | 65.9585
2027-03-19 14:00 | 39.8588 | 62.8531
2027-03-19 15:00 | 39.6459 | 65.1769
2027-03-19 16:00 | 41.2673 | 66.9648
2027-03-19 17:00 | 43.3289 | 71.4807
2027-03-19 18:00 | 44.8625 | 73.3169
2027-03-19 19:00 | 44.8066 | 75.7621
2027-03-19 20:00 | 43.6162 | 73.9148
2027-03-19 21:00 | 40.7527 | 69.0089
2027-03-19 22:00 | 37.7846 | 64.6738
2027-03-19 23:00 | 34.6858 | 60.7757
2027-03-20 | 33.0215 | 59.8591
2027-03-20 01:00 | 32.5497 | 57.6715
2027-03-20 02:00 | 32.9814 | 56.8666
2027-03-20 03:00 | 33.5703 | 57.4643
2027-03-20 04:00 | 34.0942 | 57.3398
2027-03-20 05:00 | 35.6434 | 59.6962
2027-03-20 06:00 | 38.6401 | 65.8075
2027-03-20 07:00 | 42.72 | 69.2151
2027-03-20 08:00 | 42.934 | 68.0043
2027-03-20 09:00 | 41.3602 | 72.6887
2027-03-20 10:00 | 39.9063 | 74.8757
2027-03-20 11:00 | 38.3066 | 73.8348
2027-03-20 12:00 | 37.5057 | 66.0647
2027-03-20 13:00 | 36.555 | 65.4739
2027-03-20 14:00 | 35.7279 | 62.2974
2027-03-20 15:00 | 35.5887 | 64.9949
2027-03-20 16:00 | 37.7129 | 67.2235
2027-03-20 17:00 | 40.6742 | 70.2967
2027-03-20 18:00 | 43.1849 | 72.9059
2027-03-20 19:00 | 42.9194 | 73.7094
2027-03-20 20:00 | 41.476 | 71.709
2027-03-20 21:00 | 38.0105 | 67.3107
2027-03-20 22:00 | 35.4518 | 64.6549
2027-03-20 23:00 | 33.1386 | 63.4242
2027-03-21 | 32.4019 | 59.7671
2027-03-21 01:00 | 31.5 | 62.3702
2027-03-21 02:00 | 31.8333 | 60.9331
2027-03-21 03:00 | 32.3115 | 60.4588
2027-03-21 04:00 | 32.7647 | 60.2482
2027-03-21 05:00 | 34.2195 | 62.2462
2027-03-21 06:00 | 36.9844 | 66.694
2027-03-21 07:00 | 41.0491 | 68.0522
2027-03-21 08:00 | 42.1256 | 64.3547
2027-03-21 09:00 | 41.6928 | 67.7795
2027-03-21 10:00 | 40.7937 | 70.409
2027-03-21 11:00 | 39.1342 | 71.5619
2027-03-21 12:00 | 40.5898 | 60.7093
2027-03-21 13:00 | 40.4496 | 60.0702
2027-03-21 14:00 | 39.4083 | 58.0725
2027-03-21 15:00 | 39.6956 | 60.5271
2027-03-21 16:00 | 41.9479 | 63.0433
2027-03-21 17:00 | 44.6743 | 68.2913
2027-03-21 18:00 | 45.4674 | 70.5389
2027-03-21 19:00 | 44.0542 | 73.6726
2027-03-21 20:00 | 41.8056 | 71.7657
2027-03-21 21:00 | 38.1612 | 66.5714
2027-03-21 22:00 | 35.1662 | 63.526
2027-03-21 23:00 | 32.7772 | 61.7378
2027-03-22 | 31.9615 | 63.1833
2027-03-22 01:00 | 32.0711 | 58.45
2027-03-22 02:00 | 32.7574 | 57.3283
2027-03-22 03:00 | 33.5366 | 57.8247
2027-03-22 04:00 | 34.314 | 57.6427
2027-03-22 05:00 | 36.3979 | 60.7499
2027-03-22 06:00 | 40.7863 | 68.8188
2027-03-22 07:00 | 47.0534 | 74.5644
2027-03-22 08:00 | 48.9952 | 76.1834
2027-03-22 09:00 | 48.2535 | 76.7968
2027-03-22 10:00 | 47.2635 | 74.4909
2027-03-22 11:00 | 46.1372 | 70.7079
2027-03-22 12:00 | 42.1647 | 63.1967
2027-03-22 13:00 | 41.369 | 61.5543
2027-03-22 14:00 | 40.72 | 59.0447
2027-03-22 15:00 | 41.0016 | 61.9675
2027-03-22 16:00 | 43.1605 | 65.5591
2027-03-22 17:00 | 45.5196 | 71.1726
2027-03-22 18:00 | 47.9903 | 78.6341
2027-03-22 19:00 | 47.2457 | 79.4975
2027-03-22 20:00 | 45.5328 | 77.58
2027-03-22 21:00 | 42.2956 | 72.2447
2027-03-22 22:00 | 39.085 | 67.839
2027-03-22 23:00 | 35.9129 | 64.2616
2027-03-23 | 33.9797 | 61.3423
2027-03-23 01:00 | 33.5881 | 58.672
2027-03-23 02:00 | 34.2503 | 57.1584
2027-03-23 03:00 | 35.0519 | 57.0414
2027-03-23 04:00 | 35.8418 | 56.5678
2027-03-23 05:00 | 38.0311 | 59.039
2027-03-23 06:00 | 42.4321 | 66.9756
2027-03-23 07:00 | 47.8985 | 72.503
2027-03-23 08:00 | 48.6555 | 74.0222
2027-03-23 09:00 | 45.6578 | 76.8371
2027-03-23 10:00 | 43.0637 | 77.1335
2027-03-23 11:00 | 41.3485 | 75.8077
2027-03-23 12:00 | 40.3107 | 73.1167
2027-03-23 13:00 | 39.2422 | 72.2133
2027-03-23 14:00 | 38.6498 | 69.6168
2027-03-23 15:00 | 38.9045 | 72.3993
2027-03-23 16:00 | 41.2136 | 74.5866
2027-03-23 17:00 | 44.0476 | 75.0736
2027-03-23 18:00 | 46.4228 | 75.9595
2027-03-23 19:00 | 46.4469 | 76.1981
2027-03-23 20:00 | 45.6008 | 74.7882
2027-03-23 21:00 | 42.6134 | 69.87
2027-03-23 22:00 | 39.4447 | 65.8565
2027-03-23 23:00 | 36.2377 | 62.9451
2027-03-24 | 35.0539 | 59.2179
2027-03-24 01:00 | 34.2518 | 56.7567
2027-03-24 02:00 | 34.8729 | 55.1439
2027-03-24 03:00 | 35.6668 | 55.4691
2027-03-24 04:00 | 36.3567 | 55.3763
2027-03-24 05:00 | 38.5082 | 57.6958
2027-03-24 06:00 | 42.874 | 64.5516
2027-03-24 07:00 | 48.2691 | 70.8211
2027-03-24 08:00 | 48.8435 | 73.938
2027-03-24 09:00 | 45.8514 | 79.2147
2027-03-24 10:00 | 43.082 | 81.1672
2027-03-24 11:00 | 41.4002 | 80.1827
2027-03-24 12:00 | 40.671 | 73.176
2027-03-24 13:00 | 39.7546 | 71.6268
2027-03-24 14:00 | 39.0705 | 68.3508
2027-03-24 15:00 | 39.343 | 70.2001
2027-03-24 16:00 | 41.537 | 72.6727
2027-03-24 17:00 | 44.2391 | 76.2106
2027-03-24 18:00 | 46.2164 | 76.0334
2027-03-24 19:00 | 46.1374 | 77.7829
2027-03-24 20:00 | 45.1403 | 76.963
2027-03-24 21:00 | 42.1678 | 72.0658
2027-03-24 22:00 | 38.9494 | 67.5461
2027-03-24 23:00 | 35.6788 | 63.6128
2027-03-25 | 33.8198 | 60.8272
2027-03-25 01:00 | 33.2648 | 56.2284
2027-03-25 02:00 | 33.8471 | 54.7972
2027-03-25 03:00 | 34.5937 | 55.5243
2027-03-25 04:00 | 35.2293 | 55.6024
2027-03-25 05:00 | 37.358 | 58.9074
2027-03-25 06:00 | 41.4309 | 66.5567
2027-03-25 07:00 | 47.3752 | 72.0925
2027-03-25 08:00 | 49.0379 | 72.1741
2027-03-25 09:00 | 47.8107 | 69.8187
2027-03-25 10:00 | 46.3311 | 65.7747
2027-03-25 11:00 | 44.7534 | 62.8684
2027-03-25 12:00 | 45.4256 | 58.7174
2027-03-25 13:00 | 44.9606 | 55.941
2027-03-25 14:00 | 44.3227 | 53.0413
2027-03-25 15:00 | 44.4506 | 55.9954
2027-03-25 16:00 | 46.1476 | 60.4191
2027-03-25 17:00 | 47.7511 | 67.915
2027-03-25 18:00 | 47.3729 | 71.0706
2027-03-25 19:00 | 45.9023 | 74.8407
2027-03-25 20:00 | 44.0464 | 74.5664
2027-03-25 21:00 | 40.6246 | 70.0991
2027-03-25 22:00 | 37.3445 | 66.0256
2027-03-25 23:00 | 34.2348 | 61.9643
2027-03-26 | 33.1772 | 60.8389
2027-03-26 01:00 | 30.0952 | 58.038
2027-03-26 02:00 | 30.4584 | 55.4705
2027-03-26 03:00 | 30.9491 | 54.6167
2027-03-26 04:00 | 31.1922 | 53.8077
2027-03-26 05:00 | 32.2416 | 55.6474
2027-03-26 06:00 | 34.1321 | 61.001
2027-03-26 07:00 | 37.7347 | 62.1386
2027-03-26 08:00 | 38.9276 | 60.3075
2027-03-26 09:00 | 37.9565 | 58.8894
2027-03-26 10:00 | 37.4095 | 54.8915
2027-03-26 11:00 | 37.3104 | 53.1807
2027-03-26 12:00 | 36.8989 | 51.2985
2027-03-26 13:00 | 35.6942 | 49.807
2027-03-26 14:00 | 34.8408 | 46.9333
2027-03-26 15:00 | 34.2532 | 51.0071
2027-03-26 16:00 | 36.2972 | 53.4971
2027-03-26 17:00 | 38.7825 | 57.9857
2027-03-26 18:00 | 40.3731 | 66.7715
2027-03-26 19:00 | 38.9593 | 67.7396
2027-03-26 20:00 | 38.1325 | 66.9985
2027-03-26 21:00 | 35.6131 | 63.854
2027-03-26 22:00 | 32.8397 | 61.2311
2027-03-26 23:00 | 30.5677 | 59.9041
2027-03-27 | 29.3761 | 57.8434
2027-03-27 01:00 | 30.1628 | 54.7521
2027-03-27 02:00 | 30.6365 | 53.9496
2027-03-27 03:00 | 31.3372 | 54.4565
2027-03-27 04:00 | 31.7972 | 53.9236
2027-03-27 05:00 | 33.3719 | 56.1147
2027-03-27 06:00 | 36.6048 | 63.1819
2027-03-27 07:00 | 40.3136 | 66.0519
2027-03-27 08:00 | 40.5471 | 65.4075
2027-03-27 09:00 | 38.5273 | 69.9651
2027-03-27 10:00 | 36.8947 | 72.9848
2027-03-27 11:00 | 35.8722 | 72.2746
2027-03-27 12:00 | 36.0276 | 63.3974
2027-03-27 13:00 | 34.8695 | 62.8594
2027-03-27 14:00 | 33.791 | 59.1172
2027-03-27 15:00 | 33.6804 | 61.0884
2027-03-27 16:00 | 35.9691 | 63.8362
2027-03-27 17:00 | 39.11 | 66.7427
2027-03-27 18:00 | 41.2138 | 66.1584
2027-03-27 19:00 | 40.4772 | 65.97
2027-03-27 20:00 | 38.9225 | 63.733
2027-03-27 21:00 | 35.8406 | 59.0597
2027-03-27 22:00 | 33.3687 | 56.55
2027-03-27 23:00 | 31.0804 | 55.2983
2027-03-28 | 30.1904 | 55.5422
2027-03-28 01:00 | 29.2206 | 51.7683
2027-03-28 02:00 | 29.7542 | 50.7483
2027-03-28 03:00 | 30.3354 | 51.2061
2027-03-28 04:00 | 30.5649 | 50.3528
2027-03-28 05:00 | 31.6009 | 51.2655
2027-03-28 06:00 | 33.4658 | 55.2713
2027-03-28 07:00 | 37.1527 | 57.3877
2027-03-28 08:00 | 38.8353 | 57.257
2027-03-28 09:00 | 36.8909 | 57.6655
2027-03-28 10:00 | 34.7721 | 55.9617
2027-03-28 11:00 | 33.0553 | 55.463
2027-03-28 12:00 | 34.1249 | 51.8629
2027-03-28 13:00 | 32.4297 | 52.4536
2027-03-28 14:00 | 32.2827 | 49.8245
2027-03-28 15:00 | 31.8124 | 52.9835
2027-03-28 16:00 | 34.779 | 54.8189
2027-03-28 17:00 | 37.7266 | 60.3234
2027-03-28 18:00 | 40.0955 | 61.736
2027-03-28 19:00 | 38.6266 | 63.6202
2027-03-28 20:00 | 37.7412 | 59.7376
2027-03-28 21:00 | 35.5891 | 56.88
2027-03-28 22:00 | 32.8768 | 56.884
2027-03-28 23:00 | 30.8199 | 56.3422
2027-03-29 | 29.8216 | 55.7416
2027-03-29 01:00 | 29.2837 | 52.8393
2027-03-29 02:00 | 30.0304 | 52.4144
2027-03-29 03:00 | 30.7914 | 52.6867
2027-03-29 04:00 | 31.3376 | 52.0209
2027-03-29 05:00 | 33.4513 | 53.3844
2027-03-29 06:00 | 37.1178 | 61.3074
2027-03-29 07:00 | 42.3689 | 68.4513
2027-03-29 08:00 | 44.0889 | 68.8121
2027-03-29 09:00 | 43.2568 | 70.3205
2027-03-29 10:00 | 42.8383 | 70.5889
2027-03-29 11:00 | 41.9519 | 66.8082
2027-03-29 12:00 | 39.4894 | 55.3454
2027-03-29 13:00 | 39.2754 | 54.3173
2027-03-29 14:00 | 39.1352 | 53.1653
2027-03-29 15:00 | 39.2498 | 57.3665
2027-03-29 16:00 | 40.985 | 62.0149
2027-03-29 17:00 | 43.0118 | 67.6517
2027-03-29 18:00 | 43.2177 | 69.9345
2027-03-29 19:00 | 42.6156 | 72.632
2027-03-29 20:00 | 41.4373 | 71.2789
2027-03-29 21:00 | 38.4464 | 66.2908
2027-03-29 22:00 | 35.3914 | 61.8514
2027-03-29 23:00 | 32.4312 | 58.0084
2027-03-30 | 31.7762 | 57.7896
2027-03-30 01:00 | 31.4056 | 53.0586
2027-03-30 02:00 | 32.0913 | 51.6232
2027-03-30 03:00 | 32.9654 | 51.8875
2027-03-30 04:00 | 33.6536 | 51.7359
2027-03-30 05:00 | 35.8585 | 54.675
2027-03-30 06:00 | 40.1475 | 62.7138
2027-03-30 07:00 | 46.2896 | 67.8925
2027-03-30 08:00 | 48.3357 | 67.7363
2027-03-30 09:00 | 47.4999 | 67.0963
2027-03-30 10:00 | 46.587 | 65.2892
2027-03-30 11:00 | 45.6594 | 64.8302
2027-03-30 12:00 | 42.9599 | 63.4132
2027-03-30 13:00 | 42.4216 | 62.1531
2027-03-30 14:00 | 41.767 | 59.1932
2027-03-30 15:00 | 42.1127 | 62.4537
2027-03-30 16:00 | 44.165 | 66.5465
2027-03-30 17:00 | 46.4293 | 70.169
2027-03-30 18:00 | 46.0319 | 71.9197
2027-03-30 19:00 | 45.3253 | 72.4364
2027-03-30 20:00 | 44.3509 | 71.0387
2027-03-30 21:00 | 41.3064 | 66.0261
2027-03-30 22:00 | 37.9673 | 62.3801
2027-03-30 23:00 | 34.7858 | 59.1761
2027-03-31 | 33.6718 | 56.8191
2027-03-31 01:00 | 32.3222 | 53.8046
2027-03-31 02:00 | 32.9831 | 52.4547
2027-03-31 03:00 | 33.9012 | 52.5341
2027-03-31 04:00 | 34.517 | 52.3298
2027-03-31 05:00 | 36.7488 | 54.7735
2027-03-31 06:00 | 41.3906 | 61.6188
2027-03-31 07:00 | 46.9277 | 66.8528
2027-03-31 08:00 | 47.6107 | 66.9182
2027-03-31 09:00 | 44.544 | 67.2388
2027-03-31 10:00 | 41.8484 | 66.1634
2027-03-31 11:00 | 40.1503 | 65.6231
2027-03-31 12:00 | 40.3165 | 61.2799
2027-03-31 13:00 | 39.5696 | 60.2634
2027-03-31 14:00 | 38.7366 | 57.3873
2027-03-31 15:00 | 38.9231 | 60.2101
2027-03-31 16:00 | 40.9852 | 63.9577
2027-03-31 17:00 | 43.5724 | 68.5483
2027-03-31 18:00 | 47.0039 | 68.5474
2027-03-31 19:00 | 45.6703 | 69.7288
2027-03-31 20:00 | 44.1486 | 68.7577
2027-03-31 21:00 | 40.9302 | 64.0288
2027-03-31 22:00 | 37.4896 | 60.2949
2027-03-31 23:00 | 34.3648 | 56.7354
2027-04-01 | 32.4431 | 56.2018
2027-04-01 01:00 | 31.4803 | 51.3457
2027-04-01 02:00 | 32.152 | 50.3674
2027-04-01 03:00 | 33.0605 | 51.254
2027-04-01 04:00 | 33.6321 | 51.2903
2027-04-01 05:00 | 35.6746 | 54.1893
2027-04-01 06:00 | 40.069 | 61.9496
2027-04-01 07:00 | 46.2926 | 67.4152
2027-04-01 08:00 | 47.7155 | 66.8909
2027-04-01 09:00 | 46.5466 | 66.0894
2027-04-01 10:00 | 45.5609 | 64.1339
2027-04-01 11:00 | 44.5341 | 63.137
2027-04-01 12:00 | 40.6523 | 55.3102
2027-04-01 13:00 | 39.9524 | 53.7281
2027-04-01 14:00 | 39.3852 | 51.4408
2027-04-01 15:00 | 40.0566 | 56.0705
2027-04-01 16:00 | 41.6827 | 60.6721
2027-04-01 17:00 | 43.5851 | 64.7702
2027-04-01 18:00 | 44.5238 | 64.417
2027-04-01 19:00 | 43.8638 | 66.4206
2027-04-01 20:00 | 42.1518 | 65.9324
2027-04-01 21:00 | 39.0224 | 61.9185
2027-04-01 22:00 | 35.9975 | 57.6482
2027-04-01 23:00 | 33.0587 | 54.1783
2027-04-02 | 31.4372 | 54.1168
2027-04-02 01:00 | 30.6394 | 51.4825
2027-04-02 02:00 | 31.2855 | 50.5446
2027-04-02 03:00 | 32.1762 | 51.2768
2027-04-02 04:00 | 32.7709 | 51.219
2027-04-02 05:00 | 34.8228 | 53.7433
2027-04-02 06:00 | 39.3853 | 61.1127
2027-04-02 07:00 | 45.5072 | 65.8618
2027-04-02 08:00 | 46.6282 | 63.8092
2027-04-02 09:00 | 44.5599 | 60.9352
2027-04-02 10:00 | 43.0513 | 57.8467
2027-04-02 11:00 | 41.4308 | 58.2325
2027-04-02 12:00 | 41.102 | 48.7219
2027-04-02 13:00 | 40.3875 | 46.3795
2027-04-02 14:00 | 39.6816 | 43.6502
2027-04-02 15:00 | 39.8694 | 47.5089
2027-04-02 16:00 | 40.9993 | 52.2077
2027-04-02 17:00 | 42.6764 | 57.9306
2027-04-02 18:00 | 43.2339 | 60.6185
2027-04-02 19:00 | 42.1908 | 63.5741
2027-04-02 20:00 | 40.2972 | 63.6083
2027-04-02 21:00 | 37.1267 | 60.1476
2027-04-02 22:00 | 34.1181 | 56.1678
2027-04-02 23:00 | 31.2844 | 52.7151
2027-04-03 | 29.8844 | 52.4811
2027-04-03 01:00 | 29.7065 | 50.7846
2027-04-03 02:00 | 30.2812 | 50.0024
2027-04-03 03:00 | 31.0275 | 50.7066
2027-04-03 04:00 | 31.3873 | 50.5499
2027-04-03 05:00 | 32.6333 | 52.6851
2027-04-03 06:00 | 35.4205 | 58.3675
2027-04-03 07:00 | 39.5324 | 60.2278
2027-04-03 08:00 | 40.4275 | 57.625
2027-04-03 09:00 | 39.5717 | 55.6592
2027-04-03 10:00 | 38.9541 | 52.8802
2027-04-03 11:00 | 38.8216 | 51.0658
2027-04-03 12:00 | 35.8128 | 43.8338
2027-04-03 13:00 | 34.6657 | 41.4231
2027-04-03 14:00 | 33.7773 | 37.9566
2027-04-03 15:00 | 34.353 | 41.7281
2027-04-03 16:00 | 36.5507 | 47.0268
2027-04-03 17:00 | 39.3514 | 53.641
2027-04-03 18:00 | 42.1576 | 58.4992
2027-04-03 19:00 | 40.9084 | 59.4477
2027-04-03 20:00 | 38.7178 | 58.2449
2027-04-03 21:00 | 35.6396 | 54.8165
2027-04-03 22:00 | 33.2389 | 52.1818
2027-04-03 23:00 | 30.9409 | 50.5185
2027-04-04 | 29.6717 | 51.8448
2027-04-04 01:00 | 29.5043 | 49.8413
2027-04-04 02:00 | 30.1435 | 49.0966
2027-04-04 03:00 | 30.9035 | 49.4559
2027-04-04 04:00 | 31.2153 | 49.1668
2027-04-04 05:00 | 32.3844 | 50.9659
2027-04-04 06:00 | 34.5296 | 55.2306
2027-04-04 07:00 | 38.0158 | 56.4871
2027-04-04 08:00 | 38.6515 | 54.5472
2027-04-04 09:00 | 37.7125 | 55.0358
2027-04-04 10:00 | 37.1628 | 55.2614
2027-04-04 11:00 | 37.2787 | 55.563
2027-04-04 12:00 | 36.0253 | 45.2325
2027-04-04 13:00 | 35.3484 | 44.2081
2027-04-04 14:00 | 34.7184 | 42.416
2027-04-04 15:00 | 35.9072 | 47.8314
2027-04-04 16:00 | 38.6908 | 53.0326
2027-04-04 17:00 | 42.0347 | 57.7928
2027-04-04 18:00 | 43.1521 | 61.6366
2027-04-04 19:00 | 42.4809 | 61.5162
2027-04-04 20:00 | 40.8644 | 59.9624
2027-04-04 21:00 | 37.658 | 55.9163
2027-04-04 22:00 | 34.9775 | 53.1109
2027-04-04 23:00 | 32.4042 | 51.3266
2027-04-05 | 31.4642 | 51.6734
2027-04-05 01:00 | 30.8292 | 48.4991
2027-04-05 02:00 | 31.6918 | 47.8668
2027-04-05 03:00 | 32.7283 | 48.4063
2027-04-05 04:00 | 33.3824 | 48.2562
2027-04-05 05:00 | 35.4796 | 51.131
2027-04-05 06:00 | 40.2217 | 58.6903
2027-04-05 07:00 | 45.8609 | 63.6136
2027-04-05 08:00 | 46.1247 | 62.7378
2027-04-05 09:00 | 42.7693 | 61.9606
2027-04-05 10:00 | 40.524 | 60.3219
2027-04-05 11:00 | 39.2873 | 60.3261
2027-04-05 12:00 | 37.2197 | 50.4135
2027-04-05 13:00 | 36.4146 | 49.4935
2027-04-05 14:00 | 35.6642 | 47.0522
2027-04-05 15:00 | 36.4748 | 51.2051
2027-04-05 16:00 | 38.4263 | 56.1406
2027-04-05 17:00 | 40.9124 | 60.9463
2027-04-05 18:00 | 43.8874 | 62.8461
2027-04-05 19:00 | 43.4946 | 63.8254
2027-04-05 20:00 | 42.3285 | 63.3296
2027-04-05 21:00 | 39.3035 | 59.374
2027-04-05 22:00 | 36.0691 | 55.3489
2027-04-05 23:00 | 32.9107 | 52.1656
2027-04-06 | 31.7452 | 51.1915
2027-04-06 01:00 | 31.6188 | 49.4742
2027-04-06 02:00 | 32.3626 | 48.2359
2027-04-06 03:00 | 33.2786 | 48.4702
2027-04-06 04:00 | 33.9449 | 48.4811
2027-04-06 05:00 | 35.972 | 51.3705
2027-04-06 06:00 | 40.6191 | 58.8072
2027-04-06 07:00 | 46.2339 | 63.5653
2027-04-06 08:00 | 46.9844 | 62.0941
2027-04-06 09:00 | 44.9396 | 58.5026
2027-04-06 10:00 | 43.6348 | 54.1636
2027-04-06 11:00 | 43.0771 | 52.6447
2027-04-06 12:00 | 41.3529 | 49.5983
2027-04-06 13:00 | 40.7433 | 47.1489
2027-04-06 14:00 | 40.3366 | 43.6405
2027-04-06 15:00 | 41.2196 | 46.8775
2027-04-06 16:00 | 43.1724 | 52.1468
2027-04-06 17:00 | 45.3649 | 57.8538
2027-04-06 18:00 | 47.6249 | 60.4271
2027-04-06 19:00 | 46.8652 | 62.3332
2027-04-06 20:00 | 45.4182 | 62.2552
2027-04-06 21:00 | 42.3657 | 58.6082
2027-04-06 22:00 | 39.155 | 54.7927
2027-04-06 23:00 | 35.8408 | 51.3853
2027-04-07 | 33.8941 | 51.986
2027-04-07 01:00 | 33.6735 | 48.6069
2027-04-07 02:00 | 34.4653 | 47.5332
2027-04-07 03:00 | 35.3476 | 48.0826
2027-04-07 04:00 | 35.9612 | 48.2568
2027-04-07 05:00 | 37.9244 | 51.1944
2027-04-07 06:00 | 42.2048 | 59.1186
2027-04-07 07:00 | 47.6471 | 63.8915
2027-04-07 08:00 | 48.4016 | 62.9312
2027-04-07 09:00 | 46.2352 | 60.8509
2027-04-07 10:00 | 44.5285 | 57.8986
2027-04-07 11:00 | 43.8311 | 57.292
2027-04-07 12:00 | 42.2979 | 56.215
2027-04-07 13:00 | 41.6397 | 54.9798
2027-04-07 14:00 | 41.0296 | 52.3235
2027-04-07 15:00 | 41.9418 | 55.8234
2027-04-07 16:00 | 43.9029 | 59.9356
2027-04-07 17:00 | 46.2141 | 63.9349
2027-04-07 18:00 | 47.0128 | 69.11
2027-04-07 19:00 | 46.4548 | 68.8741
2027-04-07 20:00 | 45.2595 | 67.8661
2027-04-07 21:00 | 42.2653 | 63.5644
2027-04-07 22:00 | 39.0111 | 59.4951
2027-04-07 23:00 | 35.688 | 55.7738
2027-04-08 | 34.566 | 52.4384
2027-04-08 01:00 | 33.3582 | 51.1526
2027-04-08 02:00 | 34.0676 | 50.1989
2027-04-08 03:00 | 34.9391 | 50.8333
2027-04-08 04:00 | 35.5018 | 50.7295
2027-04-08 05:00 | 37.5109 | 53.672
2027-04-08 06:00 | 42.0612 | 60.5482
2027-04-08 07:00 | 47.3458 | 66.369
2027-04-08 08:00 | 47.9473 | 68.4896
2027-04-08 09:00 | 45.7109 | 71.798
2027-04-08 10:00 | 44.0369 | 73.0334
2027-04-08 11:00 | 43.1183 | 72.1295
2027-04-08 12:00 | 40.7006 | 67.1589
2027-04-08 13:00 | 39.8751 | 65.8528
2027-04-08 14:00 | 39.4289 | 63.439
2027-04-08 15:00 | 40.2727 | 66.7829
2027-04-08 16:00 | 42.1502 | 69.2948
2027-04-08 17:00 | 44.2976 | 70.6161
2027-04-08 18:00 | 45.2521 | 69.0576
2027-04-08 19:00 | 44.8953 | 69.2202
2027-04-08 20:00 | 43.8352 | 68.0991
2027-04-08 21:00 | 40.9379 | 63.5778
2027-04-08 22:00 | 37.836 | 59.4631
2027-04-08 23:00 | 34.6248 | 55.8243
2027-04-09 | 33.2651 | 54.9384
2027-04-09 01:00 | 32.582 | 51.3982
2027-04-09 02:00 | 33.2455 | 50.5466
2027-04-09 03:00 | 34.0783 | 51.1677
2027-04-09 04:00 | 34.6382 | 50.9722
2027-04-09 05:00 | 36.6305 | 53.6153
2027-04-09 06:00 | 41.2143 | 60.594
2027-04-09 07:00 | 46.4074 | 65.6501
2027-04-09 08:00 | 46.6532 | 65.8662
2027-04-09 09:00 | 43.5426 | 66.0031
2027-04-09 10:00 | 41.3659 | 64.7885
2027-04-09 11:00 | 39.7763 | 64.1167
2027-04-09 12:00 | 39.806 | 55.0564
2027-04-09 13:00 | 38.8266 | 53.6996
2027-04-09 14:00 | 38.3495 | 51.3576
2027-04-09 15:00 | 38.6486 | 55.7165
2027-04-09 16:00 | 40.0664 | 59.165
2027-04-09 17:00 | 42.1126 | 62.6665
2027-04-09 18:00 | 44.0753 | 63.1295
2027-04-09 19:00 | 43.2227 | 64.9127
2027-04-09 20:00 | 41.7765 | 64.3132
2027-04-09 21:00 | 38.845 | 60.4027
2027-04-09 22:00 | 35.827 | 56.3429
2027-04-09 23:00 | 32.794 | 52.8528
2027-04-10 | 31.4274 | 53.1146
2027-04-10 01:00 | 31.226 | 51.3953
2027-04-10 02:00 | 31.8304 | 50.6106
2027-04-10 03:00 | 32.5744 | 51.1138
2027-04-10 04:00 | 32.9613 | 50.8196
2027-04-10 05:00 | 34.4236 | 53.0289
2027-04-10 06:00 | 37.7097 | 58.5141
2027-04-10 07:00 | 41.4416 | 60.5815
2027-04-10 08:00 | 41.6929 | 60.1729
2027-04-10 09:00 | 40.0233 | 63.2336
2027-04-10 10:00 | 38.8751 | 64.9261
2027-04-10 11:00 | 37.8237 | 64.5395
2027-04-10 12:00 | 37.6096 | 54.0597
2027-04-10 13:00 | 36.6045 | 52.9947
2027-04-10 14:00 | 35.5898 | 50.4759
2027-04-10 15:00 | 35.902 | 54.384
2027-04-10 16:00 | 37.7717 | 57.9206
2027-04-10 17:00 | 40.5306 | 61.2828
2027-04-10 18:00 | 44.1608 | 63.7362
2027-04-10 19:00 | 42.5884 | 63.775
2027-04-10 20:00 | 40.2991 | 62.1893
2027-04-10 21:00 | 37.0971 | 58.0403
2027-04-10 22:00 | 34.6185 | 55.2923
2027-04-10 23:00 | 32.3514 | 53.6976
2027-04-11 | 30.8009 | 53.2905
2027-04-11 01:00 | 30.541 | 50.8298
2027-04-11 02:00 | 31.1383 | 50.2499
2027-04-11 03:00 | 31.8634 | 50.6478
2027-04-11 04:00 | 32.166 | 50.4049
2027-04-11 05:00 | 33.4743 | 52.2484
2027-04-11 06:00 | 36.4622 | 56.8274
2027-04-11 07:00 | 39.6585 | 58.0638
2027-04-11 08:00 | 39.6618 | 56.3794
2027-04-11 09:00 | 37.7305 | 57.9337
2027-04-11 10:00 | 36.3555 | 58.9994
2027-04-11 11:00 | 35.5054 | 58.9119
2027-04-11 12:00 | 35.2217 | 46.7929
2027-04-11 13:00 | 34.4375 | 45.961
2027-04-11 14:00 | 33.8007 | 44.1737
2027-04-11 15:00 | 34.6339 | 49.6655
2027-04-11 16:00 | 37.169 | 54.4905
2027-04-11 17:00 | 40.6536 | 59.3457
2027-04-11 18:00 | 42.9442 | 58.9855
2027-04-11 19:00 | 42.6343 | 61.1184
2027-04-11 20:00 | 41.4169 | 61.3774
2027-04-11 21:00 | 38.5124 | 58.1021
2027-04-11 22:00 | 35.8717 | 55.3395
2027-04-11 23:00 | 33.303 | 53.2052
2027-04-12 | 31.662 | 53.7058
2027-04-12 01:00 | 31.9515 | 50.7487
2027-04-12 02:00 | 32.8463 | 49.938
2027-04-12 03:00 | 33.8486 | 50.3883
2027-04-12 04:00 | 34.5164 | 50.3857
2027-04-12 05:00 | 36.5964 | 53.5557
2027-04-12 06:00 | 41.4225 | 60.6651
2027-04-12 07:00 | 46.8666 | 64.573
2027-04-12 08:00 | 47.4007 | 62.0472
2027-04-12 09:00 | 44.2706 | 56.8805
2027-04-12 10:00 | 42.0465 | 51.0252
2027-04-12 11:00 | 40.5282 | 48.8479
2027-04-12 12:00 | 39.5214 | 48.9297
2027-04-12 13:00 | 38.6367 | 47.0822
2027-04-12 14:00 | 37.9934 | 43.7745
2027-04-12 15:00 | 38.7861 | 47.1488
2027-04-12 16:00 | 40.8395 | 52.2189
2027-04-12 17:00 | 43.3415 | 58.9752
2027-04-12 18:00 | 45.38 | 67.464
2027-04-12 19:00 | 45.2172 | 68.0937
2027-04-12 20:00 | 44.4309 | 67.9657
2027-04-12 21:00 | 41.7232 | 63.7783
2027-04-12 22:00 | 38.5783 | 59.5982
2027-04-12 23:00 | 35.341 | 55.9844
2027-04-13 | 33.4778 | 53.6878
2027-04-13 01:00 | 33.1116 | 51.8106
2027-04-13 02:00 | 33.867 | 50.5431
2027-04-13 03:00 | 34.7654 | 50.643
2027-04-13 04:00 | 35.3725 | 50.6026
2027-04-13 05:00 | 37.4544 | 53.5549
2027-04-13 06:00 | 42.1707 | 60.1726
2027-04-13 07:00 | 47.5239 | 65.6267
2027-04-13 08:00 | 48.1457 | 67.4317
2027-04-13 09:00 | 45.3144 | 68.3791
2027-04-13 10:00 | 43.1752 | 67.3878
2027-04-13 11:00 | 41.5488 | 64.8252
2027-04-13 12:00 | 41.766 | 61.6689
2027-04-13 13:00 | 41.0496 | 59.4992
2027-04-13 14:00 | 40.4675 | 56.3248
2027-04-13 15:00 | 41.1649 | 58.6962
2027-04-13 16:00 | 42.9339 | 61.945
2027-04-13 17:00 | 45.1328 | 64.8653
2027-04-13 18:00 | 46.2903 | 67.226
2027-04-13 19:00 | 45.3118 | 67.5661
2027-04-13 20:00 | 44.2177 | 67.1826
2027-04-13 21:00 | 41.312 | 62.8966
2027-04-13 22:00 | 38.0908 | 58.938
2027-04-13 23:00 | 34.8631 | 55.2985
2027-04-14 | 33.604 | 54.0983
2027-04-14 01:00 | 32.8893 | 50.3614
2027-04-14 02:00 | 33.5996 | 49.1813
2027-04-14 03:00 | 34.4 | 49.3762
2027-04-14 04:00 | 34.9245 | 49.4892
2027-04-14 05:00 | 36.8799 | 52.4225
2027-04-14 06:00 | 41.5591 | 58.995
2027-04-14 07:00 | 46.7412 | 64.4428
2027-04-14 08:00 | 47.1188 | 66.1673
2027-04-14 09:00 | 44.5135 | 66.8309
2027-04-14 10:00 | 42.5599 | 65.3079
2027-04-14 11:00 | 41.4541 | 62.0858
2027-04-14 12:00 | 40.7945 | 57.0894
2027-04-14 13:00 | 40.0933 | 55.1005
2027-04-14 14:00 | 39.6749 | 51.9035
2027-04-14 15:00 | 40.3834 | 54.0086
2027-04-14 16:00 | 42.1509 | 57.3079
2027-04-14 17:00 | 44.3822 | 61.8384
2027-04-14 18:00 | 44.9768 | 67.3975
2027-04-14 19:00 | 44.2968 | 67.238
2027-04-14 20:00 | 43.3684 | 66.291
2027-04-14 21:00 | 40.6949 | 61.8949
2027-04-14 22:00 | 37.571 | 57.7331
2027-04-14 23:00 | 34.3193 | 53.8704
2027-04-15 | 32.9029 | 52.6625
2027-04-15 01:00 | 32.1962 | 49.319
2027-04-15 02:00 | 32.9136 | 48.3114
2027-04-15 03:00 | 33.7223 | 48.6511
2027-04-15 04:00 | 34.2493 | 48.5168
2027-04-15 05:00 | 36.2597 | 51.5075
2027-04-15 06:00 | 40.7596 | 58.7332
2027-04-15 07:00 | 46.4401 | 63.9837
2027-04-15 08:00 | 47.6768 | 65.3204
2027-04-15 09:00 | 45.9593 | 66.7546
2027-04-15 10:00 | 44.5621 | 66.5134
2027-04-15 11:00 | 43.071 | 64.6061
2027-04-15 12:00 | 41.5979 | 59.611
2027-04-15 13:00 | 40.8537 | 58.3648
2027-04-15 14:00 | 40.2742 | 55.714
2027-04-15 15:00 | 40.7033 | 58.899
2027-04-15 16:00 | 42.1903 | 62.027
2027-04-15 17:00 | 44.0773 | 64.3009
2027-04-15 18:00 | 43.8164 | 65.8896
2027-04-15 19:00 | 43.1394 | 65.952
2027-04-15 20:00 | 42.2408 | 65.3555
2027-04-15 21:00 | 39.66 | 61.07
2027-04-15 22:00 | 36.7003 | 57.0844
2027-04-15 23:00 | 33.7149 | 53.5919
2027-04-16 | 32.5142 | 52.0409
2027-04-16 01:00 | 31.8021 | 49.2426
2027-04-16 02:00 | 32.4733 | 48.3068
2027-04-16 03:00 | 33.2892 | 48.2126
2027-04-16 04:00 | 33.8344 | 48.0192
2027-04-16 05:00 | 35.8457 | 51.2902
2027-04-16 06:00 | 40.4998 | 57.0003
2027-04-16 07:00 | 46.0597 | 61.9797
2027-04-16 08:00 | 46.8474 | 63.1001
2027-04-16 09:00 | 44.2804 | 63.769
2027-04-16 10:00 | 42.3928 | 62.711
2027-04-16 11:00 | 40.5419 | 61.4218
2027-04-16 12:00 | 40.02 | 57.679
2027-04-16 13:00 | 39.1505 | 56.5253
2027-04-16 14:00 | 38.3598 | 54.5718
2027-04-16 15:00 | 38.3613 | 56.8284
2027-04-16 16:00 | 39.4984 | 59.181
2027-04-16 17:00 | 41.4465 | 60.55
2027-04-16 18:00 | 42.6002 | 61.2281
2027-04-16 19:00 | 41.748 | 62.2304
2027-04-16 20:00 | 40.5728 | 61.8015
2027-04-16 21:00 | 38.038 | 58.0532
2027-04-16 22:00 | 35.1191 | 54.2935
2027-04-16 23:00 | 32.264 | 50.9272
2027-04-17 | 30.8387 | 48.479
2027-04-17 01:00 | 30.2575 | 47.2805
2027-04-17 02:00 | 30.7976 | 46.1979
2027-04-17 03:00 | 31.464 | 46.4087
2027-04-17 04:00 | 31.7709 | 45.8812
2027-04-17 05:00 | 33.0051 | 47.8659
2027-04-17 06:00 | 36.0116 | 52.7629
2027-04-17 07:00 | 39.6521 | 54.6014
2027-04-17 08:00 | 40.0325 | 55.8751
2027-04-17 09:00 | 37.9004 | 59.6548
2027-04-17 10:00 | 36.2192 | 61.8343
2027-04-17 11:00 | 35.0344 | 61.6054
2027-04-17 12:00 | 34.4917 | 56.5869
2027-04-17 13:00 | 33.1529 | 55.7039
2027-04-17 14:00 | 32.1589 | 53.3022
2027-04-17 15:00 | 32.4362 | 56.5941
2027-04-17 16:00 | 34.5589 | 59.2257
2027-04-17 17:00 | 37.5122 | 60.5915
2027-04-17 18:00 | 40.321 | 58.7149
2027-04-17 19:00 | 39.1172 | 59.2481
2027-04-17 20:00 | 37.5472 | 58.8567
2027-04-17 21:00 | 35.2244 | 55.6217
2027-04-17 22:00 | 32.9537 | 53.0939
2027-04-17 23:00 | 30.7884 | 51.2486
2027-04-18 | 29.1972 | 49.611
2027-04-18 01:00 | 28.8544 | 48.5625
2027-04-18 02:00 | 29.4273 | 47.5574
2027-04-18 03:00 | 30.0915 | 47.6028
2027-04-18 04:00 | 30.3047 | 47.4943
2027-04-18 05:00 | 31.3469 | 49.2996
2027-04-18 06:00 | 33.6318 | 53.0955
2027-04-18 07:00 | 37.9292 | 54.5639
2027-04-18 08:00 | 39.9403 | 55.2716
2027-04-18 09:00 | 39.8865 | 58.5344
2027-04-18 10:00 | 39.3384 | 60.0853
2027-04-18 11:00 | 38.4865 | 58.3658
2027-04-18 12:00 | 37.4624 | 49.8726
2027-04-18 13:00 | 36.8653 | 48.3875
2027-04-18 14:00 | 35.8633 | 46.6354
2027-04-18 15:00 | 36.5392 | 51.1476
2027-04-18 16:00 | 38.7515 | 54.8885
2027-04-18 17:00 | 41.3774 | 59.2574
2027-04-18 18:00 | 42.5281 | 63.4084
2027-04-18 19:00 | 40.5736 | 63.2669
2027-04-18 20:00 | 38.4355 | 61.9931
2027-04-18 21:00 | 35.812 | 57.9169
2027-04-18 22:00 | 33.2594 | 55.223
2027-04-18 23:00 | 30.9995 | 52.7612
2027-04-19 | 29.5948 | 52.4218
2027-04-19 01:00 | 29.6186 | 49.3824
2027-04-19 02:00 | 30.4434 | 48.6525
2027-04-19 03:00 | 31.3315 | 49.0017
2027-04-19 04:00 | 31.9586 | 48.8097
2027-04-19 05:00 | 33.9205 | 51.9808
2027-04-19 06:00 | 39.009 | 59.322
2027-04-19 07:00 | 44.5638 | 63.4314
2027-04-19 08:00 | 44.9951 | 62.3685
2027-04-19 09:00 | 42.1953 | 59.8366
2027-04-19 10:00 | 40.5185 | 56.3444
2027-04-19 11:00 | 39.5467 | 54.634
2027-04-19 12:00 | 40.7206 | 51.4325
2027-04-19 13:00 | 40.1957 | 49.8641
2027-04-19 14:00 | 39.4755 | 46.3936
2027-04-19 15:00 | 40.0691 | 49.4425
2027-04-19 16:00 | 41.8311 | 53.7223
2027-04-19 17:00 | 43.8871 | 59.5854
2027-04-19 18:00 | 45.6541 | 62.8712
2027-04-19 19:00 | 44.3354 | 64.95
2027-04-19 20:00 | 42.9251 | 65.6741
2027-04-19 21:00 | 40.1786 | 62.4897
2027-04-19 22:00 | 36.9738 | 58.6966
2027-04-19 23:00 | 33.8757 | 54.8888
2027-04-20 | 32.4598 | 53.1317
2027-04-20 01:00 | 31.6882 | 50.8819
2027-04-20 02:00 | 32.4216 | 49.557
2027-04-20 03:00 | 33.2573 | 49.6263
2027-04-20 04:00 | 33.8299 | 49.5371
2027-04-20 05:00 | 35.8248 | 52.5793
2027-04-20 06:00 | 40.377 | 58.8283
2027-04-20 07:00 | 45.6929 | 63.8646
2027-04-20 08:00 | 46.0007 | 64.7464
2027-04-20 09:00 | 43.5899 | 63.9481
2027-04-20 10:00 | 42.0494 | 61.368
2027-04-20 11:00 | 41.4561 | 58.4257
2027-04-20 12:00 | 41.6523 | 48.5878
2027-04-20 13:00 | 41.3396 | 46.2252
2027-04-20 14:00 | 40.6945 | 42.2705
2027-04-20 15:00 | 41.4082 | 45.6919
2027-04-20 16:00 | 43.0175 | 50.6601
2027-04-20 17:00 | 45.0116 | 57.0758
2027-04-20 18:00 | 44.7488 | 62.0492
2027-04-20 19:00 | 43.8824 | 64.6177
2027-04-20 20:00 | 42.8545 | 65.6262
2027-04-20 21:00 | 40.3372 | 62.6518
2027-04-20 22:00 | 37.1406 | 58.8637
2027-04-20 23:00 | 33.9037 | 55.1662
2027-04-21 | 32.6507 | 53.8272
2027-04-21 01:00 | 31.4158 | 50.6467
2027-04-21 02:00 | 32.1169 | 49.3563
2027-04-21 03:00 | 32.947 | 49.3711
2027-04-21 04:00 | 33.4913 | 49.4312
2027-04-21 05:00 | 35.47 | 52.3472
2027-04-21 06:00 | 40.1321 | 58.4195
2027-04-21 07:00 | 45.6345 | 63.4536
2027-04-21 08:00 | 46.14 | 64.6882
2027-04-21 09:00 | 43.9676 | 65.3768
2027-04-21 10:00 | 42.4816 | 64.5686
2027-04-21 11:00 | 41.592 | 62.7322
2027-04-21 12:00 | 42.5378 | 54.9955
2027-04-21 13:00 | 42.293 | 53.8917
2027-04-21 14:00 | 41.605 | 51.0366
2027-04-21 15:00 | 42.0432 | 54.2429
2027-04-21 16:00 | 43.4809 | 57.7707
2027-04-21 17:00 | 45.207 | 61.8352
2027-04-21 18:00 | 45.647 | 65.3868
2027-04-21 19:00 | 43.8184 | 66.209
2027-04-21 20:00 | 42.0253 | 65.9056
2027-04-21 21:00 | 39.3548 | 62.2279
2027-04-21 22:00 | 36.2166 | 58.1656
2027-04-21 23:00 | 33.2064 | 54.2822
2027-04-22 | 31.7157 | 52.7592
2027-04-22 01:00 | 31.4538 | 51.7883
2027-04-22 02:00 | 32.1651 | 50.5659
2027-04-22 03:00 | 32.9548 | 50.4676
2027-04-22 04:00 | 33.5178 | 50.1815
2027-04-22 05:00 | 35.467 | 53.3338
2027-04-22 06:00 | 40.0547 | 59.8143
2027-04-22 07:00 | 46.1949 | 64.6213
2027-04-22 08:00 | 48.0231 | 66.4075
2027-04-22 09:00 | 47.2961 | 68.6541
2027-04-22 10:00 | 46.5548 | 67.8061
2027-04-22 11:00 | 45.2791 | 65.7375
2027-04-22 12:00 | 44.8309 | 56.6276
2027-04-22 13:00 | 44.5748 | 55.4514
2027-04-22 14:00 | 43.8993 | 52.7895
2027-04-22 15:00 | 44.3211 | 55.1699
2027-04-22 16:00 | 45.6742 | 58.1385
2027-04-22 17:00 | 47.0796 | 60.5886
2027-04-22 18:00 | 47.6334 | 63.5681
2027-04-22 19:00 | 45.5604 | 63.9482
2027-04-22 20:00 | 43.5656 | 63.8134
2027-04-22 21:00 | 40.781 | 59.9508
2027-04-22 22:00 | 37.63 | 56.138
2027-04-22 23:00 | 34.5965 | 52.6213
2027-04-23 | 32.7638 | 50.5349
2027-04-23 01:00 | 32.0368 | 48.8846
2027-04-23 02:00 | 32.6992 | 47.7216
2027-04-23 03:00 | 33.4507 | 47.5702
2027-04-23 04:00 | 33.9854 | 47.2731
2027-04-23 05:00 | 35.8796 | 50.2033
2027-04-23 06:00 | 40.3301 | 55.8448
2027-04-23 07:00 | 46.2747 | 60.7291
2027-04-23 08:00 | 47.8431 | 62.2537
2027-04-23 09:00 | 46.7836 | 63.7476
2027-04-23 10:00 | 45.9127 | 62.9241
2027-04-23 11:00 | 44.562 | 61.296
2027-04-23 12:00 | 43.7714 | 55.7152
2027-04-23 13:00 | 43.3662 | 54.8357
2027-04-23 14:00 | 42.3962 | 52.5157
2027-04-23 15:00 | 42.3644 | 54.851
2027-04-23 16:00 | 43.2814 | 57.3452
2027-04-23 17:00 | 44.704 | 58.9781
2027-04-23 18:00 | 44.1112 | 59.7242
2027-04-23 19:00 | 42.486 | 61.2379
2027-04-23 20:00 | 40.6354 | 60.9126
2027-04-23 21:00 | 38.0962 | 57.5396
2027-04-23 22:00 | 35.0989 | 53.7225
2027-04-23 23:00 | 32.292 | 50.1201
2027-04-24 | 31.1343 | 47.7789
2027-04-24 01:00 | 28.6679 | 45.9324
2027-04-24 02:00 | 28.9952 | 44.313
2027-04-24 03:00 | 29.4048 | 43.8171
2027-04-24 04:00 | 29.2862 | 42.9769
2027-04-24 05:00 | 29.2841 | 43.2151
2027-04-24 06:00 | 29.4105 | 45.2757
2027-04-24 07:00 | 31.3084 | 42.1082
2027-04-24 08:00 | 32.6171 | 41.4195
2027-04-24 09:00 | 32.8611 | 44.6671
2027-04-24 10:00 | 32.6609 | 46.1803
2027-04-24 11:00 | 32.0241 | 47.372
2027-04-24 12:00 | 32.1891 | 37.943
2027-04-24 13:00 | 30.5656 | 36.9223
2027-04-24 14:00 | 29.9278 | 36.5204
2027-04-24 15:00 | 30.1607 | 43.5959
2027-04-24 16:00 | 32.4173 | 48.3921
2027-04-24 17:00 | 35.4132 | 51.8607
2027-04-24 18:00 | 36.5319 | 52.8993
2027-04-24 19:00 | 35.1657 | 54.7962
2027-04-24 20:00 | 33.1477 | 54.915
2027-04-24 21:00 | 32.0258 | 54.2207
2027-04-24 22:00 | 30.4451 | 53.3088
2027-04-24 23:00 | 29.3144 | 51.6562
2027-04-25 | 27.8318 | 48.3657
2027-04-25 01:00 | 29.2012 | 48.1708
2027-04-25 02:00 | 29.7466 | 47.2345
2027-04-25 03:00 | 30.3621 | 47.0538
2027-04-25 04:00 | 30.6912 | 46.7765
2027-04-25 05:00 | 31.6933 | 48.5209
2027-04-25 06:00 | 33.5287 | 51.6085
2027-04-25 07:00 | 37.5395 | 52.1908
2027-04-25 08:00 | 39.2931 | 50.9575
2027-04-25 09:00 | 39.5985 | 49.7137
2027-04-25 10:00 | 40.1244 | 47.4746
2027-04-25 11:00 | 40.8058 | 44.7435
2027-04-25 12:00 | 42.4101 | 38.7895
2027-04-25 13:00 | 43.1659 | 37.1979
2027-04-25 14:00 | 43.1473 | 34.582
2027-04-25 15:00 | 44.3851 | 39.8965
2027-04-25 16:00 | 47.2784 | 45.4082
2027-04-25 17:00 | 50.0974 | 51.9938
2027-04-25 18:00 | 49.7527 | 56.0304
2027-04-25 19:00 | 47.1657 | 58.4005
2027-04-25 20:00 | 44.1101 | 59.4254
2027-04-25 21:00 | 41.2792 | 57.384
2027-04-25 22:00 | 38.2054 | 55.1644
2027-04-25 23:00 | 35.1785 | 52.9688
2027-04-26 | 32.7642 | 51.3278
2027-04-26 01:00 | 30.9893 | 48.5043
2027-04-26 02:00 | 31.4406 | 47.6197
2027-04-26 03:00 | 31.9929 | 47.6089
2027-04-26 04:00 | 32.3473 | 47.345
2027-04-26 05:00 | 34.0897 | 50.3268
2027-04-26 06:00 | 38.83 | 56.2744
2027-04-26 07:00 | 44.7445 | 60.5586
2027-04-26 08:00 | 45.745 | 60.3336
2027-04-26 09:00 | 44.1766 | 59.6491
2027-04-26 10:00 | 43.4436 | 57.8277
2027-04-26 11:00 | 42.7934 | 56.3769
2027-04-26 12:00 | 41.9894 | 50.7168
2027-04-26 13:00 | 41.4291 | 50.2836
2027-04-26 14:00 | 40.7091 | 46.9306
2027-04-26 15:00 | 41.0504 | 50.7625
2027-04-26 16:00 | 42.6798 | 54.9544
2027-04-26 17:00 | 44.3487 | 59.4474
2027-04-26 18:00 | 42.8435 | 60.5454
2027-04-26 19:00 | 41.9405 | 62.217
2027-04-26 20:00 | 40.9257 | 62.4547
2027-04-26 21:00 | 38.3829 | 59.4108
2027-04-26 22:00 | 35.2065 | 55.5722
2027-04-26 23:00 | 32.0531 | 52.0718
2027-04-27 | 31.1573 | 51.4573
2027-04-27 01:00 | 30.2747 | 50.1284
2027-04-27 02:00 | 30.8669 | 48.7119
2027-04-27 03:00 | 31.6337 | 48.3097
2027-04-27 04:00 | 32.1309 | 47.986
2027-04-27 05:00 | 34.0258 | 50.6457
2027-04-27 06:00 | 39.4233 | 55.8952
2027-04-27 07:00 | 44.7381 | 61.4758
2027-04-27 08:00 | 45.0942 | 64.519
2027-04-27 09:00 | 43.1358 | 68.3396
2027-04-27 10:00 | 41.9298 | 70.3465
2027-04-27 11:00 | 41.0318 | 68.9887
2027-04-27 12:00 | 41.2982 | 60.6398
2027-04-27 13:00 | 41.7236 | 59.5983
2027-04-27 14:00 | 41.2366 | 56.2061
2027-04-27 15:00 | 42.1725 | 58.7749
2027-04-27 16:00 | 43.7404 | 61.7095
2027-04-27 17:00 | 45.6014 | 63.1054
2027-04-27 18:00 | 46.5318 | 63.76
2027-04-27 19:00 | 44.6713 | 63.7675
2027-04-27 20:00 | 42.6194 | 62.9453
2027-04-27 21:00 | 39.7685 | 59.2735
2027-04-27 22:00 | 36.5054 | 55.5969
2027-04-27 23:00 | 33.2202 | 52.0822
2027-04-28 | 31.9372 | 52.0332
2027-04-28 01:00 | 30.4652 | 49.735
2027-04-28 02:00 | 31.0657 | 48.3831
2027-04-28 03:00 | 31.7713 | 48.3074
2027-04-28 04:00 | 32.2354 | 48.1685
2027-04-28 05:00 | 34.0811 | 50.7611
2027-04-28 06:00 | 38.9425 | 56.3328
2027-04-28 07:00 | 44.98 | 60.8909
2027-04-28 08:00 | 46.7756 | 61.3754
2027-04-28 09:00 | 46.1501 | 61.7577
2027-04-28 10:00 | 46.1146 | 61.0953
2027-04-28 11:00 | 45.4103 | 60.6497
2027-04-28 12:00 | 42.9756 | 58.3412
2027-04-28 13:00 | 42.6721 | 57.57
2027-04-28 14:00 | 42.0878 | 54.1582
2027-04-28 15:00 | 42.4938 | 57.1406
2027-04-28 16:00 | 44.1438 | 60.2662
2027-04-28 17:00 | 45.7887 | 63.6384
2027-04-28 18:00 | 45.2373 | 66.3558
2027-04-28 19:00 | 43.5874 | 66.9553
2027-04-28 20:00 | 41.9033 | 66.6376
2027-04-28 21:00 | 39.2903 | 63.2131
2027-04-28 22:00 | 36.1287 | 59.2585
2027-04-28 23:00 | 32.9761 | 55.1106
2027-04-29 | 31.1838 | 53.3779
2027-04-29 01:00 | 30.4693 | 50.2573
2027-04-29 02:00 | 31.1523 | 48.9469
2027-04-29 03:00 | 31.9552 | 48.9732
2027-04-29 04:00 | 32.5012 | 48.8875
2027-04-29 05:00 | 34.458 | 52.0962
2027-04-29 06:00 | 39.4628 | 59.0518
2027-04-29 07:00 | 45.3586 | 63.5648
2027-04-29 08:00 | 46.1112 | 64.0939
2027-04-29 09:00 | 43.9219 | 63.6267
2027-04-29 10:00 | 42.1495 | 62.2878
2027-04-29 11:00 | 40.7487 | 59.9978
2027-04-29 12:00 | 37.4382 | 62.6752
2027-04-29 13:00 | 36.8999 | 61.4314
2027-04-29 14:00 | 36.3519 | 58.2066
2027-04-29 15:00 | 36.584 | 60.4172
2027-04-29 16:00 | 38.1482 | 62.8032
2027-04-29 17:00 | 40.4426 | 64.313
2027-04-29 18:00 | 41.6602 | 63.7151
2027-04-29 19:00 | 41.6804 | 65.3208
2027-04-29 20:00 | 41.1404 | 65.7599
2027-04-29 21:00 | 39.2208 | 62.7808
2027-04-29 22:00 | 36.2468 | 59.2004
2027-04-29 23:00 | 33.0272 | 55.2988
2027-04-30 | 31.6353 | 52.8648
2027-04-30 01:00 | 31.1184 | 50.5955
2027-04-30 02:00 | 31.8103 | 49.3269
2027-04-30 03:00 | 32.6048 | 49.0513
2027-04-30 04:00 | 33.115 | 48.7022
2027-04-30 05:00 | 35.0702 | 51.2331
2027-04-30 06:00 | 39.7387 | 58.1137
2027-04-30 07:00 | 45.1053 | 61.5617
2027-04-30 08:00 | 46.3282 | 59.6182
2027-04-30 09:00 | 44.7326 | 55.7365
2027-04-30 10:00 | 44.2021 | 51.5
2027-04-30 11:00 | 43.0177 | 49.0858
2027-04-30 12:00 | 43.4605 | 51.5153
2027-04-30 13:00 | 43.1256 | 49.7123
2027-04-30 14:00 | 42.1227 | 45.5714
2027-04-30 15:00 | 42.1319 | 47.5135
2027-04-30 16:00 | 42.7889 | 50.5121
2027-04-30 17:00 | 43.7483 | 54.2374
2027-04-30 18:00 | 43.8414 | 57.2866
2027-04-30 19:00 | 42.3735 | 59.663
2027-04-30 20:00 | 40.1854 | 60.3342
2027-04-30 21:00 | 38.0973 | 57.8494
2027-04-30 22:00 | 35.007 | 54.4176
2027-04-30 23:00 | 31.9147 | 50.7498
2027-05-01 | 29.4262 | 50.1542
2027-05-01 01:00 | 29.4914 | 46.7499
2027-05-01 02:00 | 29.9484 | 45.516
2027-05-01 03:00 | 30.5515 | 45.8722
2027-05-01 04:00 | 30.8204 | 45.478
2027-05-01 05:00 | 31.7644 | 47.4646
2027-05-01 06:00 | 33.6949 | 52.6361
2027-05-01 07:00 | 38.5491 | 53.3182
2027-05-01 08:00 | 40.6349 | 52.2065
2027-05-01 09:00 | 41.2656 | 51.6118
2027-05-01 10:00 | 41.3453 | 49.9345
2027-05-01 11:00 | 40.5195 | 49.0816
2027-05-01 12:00 | 37.5025 | 46.098
2027-05-01 13:00 | 37.3591 | 45.4811
2027-05-01 14:00 | 36.4341 | 42.0417
2027-05-01 15:00 | 37.0215 | 45.9527
2027-05-01 16:00 | 39.0025 | 49.3728
2027-05-01 17:00 | 41.1943 | 52.9921
2027-05-01 18:00 | 42.4226 | 54.4383
2027-05-01 19:00 | 39.3644 | 55.2873
2027-05-01 20:00 | 36.8723 | 55.3928
2027-05-01 21:00 | 34.6553 | 53.4344
2027-05-01 22:00 | 32.3834 | 51.3059
2027-05-01 23:00 | 30.1536 | 49.5369
2027-05-02 | 28.8701 | 48.4865
2027-05-02 01:00 | 28.432 | 48.3598
2027-05-02 02:00 | 28.7845 | 47.3481
2027-05-02 03:00 | 29.3508 | 47.5247
2027-05-02 04:00 | 29.5512 | 47.0239
2027-05-02 05:00 | 30.4163 | 48.5112
2027-05-02 06:00 | 33.0048 | 50.2138
2027-05-02 07:00 | 36.9358 | 50.2931
2027-05-02 08:00 | 38.469 | 49.4863
2027-05-02 09:00 | 38.1213 | 50.2081
2027-05-02 10:00 | 37.3576 | 49.2224
2027-05-02 11:00 | 35.9901 | 49.6067
2027-05-02 12:00 | 35.1993 | 46.8252
2027-05-02 13:00 | 34.6952 | 46.3505
2027-05-02 14:00 | 34.3171 | 44.4287
2027-05-02 15:00 | 34.8726 | 48.9263
2027-05-02 16:00 | 37.3974 | 52.3637
2027-05-02 17:00 | 40.5295 | 55.3202
2027-05-02 18:00 | 40.453 | 56.4118
2027-05-02 19:00 | 38.8344 | 57.3295
2027-05-02 20:00 | 37.3585 | 57.2465
2027-05-02 21:00 | 35.8035 | 55.4016
2027-05-02 22:00 | 33.4518 | 53.1622
2027-05-02 23:00 | 30.7903 | 50.7427
2027-05-03 | 29.2865 | 48.4291
2027-05-03 01:00 | 28.855 | 46.8613
2027-05-03 02:00 | 29.5166 | 45.8662
2027-05-03 03:00 | 30.3866 | 46.3063
2027-05-03 04:00 | 30.9387 | 46.1386
2027-05-03 05:00 | 32.8267 | 48.8996
2027-05-03 06:00 | 37.6942 | 55.3828
2027-05-03 07:00 | 43.5562 | 59.3742
2027-05-03 08:00 | 44.6061 | 59.3829
2027-05-03 09:00 | 42.9737 | 59.7605
2027-05-03 10:00 | 42.1071 | 58.5347
2027-05-03 11:00 | 40.8013 | 58.7936
2027-05-03 12:00 | 41.1639 | 48.0805
2027-05-03 13:00 | 41.4497 | 47.3997
2027-05-03 14:00 | 40.8643 | 43.2902
2027-05-03 15:00 | 41.4286 | 47.1296
2027-05-03 16:00 | 42.6855 | 51.3904
2027-05-03 17:00 | 44.2929 | 57.4654
2027-05-03 18:00 | 44.9849 | 56.6461
2027-05-03 19:00 | 42.9825 | 60.0048
2027-05-03 20:00 | 40.9747 | 61.6434
2027-05-03 21:00 | 39.0292 | 59.8517
2027-05-03 22:00 | 35.7933 | 56.3369
2027-05-03 23:00 | 32.3647 | 52.5637
2027-05-04 | 30.1041 | 51.911
2027-05-04 01:00 | 29.7542 | 49.2159
2027-05-04 02:00 | 30.3228 | 47.7242
2027-05-04 03:00 | 31.1183 | 47.9446
2027-05-04 04:00 | 31.6654 | 47.974
2027-05-04 05:00 | 33.5768 | 51.0047
2027-05-04 06:00 | 38.2641 | 57.279
2027-05-04 07:00 | 44.1515 | 61.8001
2027-05-04 08:00 | 45.1823 | 62.4948
2027-05-04 09:00 | 43.4078 | 60.7096
2027-05-04 10:00 | 42.2749 | 57.3672
2027-05-04 11:00 | 40.7793 | 55.1415
2027-05-04 12:00 | 42.3374 | 44.7173
2027-05-04 13:00 | 42.3849 | 42.6752
2027-05-04 14:00 | 41.7354 | 38.4553
2027-05-04 15:00 | 42.0344 | 42.0004
2027-05-04 16:00 | 43.2963 | 46.7686
2027-05-04 17:00 | 45.0756 | 53.778
2027-05-04 18:00 | 44.237 | 57.2515
2027-05-04 19:00 | 41.929 | 60.6967
2027-05-04 20:00 | 40.228 | 61.9304
2027-05-04 21:00 | 38.2431 | 60.107
2027-05-04 22:00 | 35.2371 | 56.8618
2027-05-04 23:00 | 32.1437 | 52.9535
2027-05-05 | 30.6933 | 53.1272
2027-05-05 01:00 | 30.1712 | 49.0674
2027-05-05 02:00 | 30.7267 | 47.7933
2027-05-05 03:00 | 31.4927 | 47.9428
2027-05-05 04:00 | 31.9561 | 47.8705
2027-05-05 05:00 | 33.7883 | 50.5691
2027-05-05 06:00 | 38.3376 | 56.7039
2027-05-05 07:00 | 43.954 | 61.0125
2027-05-05 08:00 | 45.0126 | 61.7198
2027-05-05 09:00 | 43.5182 | 62.2521
2027-05-05 10:00 | 42.5146 | 61.1379
2027-05-05 11:00 | 41.1501 | 60.4301
2027-05-05 12:00 | 41.1823 | 51.681
2027-05-05 13:00 | 41.2758 | 50.9687
2027-05-05 14:00 | 40.6468 | 47.4008
2027-05-05 15:00 | 40.8748 | 50.7724
2027-05-05 16:00 | 41.9343 | 53.5811
2027-05-05 17:00 | 43.6487 | 57.8806
2027-05-05 18:00 | 44.5217 | 58.078
2027-05-05 19:00 | 42.5437 | 60.196
2027-05-05 20:00 | 40.6773 | 60.8244
2027-05-05 21:00 | 38.9621 | 58.8018
2027-05-05 22:00 | 35.8547 | 55.4539
2027-05-05 23:00 | 32.5435 | 51.4352
2027-05-06 | 30.2428 | 51.2775
2027-05-06 01:00 | 29.9163 | 48.3543
2027-05-06 02:00 | 30.4379 | 47.0311
2027-05-06 03:00 | 31.181 | 47.0246
2027-05-06 04:00 | 31.6386 | 46.9059
2027-05-06 05:00 | 33.4536 | 50.0221
2027-05-06 06:00 | 38.1751 | 55.4785
2027-05-06 07:00 | 44.3409 | 60.2555
2027-05-06 08:00 | 45.8724 | 61.9648
2027-05-06 09:00 | 44.8146 | 63.5209
2027-05-06 10:00 | 43.9201 | 62.9118
2027-05-06 11:00 | 42.0203 | 60.8195
2027-05-06 12:00 | 41.6589 | 57.9385
2027-05-06 13:00 | 41.6714 | 56.9085
2027-05-06 14:00 | 41.1746 | 53.794
2027-05-06 15:00 | 41.4699 | 55.8689
2027-05-06 16:00 | 42.5436 | 57.8386
2027-05-06 17:00 | 43.9349 | 59.8739
2027-05-06 18:00 | 44.6568 | 61.5137
2027-05-06 19:00 | 42.816 | 61.8659
2027-05-06 20:00 | 41.0092 | 61.57
2027-05-06 21:00 | 39.3193 | 58.7153
2027-05-06 22:00 | 36.2766 | 55.2516
2027-05-06 23:00 | 32.9644 | 51.7374
2027-05-07 | 30.6827 | 49.7713
2027-05-07 01:00 | 30.165 | 49.409
2027-05-07 02:00 | 30.5852 | 47.7408
2027-05-07 03:00 | 31.2477 | 47.2782
2027-05-07 04:00 | 31.629 | 47.1007
2027-05-07 05:00 | 33.3183 | 49.4762
2027-05-07 06:00 | 38.0058 | 55.3873
2027-05-07 07:00 | 44.0345 | 59.5895
2027-05-07 08:00 | 45.5168 | 60.1116
2027-05-07 09:00 | 44.9863 | 61.3351
2027-05-07 10:00 | 44.4533 | 59.8888
2027-05-07 11:00 | 43.0595 | 59.0544
2027-05-07 12:00 | 41.4251 | 50.1733
2027-05-07 13:00 | 41.5329 | 49.4461
2027-05-07 14:00 | 40.998 | 45.5908
2027-05-07 15:00 | 41.0525 | 48.1253
2027-05-07 16:00 | 41.8894 | 50.8268
2027-05-07 17:00 | 43.2321 | 54.4593
2027-05-07 18:00 | 43.8717 | 57.6686
2027-05-07 19:00 | 41.9717 | 60.1967
2027-05-07 20:00 | 39.9343 | 60.1624
2027-05-07 21:00 | 38.1289 | 57.9664
2027-05-07 22:00 | 35.0697 | 54.2773
2027-05-07 23:00 | 31.7025 | 50.2758
2027-05-08 | 29.7797 | 49.3063
2027-05-08 01:00 | 29.2627 | 45.7963
2027-05-08 02:00 | 29.6037 | 44.4115
2027-05-08 03:00 | 30.1245 | 44.2173
2027-05-08 04:00 | 30.4544 | 43.9087
2027-05-08 05:00 | 31.3086 | 45.4364
2027-05-08 06:00 | 33.8941 | 48.8249
2027-05-08 07:00 | 38.8629 | 50.2174
2027-05-08 08:00 | 41.0689 | 51.0074
2027-05-08 09:00 | 41.9964 | 50.0338
2027-05-08 10:00 | 42.3712 | 49.0662
2027-05-08 11:00 | 41.4022 | 46.5178
2027-05-08 12:00 | 40.7556 | 34.056
2027-05-08 13:00 | 40.8373 | 31.8918
2027-05-08 14:00 | 40.1305 | 28.3281
2027-05-08 15:00 | 40.2225 | 32.2513
2027-05-08 16:00 | 41.9708 | 37.5176
2027-05-08 17:00 | 43.9124 | 44.5905
2027-05-08 18:00 | 46.3225 | 48.0747
2027-05-08 19:00 | 42.9373 | 50.4513
2027-05-08 20:00 | 39.5959 | 51.4395
2027-05-08 21:00 | 37.4296 | 50.9951
2027-05-08 22:00 | 34.7938 | 49.3084
2027-05-08 23:00 | 31.9371 | 47.2116
2027-05-09 | 29.5357 | 47.4734
2027-05-09 01:00 | 28.5928 | 45.9291
2027-05-09 02:00 | 28.7122 | 44.5308
2027-05-09 03:00 | 29.0646 | 44.3311
2027-05-09 04:00 | 29.1183 | 43.7054
2027-05-09 05:00 | 29.7316 | 45.4539
2027-05-09 06:00 | 32.2678 | 48.8082
2027-05-09 07:00 | 36.0747 | 48.5945
2027-05-09 08:00 | 38.1168 | 47.6931
2027-05-09 09:00 | 38.5431 | 47.5349
2027-05-09 10:00 | 38.4963 | 45.0089
2027-05-09 11:00 | 37.5513 | 44.1045
2027-05-09 12:00 | 37.0192 | 33.856
2027-05-09 13:00 | 36.7602 | 32.8857
2027-05-09 14:00 | 36.4551 | 29.6695
2027-05-09 15:00 | 37.0446 | 33.9646
2027-05-09 16:00 | 39.1985 | 38.8333
2027-05-09 17:00 | 41.5419 | 45.9499
2027-05-09 18:00 | 42.6263 | 49.2605
2027-05-09 19:00 | 39.9492 | 52.3619
2027-05-09 20:00 | 37.3232 | 53.8335
2027-05-09 21:00 | 35.5927 | 52.8455
2027-05-09 22:00 | 33.1063 | 51.3277
2027-05-09 23:00 | 30.429 | 48.8964
2027-05-10 | 28.7978 | 48.9375
2027-05-10 01:00 | 28.9668 | 46.0275
2027-05-10 02:00 | 29.6167 | 44.8852
2027-05-10 03:00 | 30.4391 | 44.7613
2027-05-10 04:00 | 31.013 | 44.8177
2027-05-10 05:00 | 32.7652 | 47.407
2027-05-10 06:00 | 37.5147 | 53.5982
2027-05-10 07:00 | 43.9185 | 58.0628
2027-05-10 08:00 | 45.5423 | 59.2313
2027-05-10 09:00 | 44.8369 | 60.7358
2027-05-10 10:00 | 44.4069 | 60.3968
2027-05-10 11:00 | 43.596 | 59.0171
2027-05-10 12:00 | 40.3668 | 54.4856
2027-05-10 13:00 | 40.4175 | 54.4619
2027-05-10 14:00 | 39.8705 | 51.1893
2027-05-10 15:00 | 40.397 | 53.917
2027-05-10 16:00 | 42.0208 | 57.017
2027-05-10 17:00 | 44.2377 | 60.33
2027-05-10 18:00 | 45.5929 | 61.7982
2027-05-10 19:00 | 43.6494 | 63.1948
2027-05-10 20:00 | 41.7508 | 62.7547
2027-05-10 21:00 | 39.7871 | 60.2322
2027-05-10 22:00 | 36.6299 | 56.5794
2027-05-10 23:00 | 33.1422 | 52.8165
2027-05-11 | 31.1958 | 50.6078
2027-05-11 01:00 | 30.3482 | 47.7961
2027-05-11 02:00 | 30.94 | 46.1391
2027-05-11 03:00 | 31.7448 | 45.5825
2027-05-11 04:00 | 32.3215 | 45.0093
2027-05-11 05:00 | 34.1839 | 47.8269
2027-05-11 06:00 | 39.001 | 54.7902
2027-05-11 07:00 | 45.1918 | 59.3576
2027-05-11 08:00 | 46.5276 | 60.8101
2027-05-11 09:00 | 44.6759 | 62.1999
2027-05-11 10:00 | 43.3341 | 61.2563
2027-05-11 11:00 | 41.5691 | 60.5271
2027-05-11 12:00 | 42.779 | 55.8335
2027-05-11 13:00 | 42.856 | 54.9008
2027-05-11 14:00 | 42.0747 | 52.1638
2027-05-11 15:00 | 42.436 | 55.5374
2027-05-11 16:00 | 43.7408 | 58.5975
2027-05-11 17:00 | 45.7044 | 61.1346
2027-05-11 18:00 | 46.316 | 63.8281
2027-05-11 19:00 | 43.5463 | 64.0726
2027-05-11 20:00 | 41.3211 | 63.4952
2027-05-11 21:00 | 39.2674 | 60.564
2027-05-11 22:00 | 36.122 | 57.1012
2027-05-11 23:00 | 32.8301 | 53.5072
2027-05-12 | 31.0235 | 51.6586
2027-05-12 01:00 | 30.3192 | 48.7536
2027-05-12 02:00 | 30.8724 | 46.8539
2027-05-12 03:00 | 31.6548 | 46.1809
2027-05-12 04:00 | 32.1791 | 45.6284
2027-05-12 05:00 | 33.9402 | 48.0713
2027-05-12 06:00 | 38.4206 | 53.6125
2027-05-12 07:00 | 44.6585 | 58.0779
2027-05-12 08:00 | 45.656 | 58.3205
2027-05-12 09:00 | 43.4931 | 59.2888
2027-05-12 10:00 | 41.6244 | 57.7134
2027-05-12 11:00 | 39.675 | 57.1665
2027-05-12 12:00 | 38.4742 | 54.6363
2027-05-12 13:00 | 38.198 | 54.2775
2027-05-12 14:00 | 37.5894 | 51.0331
2027-05-12 15:00 | 37.6942 | 54.1628
2027-05-12 16:00 | 39.0992 | 57.1117
2027-05-12 17:00 | 41.4989 | 60.9275
2027-05-12 18:00 | 41.2435 | 62.8388
2027-05-12 19:00 | 40.1748 | 64.3016
2027-05-12 20:00 | 39.2202 | 63.9676
2027-05-12 21:00 | 37.8346 | 61.4159
2027-05-12 22:00 | 34.9995 | 57.8212
2027-05-12 23:00 | 31.7371 | 53.7978
2027-05-13 | 30.3746 | 51.8651
2027-05-13 01:00 | 29.6994 | 47.9122
2027-05-13 02:00 | 30.1945 | 46.1377
2027-05-13 03:00 | 30.9339 | 45.9819
2027-05-13 04:00 | 31.4307 | 45.5246
2027-05-13 05:00 | 33.1611 | 47.6751
2027-05-13 06:00 | 37.8392 | 53.3812
2027-05-13 07:00 | 43.6107 | 57.4511
2027-05-13 08:00 | 44.5188 | 57.3832
2027-05-13 09:00 | 42.7484 | 57.7801
2027-05-13 10:00 | 41.5766 | 56.4131
2027-05-13 11:00 | 40.1753 | 54.6058
2027-05-13 12:00 | 40.2896 | 52.5567
2027-05-13 13:00 | 40.3346 | 51.4485
2027-05-13 14:00 | 39.8505 | 47.2935
2027-05-13 15:00 | 40.1292 | 50.1645
2027-05-13 16:00 | 41.3757 | 53.5598
2027-05-13 17:00 | 43.1744 | 57.7455
2027-05-13 18:00 | 44.1552 | 61.0241
2027-05-13 19:00 | 42.5781 | 62.8729
2027-05-13 20:00 | 40.732 | 62.1297
2027-05-13 21:00 | 39.35 | 59.4111
2027-05-13 22:00 | 36.3425 | 56.0857
2027-05-13 23:00 | 32.9404 | 51.9371
2027-05-14 | 30.4438 | 50.7255
2027-05-14 01:00 | 29.9991 | 46.4389
2027-05-14 02:00 | 30.4198 | 45.0114
2027-05-14 03:00 | 31.0811 | 45.0206
2027-05-14 04:00 | 31.4948 | 44.7325
2027-05-14 05:00 | 33.0647 | 46.9765
2027-05-14 06:00 | 37.3996 | 52.3536
2027-05-14 07:00 | 43.3378 | 56.638
2027-05-14 08:00 | 44.1129 | 57.2568
2027-05-14 09:00 | 42.8755 | 56.7226
2027-05-14 10:00 | 42.1203 | 55.1217
2027-05-14 11:00 | 41.5142 | 53.0062
2027-05-14 12:00 | 39.2321 | 42.0026
2027-05-14 13:00 | 39.7255 | 40.1993
2027-05-14 14:00 | 39.449 | 35.485
2027-05-14 15:00 | 39.9582 | 38.1904
2027-05-14 16:00 | 41.2875 | 42.3661
2027-05-14 17:00 | 42.95 | 48.6621
2027-05-14 18:00 | 43.6775 | 52.402
2027-05-14 19:00 | 41.7418 | 54.9485
2027-05-14 20:00 | 39.6077 | 55.1874
2027-05-14 21:00 | 37.8698 | 53.1894
2027-05-14 22:00 | 34.8627 | 50.6719
2027-05-14 23:00 | 31.4314 | 47.2354
2027-05-15 | 29.8205 | 47.3265
2027-05-15 01:00 | 28.5311 | 44.9655
2027-05-15 02:00 | 28.8121 | 43.4847
2027-05-15 03:00 | 29.3371 | 43.2043
2027-05-15 04:00 | 29.6407 | 42.3575
2027-05-15 05:00 | 30.4208 | 43.9335
2027-05-15 06:00 | 33.0447 | 47.6292
2027-05-15 07:00 | 37.223 | 49.2009
2027-05-15 08:00 | 38.5737 | 51.8838
2027-05-15 09:00 | 38.117 | 56.2484
2027-05-15 10:00 | 37.8103 | 56.1301
2027-05-15 11:00 | 36.5832 | 53.5663
2027-05-15 12:00 | 37.8562 | 52.4901
2027-05-15 13:00 | 37.1771 | 51.1689
2027-05-15 14:00 | 36.5611 | 48.0101
2027-05-15 15:00 | 36.5863 | 50.2724
2027-05-15 16:00 | 38.3188 | 51.6567
2027-05-15 17:00 | 40.4302 | 54.3194
2027-05-15 18:00 | 41.1118 | 54.5398
2027-05-15 19:00 | 38.6823 | 55.297
2027-05-15 20:00 | 36.0879 | 54.1161
2027-05-15 21:00 | 34.9067 | 52.9642
2027-05-15 22:00 | 32.7111 | 51.321
2027-05-15 23:00 | 30.2205 | 48.6645
2027-05-16 | 28.0129 | 47.0505
2027-05-16 01:00 | 27.4639 | 46.0878
2027-05-16 02:00 | 27.8321 | 44.0767
2027-05-16 03:00 | 28.3532 | 43.7972
2027-05-16 04:00 | 28.4631 | 43.4233
2027-05-16 05:00 | 29.0391 | 44.1092
2027-05-16 06:00 | 30.9727 | 47.1976
2027-05-16 07:00 | 35.3332 | 46.4673
2027-05-16 08:00 | 37.6714 | 44.3498
2027-05-16 09:00 | 37.9608 | 45.2786
2027-05-16 10:00 | 37.3003 | 44.3835
2027-05-16 11:00 | 36.4327 | 44.6118
2027-05-16 12:00 | 35.8142 | 47.4002
2027-05-16 13:00 | 35.8237 | 47.0179
2027-05-16 14:00 | 35.2073 | 43.5167
2027-05-16 15:00 | 36.0967 | 48.7582
2027-05-16 16:00 | 38.1999 | 52.0993
2027-05-16 17:00 | 40.9947 | 56.3715
2027-05-16 18:00 | 42.0793 | 59.2053
2027-05-16 19:00 | 39.3992 | 60.1522
2027-05-16 20:00 | 36.8686 | 58.3138
2027-05-16 21:00 | 35.0916 | 56.0869
2027-05-16 22:00 | 32.557 | 53.63
2027-05-16 23:00 | 29.9018 | 50.4309
2027-05-17 | 28.6157 | 49.0784
2027-05-17 01:00 | 28.6159 | 47.7098
2027-05-17 02:00 | 29.2875 | 46.2604
2027-05-17 03:00 | 30.1596 | 46.0245
2027-05-17 04:00 | 30.8019 | 45.381
2027-05-17 05:00 | 32.5108 | 47.5907
2027-05-17 06:00 | 37.4159 | 54.4195
2027-05-17 07:00 | 44.1447 | 59.2304
2027-05-17 08:00 | 45.8535 | 60.1897
2027-05-17 09:00 | 44.2301 | 61.7704
2027-05-17 10:00 | 43.1012 | 61.1475
2027-05-17 11:00 | 41.5046 | 60.1263
2027-05-17 12:00 | 39.3543 | 51.8049
2027-05-17 13:00 | 39.0204 | 52.5014
2027-05-17 14:00 | 38.3934 | 51.6301
2027-05-17 15:00 | 38.8595 | 56.7666
2027-05-17 16:00 | 40.6815 | 62.926
2027-05-17 17:00 | 43.217 | 70.4361
2027-05-17 18:00 | 43.0675 | 73.7969
2027-05-17 19:00 | 42.1437 | 75.6659
2027-05-17 20:00 | 41.0197 | 73.0355
2027-05-17 21:00 | 39.553 | 68.8328
2027-05-17 22:00 | 36.6354 | 63.765
2027-05-17 23:00 | 33.1696 | 58.2437
2027-05-18 | 31.0933 | 54.9664
2027-05-18 01:00 | 30.066 | 51.0208
2027-05-18 02:00 | 30.5981 | 48.4487
2027-05-18 03:00 | 31.4172 | 47.7164
2027-05-18 04:00 | 31.9981 | 46.8961
2027-05-18 05:00 | 33.7439 | 48.7656
2027-05-18 06:00 | 38.4836 | 55.1914
2027-05-18 07:00 | 44.3371 | 59.8041
2027-05-18 08:00 | 44.3574 | 59.8967
2027-05-18 09:00 | 40.8837 | 61.0455
2027-05-18 10:00 | 38.2688 | 59.9892
2027-05-18 11:00 | 36.6968 | 59.9385
2027-05-18 12:00 | 35.8961 | 55.785
2027-05-18 13:00 | 35.4459 | 56.7221
2027-05-18 14:00 | 34.9351 | 54.791
2027-05-18 15:00 | 35.2547 | 59.788
2027-05-18 16:00 | 36.9018 | 64.8895
2027-05-18 17:00 | 39.7947 | 69.8193
2027-05-18 18:00 | 40.4099 | 72.2145
2027-05-18 19:00 | 39.9329 | 73.3503
2027-05-18 20:00 | 39.2967 | 70.8298
2027-05-18 21:00 | 38.1068 | 66.5444
2027-05-18 22:00 | 35.2791 | 62.3026
2027-05-18 23:00 | 31.9112 | 57.4964
2027-05-19 | 30.5138 | 56.0424
2027-05-19 01:00 | 29.9626 | 49.6863
2027-05-19 02:00 | 30.4775 | 47.4394
2027-05-19 03:00 | 31.2317 | 47.2057
2027-05-19 04:00 | 31.7472 | 46.6178
2027-05-19 05:00 | 33.3463 | 48.3562
2027-05-19 06:00 | 37.6817 | 53.8571
2027-05-19 07:00 | 43.737 | 57.9868
2027-05-19 08:00 | 44.5384 | 58.2495
2027-05-19 09:00 | 42.8202 | 58.4274
2027-05-19 10:00 | 41.637 | 57.0684
2027-05-19 11:00 | 40.7246 | 56.3692
2027-05-19 12:00 | 40.2874 | 54.8752
2027-05-19 13:00 | 40.5566 | 54.2814
2027-05-19 14:00 | 40.1418 | 50.832
2027-05-19 15:00 | 40.6108 | 53.4932
2027-05-19 16:00 | 42.0457 | 56.2953
2027-05-19 17:00 | 44.0784 | 59.703
2027-05-19 18:00 | 44.7774 | 60.1272
2027-05-19 19:00 | 42.8066 | 62.0241
2027-05-19 20:00 | 40.6095 | 60.8816
2027-05-19 21:00 | 39.1289 | 58.5987
2027-05-19 22:00 | 36.0757 | 55.4638
2027-05-19 23:00 | 32.521 | 50.8724
2027-05-20 | 30.4698 | 49.7262
2027-05-20 01:00 | 29.7781 | 46.8544
2027-05-20 02:00 | 30.1579 | 45.347
2027-05-20 03:00 | 30.7926 | 45.651
2027-05-20 04:00 | 31.2406 | 45.5434
2027-05-20 05:00 | 32.7559 | 47.9773
2027-05-20 06:00 | 37.3085 | 54.6662
2027-05-20 07:00 | 43.9812 | 59.0184
2027-05-20 08:00 | 45.9842 | 59.5277
2027-05-20 09:00 | 45.624 | 59.5528
2027-05-20 10:00 | 45.1854 | 58.5767
2027-05-20 11:00 | 44.2812 | 56.5824
2027-05-20 12:00 | 44.3681 | 50.1785
2027-05-20 13:00 | 44.5731 | 49.6834
2027-05-20 14:00 | 44.2837 | 44.85
2027-05-20 15:00 | 44.4861 | 48.2818
2027-05-20 16:00 | 45.9257 | 52.5095
2027-05-20 17:00 | 47.8405 | 57.2683
2027-05-20 18:00 | 48.5313 | 58.009
2027-05-20 19:00 | 45.8484 | 60.0944
2027-05-20 20:00 | 43.0149 | 60.1492
2027-05-20 21:00 | 40.6585 | 58.2035
2027-05-20 22:00 | 37.2182 | 55.3798
2027-05-20 23:00 | 33.3884 | 51.7527
2027-05-21 | 32.7705 | 50.7998
2027-05-21 01:00 | 31.6085 | 46.1652
2027-05-21 02:00 | 31.6788 | 45.086
2027-05-21 03:00 | 32.1204 | 45.4068
2027-05-21 04:00 | 32.3917 | 45.3994
2027-05-21 05:00 | 33.7784 | 47.496
2027-05-21 06:00 | 38.7715 | 53.7739
2027-05-21 07:00 | 45.8834 | 58.2333
2027-05-21 08:00 | 48.4421 | 59.6579
2027-05-21 09:00 | 48.7329 | 60.9479
2027-05-21 10:00 | 48.9988 | 61.8503
2027-05-21 11:00 | 48.4941 | 60.8403
2027-05-21 12:00 | 48.8682 | 46.8612
2027-05-21 13:00 | 49.3219 | 46.4764
2027-05-21 14:00 | 48.986 | 42.7053
2027-05-21 15:00 | 48.8407 | 46.001
2027-05-21 16:00 | 49.8928 | 49.5735
2027-05-21 17:00 | 51.5575 | 53.3651
2027-05-21 18:00 | 52.5877 | 53.2986
2027-05-21 19:00 | 49.7171 | 56.0982
2027-05-21 20:00 | 46.0046 | 56.384
2027-05-21 21:00 | 43.2289 | 55.0648
2027-05-21 22:00 | 39.2999 | 52.2669
2027-05-21 23:00 | 34.9702 | 49.0707
2027-05-22 | 33.613 | 48.3546
2027-05-22 01:00 | 31.2379 | 48.3045
2027-05-22 02:00 | 30.9656 | 46.4984
2027-05-22 03:00 | 31.0579 | 46.5787
2027-05-22 04:00 | 30.9786 | 45.8805
2027-05-22 05:00 | 31.324 | 47.3696
2027-05-22 06:00 | 33.6697 | 49.8381
2027-05-22 07:00 | 38.7154 | 50.2886
2027-05-22 08:00 | 41.1 | 49.5445
2027-05-22 09:00 | 41.4229 | 51.4572
2027-05-22 10:00 | 41.2442 | 51.1723
2027-05-22 11:00 | 40.4853 | 51.7388
2027-05-22 12:00 | 39.6842 | 52.7366
2027-05-22 13:00 | 39.0318 | 52.2801
2027-05-22 14:00 | 38.1241 | 48.0171
2027-05-22 15:00 | 38.2083 | 51.5261
2027-05-22 16:00 | 39.723 | 53.9592
2027-05-22 17:00 | 41.7855 | 56.5652
2027-05-22 18:00 | 42.4004 | 55.1865
2027-05-22 19:00 | 39.4806 | 56.4655
2027-05-22 20:00 | 36.2897 | 55.0431
2027-05-22 21:00 | 34.5247 | 53.6296
2027-05-22 22:00 | 32.183 | 51.566
2027-05-22 23:00 | 29.5779 | 48.9143
2027-05-23 | 28.1869 | 48.4226
2027-05-23 01:00 | 27.0135 | 44.1285
2027-05-23 02:00 | 27.2607 | 42.7596
2027-05-23 03:00 | 27.7188 | 42.6802
2027-05-23 04:00 | 27.7695 | 42.3343
2027-05-23 05:00 | 28.1578 | 43.5065
2027-05-23 06:00 | 30.3515 | 46.8077
2027-05-23 07:00 | 34.3765 | 48.6489
2027-05-23 08:00 | 36.2937 | 51.03
2027-05-23 09:00 | 36.1737 | 53.5712
2027-05-23 10:00 | 35.8753 | 57.031
2027-05-23 11:00 | 35.4769 | 55.7977
2027-05-23 12:00 | 37.1687 | 43.0185
2027-05-23 13:00 | 36.7869 | 41.4687
2027-05-23 14:00 | 35.9032 | 39.6502
2027-05-23 15:00 | 36.2175 | 43.4417
2027-05-23 16:00 | 38.217 | 47.1973
2027-05-23 17:00 | 41.0903 | 51.8138
2027-05-23 18:00 | 42.1908 | 51.336
2027-05-23 19:00 | 40.1693 | 53.2257
2027-05-23 20:00 | 37.1787 | 53.015
2027-05-23 21:00 | 35.9982 | 52.3391
2027-05-23 22:00 | 33.6223 | 50.7115
2027-05-23 23:00 | 30.7719 | 48.3315
2027-05-24 | 28.6292 | 48.3518
2027-05-24 01:00 | 28.3414 | 44.7057
2027-05-24 02:00 | 28.8734 | 43.4953
2027-05-24 03:00 | 29.6182 | 44.265
2027-05-24 04:00 | 30.0754 | 44.0103
2027-05-24 05:00 | 31.5808 | 46.7791
2027-05-24 06:00 | 36.505 | 53.6613
2027-05-24 07:00 | 43.6375 | 58.791
2027-05-24 08:00 | 45.8382 | 59.3844
2027-05-24 09:00 | 45.5247 | 60.6532
2027-05-24 10:00 | 45.1313 | 59.7798
2027-05-24 11:00 | 44.2133 | 59.2044
2027-05-24 12:00 | 41.9017 | 46.0931
2027-05-24 13:00 | 42.3533 | 46.1427
2027-05-24 14:00 | 41.9345 | 41.5045
2027-05-24 15:00 | 42.581 | 45.1177
2027-05-24 16:00 | 44.2641 | 49.2943
2027-05-24 17:00 | 46.3127 | 55.2494
2027-05-24 18:00 | 46.9092 | 53.5026
2027-05-24 19:00 | 43.8357 | 56.6898
2027-05-24 20:00 | 40.9773 | 57.55
2027-05-24 21:00 | 38.584 | 56.7101
2027-05-24 22:00 | 35.3598 | 54.0081
2027-05-24 23:00 | 31.8723 | 50.6017
2027-05-25 | 30.6553 | 49.8259
2027-05-25 01:00 | 28.891 | 45.3022
2027-05-25 02:00 | 29.3582 | 44.1836
2027-05-25 03:00 | 30.1145 | 44.8082
2027-05-25 04:00 | 30.6579 | 44.73
2027-05-25 05:00 | 32.2194 | 47.2227
2027-05-25 06:00 | 36.5937 | 54.772
2027-05-25 07:00 | 44.1228 | 59.5599
2027-05-25 08:00 | 45.9965 | 61.0564
2027-05-25 09:00 | 44.955 | 61.3901
2027-05-25 10:00 | 43.9723 | 61.3823
2027-05-25 11:00 | 42.5829 | 60.2883
2027-05-25 12:00 | 41.0017 | 49.8377
2027-05-25 13:00 | 41.1008 | 48.7593
2027-05-25 14:00 | 40.5283 | 44.8612
2027-05-25 15:00 | 40.8486 | 48.4559
2027-05-25 16:00 | 42.2849 | 52.3095
2027-05-25 17:00 | 44.3987 | 56.3146
2027-05-25 18:00 | 44.9423 | 58.1453
2027-05-25 19:00 | 42.1793 | 59.375
2027-05-25 20:00 | 39.671 | 58.6349
2027-05-25 21:00 | 37.7231 | 56.925
2027-05-25 22:00 | 34.7127 | 54.0103
2027-05-25 23:00 | 31.4586 | 50.6497
2027-05-26 | 30.0259 | 50.5303
2027-05-26 01:00 | 29.0505 | 47.0891
2027-05-26 02:00 | 29.5178 | 45.7444
2027-05-26 03:00 | 30.2601 | 46.2133
2027-05-26 04:00 | 30.7741 | 45.917
2027-05-26 05:00 | 32.3191 | 48.132
2027-05-26 06:00 | 36.7214 | 54.1946
2027-05-26 07:00 | 43.6046 | 58.9359
2027-05-26 08:00 | 44.9785 | 59.0766
2027-05-26 09:00 | 43.6107 | 58.276
2027-05-26 10:00 | 42.3389 | 56.978
2027-05-26 11:00 | 41.3127 | 57.0831
2027-05-26 12:00 | 41.0851 | 45.2748
2027-05-26 13:00 | 41.186 | 44.5814
2027-05-26 14:00 | 40.6273 | 40.891
2027-05-26 15:00 | 40.8529 | 44.3378
2027-05-26 16:00 | 42.178 | 48.0451
2027-05-26 17:00 | 44.3722 | 53.4245
2027-05-26 18:00 | 44.7321 | 51.5086
2027-05-26 19:00 | 41.8368 | 55.3851
2027-05-26 20:00 | 39.3318 | 56.7187
2027-05-26 21:00 | 37.5022 | 56.5012
2027-05-26 22:00 | 34.4662 | 53.6213
2027-05-26 23:00 | 31.1617 | 49.8939
2027-05-27 | 29.8419 | 50.3701
2027-05-27 01:00 | 29.0522 | 46.6774
2027-05-27 02:00 | 29.5251 | 45.2389
2027-05-27 03:00 | 30.2695 | 45.8379
2027-05-27 04:00 | 30.7378 | 45.6245
2027-05-27 05:00 | 32.3043 | 48.2211
2027-05-27 06:00 | 37.0725 | 54.7799
2027-05-27 07:00 | 43.0359 | 60.3457
2027-05-27 08:00 | 44.1018 | 62.8903
2027-05-27 09:00 | 42.5119 | 66.0539
2027-05-27 10:00 | 41.5409 | 67.5885
2027-05-27 11:00 | 40.6968 | 66.3462
2027-05-27 12:00 | 41.4609 | 58.0166
2027-05-27 13:00 | 41.3817 | 57.001
2027-05-27 14:00 | 40.8464 | 53.0754
2027-05-27 15:00 | 41.1467 | 55.2377
2027-05-27 16:00 | 42.2171 | 57.1421
2027-05-27 17:00 | 43.9738 | 59.2942
2027-05-27 18:00 | 44.3179 | 59.7519
2027-05-27 19:00 | 42.622 | 59.9933
2027-05-27 20:00 | 40.3779 | 59.3498
2027-05-27 21:00 | 39.2309 | 57.6397
2027-05-27 22:00 | 36.2474 | 54.7942
2027-05-27 23:00 | 32.7129 | 51.2904
2027-05-28 | 30.2816 | 50.0096
2027-05-28 01:00 | 29.1555 | 46.2935
2027-05-28 02:00 | 29.5237 | 44.8716
2027-05-28 03:00 | 30.2109 | 45.3796
2027-05-28 04:00 | 30.6509 | 45.1432
2027-05-28 05:00 | 32.0809 | 47.4336
2027-05-28 06:00 | 36.469 | 53.9991
2027-05-28 07:00 | 42.7214 | 59.5527
2027-05-28 08:00 | 43.8625 | 62.0221
2027-05-28 09:00 | 42.5095 | 63.8373
2027-05-28 10:00 | 41.7171 | 63.9484
2027-05-28 11:00 | 40.8776 | 61.4705
2027-05-28 12:00 | 41.3204 | 57.6567
2027-05-28 13:00 | 41.0774 | 56.7932
2027-05-28 14:00 | 40.4736 | 53.0958
2027-05-28 15:00 | 40.3119 | 54.9442
2027-05-28 16:00 | 41.0891 | 56.1521
2027-05-28 17:00 | 42.6722 | 57.3922
2027-05-28 18:00 | 42.9509 | 59.6311
2027-05-28 19:00 | 41.0199 | 58.7422
2027-05-28 20:00 | 38.5705 | 56.898
2027-05-28 21:00 | 37.2384 | 54.7573
2027-05-28 22:00 | 34.3415 | 52.0305
2027-05-28 23:00 | 31.0085 | 48.6296
2027-05-29 | 28.9997 | 47.7898
2027-05-29 01:00 | 27.6786 | 45.082
2027-05-29 02:00 | 27.9096 | 43.7625
2027-05-29 03:00 | 28.4189 | 44.3822
2027-05-29 04:00 | 28.6843 | 43.7661
2027-05-29 05:00 | 29.2285 | 45.3168
2027-05-29 06:00 | 31.6915 | 50.618
2027-05-29 07:00 | 37.2709 | 51.927
2027-05-29 08:00 | 39.0388 | 52.1579
2027-05-29 09:00 | 39.3032 | 51.6603
2027-05-29 10:00 | 38.938 | 50.2242
2027-05-29 11:00 | 38.4128 | 48.1633
2027-05-29 12:00 | 36.2436 | 43.4652
2027-05-29 13:00 | 36.3427 | 42.0206
2027-05-29 14:00 | 35.6615 | 37.8603
2027-05-29 15:00 | 36.0906 | 41.1375
2027-05-29 16:00 | 38.2019 | 44.5804
2027-05-29 17:00 | 40.8911 | 49.045
2027-05-29 18:00 | 41.9091 | 51.0987
2027-05-29 19:00 | 38.778 | 51.6213
2027-05-29 20:00 | 35.8656 | 51.0066
2027-05-29 21:00 | 34.1843 | 50.5369
2027-05-29 22:00 | 31.9331 | 49.2183
2027-05-29 23:00 | 29.4823 | 47.4653
2027-05-30 | 28.167 | 47.4631
2027-05-30 01:00 | 26.9109 | 44.5996
2027-05-30 02:00 | 27.1184 | 43.1713
2027-05-30 03:00 | 27.5989 | 43.7718
2027-05-30 04:00 | 27.8025 | 43.1427
2027-05-30 05:00 | 28.1752 | 44.3118
2027-05-30 06:00 | 30.2303 | 47.4943
2027-05-30 07:00 | 34.7226 | 48.1678
2027-05-30 08:00 | 36.3069 | 48.0713
2027-05-30 09:00 | 35.7635 | 49.4069
2027-05-30 10:00 | 35.1049 | 49.5987
2027-05-30 11:00 | 34.4791 | 49.9071
2027-05-30 12:00 | 35.3479 | 48.3656
2027-05-30 13:00 | 35.0938 | 48.0125
2027-05-30 14:00 | 34.6747 | 45.8095
2027-05-30 15:00 | 35.1054 | 49.9051
2027-05-30 16:00 | 37.4631 | 52.7731
2027-05-30 17:00 | 40.4742 | 55.5284
2027-05-30 18:00 | 41.5878 | 54.605
2027-05-30 19:00 | 39.0926 | 56.1002
2027-05-30 20:00 | 36.1629 | 55.2112
2027-05-30 21:00 | 34.9626 | 54.3038
2027-05-30 22:00 | 32.6589 | 52.4382
2027-05-30 23:00 | 29.9823 | 50.0631
2027-05-31 | 28.2595 | 48.0464
2027-05-31 01:00 | 27.8066 | 47.6277
2027-05-31 02:00 | 28.3787 | 46.1379
2027-05-31 03:00 | 29.2053 | 46.021
2027-05-31 04:00 | 29.8141 | 45.463
2027-05-31 05:00 | 31.302 | 47.7687
2027-05-31 06:00 | 36.203 | 55.1776
2027-05-31 07:00 | 43.3547 | 59.2005
2027-05-31 08:00 | 44.7517 | 57.8313
2027-05-31 09:00 | 42.6432 | 57.2406
2027-05-31 10:00 | 40.9499 | 54.701
2027-05-31 11:00 | 39.4992 | 54.8081
2027-05-31 12:00 | 39.8579 | 47.9695
2027-05-31 13:00 | 39.7093 | 48.3505
2027-05-31 14:00 | 39.1285 | 45.2195
2027-05-31 15:00 | 39.471 | 48.9423
2027-05-31 16:00 | 41.1267 | 52.8566
2027-05-31 17:00 | 43.6721 | 57.4179
2027-05-31 18:00 | 41.8244 | 60.2176
2027-05-31 19:00 | 40.8179 | 62.5501
2027-05-31 20:00 | 39.4214 | 62.3203
2027-05-31 21:00 | 38.0792 | 61.0866
2027-05-31 22:00 | 35.1935 | 57.4969
2027-05-31 23:00 | 31.6922 | 53.7565
2027-06-01 | 30.3365 | 52.3551
2027-06-01 01:00 | 30.3795 | 47.9669
2027-06-01 02:00 | 30.7225 | 46.7091
2027-06-01 03:00 | 31.3224 | 46.7303
2027-06-01 04:00 | 31.7246 | 45.437
2027-06-01 05:00 | 33.2175 | 47.5397
2027-06-01 06:00 | 37.6021 | 55.0857
2027-06-01 07:00 | 43.862 | 59.2853
2027-06-01 08:00 | 45.2277 | 60.6433
2027-06-01 09:00 | 43.8404 | 60.5997
2027-06-01 10:00 | 42.856 | 60.7081
2027-06-01 11:00 | 42.0085 | 62.0398
2027-06-01 12:00 | 42.606 | 55.1327
2027-06-01 13:00 | 42.4883 | 53.5673
2027-06-01 14:00 | 41.9965 | 50.485
2027-06-01 15:00 | 42.6397 | 53.9777
2027-06-01 16:00 | 43.7832 | 57.3415
2027-06-01 17:00 | 45.5173 | 60.5062
2027-06-01 18:00 | 45.6583 | 62.5969
2027-06-01 19:00 | 43.4894 | 62.3469
2027-06-01 20:00 | 41.1778 | 60.8212
2027-06-01 21:00 | 39.7067 | 58.8644
2027-06-01 22:00 | 36.9545 | 56.9462
2027-06-01 23:00 | 33.5388 | 53.7913
2027-06-02 | 31.2026 | 52.2924
2027-06-02 01:00 | 30.4085 | 48.7046
2027-06-02 02:00 | 30.7804 | 47.0426
2027-06-02 03:00 | 31.3742 | 47.0111
2027-06-02 04:00 | 31.7848 | 46.6048
2027-06-02 05:00 | 33.1407 | 48.3324
2027-06-02 06:00 | 36.7412 | 55.1005
2027-06-02 07:00 | 43.8241 | 60.1271
2027-06-02 08:00 | 45.6923 | 61.2809
2027-06-02 09:00 | 44.8488 | 63.7505
2027-06-02 10:00 | 43.7134 | 62.1331
2027-06-02 11:00 | 42.4903 | 59.9748
2027-06-02 12:00 | 41.6239 | 54.2791
2027-06-02 13:00 | 41.4497 | 54.836
2027-06-02 14:00 | 41.0282 | 50.4837
2027-06-02 15:00 | 41.382 | 53.1827
2027-06-02 16:00 | 42.604 | 56.5265
2027-06-02 17:00 | 44.4128 | 60.8748
2027-06-02 18:00 | 44.7707 | 63.9499
2027-06-02 19:00 | 42.7823 | 63.8686
2027-06-02 20:00 | 40.6345 | 62.4122
2027-06-02 21:00 | 39.3454 | 60.4325
2027-06-02 22:00 | 36.6966 | 58.1684
2027-06-02 23:00 | 33.3133 | 54.8309
2027-06-03 | 31.119 | 53.4001
2027-06-03 01:00 | 29.8724 | 48.8378
2027-06-03 02:00 | 30.1319 | 47.8801
2027-06-03 03:00 | 30.6815 | 47.8867
2027-06-03 04:00 | 31.0608 | 47.5113
2027-06-03 05:00 | 32.4376 | 49.5918
2027-06-03 06:00 | 36.7577 | 56.2859
2027-06-03 07:00 | 43.2115 | 60.2199
2027-06-03 08:00 | 44.4841 | 61.7585
2027-06-03 09:00 | 42.9865 | 61.8077
2027-06-03 10:00 | 41.5533 | 62.5021
2027-06-03 11:00 | 40.2656 | 61.5026
2027-06-03 12:00 | 40.7529 | 57.1508
2027-06-03 13:00 | 40.5612 | 55.8383
2027-06-03 14:00 | 40.2425 | 52.7467
2027-06-03 15:00 | 40.7012 | 55.5252
2027-06-03 16:00 | 41.9208 | 58.4704
2027-06-03 17:00 | 43.6564 | 61.1607
2027-06-03 18:00 | 44.2053 | 59.1681
2027-06-03 19:00 | 42.0316 | 60.5191
2027-06-03 20:00 | 40.012 | 59.6145
2027-06-03 21:00 | 38.4052 | 58.0903
2027-06-03 22:00 | 35.8575 | 55.9647
2027-06-03 23:00 | 32.6995 | 52.7692
2027-06-04 | 31.1412 | 52.8891
2027-06-04 01:00 | 29.9536 | 50.5502
2027-06-04 02:00 | 30.1736 | 49.0052
2027-06-04 03:00 | 30.7157 | 48.6923
2027-06-04 04:00 | 31.125 | 47.9911
2027-06-04 05:00 | 32.4444 | 49.7932
2027-06-04 06:00 | 36.5398 | 55.788
2027-06-04 07:00 | 43.7139 | 60.7418
2027-06-04 08:00 | 45.4722 | 61.9857
2027-06-04 09:00 | 44.4808 | 63.9653
2027-06-04 10:00 | 43.2228 | 63.0489
2027-06-04 11:00 | 41.6234 | 61.774
2027-06-04 12:00 | 40.9611 | 53.7325
2027-06-04 13:00 | 40.8061 | 53.7988
2027-06-04 14:00 | 40.251 | 50.2979
2027-06-04 15:00 | 40.2676 | 53.2848
2027-06-04 16:00 | 41.1495 | 56.0049
2027-06-04 17:00 | 42.7868 | 59.0743
2027-06-04 18:00 | 43.0599 | 60.8929
2027-06-04 19:00 | 41.0653 | 61.6883
2027-06-04 20:00 | 38.8102 | 60.8228
2027-06-04 21:00 | 37.4461 | 59.2747
2027-06-04 22:00 | 34.8906 | 56.8994
2027-06-04 23:00 | 31.6721 | 53.8295
2027-06-05 | 29.842 | 52.6829
2027-06-05 01:00 | 28.3163 | 46.8906
2027-06-05 02:00 | 28.3785 | 45.764
2027-06-05 03:00 | 28.7415 | 45.2868
2027-06-05 04:00 | 28.9225 | 44.3132
2027-06-05 05:00 | 29.3484 | 45.0663
2027-06-05 06:00 | 31.8267 | 50.2845
2027-06-05 07:00 | 36.9606 | 51.3525
2027-06-05 08:00 | 38.7878 | 52.6093
2027-06-05 09:00 | 38.4585 | 52.2798
2027-06-05 10:00 | 37.6647 | 53.2139
2027-06-05 11:00 | 36.6371 | 52.2524
2027-06-05 12:00 | 37.0939 | 37.4554
2027-06-05 13:00 | 36.5898 | 34.7564
2027-06-05 14:00 | 35.7346 | 31.4316
2027-06-05 15:00 | 36.0177 | 34.7789
2027-06-05 16:00 | 38.0411 | 39.7045
2027-06-05 17:00 | 40.7286 | 46.834
2027-06-05 18:00 | 41.3871 | 48.5687
2027-06-05 19:00 | 38.5009 | 51.0754
2027-06-05 20:00 | 35.832 | 51.1686
2027-06-05 21:00 | 34.3775 | 51.992
2027-06-05 22:00 | 32.588 | 51.4498
2027-06-05 23:00 | 30.3021 | 49.7815
2027-06-06 | 29.0494 | 50.2572
2027-06-06 01:00 | 27.6263 | 46.8745
2027-06-06 02:00 | 27.6588 | 45.6886
2027-06-06 03:00 | 27.9778 | 46.0854
2027-06-06 04:00 | 28.0663 | 44.936
2027-06-06 05:00 | 28.3077 | 46.0359
2027-06-06 06:00 | 30.4273 | 47.6985
2027-06-06 07:00 | 35.2135 | 48.0298
2027-06-06 08:00 | 36.9429 | 47.366
2027-06-06 09:00 | 36.8337 | 47.7938
2027-06-06 10:00 | 36.1506 | 45.8048
2027-06-06 11:00 | 35.691 | 45.99
2027-06-06 12:00 | 36.1495 | 49.5568
2027-06-06 13:00 | 36.0816 | 49.138
2027-06-06 14:00 | 35.5981 | 46.6574
2027-06-06 15:00 | 36.3628 | 49.8082
2027-06-06 16:00 | 38.868 | 52.4863
2027-06-06 17:00 | 41.9086 | 56.4292
2027-06-06 18:00 | 43.0554 | 57.9525
2027-06-06 19:00 | 40.3254 | 59.2448
2027-06-06 20:00 | 37.6326 | 57.7393
2027-06-06 21:00 | 36.052 | 56.9503
2027-06-06 22:00 | 33.9658 | 56.0217
2027-06-06 23:00 | 31.3482 | 53.7179
2027-06-07 | 29.8038 | 51.1061
2027-06-07 01:00 | 28.7709 | 49.2569
2027-06-07 02:00 | 29.1115 | 48.5758
2027-06-07 03:00 | 29.7184 | 48.8441
2027-06-07 04:00 | 30.0822 | 48.155
2027-06-07 05:00 | 31.3957 | 50.3203
2027-06-07 06:00 | 35.7832 | 53.791
2027-06-07 07:00 | 42.8822 | 57.9291
2027-06-07 08:00 | 44.7648 | 58.8451
2027-06-07 09:00 | 44.0559 | 58.8421
2027-06-07 10:00 | 43.2793 | 58.4611
2027-06-07 11:00 | 42.3532 | 58.9049
2027-06-07 12:00 | 42.2234 | 57.802
2027-06-07 13:00 | 42.0529 | 57.5386
2027-06-07 14:00 | 41.6315 | 54.9143
2027-06-07 15:00 | 42.1578 | 57.0867
2027-06-07 16:00 | 43.4969 | 59.7227
2027-06-07 17:00 | 45.1593 | 62.352
2027-06-07 18:00 | 45.5564 | 60.8442
2027-06-07 19:00 | 42.9717 | 62.474
2027-06-07 20:00 | 40.4945 | 61.1487
2027-06-07 21:00 | 38.5346 | 59.9724
2027-06-07 22:00 | 35.8059 | 57.5453
2027-06-07 23:00 | 32.569 | 54.096
2027-06-08 | 30.8846 | 51.2641
2027-06-08 01:00 | 29.742 | 48.2244
2027-06-08 02:00 | 30.021 | 46.9553
2027-06-08 03:00 | 30.581 | 47.0982
2027-06-08 04:00 | 30.9452 | 46.3293
2027-06-08 05:00 | 32.3218 | 48.3341
2027-06-08 06:00 | 36.59 | 56.161
2027-06-08 07:00 | 43.4261 | 60.1471
2027-06-08 08:00 | 44.8019 | 59.7102
2027-06-08 09:00 | 43.5502 | 57.8682
2027-06-08 10:00 | 42.3931 | 55.9173
2027-06-08 11:00 | 41.5615 | 56.8094
2027-06-08 12:00 | 41.8438 | 47.8897
2027-06-08 13:00 | 41.7896 | 46.9377
2027-06-08 14:00 | 41.5239 | 42.8794
2027-06-08 15:00 | 42.1535 | 46.6571
2027-06-08 16:00 | 43.3948 | 51.2134
2027-06-08 17:00 | 45.1789 | 56.2271
2027-06-08 18:00 | 45.6707 | 55.4452
2027-06-08 19:00 | 43.2074 | 58.2784
2027-06-08 20:00 | 40.8368 | 58.4727
2027-06-08 21:00 | 39.0716 | 58.0938
2027-06-08 22:00 | 36.3759 | 56.0533
2027-06-08 23:00 | 33.0677 | 53.0253
2027-06-09 | 31.3037 | 53.411
2027-06-09 01:00 | 30.039 | 49.4145
2027-06-09 02:00 | 30.3013 | 47.9619
2027-06-09 03:00 | 30.826 | 47.9801
2027-06-09 04:00 | 31.1529 | 47.5238
2027-06-09 05:00 | 32.4707 | 49.3693
2027-06-09 06:00 | 36.8776 | 54.8209
2027-06-09 07:00 | 43.9074 | 58.3476
2027-06-09 08:00 | 45.7228 | 56.5387
2027-06-09 09:00 | 45.0941 | 54.1554
2027-06-09 10:00 | 44.0942 | 50.9958
2027-06-09 11:00 | 43.1005 | 52.4965
2027-06-09 12:00 | 41.9543 | 55.5081
2027-06-09 13:00 | 41.9914 | 55.2831
2027-06-09 14:00 | 41.6785 | 52.2026
2027-06-09 15:00 | 42.3704 | 54.65
2027-06-09 16:00 | 43.7212 | 57.3296
2027-06-09 17:00 | 45.4888 | 60.8825
2027-06-09 18:00 | 45.8107 | 61.8766
2027-06-09 19:00 | 43.2356 | 64.0583
2027-06-09 20:00 | 40.8568 | 62.769
2027-06-09 21:00 | 39.0567 | 61.9868
2027-06-09 22:00 | 36.3935 | 59.3831
2027-06-09 23:00 | 33.0762 | 55.4912
2027-06-10 | 31.4635 | 53.2216
2027-06-10 01:00 | 29.6725 | 49.2248
2027-06-10 02:00 | 29.8491 | 47.9589
2027-06-10 03:00 | 30.3506 | 47.8993
2027-06-10 04:00 | 30.6851 | 47.1075
2027-06-10 05:00 | 31.9939 | 49.4732
2027-06-10 06:00 | 36.76 | 55.5801
2027-06-10 07:00 | 43.3521 | 59.5035
2027-06-10 08:00 | 44.8557 | 59.077
2027-06-10 09:00 | 43.9341 | 58.1233
2027-06-10 10:00 | 42.8559 | 56.09
2027-06-10 11:00 | 41.6917 | 55.7527
2027-06-10 12:00 | 41.3883 | 55.4666
2027-06-10 13:00 | 41.3171 | 54.206
2027-06-10 14:00 | 40.9732 | 50.6583
2027-06-10 15:00 | 41.4448 | 53.1196
2027-06-10 16:00 | 42.825 | 55.9171
2027-06-10 17:00 | 44.6231 | 59.7097
2027-06-10 18:00 | 45.2196 | 62.0544
2027-06-10 19:00 | 43.3159 | 63.8651
2027-06-10 20:00 | 41.194 | 62.7176
2027-06-10 21:00 | 39.7063 | 61.5316
2027-06-10 22:00 | 37.0437 | 58.9668
2027-06-10 23:00 | 33.6073 | 55.3567
2027-06-11 | 31.5363 | 53.3399
2027-06-11 01:00 | 29.895 | 49.1295
2027-06-11 02:00 | 30.0148 | 47.672
2027-06-11 03:00 | 30.473 | 47.8012
2027-06-11 04:00 | 30.8026 | 46.9305
2027-06-11 05:00 | 32.032 | 48.6404
2027-06-11 06:00 | 36.6901 | 53.7984
2027-06-11 07:00 | 42.9272 | 58.0819
2027-06-11 08:00 | 43.9962 | 58.034
2027-06-11 09:00 | 42.8926 | 57.3069
2027-06-11 10:00 | 41.9697 | 55.2182
2027-06-11 11:00 | 41.0865 | 54.4225
2027-06-11 12:00 | 42.1537 | 55.7526
2027-06-11 13:00 | 42.0209 | 54.4293
2027-06-11 14:00 | 41.6512 | 50.5921
2027-06-11 15:00 | 41.8373 | 52.4083
2027-06-11 16:00 | 42.7515 | 54.4278
2027-06-11 17:00 | 44.2463 | 57.7759
2027-06-11 18:00 | 44.7131 | 59.9543
2027-06-11 19:00 | 42.5581 | 61.247
2027-06-11 20:00 | 40.106 | 59.3265
2027-06-11 21:00 | 38.3957 | 57.938
2027-06-11 22:00 | 35.752 | 55.7334
2027-06-11 23:00 | 32.362 | 52.1539
2027-06-12 | 30.52 | 50.5094
2027-06-12 01:00 | 29.1973 | 48.4977
2027-06-12 02:00 | 29.2816 | 47.2971
2027-06-12 03:00 | 29.4713 | 47.2106
2027-06-12 04:00 | 29.6009 | 45.9386
2027-06-12 05:00 | 29.87 | 47.1443
2027-06-12 06:00 | 32.2465 | 49.9914
2027-06-12 07:00 | 38.094 | 50.7927
2027-06-12 08:00 | 40.7559 | 51.7901
2027-06-12 09:00 | 41.6263 | 53.3768
2027-06-12 10:00 | 41.4905 | 52.5734
2027-06-12 11:00 | 40.8043 | 53.1944
2027-06-12 12:00 | 38.5308 | 50.4662
2027-06-12 13:00 | 38.8252 | 49.6482
2027-06-12 14:00 | 39.2369 | 47.3134
2027-06-12 15:00 | 40.5165 | 50.1399
2027-06-12 16:00 | 43.0859 | 52.6653
2027-06-12 17:00 | 45.8496 | 55.5184
2027-06-12 18:00 | 46.7151 | 55.3768
2027-06-12 19:00 | 43.6051 | 56.3796
2027-06-12 20:00 | 39.8882 | 54.8006
2027-06-12 21:00 | 37.9958 | 54.6227
2027-06-12 22:00 | 35.8671 | 53.8062
2027-06-12 23:00 | 33.0586 | 51.7978
2027-06-13 | 29.4935 | 49.5528
2027-06-13 01:00 | 28.439 | 49.0406
2027-06-13 02:00 | 28.3394 | 47.3349
2027-06-13 03:00 | 28.5106 | 47.1876
2027-06-13 04:00 | 28.4768 | 46.1887
2027-06-13 05:00 | 28.5933 | 46.8004
2027-06-13 06:00 | 30.5458 | 49.6905
2027-06-13 07:00 | 35.3698 | 48.6151
2027-06-13 08:00 | 37.2762 | 46.0007
2027-06-13 09:00 | 37.5691 | 46.714
2027-06-13 10:00 | 37.1305 | 44.5627
2027-06-13 11:00 | 36.8217 | 46.0561
2027-06-13 12:00 | 37.3814 | 48.5806
2027-06-13 13:00 | 37.2563 | 48.5926
2027-06-13 14:00 | 36.9953 | 45.0781
2027-06-13 15:00 | 37.7611 | 50.0036
2027-06-13 16:00 | 40.0431 | 53.4199
2027-06-13 17:00 | 42.7163 | 58.0736
2027-06-13 18:00 | 43.4045 | 61.6029
2027-06-13 19:00 | 40.6869 | 62.2115
2027-06-13 20:00 | 37.8252 | 60.0462
2027-06-13 21:00 | 36.2369 | 58.4198
2027-06-13 22:00 | 34.1148 | 56.9514
2027-06-13 23:00 | 31.3958 | 54.3341
2027-06-14 | 30.015 | 52.322
2027-06-14 01:00 | 28.8036 | 48.9401
2027-06-14 02:00 | 29.0786 | 47.8139
2027-06-14 03:00 | 29.5664 | 47.3694
2027-06-14 04:00 | 29.9197 | 46.354
2027-06-14 05:00 | 31.1372 | 48.5404
2027-06-14 06:00 | 34.3561 | 54.604
2027-06-14 07:00 | 41.4118 | 58.9971
2027-06-14 08:00 | 43.667 | 60.016
2027-06-14 09:00 | 43.7118 | 60.6248
2027-06-14 10:00 | 43.5328 | 60.4063
2027-06-14 11:00 | 43.0049 | 60.3341
2027-06-14 12:00 | 42.1564 | 58.4985
2027-06-14 13:00 | 42.954 | 57.8047
2027-06-14 14:00 | 43.5899 | 55.2286
2027-06-14 15:00 | 45.3323 | 58.1994
2027-06-14 16:00 | 47.8057 | 61.155
2027-06-14 17:00 | 50.3181 | 64.682
2027-06-14 18:00 | 49.7351 | 66.1753
2027-06-14 19:00 | 47.1637 | 66.6928
2027-06-14 20:00 | 43.9558 | 64.8506
2027-06-14 21:00 | 41.7192 | 62.7635
2027-06-14 22:00 | 38.6555 | 60.0081
2027-06-14 23:00 | 34.7473 | 56.4086
2027-06-15 | 31.5835 | 54.5223
2027-06-15 01:00 | 30.2546 | 47.9875
2027-06-15 02:00 | 30.4459 | 46.3
2027-06-15 03:00 | 30.8495 | 45.9737
2027-06-15 04:00 | 31.1633 | 44.8814
2027-06-15 05:00 | 32.4096 | 46.958
2027-06-15 06:00 | 35.5996 | 55.3698
2027-06-15 07:00 | 42.6363 | 60.4375
2027-06-15 08:00 | 45.0194 | 62.6607
2027-06-15 09:00 | 45.1712 | 65.2598
2027-06-15 10:00 | 45.1477 | 64.8119
2027-06-15 11:00 | 44.7268 | 63.8927
2027-06-15 12:00 | 43.5416 | 58.2056
2027-06-15 13:00 | 44.352 | 57.5667
2027-06-15 14:00 | 45.1599 | 54.3488
2027-06-15 15:00 | 46.902 | 57.771
2027-06-15 16:00 | 49.3049 | 61.1202
2027-06-15 17:00 | 51.8133 | 64.1181
2027-06-15 18:00 | 52.0686 | 67.3627
2027-06-15 19:00 | 49.3069 | 67.1771
2027-06-15 20:00 | 45.744 | 64.9423
2027-06-15 21:00 | 43.0583 | 62.6438
2027-06-15 22:00 | 39.687 | 60.3153
2027-06-15 23:00 | 35.5431 | 57.1776
2027-06-16 | 32.5725 | 54.3637
2027-06-16 01:00 | 30.9659 | 53.0617
2027-06-16 02:00 | 31.0446 | 51.6125
2027-06-16 03:00 | 31.3626 | 51.2568
2027-06-16 04:00 | 31.5717 | 50.9129
2027-06-16 05:00 | 32.7346 | 52.4801
2027-06-16 06:00 | 36.696 | 58.5453
2027-06-16 07:00 | 43.9739 | 63.0826
2027-06-16 08:00 | 46.3662 | 64.7675
2027-06-16 09:00 | 46.5538 | 67.1439
2027-06-16 10:00 | 46.2371 | 67.9035
2027-06-16 11:00 | 45.5472 | 66.7415
2027-06-16 12:00 | 44.4732 | 63.4377
2027-06-16 13:00 | 45.2278 | 64.2479
2027-06-16 14:00 | 45.7776 | 60.9613
2027-06-16 15:00 | 47.1602 | 64.5572
2027-06-16 16:00 | 49.3532 | 67.6603
2027-06-16 17:00 | 51.7632 | 70.9232
2027-06-16 18:00 | 51.333 | 75.5226
2027-06-16 19:00 | 48.4687 | 75.7692
2027-06-16 20:00 | 45.0534 | 73.3165
2027-06-16 21:00 | 42.6201 | 70.1688
2027-06-16 22:00 | 39.3608 | 66.826
2027-06-16 23:00 | 35.2586 | 62.5406
2027-06-17 | 32.8516 | 59.931
2027-06-17 01:00 | 30.9477 | 54.6793
2027-06-17 02:00 | 30.9659 | 52.5103
2027-06-17 03:00 | 31.2902 | 51.6337
2027-06-17 04:00 | 31.4587 | 50.6835
2027-06-17 05:00 | 32.6376 | 51.9404
2027-06-17 06:00 | 37.4451 | 62.3337
2027-06-17 07:00 | 44.3876 | 66.6016
2027-06-17 08:00 | 46.1701 | 68.4321
2027-06-17 09:00 | 45.9144 | 71.4107
2027-06-17 10:00 | 45.2689 | 72.6466
2027-06-17 11:00 | 44.515 | 70.4939
2027-06-17 12:00 | 43.6566 | 68.7918
2027-06-17 13:00 | 43.6588 | 68.0776
2027-06-17 14:00 | 43.4338 | 64.3795
2027-06-17 15:00 | 44.1652 | 66.8944
2027-06-17 16:00 | 45.5714 | 68.2781
2027-06-17 17:00 | 47.0993 | 69.163
2027-06-17 18:00 | 47.6 | 74.1458
2027-06-17 19:00 | 45.3603 | 72.8413
2027-06-17 20:00 | 42.8428 | 70.1049
2027-06-17 21:00 | 40.928 | 66.2171
2027-06-17 22:00 | 38.1135 | 63.4188
2027-06-17 23:00 | 34.3936 | 59.5106
2027-06-18 | 32.2394 | 58.8151
2027-06-18 01:00 | 30.3943 | 52.3709
2027-06-18 02:00 | 30.4969 | 50.0494
2027-06-18 03:00 | 30.9152 | 49.2377
2027-06-18 04:00 | 31.1602 | 48.1622
2027-06-18 05:00 | 32.3432 | 49.1978
2027-06-18 06:00 | 36.8607 | 59.164
2027-06-18 07:00 | 43.9608 | 63.8161
2027-06-18 08:00 | 46.0015 | 65.2475
2027-06-18 09:00 | 45.9573 | 67.9477
2027-06-18 10:00 | 45.481 | 68.1934
2027-06-18 11:00 | 44.6263 | 65.5493
2027-06-18 12:00 | 43.3812 | 61.1343
2027-06-18 13:00 | 43.3194 | 60.0409
2027-06-18 14:00 | 42.9237 | 55.2069
2027-06-18 15:00 | 43.201 | 58.1835
2027-06-18 16:00 | 44.1547 | 59.363
2027-06-18 17:00 | 45.5597 | 61.3765
2027-06-18 18:00 | 45.7113 | 66.0096
2027-06-18 19:00 | 43.1525 | 65.1206
2027-06-18 20:00 | 40.4184 | 62.0924
2027-06-18 21:00 | 38.4332 | 58.4663
2027-06-18 22:00 | 35.7351 | 56.4526
2027-06-18 23:00 | 32.3378 | 52.7423
2027-06-19 | 30.704 | 53.3244
2027-06-19 01:00 | 28.5491 | 48.0829
2027-06-19 02:00 | 28.5565 | 46.1557
2027-06-19 03:00 | 28.8204 | 45.4413
2027-06-19 04:00 | 28.9136 | 44.2687
2027-06-19 05:00 | 29.2138 | 44.849
2027-06-19 06:00 | 30.7086 | 47.901
2027-06-19 07:00 | 36.037 | 49.3646
2027-06-19 08:00 | 38.9582 | 50.7072
2027-06-19 09:00 | 40.0076 | 54.3922
2027-06-19 10:00 | 40.0603 | 55.372
2027-06-19 11:00 | 39.7853 | 55.3539
2027-06-19 12:00 | 39.8417 | 48.7842
2027-06-19 13:00 | 39.8793 | 50.2533
2027-06-19 14:00 | 39.6846 | 49.3592
2027-06-19 15:00 | 40.4953 | 55.108
2027-06-19 16:00 | 42.4898 | 60.3648
2027-06-19 17:00 | 44.9822 | 66.7853
2027-06-19 18:00 | 45.4343 | 70.219
2027-06-19 19:00 | 42.196 | 71.0509
2027-06-19 20:00 | 38.8105 | 66.1923
2027-06-19 21:00 | 37.0046 | 63.2647
2027-06-19 22:00 | 35.0451 | 60.6334
2027-06-19 23:00 | 32.4664 | 56.2754
2027-06-20 | 30.7079 | 51.7336
2027-06-20 01:00 | 28.7245 | 46.926
2027-06-20 02:00 | 28.538 | 44.8063
2027-06-20 03:00 | 28.6562 | 43.863
2027-06-20 04:00 | 28.5231 | 42.9482
2027-06-20 05:00 | 28.5803 | 43.5858
2027-06-20 06:00 | 30.6838 | 46.8532
2027-06-20 07:00 | 35.4951 | 47.9557
2027-06-20 08:00 | 37.9196 | 49.6279
2027-06-20 09:00 | 38.5027 | 53.8379
2027-06-20 10:00 | 38.2485 | 55.4478
2027-06-20 11:00 | 37.9234 | 55.8348
2027-06-20 12:00 | 38.3131 | 49.7604
2027-06-20 13:00 | 37.7871 | 51.1388
2027-06-20 14:00 | 37.4174 | 51.4927
2027-06-20 15:00 | 37.9468 | 58.2632
2027-06-20 16:00 | 40.0693 | 63.4296
2027-06-20 17:00 | 42.6621 | 70.2967
2027-06-20 18:00 | 43.3968 | 73.4376
2027-06-20 19:00 | 40.9119 | 73.4194
2027-06-20 20:00 | 37.9103 | 68.9093
2027-06-20 21:00 | 36.4463 | 65.4677
2027-06-20 22:00 | 34.4059 | 63.0218
2027-06-20 23:00 | 31.6921 | 58.6558
2027-06-21 | 30.0433 | 56.3035
2027-06-21 01:00 | 30.1498 | 51.8697
2027-06-21 02:00 | 30.469 | 50.2423
2027-06-21 03:00 | 31.0206 | 49.5631
2027-06-21 04:00 | 31.4178 | 48.7279
2027-06-21 05:00 | 32.6971 | 50.2826
2027-06-21 06:00 | 37.314 | 58.1839
2027-06-21 07:00 | 44.7819 | 63.0342
2027-06-21 08:00 | 47.5408 | 65.2089
2027-06-21 09:00 | 47.9072 | 68.8484
2027-06-21 10:00 | 48.3682 | 70.0282
2027-06-21 11:00 | 48.7751 | 68.6949
2027-06-21 12:00 | 48.5206 | 64.7674
2027-06-21 13:00 | 49.7707 | 65.3124
2027-06-21 14:00 | 50.4527 | 62.3868
2027-06-21 15:00 | 52.2161 | 66.2857
2027-06-21 16:00 | 54.4458 | 70.1117
2027-06-21 17:00 | 56.6421 | 74.14
2027-06-21 18:00 | 58.0245 | 79.2189
2027-06-21 19:00 | 55.3042 | 78.8546
2027-06-21 20:00 | 51.0641 | 75.7362
2027-06-21 21:00 | 48.1893 | 72.2315
2027-06-21 22:00 | 44.2154 | 68.4345
2027-06-21 23:00 | 39.3129 | 64.2423
2027-06-22 | 35.7688 | 60.3573
2027-06-22 01:00 | 34.3076 | 55.7642
2027-06-22 02:00 | 34.0753 | 53.5152
2027-06-22 03:00 | 34.1569 | 52.7726
2027-06-22 04:00 | 34.198 | 51.8905
2027-06-22 05:00 | 35.3598 | 53.2486
2027-06-22 06:00 | 38.7851 | 58.6022
2027-06-22 07:00 | 46.2145 | 63.0264
2027-06-22 08:00 | 49.5493 | 64.3757
2027-06-22 09:00 | 50.5331 | 66.3341
2027-06-22 10:00 | 51.4689 | 66.9882
2027-06-22 11:00 | 51.7789 | 66.439
2027-06-22 12:00 | 51.3164 | 62.8412
2027-06-22 13:00 | 52.4489 | 63.4188
2027-06-22 14:00 | 53.3235 | 60.6876
2027-06-22 15:00 | 55.111 | 65.1689
2027-06-22 16:00 | 57.393 | 68.9684
2027-06-22 17:00 | 59.7176 | 71.9101
2027-06-22 18:00 | 59.1576 | 73.819
2027-06-22 19:00 | 56.1602 | 73.9583
2027-06-22 20:00 | 52.3104 | 70.3264
2027-06-22 21:00 | 49.5453 | 66.0894
2027-06-22 22:00 | 45.7195 | 63.1595
2027-06-22 23:00 | 41.0693 | 58.7312
2027-06-23 | 37.143 | 57.2328
2027-06-23 01:00 | 35.1041 | 51.7613
2027-06-23 02:00 | 34.6812 | 49.6627
2027-06-23 03:00 | 34.7401 | 49.07
2027-06-23 04:00 | 34.7382 | 48.2122
2027-06-23 05:00 | 35.8226 | 49.517
2027-06-23 06:00 | 41.0981 | 55.9772
2027-06-23 07:00 | 48.9949 | 60.2192
2027-06-23 08:00 | 52.3768 | 61.4351
2027-06-23 09:00 | 53.355 | 62.7487
2027-06-23 10:00 | 53.7317 | 62.416
2027-06-23 11:00 | 53.4491 | 61.7784
2027-06-23 12:00 | 52.5877 | 62.0148
2027-06-23 13:00 | 53.5343 | 61.1384
2027-06-23 14:00 | 53.6409 | 57.1695
2027-06-23 15:00 | 54.7928 | 59.4553
2027-06-23 16:00 | 56.6673 | 62.023
2027-06-23 17:00 | 58.9711 | 65.7467
2027-06-23 18:00 | 60.0285 | 68.3939
2027-06-23 19:00 | 57.0842 | 68.7444
2027-06-23 20:00 | 52.8658 | 66.1142
2027-06-23 21:00 | 49.8696 | 63.7316
2027-06-23 22:00 | 45.8214 | 61.0889
2027-06-23 23:00 | 40.9269 | 57.0421
2027-06-24 | 37.8227 | 54.4478
2027-06-24 01:00 | 36.5302 | 50.6839
2027-06-24 02:00 | 36.0205 | 49.0195
2027-06-24 03:00 | 36.0312 | 48.6332
2027-06-24 04:00 | 35.9745 | 48.2457
2027-06-24 05:00 | 37.0711 | 50.0302
2027-06-24 06:00 | 41.4238 | 55.0103
2027-06-24 07:00 | 49.1364 | 59.2616
2027-06-24 08:00 | 53.3637 | 60.0894
2027-06-24 09:00 | 55.135 | 61.6395
2027-06-24 10:00 | 56.7572 | 62.1057
2027-06-24 11:00 | 57.7094 | 61.0823
2027-06-24 12:00 | 57.2784 | 54.9174
2027-06-24 13:00 | 58.9023 | 56.2361
2027-06-24 14:00 | 59.8618 | 53.691
2027-06-24 15:00 | 61.7725 | 58.4828
2027-06-24 16:00 | 64.0404 | 63.8301
2027-06-24 17:00 | 66.3101 | 69.2554
2027-06-24 18:00 | 67.6763 | 73.1127
2027-06-24 19:00 | 64.8645 | 73.5479
2027-06-24 20:00 | 59.9582 | 70.9914
2027-06-24 21:00 | 56.5145 | 68.116
2027-06-24 22:00 | 51.843 | 64.6494
2027-06-24 23:00 | 46.2092 | 60.7933
2027-06-25 | 41.4975 | 56.6665
2027-06-25 01:00 | 38.6843 | 54.1164
2027-06-25 02:00 | 37.8369 | 52.7894
2027-06-25 03:00 | 37.5158 | 52.225
2027-06-25 04:00 | 37.2369 | 51.5965
2027-06-25 05:00 | 38.1536 | 53.0146
2027-06-25 06:00 | 41.0746 | 58.3423
2027-06-25 07:00 | 48.3334 | 62.5704
2027-06-25 08:00 | 52.3437 | 64.3411
2027-06-25 09:00 | 53.9134 | 66.3077
2027-06-25 10:00 | 55.3901 | 67.9447
2027-06-25 11:00 | 56.1262 | 68.8214
2027-06-25 12:00 | 56.6706 | 66.6221
2027-06-25 13:00 | 57.8043 | 68.1633
2027-06-25 14:00 | 58.3574 | 67.8842
2027-06-25 15:00 | 59.59 | 72.1813
2027-06-25 16:00 | 60.9636 | 76.9036
2027-06-25 17:00 | 62.6042 | 80.4246
2027-06-25 18:00 | 64.2164 | 83.3284
2027-06-25 19:00 | 61.1785 | 84.3501
2027-06-25 20:00 | 56.0973 | 81.0617
2027-06-25 21:00 | 52.878 | 77.5304
2027-06-25 22:00 | 48.5029 | 72.8999
2027-06-25 23:00 | 43.2026 | 68.0128
2027-06-26 | 38.4572 | 63.1424
2027-06-26 01:00 | 35.7355 | 57.4994
2027-06-26 02:00 | 34.9649 | 54.2995
2027-06-26 03:00 | 34.6089 | 53.0582
2027-06-26 04:00 | 34.1515 | 51.7533
2027-06-26 05:00 | 34.0851 | 52.1131
2027-06-26 06:00 | 35.0731 | 53.5119
2027-06-26 07:00 | 40.7892 | 54.5042
2027-06-26 08:00 | 44.9408 | 56.0035
2027-06-26 09:00 | 47.0663 | 58.3973
2027-06-26 10:00 | 48.5153 | 59.6548
2027-06-26 11:00 | 49.1754 | 59.8572
2027-06-26 12:00 | 50.1868 | 54.7089
2027-06-26 13:00 | 50.3369 | 56.2864
2027-06-26 14:00 | 50.3987 | 55.1122
2027-06-26 15:00 | 51.2802 | 59.7635
2027-06-26 16:00 | 53.6704 | 64.3642
2027-06-26 17:00 | 56.0866 | 69.6654
2027-06-26 18:00 | 57.8111 | 71.5348
2027-06-26 19:00 | 54.2421 | 71.2488
2027-06-26 20:00 | 48.5593 | 66.8734
2027-06-26 21:00 | 45.3366 | 64.3164
2027-06-26 22:00 | 41.9796 | 61.5683
2027-06-26 23:00 | 37.8699 | 58.014
2027-06-27 | 35.3448 | 51.747
2027-06-27 01:00 | 33.2339 | 50.6343
2027-06-27 02:00 | 32.6726 | 49.2109
2027-06-27 03:00 | 32.4471 | 48.3651
2027-06-27 04:00 | 31.9985 | 47.1251
2027-06-27 05:00 | 31.8469 | 47.5562
2027-06-27 06:00 | 33.679 | 46.3071
2027-06-27 07:00 | 39.1732 | 46.1658
2027-06-27 08:00 | 42.8017 | 45.3007
2027-06-27 09:00 | 44.2292 | 45.5313
2027-06-27 10:00 | 44.86 | 47.1065
2027-06-27 11:00 | 45.3657 | 49.6281
2027-06-27 12:00 | 44.9385 | 48.2658
2027-06-27 13:00 | 45.598 | 51.0972
2027-06-27 14:00 | 46.1199 | 51.3354
2027-06-27 15:00 | 47.7465 | 57.724
2027-06-27 16:00 | 51.0418 | 62.9619
2027-06-27 17:00 | 54.4222 | 67.645
2027-06-27 18:00 | 55.6681 | 69.8627
2027-06-27 19:00 | 52.6308 | 69.496
2027-06-27 20:00 | 47.676 | 66.6321
2027-06-27 21:00 | 44.8547 | 65.0141
2027-06-27 22:00 | 41.5655 | 62.7304
2027-06-27 23:00 | 37.5685 | 59.4548
2027-06-28 | 34.2874 | 53.1414
2027-06-28 01:00 | 32.9761 | 53.3337
2027-06-28 02:00 | 32.8068 | 51.9727
2027-06-28 03:00 | 32.9735 | 51.5308
2027-06-28 04:00 | 33.0733 | 50.8117
2027-06-28 05:00 | 34.1455 | 52.5576
2027-06-28 06:00 | 37.2395 | 57.8579
2027-06-28 07:00 | 43.9105 | 61.4697
2027-06-28 08:00 | 46.6788 | 62.3617
2027-06-28 09:00 | 46.9218 | 63.8401
2027-06-28 10:00 | 47.1667 | 64.8025
2027-06-28 11:00 | 47.3223 | 65.2333
2027-06-28 12:00 | 47.8541 | 61.4685
2027-06-28 13:00 | 48.7043 | 64.0772
2027-06-28 14:00 | 49.2179 | 63.1388
2027-06-28 15:00 | 50.8475 | 67.9447
2027-06-28 16:00 | 52.8475 | 73.6974
2027-06-28 17:00 | 54.8908 | 79.1095
2027-06-28 18:00 | 54.6243 | 81.9707
2027-06-28 19:00 | 51.5782 | 82.795
2027-06-28 20:00 | 47.8828 | 78.8272
2027-06-28 21:00 | 45.2218 | 74.5685
2027-06-28 22:00 | 41.7554 | 69.9776
2027-06-28 23:00 | 37.5184 | 64.995
2027-06-29 | 34.2372 | 60.037
2027-06-29 01:00 | 31.9256 | 53.2008
2027-06-29 02:00 | 31.8098 | 50.7604
2027-06-29 03:00 | 32.0657 | 49.7317
2027-06-29 04:00 | 32.251 | 48.7635
2027-06-29 05:00 | 33.4148 | 50.006
2027-06-29 06:00 | 38.4277 | 59.6599
2027-06-29 07:00 | 45.3363 | 63.8237
2027-06-29 08:00 | 47.6921 | 65.0313
2027-06-29 09:00 | 47.5259 | 67.2757
2027-06-29 10:00 | 47.0865 | 67.8262
2027-06-29 11:00 | 46.4558 | 66.438
2027-06-29 12:00 | 45.5991 | 60.0567
2027-06-29 13:00 | 46.328 | 60.6197
2027-06-29 14:00 | 46.9142 | 58.07
2027-06-29 15:00 | 48.4692 | 63.0869
2027-06-29 16:00 | 50.4568 | 67.472
2027-06-29 17:00 | 52.6627 | 71.2995
2027-06-29 18:00 | 54.3301 | 74.9813
2027-06-29 19:00 | 51.6888 | 76.0287
2027-06-29 20:00 | 48.0012 | 71.8901
2027-06-29 21:00 | 45.6326 | 67.4341
2027-06-29 22:00 | 42.276 | 63.9946
2027-06-29 23:00 | 37.9599 | 59.2103
2027-06-30 | 33.6738 | 57.708
2027-06-30 01:00 | 31.8912 | 51.0065
2027-06-30 02:00 | 31.9558 | 49.0032
2027-06-30 03:00 | 32.2905 | 48.4804
2027-06-30 04:00 | 32.5206 | 47.674
2027-06-30 05:00 | 33.7074 | 48.8836
2027-06-30 06:00 | 36.042 | 55.2258
2027-06-30 07:00 | 42.4475 | 60.1595
2027-06-30 08:00 | 44.563 | 62.4111
2027-06-30 09:00 | 44.4151 | 64.7585
2027-06-30 10:00 | 44.1798 | 65.2918
2027-06-30 11:00 | 44.1231 | 63.6089
2027-06-30 12:00 | 43.8208 | 60.5342
2027-06-30 13:00 | 44.7446 | 59.4499
2027-06-30 14:00 | 45.6216 | 55.1119
2027-06-30 15:00 | 47.4233 | 57.4167
2027-06-30 16:00 | 49.6766 | 60.1793
2027-06-30 17:00 | 52.0893 | 64.4268
2027-06-30 18:00 | 52.0235 | 67.9059
2027-06-30 19:00 | 49.3057 | 68.1622
2027-06-30 20:00 | 45.9518 | 65.4334
2027-06-30 21:00 | 43.7137 | 62.9723
2027-06-30 22:00 | 40.5444 | 60.4381
2027-06-30 23:00 | 36.4529 | 56.2146
2027-07-01 | 32.7579 | 54.6015
2027-07-01 01:00 | 30.5921 | 48.3755
2027-07-01 02:00 | 30.5357 | 45.8845
2027-07-01 03:00 | 30.8247 | 44.6798
2027-07-01 04:00 | 30.882 | 44.1462
2027-07-01 05:00 | 31.2401 | 45.0646
2027-07-01 06:00 | 32.732 | 46.6766
2027-07-01 07:00 | 37.7692 | 47.1941
2027-07-01 08:00 | 39.5148 | 46.2003
2027-07-01 09:00 | 40.0731 | 50.3283
2027-07-01 10:00 | 39.7627 | 49.505
2027-07-01 11:00 | 39.7863 | 48.3471
2027-07-01 12:00 | 39.1932 | 47.5866
2027-07-01 13:00 | 39.9225 | 47.6826
2027-07-01 14:00 | 40.6515 | 45.0773
2027-07-01 15:00 | 41.6793 | 47.8841
2027-07-01 16:00 | 43.8511 | 53.4908
2027-07-01 17:00 | 45.4226 | 60.5354
2027-07-01 18:00 | 45.1609 | 64.485
2027-07-01 19:00 | 42.7905 | 65.6114
2027-07-01 20:00 | 40.0799 | 61.2588
2027-07-01 21:00 | 37.9374 | 57.1101
2027-07-01 22:00 | 36.5335 | 57.023
2027-07-01 23:00 | 34.5475 | 55.2795
2027-07-02 | 31.0626 | 54.0671
2027-07-02 01:00 | 32.4777 | 56.539
2027-07-02 02:00 | 32.3184 | 54.8952
2027-07-02 03:00 | 32.5408 | 54.2041
2027-07-02 04:00 | 32.7263 | 53.264
2027-07-02 05:00 | 33.9226 | 54.4047
2027-07-02 06:00 | 37.7308 | 60.5731
2027-07-02 07:00 | 43.7396 | 64.1724
2027-07-02 08:00 | 45.4612 | 65.4752
2027-07-02 09:00 | 45.5368 | 68.1522
2027-07-02 10:00 | 45.3702 | 69.5931
2027-07-02 11:00 | 45.1471 | 70.7654
2027-07-02 12:00 | 45.4434 | 71.6673
2027-07-02 13:00 | 46.1429 | 73.1116
2027-07-02 14:00 | 46.548 | 72.0551
2027-07-02 15:00 | 47.2429 | 75.9495
2027-07-02 16:00 | 48.7699 | 80.1472
2027-07-02 17:00 | 50.3864 | 83.3407
2027-07-02 18:00 | 48.0735 | 84.5529
2027-07-02 19:00 | 45.1847 | 84.509
2027-07-02 20:00 | 42.5947 | 81.1189
2027-07-02 21:00 | 40.4733 | 78.0204
2027-07-02 22:00 | 37.7309 | 74.6045
2027-07-02 23:00 | 34.2578 | 70.6805
2027-07-03 | 32.196 | 68.0366
2027-07-03 01:00 | 30.4152 | 62.1789
2027-07-03 02:00 | 30.2181 | 58.6184
2027-07-03 03:00 | 30.2703 | 57.29
2027-07-03 04:00 | 30.2561 | 55.6872
2027-07-03 05:00 | 30.4733 | 55.8283
2027-07-03 06:00 | 32.5347 | 55.8956
2027-07-03 07:00 | 37.451 | 56.3156
2027-07-03 08:00 | 40.0962 | 57.5943
2027-07-03 09:00 | 41.5746 | 60.1192
2027-07-03 10:00 | 41.7378 | 61.9299
2027-07-03 11:00 | 41.2484 | 63.8124
2027-07-03 12:00 | 42.0089 | 68.7863
2027-07-03 13:00 | 42.1626 | 69.0977
2027-07-03 14:00 | 42.338 | 65.9186
2027-07-03 15:00 | 42.9129 | 69.3981
2027-07-03 16:00 | 45.0914 | 71.2721
2027-07-03 17:00 | 47.3038 | 74.2446
2027-07-03 18:00 | 48.5732 | 78.0171
2027-07-03 19:00 | 45.4069 | 76.0906
2027-07-03 20:00 | 41.307 | 70.9152
2027-07-03 21:00 | 38.9739 | 67.7541
2027-07-03 22:00 | 36.6163 | 66.028
2027-07-03 23:00 | 33.5643 | 62.8729
2027-07-04 | 30.8621 | 59.7867
2027-07-04 01:00 | 28.9971 | 56.9407
2027-07-04 02:00 | 28.7061 | 54.6413
2027-07-04 03:00 | 28.7859 | 53.3287
2027-07-04 04:00 | 28.6513 | 51.5938
2027-07-04 05:00 | 28.699 | 51.6858
2027-07-04 06:00 | 30.2303 | 52.9835
2027-07-04 07:00 | 34.6391 | 52.748
2027-07-04 08:00 | 36.3799 | 52.4785
2027-07-04 09:00 | 36.8925 | 54.0652
2027-07-04 10:00 | 36.4572 | 56.8261
2027-07-04 11:00 | 36.36 | 60.1043
2027-07-04 12:00 | 37.7226 | 63.9578
2027-07-04 13:00 | 37.7812 | 66.3569
2027-07-04 14:00 | 37.5453 | 65.6035
2027-07-04 15:00 | 38.1747 | 71.5257
2027-07-04 16:00 | 40.5863 | 75.0135
2027-07-04 17:00 | 43.1686 | 78.0161
2027-07-04 18:00 | 43.4096 | 80.9039
2027-07-04 19:00 | 40.7524 | 80.0941
2027-07-04 20:00 | 38.0967 | 75.9379
2027-07-04 21:00 | 36.1732 | 73.3742
2027-07-04 22:00 | 34.1013 | 71.2593
2027-07-04 23:00 | 31.5201 | 67.7287
2027-07-05 | 30.5773 | 64.5327
2027-07-05 01:00 | 29.3616 | 57.198
2027-07-05 02:00 | 29.489 | 54.3725
2027-07-05 03:00 | 29.9568 | 53.2421
2027-07-05 04:00 | 30.2991 | 51.997
2027-07-05 05:00 | 31.5567 | 53.3805
2027-07-05 06:00 | 34.9007 | 59.0885
2027-07-05 07:00 | 41.3591 | 62.4573
2027-07-05 08:00 | 43.6856 | 64.0361
2027-07-05 09:00 | 44.5137 | 66.3271
2027-07-05 10:00 | 44.9565 | 67.226
2027-07-05 11:00 | 44.9841 | 66.9652
2027-07-05 12:00 | 44.9705 | 66.1803
2027-07-05 13:00 | 46.2032 | 67.2655
2027-07-05 14:00 | 47.1353 | 63.5503
2027-07-05 15:00 | 48.8936 | 66.3754
2027-07-05 16:00 | 51.4274 | 69.1121
2027-07-05 17:00 | 53.672 | 72.578
2027-07-05 18:00 | 54.1377 | 73.8165
2027-07-05 19:00 | 51.6493 | 70.9793
2027-07-05 20:00 | 48.1769 | 67.5028
2027-07-05 21:00 | 45.384 | 64.1984
2027-07-05 22:00 | 41.8751 | 62.272
2027-07-05 23:00 | 37.5695 | 59.4597
2027-07-06 | 33.913 | 59.7788
2027-07-06 01:00 | 31.65 | 53.5119
2027-07-06 02:00 | 31.5584 | 51.1664
2027-07-06 03:00 | 31.8114 | 50.5669
2027-07-06 04:00 | 32.0145 | 49.4453
2027-07-06 05:00 | 33.2605 | 50.6099
2027-07-06 06:00 | 36.5167 | 57.5911
2027-07-06 07:00 | 42.8245 | 61.2528
2027-07-06 08:00 | 44.9173 | 62.3655
2027-07-06 09:00 | 45.4546 | 64.1781
2027-07-06 10:00 | 45.501 | 63.7824
2027-07-06 11:00 | 45.122 | 63.1859
2027-07-06 12:00 | 46.0234 | 64.2568
2027-07-06 13:00 | 46.6595 | 64.1144
2027-07-06 14:00 | 47.0538 | 60.0348
2027-07-06 15:00 | 47.9513 | 63.4459
2027-07-06 16:00 | 49.791 | 66.9884
2027-07-06 17:00 | 51.5886 | 70.1464
2027-07-06 18:00 | 51.7128 | 71.1174
2027-07-06 19:00 | 48.9785 | 71.2819
2027-07-06 20:00 | 46.13 | 68.4416
2027-07-06 21:00 | 43.7703 | 66.5864
2027-07-06 22:00 | 40.6781 | 64.4904
2027-07-06 23:00 | 36.8132 | 61.2182
2027-07-07 | 33.557 | 60.0157
2027-07-07 01:00 | 31.0957 | 53.8212
2027-07-07 02:00 | 30.9907 | 51.6389
2027-07-07 03:00 | 31.2893 | 50.9788
2027-07-07 04:00 | 31.4361 | 50.0927
2027-07-07 05:00 | 32.6216 | 51.1115
2027-07-07 06:00 | 36.991 | 56.9039
2027-07-07 07:00 | 43.0996 | 60.2344
2027-07-07 08:00 | 44.3775 | 61.4351
2027-07-07 09:00 | 44.2297 | 63.7292
2027-07-07 10:00 | 43.6614 | 63.998
2027-07-07 11:00 | 43.2989 | 63.4744
2027-07-07 12:00 | 43.4437 | 63.2231
2027-07-07 13:00 | 43.7308 | 63.7301
2027-07-07 14:00 | 43.5753 | 60.5282
2027-07-07 15:00 | 44.1251 | 63.556
2027-07-07 16:00 | 45.654 | 66.8098
2027-07-07 17:00 | 47.2491 | 70.2086
2027-07-07 18:00 | 47.1062 | 72.3175
2027-07-07 19:00 | 44.7241 | 71.3259
2027-07-07 20:00 | 42.5147 | 68.5151
2027-07-07 21:00 | 40.4193 | 66.1733
2027-07-07 22:00 | 37.6294 | 64.0431
2027-07-07 23:00 | 34.1209 | 61.014
2027-07-08 | 32.245 | 59.594
2027-07-08 01:00 | 30.6243 | 53.1443
2027-07-08 02:00 | 30.684 | 51.3773
2027-07-08 03:00 | 31.0244 | 50.9233
2027-07-08 04:00 | 31.2875 | 50.0399
2027-07-08 05:00 | 32.5181 | 51.4249
2027-07-08 06:00 | 36.765 | 57.5556
2027-07-08 07:00 | 43.1435 | 61.2747
2027-07-08 08:00 | 45.0787 | 62.3155
2027-07-08 09:00 | 45.3793 | 65.0031
2027-07-08 10:00 | 45.0027 | 65.768
2027-07-08 11:00 | 44.4039 | 64.5496
2027-07-08 12:00 | 43.6069 | 61.4594
2027-07-08 13:00 | 44.3361 | 61.9071
2027-07-08 14:00 | 44.7334 | 58.7741
2027-07-08 15:00 | 45.7361 | 62.7884
2027-07-08 16:00 | 47.5389 | 66.8295
2027-07-08 17:00 | 49.3145 | 70.9259
2027-07-08 18:00 | 48.5222 | 73.4177
2027-07-08 19:00 | 45.8942 | 73.1053
2027-07-08 20:00 | 43.5585 | 70.5972
2027-07-08 21:00 | 41.3259 | 68.124
2027-07-08 22:00 | 38.5174 | 66.0478
2027-07-08 23:00 | 34.9925 | 63.1462
2027-07-09 | 32.9722 | 60.7274
2027-07-09 01:00 | 31.0745 | 57.7633
2027-07-09 02:00 | 30.9506 | 55.8967
2027-07-09 03:00 | 31.2231 | 55.3798
2027-07-09 04:00 | 31.4279 | 54.495
2027-07-09 05:00 | 32.6099 | 55.7394
2027-07-09 06:00 | 36.3414 | 61.214
2027-07-09 07:00 | 42.8394 | 64.6303
2027-07-09 08:00 | 45.2079 | 66.2588
2027-07-09 09:00 | 46.1338 | 68.781
2027-07-09 10:00 | 46.4942 | 70.0935
2027-07-09 11:00 | 46.0453 | 69.3812
2027-07-09 12:00 | 46.3997 | 66.4319
2027-07-09 13:00 | 46.9817 | 67.2845
2027-07-09 14:00 | 47.0365 | 65.0677
2027-07-09 15:00 | 47.3176 | 68.433
2027-07-09 16:00 | 48.7971 | 72.1233
2027-07-09 17:00 | 50.4415 | 75.5182
2027-07-09 18:00 | 49.2803 | 78.7876
2027-07-09 19:00 | 46.2909 | 77.3936
2027-07-09 20:00 | 43.4448 | 74.303
2027-07-09 21:00 | 40.7504 | 71.6888
2027-07-09 22:00 | 37.6954 | 69.1315
2027-07-09 23:00 | 34.0917 | 66.0925
2027-07-10 | 33.0901 | 61.9208
2027-07-10 01:00 | 30.8463 | 57.5835
2027-07-10 02:00 | 30.456 | 54.8522
2027-07-10 03:00 | 30.4879 | 54.0353
2027-07-10 04:00 | 30.4809 | 52.8243
2027-07-10 05:00 | 30.7716 | 53.7019
2027-07-10 06:00 | 33.5166 | 57.0109
2027-07-10 07:00 | 38.8572 | 58.8635
2027-07-10 08:00 | 42.287 | 62.8828
2027-07-10 09:00 | 44.9157 | 68.5452
2027-07-10 10:00 | 45.8518 | 72.3301
2027-07-10 11:00 | 45.7791 | 72.8317
2027-07-10 12:00 | 46.6314 | 69.9651
2027-07-10 13:00 | 46.9222 | 71.2202
2027-07-10 14:00 | 46.8068 | 70.4317
2027-07-10 15:00 | 46.9273 | 75.1463
2027-07-10 16:00 | 48.7796 | 79.136
2027-07-10 17:00 | 50.7982 | 84.0805
2027-07-10 18:00 | 51.8905 | 85.4022
2027-07-10 19:00 | 48.4964 | 83.7525
2027-07-10 20:00 | 45.0658 | 78.7286
2027-07-10 21:00 | 42.624 | 75.6469
2027-07-10 22:00 | 40.0914 | 73.5347
2027-07-10 23:00 | 37.0955 | 69.9392
2027-07-11 | 35.0827 | 67.8574
2027-07-11 01:00 | 32.8342 | 60.4215
2027-07-11 02:00 | 32.21 | 56.8811
2027-07-11 03:00 | 32.0171 | 54.7646
2027-07-11 04:00 | 31.7349 | 52.843
2027-07-11 05:00 | 31.7342 | 52.5593
2027-07-11 06:00 | 33.0822 | 55.0299
2027-07-11 07:00 | 37.626 | 55.8845
2027-07-11 08:00 | 41.0581 | 58.7207
2027-07-11 09:00 | 43.1609 | 63.1355
2027-07-11 10:00 | 43.9877 | 66.5774
2027-07-11 11:00 | 44.7184 | 67.5271
2027-07-11 12:00 | 47.0482 | 68.3626
2027-07-11 13:00 | 47.6775 | 68.8207
2027-07-11 14:00 | 48.213 | 66.4594
2027-07-11 15:00 | 49.1389 | 70.8895
2027-07-11 16:00 | 51.725 | 73.4344
2027-07-11 17:00 | 54.3271 | 77.182
2027-07-11 18:00 | 55.4889 | 81.6622
2027-07-11 19:00 | 51.9795 | 79.5415
2027-07-11 20:00 | 47.4487 | 74.7104
2027-07-11 21:00 | 44.308 | 71.4104
2027-07-11 22:00 | 40.9652 | 69.2119
2027-07-11 23:00 | 37.1073 | 65.6961
2027-07-12 | 35.8278 | 63.4327
2027-07-12 01:00 | 32.8706 | 61.1337
2027-07-12 02:00 | 32.5207 | 58.7122
2027-07-12 03:00 | 32.5904 | 57.6104
2027-07-12 04:00 | 32.631 | 56.3374
2027-07-12 05:00 | 33.6681 | 57.7478
2027-07-12 06:00 | 37.8583 | 66.596
2027-07-12 07:00 | 44.5467 | 72.0422
2027-07-12 08:00 | 46.5137 | 76.2744
2027-07-12 09:00 | 46.6594 | 82.8311
2027-07-12 10:00 | 46.2199 | 85.5011
2027-07-12 11:00 | 45.337 | 85.7452
2027-07-12 12:00 | 45.9349 | 84.9059
2027-07-12 13:00 | 46.1165 | 85.9258
2027-07-12 14:00 | 45.745 | 83.1697
2027-07-12 15:00 | 46.3525 | 86.7955
2027-07-12 16:00 | 47.8964 | 90.7582
2027-07-12 17:00 | 49.3946 | 94.8137
2027-07-12 18:00 | 48.4932 | 100.2194
2027-07-12 19:00 | 45.7002 | 99.8753
2027-07-12 20:00 | 43.1272 | 94.2644
2027-07-12 21:00 | 40.7426 | 89.6617
2027-07-12 22:00 | 37.8181 | 84.4527
2027-07-12 23:00 | 34.2942 | 78.5724
2027-07-13 | 32.6197 | 74.9894
2027-07-13 01:00 | 30.4053 | 69.9859
2027-07-13 02:00 | 30.3739 | 66.1389
2027-07-13 03:00 | 30.7855 | 64.2039
2027-07-13 04:00 | 31.1077 | 62.6311
2027-07-13 05:00 | 32.3266 | 63.44
2027-07-13 06:00 | 36.7618 | 72.4977
2027-07-13 07:00 | 43.1748 | 76.4329
2027-07-13 08:00 | 44.7746 | 78.8881
2027-07-13 09:00 | 44.6832 | 83.8335
2027-07-13 10:00 | 44.0731 | 85.963
2027-07-13 11:00 | 43.5036 | 88.2984
2027-07-13 12:00 | 42.9885 | 91.6771
2027-07-13 13:00 | 43.6333 | 93.5776
2027-07-13 14:00 | 43.7174 | 92.0235
2027-07-13 15:00 | 44.7142 | 96.0067
2027-07-13 16:00 | 46.5615 | 100.0092
2027-07-13 17:00 | 48.4006 | 102.3263
2027-07-13 18:00 | 48.2622 | 106.8233
2027-07-13 19:00 | 45.7479 | 105.2136
2027-07-13 20:00 | 43.3749 | 99.8414
2027-07-13 21:00 | 41.0619 | 95.4495
2027-07-13 22:00 | 38.1442 | 89.6391
2027-07-13 23:00 | 34.5179 | 84.3187
2027-07-14 | 32.9683 | 77.8538
2027-07-14 01:00 | 30.7163 | 71.9818
2027-07-14 02:00 | 30.7471 | 67.8274
2027-07-14 03:00 | 31.0328 | 65.8552
2027-07-14 04:00 | 31.227 | 64.5013
2027-07-14 05:00 | 32.3918 | 65.535
2027-07-14 06:00 | 38.2337 | 71.3826
2027-07-14 07:00 | 44.9788 | 76.9094
2027-07-14 08:00 | 46.9697 | 81.9985
2027-07-14 09:00 | 47.1832 | 88.5016
2027-07-14 10:00 | 46.4341 | 91.7469
2027-07-14 11:00 | 45.4368 | 93.3405
2027-07-14 12:00 | 44.777 | 94.3154
2027-07-14 13:00 | 45.4621 | 95.1216
2027-07-14 14:00 | 45.8017 | 92.6361
2027-07-14 15:00 | 46.4665 | 95.2363
2027-07-14 16:00 | 48.3559 | 97.9479
2027-07-14 17:00 | 50.3452 | 100.794
2027-07-14 18:00 | 51.194 | 104.3003
2027-07-14 19:00 | 48.2103 | 100.8118
2027-07-14 20:00 | 44.954 | 96.3492
2027-07-14 21:00 | 42.0297 | 92.9695
2027-07-14 22:00 | 38.6681 | 87.8849
2027-07-14 23:00 | 34.6808 | 82.8725
2027-07-15 | 32.925 | 77.589
2027-07-15 01:00 | 30.5481 | 72.2698
2027-07-15 02:00 | 30.4864 | 68.083
2027-07-15 03:00 | 30.8342 | 66.1411
2027-07-15 04:00 | 31.0741 | 64.6587
2027-07-15 05:00 | 32.3338 | 65.9151
2027-07-15 06:00 | 35.6085 | 72.9962
2027-07-15 07:00 | 41.8284 | 77.8752
2027-07-15 08:00 | 43.8656 | 81.9571
2027-07-15 09:00 | 44.4642 | 87.8094
2027-07-15 10:00 | 44.5216 | 90.9795
2027-07-15 11:00 | 44.1698 | 93.3642
2027-07-15 12:00 | 44.1352 | 93.6877
2027-07-15 13:00 | 45.0368 | 95.5961
2027-07-15 14:00 | 45.8989 | 94.2488
2027-07-15 15:00 | 47.2861 | 98.397
2027-07-15 16:00 | 49.4794 | 102.5208
2027-07-15 17:00 | 51.3952 | 105.8836
2027-07-15 18:00 | 51.4123 | 107.9158
2027-07-15 19:00 | 49.134 | 106.384
2027-07-15 20:00 | 46.3976 | 100.858
2027-07-15 21:00 | 44.1731 | 96.3559
2027-07-15 22:00 | 41.1644 | 90.3228
2027-07-15 23:00 | 37.2734 | 84.3499
2027-07-16 | 33.7001 | 79.6386
2027-07-16 01:00 | 32.242 | 72.2168
2027-07-16 02:00 | 32.07 | 67.8181
2027-07-16 03:00 | 32.4089 | 65.6213
2027-07-16 04:00 | 32.6452 | 64.0472
2027-07-16 05:00 | 33.9101 | 64.9087
2027-07-16 06:00 | 39.5252 | 71.2566
2027-07-16 07:00 | 46.6464 | 76.0285
2027-07-16 08:00 | 49.3552 | 80.4519
2027-07-16 09:00 | 50.5219 | 86.0041
2027-07-16 10:00 | 51.0587 | 89.1897
2027-07-16 11:00 | 50.7958 | 91.8177
2027-07-16 12:00 | 50.8911 | 90.7556
2027-07-16 13:00 | 51.8447 | 92.7501
2027-07-16 14:00 | 52.0026 | 91.6583
2027-07-16 15:00 | 52.3909 | 95.9256
2027-07-16 16:00 | 53.5884 | 99.8812
2027-07-16 17:00 | 54.892 | 103.4607
2027-07-16 18:00 | 56.8334 | 102.0431
2027-07-16 19:00 | 54.1808 | 100.6356
2027-07-16 20:00 | 50.4839 | 95.0461
2027-07-16 21:00 | 47.5909 | 90.462
2027-07-16 22:00 | 43.8654 | 85.0075
2027-07-16 23:00 | 39.3287 | 79.3567
2027-07-17 | 36.3443 | 77.0208
2027-07-17 01:00 | 33.0153 | 67.362
2027-07-17 02:00 | 32.2674 | 63.3425
2027-07-17 03:00 | 31.9739 | 61.2483
2027-07-17 04:00 | 31.6389 | 58.8
2027-07-17 05:00 | 31.629 | 58.885
2027-07-17 06:00 | 32.3616 | 62.9549
2027-07-17 07:00 | 37.2664 | 64.6204
2027-07-17 08:00 | 40.5506 | 66.5311
2027-07-17 09:00 | 42.1796 | 70.8616
2027-07-17 10:00 | 42.5847 | 74.4403
2027-07-17 11:00 | 42.412 | 77.2624
2027-07-17 12:00 | 42.3756 | 81.2869
2027-07-17 13:00 | 42.4203 | 82.8651
2027-07-17 14:00 | 42.7386 | 79.7957
2027-07-17 15:00 | 43.6866 | 83.9477
2027-07-17 16:00 | 45.9278 | 86.4157
2027-07-17 17:00 | 48.184 | 89.2571
2027-07-17 18:00 | 46.2046 | 91.4684
2027-07-17 19:00 | 42.9537 | 88.1607
2027-07-17 20:00 | 39.6336 | 82.8551
2027-07-17 21:00 | 37.4824 | 79.1258
2027-07-17 22:00 | 35.3948 | 75.7902
2027-07-17 23:00 | 32.7694 | 71.7935
2027-07-18 | 31.1548 | 69.5256
2027-07-18 01:00 | 29.3488 | 61.8839
2027-07-18 02:00 | 29.1164 | 58.499
2027-07-18 03:00 | 29.1191 | 56.7408
2027-07-18 04:00 | 28.9756 | 54.6776
2027-07-18 05:00 | 29.0082 | 55.0482
2027-07-18 06:00 | 29.7203 | 57.9131
2027-07-18 07:00 | 34.0482 | 59.1418
2027-07-18 08:00 | 36.4537 | 60.6689
2027-07-18 09:00 | 37.7691 | 64.9412
2027-07-18 10:00 | 37.9756 | 68.7019
2027-07-18 11:00 | 37.9088 | 72.5773
2027-07-18 12:00 | 39.3961 | 76.4908
2027-07-18 13:00 | 39.6159 | 78.8742
2027-07-18 14:00 | 39.5931 | 77.758
2027-07-18 15:00 | 40.2757 | 83.3227
2027-07-18 16:00 | 42.7385 | 86.6958
2027-07-18 17:00 | 45.3179 | 90.5212
2027-07-18 18:00 | 46.5593 | 93.8457
2027-07-18 19:00 | 43.5996 | 91.9238
2027-07-18 20:00 | 39.9221 | 87.2299
2027-07-18 21:00 | 37.73 | 83.9512
2027-07-18 22:00 | 35.4569 | 80.2096
2027-07-18 23:00 | 32.5345 | 75.8804
2027-07-19 | 30.1747 | 72.1938
2027-07-19 01:00 | 29.4414 | 64.3839
2027-07-19 02:00 | 29.5051 | 60.9007
2027-07-19 03:00 | 29.8674 | 59.3625
2027-07-19 04:00 | 30.1178 | 57.9162
2027-07-19 05:00 | 31.2955 | 59.1646
2027-07-19 06:00 | 35.6523 | 64.3677
2027-07-19 07:00 | 41.8416 | 67.5778
2027-07-19 08:00 | 43.8224 | 68.7368
2027-07-19 09:00 | 44.0958 | 71.286
2027-07-19 10:00 | 43.9908 | 72.3528
2027-07-19 11:00 | 43.7924 | 74.0918
2027-07-19 12:00 | 43.6156 | 73.4708
2027-07-19 13:00 | 44.6384 | 75.6828
2027-07-19 14:00 | 45.5759 | 73.6773
2027-07-19 15:00 | 47.1723 | 78.1852
2027-07-19 16:00 | 49.5311 | 82.5012
2027-07-19 17:00 | 51.5605 | 87.3685
2027-07-19 18:00 | 51.6326 | 89.867
2027-07-19 19:00 | 48.9333 | 89.2107
2027-07-19 20:00 | 45.7247 | 83.7358
2027-07-19 21:00 | 42.9326 | 79.3247
2027-07-19 22:00 | 39.6467 | 74.8042
2027-07-19 23:00 | 35.6758 | 69.7584
2027-07-20 | 32.6105 | 65.8377
2027-07-20 01:00 | 30.3949 | 59.4833
2027-07-20 02:00 | 30.3862 | 56.5064
2027-07-20 03:00 | 30.7619 | 55.2989
2027-07-20 04:00 | 31.0393 | 54.0871
2027-07-20 05:00 | 32.3404 | 55.5043
2027-07-20 06:00 | 37.315 | 63.241
2027-07-20 07:00 | 43.8962 | 67.5959
2027-07-20 08:00 | 46.0408 | 70.7717
2027-07-20 09:00 | 46.6956 | 74.6116
2027-07-20 10:00 | 46.6659 | 76.4052
2027-07-20 11:00 | 45.9299 | 76.4135
2027-07-20 12:00 | 46.2019 | 73.5691
2027-07-20 13:00 | 46.8588 | 74.5989
2027-07-20 14:00 | 46.9871 | 71.5489
2027-07-20 15:00 | 47.6975 | 75.559
2027-07-20 16:00 | 49.4006 | 79.7201
2027-07-20 17:00 | 51.1583 | 83.5208
2027-07-20 18:00 | 52.911 | 86.8635
2027-07-20 19:00 | 50.2779 | 86.1847
2027-07-20 20:00 | 47.3524 | 81.4939
2027-07-20 21:00 | 44.6667 | 77.6906
2027-07-20 22:00 | 41.3675 | 73.9162
2027-07-20 23:00 | 37.366 | 69.3244
2027-07-21 | 34.4371 | 66.9379
2027-07-21 01:00 | 31.932 | 60.5782
2027-07-21 02:00 | 31.8098 | 57.7531
2027-07-21 03:00 | 32.0383 | 56.5548
2027-07-21 04:00 | 32.1872 | 55.5856
2027-07-21 05:00 | 33.4049 | 56.8854
2027-07-21 06:00 | 37.2634 | 61.0354
2027-07-21 07:00 | 43.4369 | 64.5107
2027-07-21 08:00 | 45.2725 | 66.7538
2027-07-21 09:00 | 45.6283 | 69.4136
2027-07-21 10:00 | 45.3886 | 70.951
2027-07-21 11:00 | 44.9148 | 71.6942
2027-07-21 12:00 | 44.8129 | 70.3001
2027-07-21 13:00 | 45.6287 | 72.1154
2027-07-21 14:00 | 46.1441 | 69.9889
2027-07-21 15:00 | 47.2959 | 73.2459
2027-07-21 16:00 | 49.1872 | 77.3959
2027-07-21 17:00 | 51.0368 | 81.9861
2027-07-21 18:00 | 51.577 | 83.572
2027-07-21 19:00 | 49.1081 | 81.9533
2027-07-21 20:00 | 46.4258 | 78.6135
2027-07-21 21:00 | 44.2101 | 75.7065
2027-07-21 22:00 | 41.185 | 72.3042
2027-07-21 23:00 | 37.3282 | 68.6036
2027-07-22 | 33.4434 | 64.8554
2027-07-22 01:00 | 32.1326 | 57.1901
2027-07-22 02:00 | 32.0867 | 54.5079
2027-07-22 03:00 | 32.4595 | 53.4746
2027-07-22 04:00 | 32.7295 | 52.3575
2027-07-22 05:00 | 34.0763 | 53.6818
2027-07-22 06:00 | 37.4522 | 61.4751
2027-07-22 07:00 | 43.3549 | 64.9607
2027-07-22 08:00 | 45.3275 | 66.3135
2027-07-22 09:00 | 45.8095 | 69.1323
2027-07-22 10:00 | 46.0827 | 70.1162
2027-07-22 11:00 | 46.2466 | 69.161
2027-07-22 12:00 | 47.2041 | 65.852
2027-07-22 13:00 | 48.1569 | 66.7342
2027-07-22 14:00 | 48.7248 | 63.8498
2027-07-22 15:00 | 49.9257 | 67.6737
2027-07-22 16:00 | 51.7561 | 71.4584
2027-07-22 17:00 | 53.3231 | 75.3072
2027-07-22 18:00 | 52.0966 | 77.7147
2027-07-22 19:00 | 49.5645 | 77.4992
2027-07-22 20:00 | 47.1385 | 73.7554
2027-07-22 21:00 | 44.9718 | 70.1325
2027-07-22 22:00 | 41.9852 | 67.364
2027-07-22 23:00 | 38.15 | 63.4667
2027-07-23 | 35.1333 | 61.9456
2027-07-23 01:00 | 33.8659 | 56.1723
2027-07-23 02:00 | 33.6616 | 53.9343
2027-07-23 03:00 | 33.8533 | 53.0315
2027-07-23 04:00 | 33.9998 | 51.9506
2027-07-23 05:00 | 35.2511 | 52.9634
2027-07-23 06:00 | 38.6116 | 60.7537
2027-07-23 07:00 | 44.6172 | 64.6783
2027-07-23 08:00 | 46.8295 | 66.9155
2027-07-23 09:00 | 47.5482 | 70.8266
2027-07-23 10:00 | 48.0688 | 72.0806
2027-07-23 11:00 | 48.2008 | 70.3484
2027-07-23 12:00 | 48.7795 | 68.4028
2027-07-23 13:00 | 49.8323 | 68.5316
2027-07-23 14:00 | 50.4638 | 64.5118
2027-07-23 15:00 | 51.4325 | 67.3751
2027-07-23 16:00 | 52.9701 | 69.3622
2027-07-23 17:00 | 54.4566 | 71.4854
2027-07-23 18:00 | 53.9776 | 76.776
2027-07-23 19:00 | 51.373 | 76.5112
2027-07-23 20:00 | 48.3343 | 72.8538
2027-07-23 21:00 | 45.8771 | 69.5505
2027-07-23 22:00 | 42.6218 | 66.8177
2027-07-23 23:00 | 38.5704 | 63.1549
2027-07-24 | 34.6058 | 60.6308
2027-07-24 01:00 | 32.7596 | 55.4857
2027-07-24 02:00 | 32.2858 | 52.8326
2027-07-24 03:00 | 32.222 | 51.8166
2027-07-24 04:00 | 32.085 | 50.5168
2027-07-24 05:00 | 32.3431 | 51.149
2027-07-24 06:00 | 32.9832 | 52.4021
2027-07-24 07:00 | 37.54 | 52.9756
2027-07-24 08:00 | 40.8461 | 54.7772
2027-07-24 09:00 | 43.1343 | 59.0531
2027-07-24 10:00 | 44.3215 | 60.3162
2027-07-24 11:00 | 44.8019 | 60.1461
2027-07-24 12:00 | 45.4995 | 57.1423
2027-07-24 13:00 | 46.0414 | 57.8086
2027-07-24 14:00 | 46.7019 | 55.6359
2027-07-24 15:00 | 47.8211 | 60.3066
2027-07-24 16:00 | 50.3177 | 64.353
2027-07-24 17:00 | 52.6594 | 70.2324
2027-07-24 18:00 | 51.9982 | 72.6172
2027-07-24 19:00 | 48.9356 | 71.4717
2027-07-24 20:00 | 45.3258 | 66.773
2027-07-24 21:00 | 42.9597 | 64.1222
2027-07-24 22:00 | 40.5029 | 62.5459
2027-07-24 23:00 | 37.4276 | 59.4028
2027-07-25 | 34.1373 | 55.8625
2027-07-25 01:00 | 32.3356 | 51.771
2027-07-25 02:00 | 31.8425 | 49.5279
2027-07-25 03:00 | 31.7481 | 48.3738
2027-07-25 04:00 | 31.4989 | 47.1186
2027-07-25 05:00 | 31.6172 | 47.588
2027-07-25 06:00 | 31.8374 | 49.6182
2027-07-25 07:00 | 35.9546 | 49.8715
2027-07-25 08:00 | 39.1149 | 51.2831
2027-07-25 09:00 | 41.2176 | 55.5243
2027-07-25 10:00 | 42.2211 | 57.4775
2027-07-25 11:00 | 42.923 | 58.1888
2027-07-25 12:00 | 44.3143 | 57.6945
2027-07-25 13:00 | 45.0408 | 59.1243
2027-07-25 14:00 | 45.634 | 58.1144
2027-07-25 15:00 | 46.9021 | 63.425
2027-07-25 16:00 | 49.6289 | 67.0224
2027-07-25 17:00 | 52.242 | 71.5887
2027-07-25 18:00 | 50.8174 | 76.5023
2027-07-25 19:00 | 47.7728 | 75.5796
2027-07-25 20:00 | 44.7643 | 71.9366
2027-07-25 21:00 | 42.5783 | 69.9316
2027-07-25 22:00 | 40.1057 | 68.0355
2027-07-25 23:00 | 37.1026 | 65.0074
2027-07-26 | 34.6162 | 60.1738
2027-07-26 01:00 | 32.8558 | 56.5534
2027-07-26 02:00 | 32.6289 | 54.6069
2027-07-26 03:00 | 32.7746 | 53.8927
2027-07-26 04:00 | 32.8608 | 53.03
2027-07-26 05:00 | 34.0555 | 54.8482
2027-07-26 06:00 | 37.7848 | 59.4377
2027-07-26 07:00 | 43.9265 | 62.8004
2027-07-26 08:00 | 46.4045 | 64.8589
2027-07-26 09:00 | 47.3073 | 67.4996
2027-07-26 10:00 | 47.8113 | 68.7346
2027-07-26 11:00 | 47.7526 | 68.1135
2027-07-26 12:00 | 48.2926 | 65.8142
2027-07-26 13:00 | 49.1955 | 67.107
2027-07-26 14:00 | 49.5008 | 64.4876
2027-07-26 15:00 | 50.6985 | 67.5878
2027-07-26 16:00 | 52.5994 | 72.0322
2027-07-26 17:00 | 54.2896 | 76.8724
2027-07-26 18:00 | 52.0283 | 82.1489
2027-07-26 19:00 | 49.0318 | 81.2598
2027-07-26 20:00 | 46.5489 | 78.0053
2027-07-26 21:00 | 44.1352 | 75.2313
2027-07-26 22:00 | 41.0673 | 71.736
2027-07-26 23:00 | 37.3579 | 68.3316
2027-07-27 | 34.8604 | 61.8545
2027-07-27 01:00 | 33.7236 | 57.1218
2027-07-27 02:00 | 33.5748 | 54.7974
2027-07-27 03:00 | 33.8549 | 53.8124
2027-07-27 04:00 | 34.0624 | 52.828
2027-07-27 05:00 | 35.4243 | 54.324
2027-07-27 06:00 | 39.3243 | 58.5878
2027-07-27 07:00 | 45.543 | 61.7143
2027-07-27 08:00 | 48.2231 | 61.7247
2027-07-27 09:00 | 49.3484 | 62.7408
2027-07-27 10:00 | 50.2161 | 62.9409
2027-07-27 11:00 | 50.6523 | 65.0435
2027-07-27 12:00 | 51.4648 | 69.0813
2027-07-27 13:00 | 52.7314 | 70.0482
2027-07-27 14:00 | 53.4632 | 67.4025
2027-07-27 15:00 | 54.8206 | 72.0199
2027-07-27 16:00 | 56.8566 | 76.3277
2027-07-27 17:00 | 58.7016 | 79.7764
2027-07-27 18:00 | 58.6924 | 80.8932
2027-07-27 19:00 | 55.7581 | 79.6009
2027-07-27 20:00 | 52.1799 | 75.9741
2027-07-27 21:00 | 48.8929 | 71.9461
2027-07-27 22:00 | 44.9527 | 69.3887
2027-07-27 23:00 | 40.3424 | 65.6671
2027-07-28 | 37.3702 | 65.5186
2027-07-28 01:00 | 36.4793 | 57.9915
2027-07-28 02:00 | 36.1483 | 55.1877
2027-07-28 03:00 | 36.2549 | 53.8632
2027-07-28 04:00 | 36.2776 | 52.8336
2027-07-28 05:00 | 37.589 | 53.8824
2027-07-28 06:00 | 42.6537 | 61.8878
2027-07-28 07:00 | 49.383 | 65.4047
2027-07-28 08:00 | 52.5624 | 67.4264
2027-07-28 09:00 | 54.1619 | 70.9279
2027-07-28 10:00 | 55.2658 | 71.8473
2027-07-28 11:00 | 55.726 | 69.9668
2027-07-28 12:00 | 57.36 | 69.0343
2027-07-28 13:00 | 58.6009 | 68.9578
2027-07-28 14:00 | 58.7907 | 64.4749
2027-07-28 15:00 | 59.4477 | 66.753
2027-07-28 16:00 | 60.7789 | 68.2351
2027-07-28 17:00 | 61.9694 | 70.4866
2027-07-28 18:00 | 61.2017 | 73.9761
2027-07-28 19:00 | 57.9 | 71.9802
2027-07-28 20:00 | 54.6492 | 68.98
2027-07-28 21:00 | 51.666 | 65.3996
2027-07-28 22:00 | 47.7023 | 63.5024
2027-07-28 23:00 | 43.0141 | 60.2298
2027-07-29 | 40.3617 | 60.1156
2027-07-29 01:00 | 37.599 | 55.0482
2027-07-29 02:00 | 36.9432 | 52.8958
2027-07-29 03:00 | 36.7006 | 52.0593
2027-07-29 04:00 | 36.4962 | 51.0574
2027-07-29 05:00 | 37.639 | 52.4428
2027-07-29 06:00 | 41.4533 | 56.9195
2027-07-29 07:00 | 47.4837 | 59.6959
2027-07-29 08:00 | 50.0617 | 58.9379
2027-07-29 09:00 | 51.0004 | 59.5103
2027-07-29 10:00 | 51.3898 | 59.3674
2027-07-29 11:00 | 51.138 | 60.4073
2027-07-29 12:00 | 50.9711 | 63.0767
2027-07-29 13:00 | 51.8576 | 63.6034
2027-07-29 14:00 | 52.3532 | 60.359
2027-07-29 15:00 | 53.5956 | 64.8643
2027-07-29 16:00 | 55.3187 | 68.6883
2027-07-29 17:00 | 56.7869 | 72.7089
2027-07-29 18:00 | 55.7786 | 75.1116
2027-07-29 19:00 | 52.8565 | 75.2038
2027-07-29 20:00 | 49.7914 | 71.8143
2027-07-29 21:00 | 47.0248 | 67.909
2027-07-29 22:00 | 43.5734 | 65.4547
2027-07-29 23:00 | 39.4071 | 61.553
2027-07-30 | 36.1707 | 60.2483
2027-07-30 01:00 | 34.4382 | 55.9437
2027-07-30 02:00 | 33.9713 | 53.8347
2027-07-30 03:00 | 34.0344 | 52.799
2027-07-30 04:00 | 34.0681 | 51.8248
2027-07-30 05:00 | 35.234 | 52.9407
2027-07-30 06:00 | 38.8891 | 56.5701
2027-07-30 07:00 | 44.7785 | 59.3958
2027-07-30 08:00 | 47.5795 | 59.2303
2027-07-30 09:00 | 49.0117 | 60.485
2027-07-30 10:00 | 49.9955 | 60.6111
2027-07-30 11:00 | 50.1351 | 62.0953
2027-07-30 12:00 | 50.7999 | 63.1741
2027-07-30 13:00 | 51.7211 | 64.4122
2027-07-30 14:00 | 51.7682 | 62.5374
2027-07-30 15:00 | 52.3828 | 67.2753
2027-07-30 16:00 | 53.6896 | 72.0821
2027-07-30 17:00 | 55.1576 | 76.9879
2027-07-30 18:00 | 53.1371 | 79.6706
2027-07-30 19:00 | 50.2384 | 80.3151
2027-07-30 20:00 | 47.4805 | 76.2771
2027-07-30 21:00 | 44.9326 | 72.136
2027-07-30 22:00 | 41.7499 | 68.7726
2027-07-30 23:00 | 37.8739 | 64.5912
2027-07-31 | 35.7308 | 61.6931
2027-07-31 01:00 | 33.197 | 54.657
2027-07-31 02:00 | 32.7032 | 51.8824
2027-07-31 03:00 | 32.6431 | 50.5578
2027-07-31 04:00 | 32.4057 | 49.2784
2027-07-31 05:00 | 32.7062 | 49.9424
2027-07-31 06:00 | 34.4222 | 53.0744
2027-07-31 07:00 | 38.8728 | 54.2055
2027-07-31 08:00 | 42.1904 | 56.9551
2027-07-31 09:00 | 44.6333 | 62.0388
2027-07-31 10:00 | 45.9242 | 64.0673
2027-07-31 11:00 | 46.3078 | 64.2137
2027-07-31 12:00 | 48.536 | 64.2395
2027-07-31 13:00 | 48.7264 | 64.496
2027-07-31 14:00 | 48.3803 | 62.1248
2027-07-31 15:00 | 48.5181 | 66.3116
2027-07-31 16:00 | 50.3634 | 69.5245
2027-07-31 17:00 | 52.1074 | 74.2336
2027-07-31 18:00 | 53.6328 | 77.9842
2027-07-31 19:00 | 50.2189 | 76.1347
2027-07-31 20:00 | 46.4332 | 71.6123
2027-07-31 21:00 | 43.3705 | 68.4879
2027-07-31 22:00 | 40.4607 | 66.6836
2027-07-31 23:00 | 37.1844 | 63.5218
2027-08-01 | 35.81 | 61.3832
2027-08-01 01:00 | 32.6372 | 52.2913
2027-08-01 02:00 | 32.0278 | 49.5242
2027-08-01 03:00 | 31.8021 | 48.0616
2027-08-01 04:00 | 31.51 | 46.682
2027-08-01 05:00 | 31.6119 | 47.4049
2027-08-01 06:00 | 32.9485 | 50.8146
2027-08-01 07:00 | 37.2215 | 51.0608
2027-08-01 08:00 | 41.3401 | 52.8638
2027-08-01 09:00 | 44.3273 | 57.5134
2027-08-01 10:00 | 45.7522 | 60.4654
2027-08-01 11:00 | 46.567 | 61.3306
2027-08-01 12:00 | 47.8229 | 60.8229
2027-08-01 13:00 | 48.8288 | 62.7738
2027-08-01 14:00 | 49.5788 | 62.0482
2027-08-01 15:00 | 50.4951 | 67.4541
2027-08-01 16:00 | 53.2279 | 71.2123
2027-08-01 17:00 | 56.0142 | 75.9083
2027-08-01 18:00 | 55.2533 | 77.859
2027-08-01 19:00 | 51.5155 | 75.0297
2027-08-01 20:00 | 47.7751 | 71.6647
2027-08-01 21:00 | 45.322 | 69.0416
2027-08-01 22:00 | 42.1004 | 66.7496
2027-08-01 23:00 | 38.6083 | 63.8931
2027-08-02 | 35.9684 | 61.3368
2027-08-02 01:00 | 32.7992 | 57.8914
2027-08-02 02:00 | 32.4099 | 55.1787
2027-08-02 03:00 | 32.3479 | 53.9742
2027-08-02 04:00 | 32.3257 | 52.4477
2027-08-02 05:00 | 32.7453 | 53.3496
2027-08-02 06:00 | 33.71 | 56.3823
2027-08-02 07:00 | 37.1903 | 57.0874
2027-08-02 08:00 | 40.0867 | 56.8996
2027-08-02 09:00 | 42.5559 | 60.4176
2027-08-02 10:00 | 44.2715 | 63.0931
2027-08-02 11:00 | 45.3726 | 66.6417
2027-08-02 12:00 | 47.9114 | 71.9348
2027-08-02 13:00 | 48.679 | 75.765
2027-08-02 14:00 | 48.2473 | 75.1993
2027-08-02 15:00 | 47.2575 | 80.4256
2027-08-02 16:00 | 49.3508 | 84.3937
2027-08-02 17:00 | 52.5639 | 88.228
2027-08-02 18:00 | 52.2715 | 89.4135
2027-08-02 19:00 | 49.0737 | 88.3342
2027-08-02 20:00 | 45.2571 | 83.2958
2027-08-02 21:00 | 42.7515 | 79.4464
2027-08-02 22:00 | 39.4173 | 75.6003
2027-08-02 23:00 | 35.8881 | 71.1029
2027-08-03 | 34.3645 | 68.4544
2027-08-03 01:00 | 33.6781 | 63.223
2027-08-03 02:00 | 33.4021 | 59.7589
2027-08-03 03:00 | 33.4952 | 58.2613
2027-08-03 04:00 | 33.6308 | 57.0119
2027-08-03 05:00 | 34.9189 | 58.5247
2027-08-03 06:00 | 39.1054 | 63.0586
2027-08-03 07:00 | 45.0028 | 66.0857
2027-08-03 08:00 | 48.1251 | 67.0892
2027-08-03 09:00 | 49.5849 | 69.1313
2027-08-03 10:00 | 50.4525 | 70.4164
2027-08-03 11:00 | 50.8577 | 73.1774
2027-08-03 12:00 | 52.1319 | 77.0242
2027-08-03 13:00 | 53.062 | 78.5736
2027-08-03 14:00 | 53.1216 | 76.4854
2027-08-03 15:00 | 53.4482 | 80.7939
2027-08-03 16:00 | 54.836 | 85.1272
2027-08-03 17:00 | 56.4937 | 88.6425
2027-08-03 18:00 | 56.0032 | 92.0484
2027-08-03 19:00 | 52.2586 | 90.5928
2027-08-03 20:00 | 49.1401 | 85.9066
2027-08-03 21:00 | 46.4694 | 81.2351
2027-08-03 22:00 | 42.7153 | 76.2947
2027-08-03 23:00 | 38.5644 | 71.4533
2027-08-04 | 36.2276 | 66.7842
2027-08-04 01:00 | 35.269 | 62.9118
2027-08-04 02:00 | 35.0963 | 59.7119
2027-08-04 03:00 | 35.1898 | 58.2603
2027-08-04 04:00 | 35.2968 | 57.2765
2027-08-04 05:00 | 36.6014 | 58.9834
2027-08-04 06:00 | 40.6869 | 62.0938
2027-08-04 07:00 | 46.6272 | 65.9335
2027-08-04 08:00 | 49.8594 | 67.9282
2027-08-04 09:00 | 51.43 | 70.9607
2027-08-04 10:00 | 52.5143 | 72.8406
2027-08-04 11:00 | 53.4369 | 76.1614
2027-08-04 12:00 | 53.6089 | 79.0493
2027-08-04 13:00 | 55.2855 | 81.1638
2027-08-04 14:00 | 56.2659 | 79.9735
2027-08-04 15:00 | 57.5019 | 84.119
2027-08-04 16:00 | 59.3655 | 89.1147
2027-08-04 17:00 | 61.2177 | 94.3878
2027-08-04 18:00 | 60.5227 | 96.009
2027-08-04 19:00 | 56.8199 | 93.9039
2027-08-04 20:00 | 53.216 | 90.0893
2027-08-04 21:00 | 50.2152 | 86.3354
2027-08-04 22:00 | 45.982 | 80.9365
2027-08-04 23:00 | 41.2897 | 75.9426
2027-08-05 | 37.8626 | 70.5049
2027-08-05 01:00 | 34.8844 | 63.102
2027-08-05 02:00 | 34.4295 | 59.3733
2027-08-05 03:00 | 34.2083 | 57.7798
2027-08-05 04:00 | 34.0897 | 56.5832
2027-08-05 05:00 | 35.2221 | 58.2882
2027-08-05 06:00 | 39.1548 | 66.2111
2027-08-05 07:00 | 44.8257 | 69.6611
2027-08-05 08:00 | 47.5024 | 72.2341
2027-08-05 09:00 | 48.4729 | 76.6292
2027-08-05 10:00 | 48.5959 | 78.6386
2027-08-05 11:00 | 48.2572 | 78.0841
2027-08-05 12:00 | 47.9831 | 78.4635
2027-08-05 13:00 | 48.7001 | 79.3471
2027-08-05 14:00 | 49.1307 | 75.6861
2027-08-05 15:00 | 49.7387 | 78.2073
2027-08-05 16:00 | 51.5076 | 80.2189
2027-08-05 17:00 | 53.3244 | 82.1265
2027-08-05 18:00 | 52.1078 | 86.383
2027-08-05 19:00 | 48.4583 | 83.9319
2027-08-05 20:00 | 45.2856 | 80.6709
2027-08-05 21:00 | 42.4227 | 76.9799
2027-08-05 22:00 | 38.8626 | 72.5318
2027-08-05 23:00 | 34.9874 | 68.7187
2027-08-06 | 32.9589 | 64.3347
2027-08-06 01:00 | 31.8835 | 58.7315
2027-08-06 02:00 | 31.849 | 55.8966
2027-08-06 03:00 | 32.1574 | 54.9274
2027-08-06 04:00 | 32.4696 | 53.9843
2027-08-06 05:00 | 33.815 | 55.7345
2027-08-06 06:00 | 38.0435 | 59.4619
2027-08-06 07:00 | 43.4546 | 62.3677
2027-08-06 08:00 | 45.8327 | 63.4511
2027-08-06 09:00 | 46.6663 | 64.9591
2027-08-06 10:00 | 47.0359 | 66.0499
2027-08-06 11:00 | 47.1383 | 66.753
2027-08-06 12:00 | 46.6125 | 69.2132
2027-08-06 13:00 | 47.7899 | 70.2324
2027-08-06 14:00 | 48.4384 | 66.61
2027-08-06 15:00 | 49.2657 | 69.2119
2027-08-06 16:00 | 50.8792 | 71.0622
2027-08-06 17:00 | 52.7127 | 73.0137
2027-08-06 18:00 | 52.6374 | 76.0436
2027-08-06 19:00 | 49.221 | 73.544
2027-08-06 20:00 | 45.5779 | 70.6974
2027-08-06 21:00 | 42.4716 | 67.5776
2027-08-06 22:00 | 38.694 | 64.3404
2027-08-06 23:00 | 34.5598 | 61.1568
2027-08-07 | 32.6686 | 57.8266
2027-08-07 01:00 | 29.9821 | 53.2403
2027-08-07 02:00 | 29.7687 | 50.7245
2027-08-07 03:00 | 29.7887 | 50.0986
2027-08-07 04:00 | 29.7036 | 48.9434
2027-08-07 05:00 | 30.0432 | 50.4215
2027-08-07 06:00 | 32.9712 | 53.3794
2027-08-07 07:00 | 37.1389 | 53.6938
2027-08-07 08:00 | 39.964 | 54.1958
2027-08-07 09:00 | 41.4398 | 58.2439
2027-08-07 10:00 | 41.6455 | 59.765
2027-08-07 11:00 | 41.4497 | 61.8419
2027-08-07 12:00 | 40.2579 | 63.7379
2027-08-07 13:00 | 40.7814 | 65.4144
2027-08-07 14:00 | 41.2761 | 64.1346
2027-08-07 15:00 | 42.194 | 69.1982
2027-08-07 16:00 | 44.5467 | 73.5805
2027-08-07 17:00 | 46.9638 | 79.6398
2027-08-07 18:00 | 46.3288 | 81.677
2027-08-07 19:00 | 42.771 | 79.4028
2027-08-07 20:00 | 39.6319 | 74.7825
2027-08-07 21:00 | 37.3939 | 71.0966
2027-08-07 22:00 | 34.9694 | 68.1015
2027-08-07 23:00 | 32.4042 | 64.3673
2027-08-08 | 30.2402 | 61.1414
2027-08-08 01:00 | 28.7811 | 54.4331
2027-08-08 02:00 | 28.7165 | 51.1482
2027-08-08 03:00 | 28.8323 | 49.4287
2027-08-08 04:00 | 28.8342 | 48.0896
2027-08-08 05:00 | 29.1822 | 48.8559
2027-08-08 06:00 | 29.4884 | 49.3222
2027-08-08 07:00 | 32.7844 | 48.9607
2027-08-08 08:00 | 35.5199 | 49.6779
2027-08-08 09:00 | 37.3964 | 52.7325
2027-08-08 10:00 | 38.061 | 54.4906
2027-08-08 11:00 | 38.4799 | 57.1069
2027-08-08 12:00 | 39.6147 | 61.0447
2027-08-08 13:00 | 40.3935 | 62.3398
2027-08-08 14:00 | 41.014 | 61.1254
2027-08-08 15:00 | 42.0598 | 66.2957
2027-08-08 16:00 | 44.6205 | 69.7523
2027-08-08 17:00 | 47.3381 | 74.9118
2027-08-08 18:00 | 44.9474 | 78.4394
2027-08-08 19:00 | 41.3075 | 75.6679
2027-08-08 20:00 | 38.9322 | 72.0176
2027-08-08 21:00 | 37.2007 | 68.838
2027-08-08 22:00 | 35.0298 | 66.06
2027-08-08 23:00 | 32.662 | 63.0388
2027-08-09 | 31.0216 | 59.6605
2027-08-09 01:00 | 32.017 | 56.0228
2027-08-09 02:00 | 32.2649 | 53.895
2027-08-09 03:00 | 32.8221 | 53.0589
2027-08-09 04:00 | 33.2491 | 52.156
2027-08-09 05:00 | 34.8753 | 54.2651
2027-08-09 06:00 | 38.6338 | 57.884
2027-08-09 07:00 | 44.4063 | 61.4237
2027-08-09 08:00 | 47.4943 | 62.4152
2027-08-09 09:00 | 49.1742 | 64.7485
2027-08-09 10:00 | 50.8863 | 65.7209
2027-08-09 11:00 | 52.1957 | 67.9001
2027-08-09 12:00 | 53.4039 | 70.8979
2027-08-09 13:00 | 55.3738 | 72.4908
2027-08-09 14:00 | 56.5342 | 70.3448
2027-08-09 15:00 | 58.2691 | 74.407
2027-08-09 16:00 | 60.4897 | 79.3006
2027-08-09 17:00 | 62.3373 | 84.499
2027-08-09 18:00 | 61.5801 | 86.9452
2027-08-09 19:00 | 58.1902 | 85.7055
2027-08-09 20:00 | 54.8414 | 81.6125
2027-08-09 21:00 | 51.7369 | 76.8801
2027-08-09 22:00 | 47.4271 | 72.4209
2027-08-09 23:00 | 42.6713 | 67.8025
2027-08-10 | 38.905 | 65.2785
2027-08-10 01:00 | 37.5448 | 59.3673
2027-08-10 02:00 | 37.1128 | 56.3237
2027-08-10 03:00 | 37.0791 | 55.0043
2027-08-10 04:00 | 37.0659 | 53.9328
2027-08-10 05:00 | 38.5312 | 55.6166
2027-08-10 06:00 | 42.7072 | 63.5696
2027-08-10 07:00 | 48.7333 | 67.4744
2027-08-10 08:00 | 52.3052 | 70.3973
2027-08-10 09:00 | 54.2341 | 75.1517
2027-08-10 10:00 | 56.1139 | 76.743
2027-08-10 11:00 | 57.56 | 75.8258
2027-08-10 12:00 | 59.402 | 72.7598
2027-08-10 13:00 | 60.9462 | 73.7219
2027-08-10 14:00 | 61.6451 | 70.8493
2027-08-10 15:00 | 62.645 | 74.5704
2027-08-10 16:00 | 64.2107 | 78.6668
2027-08-10 17:00 | 65.6469 | 82.2204
2027-08-10 18:00 | 65.5459 | 85.317
2027-08-10 19:00 | 61.8329 | 82.664
2027-08-10 20:00 | 58.0211 | 79.3825
2027-08-10 21:00 | 54.452 | 75.327
2027-08-10 22:00 | 49.7391 | 71.2481
2027-08-10 23:00 | 44.6934 | 67.7515
2027-08-11 | 40.9113 | 63.8128
2027-08-11 01:00 | 38.1029 | 56.48
2027-08-11 02:00 | 37.3755 | 53.5565
2027-08-11 03:00 | 37.076 | 52.1877
2027-08-11 04:00 | 36.8666 | 51.2
2027-08-11 05:00 | 38.0517 | 53.0864
2027-08-11 06:00 | 41.4171 | 58.7216
2027-08-11 07:00 | 46.9085 | 61.449
2027-08-11 08:00 | 50.0612 | 61.1011
2027-08-11 09:00 | 51.6044 | 61.9358
2027-08-11 10:00 | 52.696 | 60.5919
2027-08-11 11:00 | 53.5234 | 60.7218
2027-08-11 12:00 | 54.3001 | 62.0835
2027-08-11 13:00 | 55.5478 | 62.3712
2027-08-11 14:00 | 56.0402 | 58.642
2027-08-11 15:00 | 57.1904 | 61.8047
2027-08-11 16:00 | 58.8221 | 65.2117
2027-08-11 17:00 | 60.5867 | 69.5781
2027-08-11 18:00 | 58.7511 | 72.0191
2027-08-11 19:00 | 54.9615 | 71.449
2027-08-11 20:00 | 51.5366 | 69.0896
2027-08-11 21:00 | 48.4156 | 66.1325
2027-08-11 22:00 | 44.3297 | 62.9581
2027-08-11 23:00 | 39.8999 | 59.2538
2027-08-12 | 37.4447 | 58.2322
2027-08-12 01:00 | 36.2881 | 51.1553
2027-08-12 02:00 | 35.8667 | 49.1394
2027-08-12 03:00 | 35.8341 | 48.6819
2027-08-12 04:00 | 35.8248 | 47.9237
2027-08-12 05:00 | 37.1125 | 50.0486
2027-08-12 06:00 | 41.2238 | 56.5641
2027-08-12 07:00 | 46.3126 | 58.9026
2027-08-12 08:00 | 49.3469 | 57.7981
2027-08-12 09:00 | 50.6784 | 57.9129
2027-08-12 10:00 | 51.7552 | 56.6198
2027-08-12 11:00 | 52.7713 | 57.1779
2027-08-12 12:00 | 53.0202 | 62.2253
2027-08-12 13:00 | 54.6039 | 62.376
2027-08-12 14:00 | 55.5859 | 58.7743
2027-08-12 15:00 | 57.1647 | 61.9347
2027-08-12 16:00 | 59.0904 | 65.6017
2027-08-12 17:00 | 60.9353 | 69.3377
2027-08-12 18:00 | 59.6966 | 72.3974
2027-08-12 19:00 | 56.3167 | 70.6669
2027-08-12 20:00 | 53.1534 | 68.2709
2027-08-12 21:00 | 50.0191 | 64.7227
2027-08-12 22:00 | 45.9773 | 61.8123
2027-08-12 23:00 | 41.5363 | 58.7798
2027-08-13 | 38.0198 | 57.2955
2027-08-13 01:00 | 36.3904 | 50.522
2027-08-13 02:00 | 35.8664 | 48.642
2027-08-13 03:00 | 35.7959 | 47.9495
2027-08-13 04:00 | 35.7211 | 47.3556
2027-08-13 05:00 | 37.0142 | 49.2379
2027-08-13 06:00 | 41.6062 | 55.6664
2027-08-13 07:00 | 47.4895 | 58.3883
2027-08-13 08:00 | 51.3245 | 58.191
2027-08-13 09:00 | 53.5941 | 59.532
2027-08-13 10:00 | 55.2941 | 58.744
2027-08-13 11:00 | 56.0828 | 57.3792
2027-08-13 12:00 | 55.8131 | 58.7511
2027-08-13 13:00 | 57.4774 | 58.8942
2027-08-13 14:00 | 58.4524 | 54.8975
2027-08-13 15:00 | 59.4552 | 57.7068
2027-08-13 16:00 | 61.1322 | 61.2218
2027-08-13 17:00 | 62.9068 | 65.2822
2027-08-13 18:00 | 62.2442 | 69.711
2027-08-13 19:00 | 58.6608 | 68.4697
2027-08-13 20:00 | 54.8064 | 66.4877
2027-08-13 21:00 | 51.1429 | 63.1266
2027-08-13 22:00 | 46.6735 | 60.3389
2027-08-13 23:00 | 41.9141 | 57.9995
2027-08-14 | 38.5461 | 55.8793
2027-08-14 01:00 | 35.6945 | 49.4916
2027-08-14 02:00 | 34.9085 | 47.4303
2027-08-14 03:00 | 34.6235 | 46.4023
2027-08-14 04:00 | 34.2652 | 45.3835
2027-08-14 05:00 | 34.6169 | 46.762
2027-08-14 06:00 | 36.9361 | 49.2585
2027-08-14 07:00 | 41.4265 | 49.2507
2027-08-14 08:00 | 46.0816 | 50.0968
2027-08-14 09:00 | 49.7717 | 53.6768
2027-08-14 10:00 | 52.0142 | 54.2116
2027-08-14 11:00 | 53.0406 | 54.5791
2027-08-14 12:00 | 54.2114 | 56.2432
2027-08-14 13:00 | 54.8157 | 56.3552
2027-08-14 14:00 | 54.9891 | 54.008
2027-08-14 15:00 | 55.2715 | 57.8784
2027-08-14 16:00 | 57.3748 | 60.8762
2027-08-14 17:00 | 59.4774 | 64.3021
2027-08-14 18:00 | 60.2 | 65.6582
2027-08-14 19:00 | 56.2558 | 63.4777
2027-08-14 20:00 | 52.146 | 60.4702
2027-08-14 21:00 | 48.5653 | 58.2119
2027-08-14 22:00 | 44.9235 | 56.8786
2027-08-14 23:00 | 41.2251 | 55.0583
2027-08-15 | 38.9017 | 53.2144
2027-08-15 01:00 | 36.0359 | 47.8
2027-08-15 02:00 | 35.1326 | 45.7635
2027-08-15 03:00 | 34.7626 | 45.0454
2027-08-15 04:00 | 34.2627 | 44.2643
2027-08-15 05:00 | 34.4604 | 45.3487
2027-08-15 06:00 | 35.8331 | 46.0086
2027-08-15 07:00 | 39.8424 | 45.3715
2027-08-15 08:00 | 44.6447 | 45.0134
2027-08-15 09:00 | 48.5187 | 47.7642
2027-08-15 10:00 | 51.0173 | 48.4522
2027-08-15 11:00 | 52.7074 | 50.4202
2027-08-15 12:00 | 54.0502 | 50.3409
2027-08-15 13:00 | 55.3941 | 52.0465
2027-08-15 14:00 | 56.492 | 52.1048
2027-08-15 15:00 | 57.8816 | 58.2461
2027-08-15 16:00 | 60.9571 | 63.8435
2027-08-15 17:00 | 63.8438 | 70.732
2027-08-15 18:00 | 63.6968 | 72.822
2027-08-15 19:00 | 60.0202 | 71.5372
2027-08-15 20:00 | 55.8324 | 67.564
2027-08-15 21:00 | 52.1934 | 63.7732
2027-08-15 22:00 | 48.1412 | 61.6161
2027-08-15 23:00 | 43.9617 | 58.4367
2027-08-16 | 40.7641 | 56.3259
2027-08-16 01:00 | 38.4123 | 52.5539
2027-08-16 02:00 | 37.7185 | 50.8896
2027-08-16 03:00 | 37.5833 | 50.2359
2027-08-16 04:00 | 37.4276 | 49.4835
2027-08-16 05:00 | 38.7787 | 51.625
2027-08-16 06:00 | 43.2471 | 55.842
2027-08-16 07:00 | 49.5687 | 59.0259
2027-08-16 08:00 | 54.211 | 59.1466
2027-08-16 09:00 | 57.1434 | 61.211
2027-08-16 10:00 | 59.6661 | 61.1988
2027-08-16 11:00 | 61.1885 | 62.2545
2027-08-16 12:00 | 61.6445 | 63.5401
2027-08-16 13:00 | 63.5511 | 64.5005
2027-08-16 14:00 | 64.3733 | 62.2706
2027-08-16 15:00 | 65.9339 | 66.3947
2027-08-16 16:00 | 67.8382 | 71.858
2027-08-16 17:00 | 69.5265 | 77.9842
2027-08-16 18:00 | 69.01 | 80.7026
2027-08-16 19:00 | 65.2067 | 79.1214
2027-08-16 20:00 | 60.958 | 75.8673
2027-08-16 21:00 | 56.8404 | 71.1133
2027-08-16 22:00 | 51.7429 | 67.3592
2027-08-16 23:00 | 46.3711 | 63.7074
2027-08-17 | 42.7249 | 61.593
2027-08-17 01:00 | 40.5549 | 58.9753
2027-08-17 02:00 | 39.664 | 56.755
2027-08-17 03:00 | 39.4002 | 55.9125
2027-08-17 04:00 | 39.1592 | 55.2267
2027-08-17 05:00 | 40.5203 | 57.3953
2027-08-17 06:00 | 45.9532 | 60.998
2027-08-17 07:00 | 52.2829 | 64.3831
2027-08-17 08:00 | 57.0855 | 65.3601
2027-08-17 09:00 | 60.0708 | 67.6437
2027-08-17 10:00 | 62.7056 | 68.3549
2027-08-17 11:00 | 64.4917 | 70.5045
2027-08-17 12:00 | 65.8287 | 74.6588
2027-08-17 13:00 | 67.5173 | 75.7489
2027-08-17 14:00 | 67.8484 | 73.724
2027-08-17 15:00 | 68.7112 | 77.6771
2027-08-17 16:00 | 69.9623 | 82.4813
2027-08-17 17:00 | 71.2871 | 86.0045
2027-08-17 18:00 | 69.7879 | 89.7958
2027-08-17 19:00 | 65.6071 | 87.6937
2027-08-17 20:00 | 61.7987 | 84.6845
2027-08-17 21:00 | 57.9256 | 80.3276
2027-08-17 22:00 | 52.9373 | 75.8282
2027-08-17 23:00 | 47.6679 | 72.0948
2027-08-18 | 45.0374 | 67.4771
2027-08-18 01:00 | 42.4148 | 63.9173
2027-08-18 02:00 | 41.4326 | 60.9741
2027-08-18 03:00 | 40.9444 | 59.606
2027-08-18 04:00 | 40.5346 | 58.8201
2027-08-18 05:00 | 41.7502 | 60.5277
2027-08-18 06:00 | 46.3307 | 63.1531
2027-08-18 07:00 | 51.939 | 66.2409
2027-08-18 08:00 | 55.941 | 66.9923
2027-08-18 09:00 | 58.0114 | 69.0175
2027-08-18 10:00 | 59.7165 | 69.8542
2027-08-18 11:00 | 61.2091 | 72.9912
2027-08-18 12:00 | 63.5655 | 75.6769
2027-08-18 13:00 | 64.6395 | 77.4006
2027-08-18 14:00 | 64.2932 | 76.6361
2027-08-18 15:00 | 64.4131 | 80.9537
2027-08-18 16:00 | 65.1157 | 86.3407
2027-08-18 17:00 | 66.1102 | 91.7644
2027-08-18 18:00 | 65.7148 | 92.9583
2027-08-18 19:00 | 61.4687 | 91.6314
2027-08-18 20:00 | 57.8623 | 87.7489
2027-08-18 21:00 | 54.1463 | 82.5258
2027-08-18 22:00 | 49.4981 | 77.3577
2027-08-18 23:00 | 44.6113 | 72.403
2027-08-19 | 41.9625 | 68.0909
2027-08-19 01:00 | 39.2224 | 62.6807
2027-08-19 02:00 | 38.3703 | 59.4048
2027-08-19 03:00 | 37.9897 | 57.9034
2027-08-19 04:00 | 37.6767 | 56.8868
2027-08-19 05:00 | 38.8656 | 58.718
2027-08-19 06:00 | 43.4478 | 63.4525
2027-08-19 07:00 | 48.571 | 67.0478
2027-08-19 08:00 | 51.9828 | 67.7733
2027-08-19 09:00 | 53.5889 | 70.6156
2027-08-19 10:00 | 54.6154 | 71.3458
2027-08-19 11:00 | 55.2032 | 73.9856
2027-08-19 12:00 | 56.1018 | 75.5432
2027-08-19 13:00 | 57.1706 | 76.9349
2027-08-19 14:00 | 57.4013 | 75.9129
2027-08-19 15:00 | 58.2022 | 80.6499
2027-08-19 16:00 | 59.8227 | 86.3833
2027-08-19 17:00 | 61.6113 | 91.8952
2027-08-19 18:00 | 60.1643 | 93.407
2027-08-19 19:00 | 56.4104 | 92.0714
2027-08-19 20:00 | 53.0855 | 87.9048
2027-08-19 21:00 | 49.4462 | 82.4735
2027-08-19 22:00 | 45.2444 | 77.1439
2027-08-19 23:00 | 40.8083 | 72.1569
2027-08-20 | 38.3914 | 68.5146
2027-08-20 01:00 | 37.6369 | 63.3242
2027-08-20 02:00 | 37.142 | 60.1897
2027-08-20 03:00 | 37.1604 | 58.6191
2027-08-20 04:00 | 37.1316 | 57.5589
2027-08-20 05:00 | 38.5382 | 59.0331
2027-08-20 06:00 | 42.9348 | 64.164
2027-08-20 07:00 | 48.0076 | 67.5548
2027-08-20 08:00 | 51.7388 | 68.3537
2027-08-20 09:00 | 53.8868 | 71.3394
2027-08-20 10:00 | 56.0025 | 72.1109
2027-08-20 11:00 | 57.7179 | 74.9906
2027-08-20 12:00 | 59.5626 | 76.2016
2027-08-20 13:00 | 61.386 | 78.0823
2027-08-20 14:00 | 62.2423 | 77.5926
2027-08-20 15:00 | 63.2731 | 82.3701
2027-08-20 16:00 | 64.627 | 88.1672
2027-08-20 17:00 | 66.0216 | 93.7558
2027-08-20 18:00 | 64.862 | 93.4217
2027-08-20 19:00 | 61.1652 | 91.8452
2027-08-20 20:00 | 57.418 | 87.4326
2027-08-20 21:00 | 53.7646 | 81.7865
2027-08-20 22:00 | 49.18 | 76.3639
2027-08-20 23:00 | 44.1983 | 71.4041
2027-08-21 | 40.8214 | 68.1215
2027-08-21 01:00 | 37.9675 | 60.9643
2027-08-21 02:00 | 37.087 | 57.5069
2027-08-21 03:00 | 36.6547 | 55.8066
2027-08-21 04:00 | 36.1007 | 54.2113
2027-08-21 05:00 | 36.4012 | 55.2254
2027-08-21 06:00 | 38.2789 | 59.3575
2027-08-21 07:00 | 41.9423 | 60.2959
2027-08-21 08:00 | 45.9199 | 61.9771
2027-08-21 09:00 | 48.42 | 66.2519
2027-08-21 10:00 | 50.106 | 68.7998
2027-08-21 11:00 | 51.4192 | 71.553
2027-08-21 12:00 | 53.6265 | 73.2342
2027-08-21 13:00 | 54.1188 | 74.8562
2027-08-21 14:00 | 54.4176 | 73.9766
2027-08-21 15:00 | 55.055 | 79.0794
2027-08-21 16:00 | 57.1757 | 84.0046
2027-08-21 17:00 | 59.0372 | 89.948
2027-08-21 18:00 | 58.9325 | 89.7855
2027-08-21 19:00 | 55.0156 | 86.5419
2027-08-21 20:00 | 50.9047 | 82.0912
2027-08-21 21:00 | 47.0471 | 77.1488
2027-08-21 22:00 | 43.2889 | 73.221
2027-08-21 23:00 | 39.5357 | 69.4424
2027-08-22 | 37.3388 | 66.94
2027-08-22 01:00 | 34.8524 | 60.8183
2027-08-22 02:00 | 34.1891 | 57.5822
2027-08-22 03:00 | 33.8979 | 55.6901
2027-08-22 04:00 | 33.4148 | 54.1147
2027-08-22 05:00 | 33.6799 | 54.9502
2027-08-22 06:00 | 34.2325 | 57.2623
2027-08-22 07:00 | 37.4928 | 57.7587
2027-08-22 08:00 | 40.948 | 59.0899
2027-08-22 09:00 | 43.3064 | 63.3227
2027-08-22 10:00 | 44.7142 | 66.2615
2027-08-22 11:00 | 45.4838 | 69.2531
2027-08-22 12:00 | 45.9151 | 71.7953
2027-08-22 13:00 | 46.6286 | 73.8208
2027-08-22 14:00 | 47.1121 | 73.4757
2027-08-22 15:00 | 48.4474 | 79.1957
2027-08-22 16:00 | 51.1808 | 83.5758
2027-08-22 17:00 | 53.7731 | 88.4416
2027-08-22 18:00 | 53.0762 | 90.9778
2027-08-22 19:00 | 49.4013 | 87.2861
2027-08-22 20:00 | 45.9063 | 84.0121
2027-08-22 21:00 | 42.7431 | 79.8668
2027-08-22 22:00 | 39.5819 | 75.7714
2027-08-22 23:00 | 36.2694 | 72.4663
2027-08-23 | 34.3378 | 67.4434
2027-08-23 01:00 | 33.6977 | 63.613
2027-08-23 02:00 | 33.6109 | 60.6817
2027-08-23 03:00 | 33.7447 | 59.3999
2027-08-23 04:00 | 33.8127 | 58.5439
2027-08-23 05:00 | 35.2395 | 60.8382
2027-08-23 06:00 | 39.6411 | 64.5401
2027-08-23 07:00 | 44.3197 | 67.3575
2027-08-23 08:00 | 46.7619 | 68.3192
2027-08-23 09:00 | 47.5437 | 70.3103
2027-08-23 10:00 | 48.224 | 71.0491
2027-08-23 11:00 | 48.896 | 73.4964
2027-08-23 12:00 | 49.9564 | 74.46
2027-08-23 13:00 | 51.1015 | 76.8297
2027-08-23 14:00 | 51.738 | 75.8148
2027-08-23 15:00 | 53.0429 | 79.9786
2027-08-23 16:00 | 54.9097 | 85.4461
2027-08-23 17:00 | 56.5508 | 90.9181
2027-08-23 18:00 | 56.042 | 92.4584
2027-08-23 19:00 | 52.3284 | 89.4786
2027-08-23 20:00 | 49.0459 | 86.0507
2027-08-23 21:00 | 45.2493 | 81.3022
2027-08-23 22:00 | 41.1542 | 75.9451
2027-08-23 23:00 | 36.8892 | 71.9352
2027-08-24 | 34.7892 | 65.9334
2027-08-24 01:00 | 33.2075 | 63.6812
2027-08-24 02:00 | 33.1455 | 60.8425
2027-08-24 03:00 | 33.3859 | 59.5693
2027-08-24 04:00 | 33.5263 | 58.734
2027-08-24 05:00 | 35.1232 | 60.8307
2027-08-24 06:00 | 39.1616 | 67.5219
2027-08-24 07:00 | 43.7945 | 71.4367
2027-08-24 08:00 | 46.1502 | 74.1664
2027-08-24 09:00 | 47.1089 | 78.6939
2027-08-24 10:00 | 47.8976 | 80.1494
2027-08-24 11:00 | 48.433 | 81.2314
2027-08-24 12:00 | 48.3977 | 82.5098
2027-08-24 13:00 | 49.7284 | 83.5333
2027-08-24 14:00 | 50.8233 | 81.218
2027-08-24 15:00 | 52.4852 | 84.9159
2027-08-24 16:00 | 54.6653 | 89.6737
2027-08-24 17:00 | 56.7116 | 93.4437
2027-08-24 18:00 | 55.8015 | 96.7153
2027-08-24 19:00 | 52.3082 | 93.8508
2027-08-24 20:00 | 49.501 | 89.7465
2027-08-24 21:00 | 45.8151 | 83.8744
2027-08-24 22:00 | 41.8434 | 78.461
2027-08-24 23:00 | 37.7246 | 73.8381
2027-08-25 | 35.5585 | 70.197
2027-08-25 01:00 | 33.9375 | 65.0219
2027-08-25 02:00 | 33.847 | 61.6515
2027-08-25 03:00 | 34.1071 | 59.8491
2027-08-25 04:00 | 34.2133 | 58.9653
2027-08-25 05:00 | 35.8399 | 60.6117
2027-08-25 06:00 | 40.7138 | 67.7142
2027-08-25 07:00 | 46.0851 | 71.5049
2027-08-25 08:00 | 48.9539 | 73.9331
2027-08-25 09:00 | 50.538 | 78.865
2027-08-25 10:00 | 51.6267 | 80.1228
2027-08-25 11:00 | 52.1118 | 81.1966
2027-08-25 12:00 | 52.5377 | 83.5802
2027-08-25 13:00 | 53.8031 | 84.1843
2027-08-25 14:00 | 54.3364 | 81.5785
2027-08-25 15:00 | 55.3159 | 84.5517
2027-08-25 16:00 | 57.0029 | 88.1477
2027-08-25 17:00 | 58.6051 | 92.1221
2027-08-25 18:00 | 57.5862 | 95.4946
2027-08-25 19:00 | 53.9863 | 91.9755
2027-08-25 20:00 | 51.2526 | 88.4713
2027-08-25 21:00 | 47.6786 | 82.8964
2027-08-25 22:00 | 43.5972 | 77.6039
2027-08-25 23:00 | 39.2922 | 73.2213
2027-08-26 | 37.6356 | 70.056
2027-08-26 01:00 | 35.2998 | 64.4254
2027-08-26 02:00 | 35.0783 | 61.1881
2027-08-26 03:00 | 35.122 | 59.6712
2027-08-26 04:00 | 35.1008 | 58.8415
2027-08-26 05:00 | 36.6695 | 61.0049
2027-08-26 06:00 | 40.9857 | 66.3135
2027-08-26 07:00 | 45.5253 | 69.788
2027-08-26 08:00 | 47.5163 | 71.1504
2027-08-26 09:00 | 48.0337 | 74.185
2027-08-26 10:00 | 48.3908 | 75.1865
2027-08-26 11:00 | 48.6241 | 77.6954
2027-08-26 12:00 | 50.5009 | 80.8268
2027-08-26 13:00 | 50.882 | 82.1419
2027-08-26 14:00 | 50.585 | 80.6515
2027-08-26 15:00 | 50.7099 | 84.6069
2027-08-26 16:00 | 51.7379 | 89.2313
2027-08-26 17:00 | 52.7214 | 93.1347
2027-08-26 18:00 | 52.7552 | 95.4731
2027-08-26 19:00 | 49.1278 | 92.8013
2027-08-26 20:00 | 46.6722 | 89.8027
2027-08-26 21:00 | 43.1875 | 84.8836
2027-08-26 22:00 | 39.5169 | 79.3886
2027-08-26 23:00 | 35.701 | 75.2058
2027-08-27 | 34.659 | 70.5072
2027-08-27 01:00 | 32.8868 | 65.7712
2027-08-27 02:00 | 32.7878 | 62.6081
2027-08-27 03:00 | 33.0569 | 61.0982
2027-08-27 04:00 | 33.1952 | 60.2925
2027-08-27 05:00 | 34.7754 | 62.1855
2027-08-27 06:00 | 39.4063 | 68.1756
2027-08-27 07:00 | 44.2763 | 71.2875
2027-08-27 08:00 | 46.3196 | 72.8572
2027-08-27 09:00 | 47.1346 | 76.1867
2027-08-27 10:00 | 47.384 | 77.1961
2027-08-27 11:00 | 46.8842 | 78.6685
2027-08-27 12:00 | 46.262 | 81.6534
2027-08-27 13:00 | 46.5624 | 82.7398
2027-08-27 14:00 | 46.2211 | 80.4144
2027-08-27 15:00 | 46.348 | 83.7461
2027-08-27 16:00 | 47.2432 | 86.3688
2027-08-27 17:00 | 48.3977 | 88.2373
2027-08-27 18:00 | 48.2538 | 89.5645
2027-08-27 19:00 | 45.4303 | 86.885
2027-08-27 20:00 | 43.5014 | 83.7183
2027-08-27 21:00 | 40.5588 | 78.3138
2027-08-27 22:00 | 37.3343 | 73.501
2027-08-27 23:00 | 33.9589 | 69.551
2027-08-28 | 32.0723 | 67.3284
2027-08-28 01:00 | 29.8083 | 59.8766
2027-08-28 02:00 | 29.8334 | 56.6072
2027-08-28 03:00 | 30.1012 | 54.5553
2027-08-28 04:00 | 30.0203 | 52.7104
2027-08-28 05:00 | 30.7757 | 53.2524
2027-08-28 06:00 | 33.3028 | 56.0126
2027-08-28 07:00 | 36.7444 | 55.6007
2027-08-28 08:00 | 39.2942 | 54.7759
2027-08-28 09:00 | 41.1298 | 55.7092
2027-08-28 10:00 | 41.6474 | 54.1388
2027-08-28 11:00 | 41.5158 | 54.8989
2027-08-28 12:00 | 40.8325 | 59.7827
2027-08-28 13:00 | 40.8132 | 59.2742
2027-08-28 14:00 | 40.4341 | 55.3548
2027-08-28 15:00 | 40.9378 | 58.3368
2027-08-28 16:00 | 42.6816 | 61.4602
2027-08-28 17:00 | 44.4502 | 66.1114
2027-08-28 18:00 | 45.1429 | 68.9539
2027-08-28 19:00 | 41.9555 | 66.73
2027-08-28 20:00 | 39.7413 | 63.5103
2027-08-28 21:00 | 36.8892 | 59.7842
2027-08-28 22:00 | 34.5458 | 57.1869
2027-08-28 23:00 | 32.2491 | 54.46
2027-08-29 | 30.8754 | 53.9409
2027-08-29 01:00 | 29.9987 | 50.0024
2027-08-29 02:00 | 30.1113 | 48.2668
2027-08-29 03:00 | 30.3366 | 47.4462
2027-08-29 04:00 | 30.3261 | 46.3399
2027-08-29 05:00 | 30.988 | 47.6963
2027-08-29 06:00 | 31.6955 | 50.7717
2027-08-29 07:00 | 34.0527 | 49.4771
2027-08-29 08:00 | 36.3237 | 47.1491
2027-08-29 09:00 | 37.8495 | 49.0683
2027-08-29 10:00 | 38.6622 | 47.5652
2027-08-29 11:00 | 39.5097 | 49.5796
2027-08-29 12:00 | 42.1291 | 53.7552
2027-08-29 13:00 | 42.6676 | 54.8408
2027-08-29 14:00 | 42.9773 | 52.3358
2027-08-29 15:00 | 43.7822 | 57.4326
2027-08-29 16:00 | 46.1479 | 61.4152
2027-08-29 17:00 | 48.4833 | 66.5715
2027-08-29 18:00 | 47.8327 | 70.3496
2027-08-29 19:00 | 44.1257 | 68.1882
2027-08-29 20:00 | 41.5915 | 65.8451
2027-08-29 21:00 | 38.4416 | 61.9831
2027-08-29 22:00 | 35.6382 | 59.7416
2027-08-29 23:00 | 32.9313 | 57.0976
2027-08-30 | 32.1537 | 56.4989
2027-08-30 01:00 | 31.4109 | 52.3082
2027-08-30 02:00 | 31.6505 | 50.977
2027-08-30 03:00 | 32.1084 | 50.2727
2027-08-30 04:00 | 32.3132 | 49.8063
2027-08-30 05:00 | 34.0617 | 52.1736
2027-08-30 06:00 | 38.4512 | 57.3438
2027-08-30 07:00 | 43.3803 | 59.5005
2027-08-30 08:00 | 45.2102 | 59.1853
2027-08-30 09:00 | 45.8324 | 60.2476
2027-08-30 10:00 | 46.1751 | 59.8344
2027-08-30 11:00 | 46.041 | 60.844
2027-08-30 12:00 | 45.4145 | 61.0785
2027-08-30 13:00 | 45.8233 | 63.0337
2027-08-30 14:00 | 45.7741 | 62.034
2027-08-30 15:00 | 46.5455 | 66.3922
2027-08-30 16:00 | 47.9972 | 72.3051
2027-08-30 17:00 | 49.1107 | 78.0936
2027-08-30 18:00 | 48.99 | 78.9123
2027-08-30 19:00 | 45.8459 | 76.9183
2027-08-30 20:00 | 44.1736 | 74.7136
2027-08-30 21:00 | 40.8304 | 69.5962
2027-08-30 22:00 | 37.5152 | 65.5694
2027-08-30 23:00 | 34.2419 | 62.5784
2027-08-31 | 32.6437 | 60.2932
2027-08-31 01:00 | 30.9961 | 58.6238
2027-08-31 02:00 | 31.2088 | 56.781
2027-08-31 03:00 | 31.721 | 55.8848
2027-08-31 04:00 | 32.0204 | 55.1773
2027-08-31 05:00 | 33.8832 | 57.2659
2027-08-31 06:00 | 38.8599 | 66.6049
2027-08-31 07:00 | 43.1394 | 70.5148
2027-08-31 08:00 | 44.285 | 72.6232
2027-08-31 09:00 | 44.1339 | 76.9879
2027-08-31 10:00 | 44.0849 | 77.6519
2027-08-31 11:00 | 43.8005 | 78.2641
2027-08-31 12:00 | 44.9283 | 80.7878
2027-08-31 13:00 | 45.3408 | 81.1234
2027-08-31 14:00 | 45.2093 | 78.7091
2027-08-31 15:00 | 45.8566 | 82.4808
2027-08-31 16:00 | 47.2012 | 86.9636
2027-08-31 17:00 | 48.6975 | 89.9688
2027-08-31 18:00 | 48.6613 | 94.2157
2027-08-31 19:00 | 45.9089 | 92.1364
2027-08-31 20:00 | 44.416 | 88.8389
2027-08-31 21:00 | 41.3818 | 82.5659
2027-08-31 22:00 | 38.1032 | 77.6469
2027-08-31 23:00 | 34.7414 | 73.4158
2027-09-01 | 33.0774 | 71.6105
2027-09-01 01:00 | 30.9749 | 64.9216
2027-09-01 02:00 | 31.3008 | 61.5381
2027-09-01 03:00 | 31.7043 | 59.8538
2027-09-01 04:00 | 32.0184 | 58.7569
2027-09-01 05:00 | 33.7757 | 60.1555
2027-09-01 06:00 | 38.9927 | 66.5859
2027-09-01 07:00 | 44.0669 | 71.0699
2027-09-01 08:00 | 45.1334 | 72.7972
2027-09-01 09:00 | 44.5977 | 76.4988
2027-09-01 10:00 | 44.272 | 77.7038
2027-09-01 11:00 | 43.7044 | 79.7585
2027-09-01 12:00 | 43.903 | 79.1334
2027-09-01 13:00 | 44.4298 | 80.6725
2027-09-01 14:00 | 44.2421 | 80.6573
2027-09-01 15:00 | 44.8912 | 85.7165
2027-09-01 16:00 | 46.5118 | 92.6113
2027-09-01 17:00 | 48.4079 | 98.9253
2027-09-01 18:00 | 48.2419 | 100.1298
2027-09-01 19:00 | 45.3552 | 98.9713
2027-09-01 20:00 | 44.0286 | 94.7812
2027-09-01 21:00 | 40.9562 | 87.5434
2027-09-01 22:00 | 37.6555 | 80.794
2027-09-01 23:00 | 34.2567 | 74.8788
2027-09-02 | 32.6913 | 70.5847
2027-09-02 01:00 | 30.8344 | 65.1388
2027-09-02 02:00 | 31.0987 | 61.5487
2027-09-02 03:00 | 31.4629 | 59.9973
2027-09-02 04:00 | 31.7484 | 58.764
2027-09-02 05:00 | 33.4976 | 60.4686
2027-09-02 06:00 | 39.2399 | 66.354
2027-09-02 07:00 | 44.8411 | 71.3543
2027-09-02 08:00 | 46.573 | 73.1627
2027-09-02 09:00 | 46.8033 | 76.5136
2027-09-02 10:00 | 46.6734 | 77.899
2027-09-02 11:00 | 45.7754 | 80.4346
2027-09-02 12:00 | 45.0971 | 81.836
2027-09-02 13:00 | 45.634 | 83.1276
2027-09-02 14:00 | 45.6149 | 82.228
2027-09-02 15:00 | 46.2393 | 87.3605
2027-09-02 16:00 | 47.8551 | 93.1667
2027-09-02 17:00 | 49.551 | 97.6512
2027-09-02 18:00 | 49.2295 | 98.344
2027-09-02 19:00 | 46.3964 | 96.4609
2027-09-02 20:00 | 44.9219 | 92.634
2027-09-02 21:00 | 41.5764 | 85.8845
2027-09-02 22:00 | 38.1698 | 79.4792
2027-09-02 23:00 | 34.6865 | 73.9369
2027-09-03 | 33.4452 | 70.2323
2027-09-03 01:00 | 31.7569 | 68.5294
2027-09-03 02:00 | 31.8757 | 65.1301
2027-09-03 03:00 | 32.1569 | 63.5233
2027-09-03 04:00 | 32.3921 | 62.3644
2027-09-03 05:00 | 34.0909 | 63.9673
2027-09-03 06:00 | 39.7074 | 72.7802
2027-09-03 07:00 | 45.4162 | 77.8187
2027-09-03 08:00 | 47.3721 | 80.9915
2027-09-03 09:00 | 47.9202 | 86.666
2027-09-03 10:00 | 48.2331 | 89.0176
2027-09-03 11:00 | 47.5009 | 90.6118
2027-09-03 12:00 | 46.9845 | 92.0215
2027-09-03 13:00 | 47.512 | 93.9231
2027-09-03 14:00 | 47.2762 | 92.8402
2027-09-03 15:00 | 47.4662 | 97.4912
2027-09-03 16:00 | 48.5659 | 101.831
2027-09-03 17:00 | 49.9505 | 104.2099
2027-09-03 18:00 | 49.6367 | 105.4856
2027-09-03 19:00 | 46.6375 | 102.9458
2027-09-03 20:00 | 44.7508 | 98.8836
2027-09-03 21:00 | 41.2573 | 91.9589
2027-09-03 22:00 | 37.7471 | 84.6236
2027-09-03 23:00 | 34.1951 | 79.0331
2027-09-04 | 33.05 | 74.7523
2027-09-04 01:00 | 30.9054 | 67.342
2027-09-04 02:00 | 30.7999 | 62.9402
2027-09-04 03:00 | 30.7888 | 60.5487
2027-09-04 04:00 | 30.7549 | 58.339
2027-09-04 05:00 | 31.4632 | 58.7962
2027-09-04 06:00 | 34.6411 | 63.5388
2027-09-04 07:00 | 38.8315 | 64.6585
2027-09-04 08:00 | 41.6546 | 65.8954
2027-09-04 09:00 | 43.4053 | 68.8879
2027-09-04 10:00 | 44.2314 | 71.0503
2027-09-04 11:00 | 44.0232 | 72.1103
2027-09-04 12:00 | 42.7403 | 71.7612
2027-09-04 13:00 | 43.2017 | 73.0355
2027-09-04 14:00 | 43.5827 | 70.3565
2027-09-04 15:00 | 44.6559 | 75.4467
2027-09-04 16:00 | 47.0317 | 79.7759
2027-09-04 17:00 | 49.4624 | 84.2083
2027-09-04 18:00 | 47.1314 | 83.2735
2027-09-04 19:00 | 43.6679 | 80.6401
2027-09-04 20:00 | 41.3488 | 75.9504
2027-09-04 21:00 | 38.1968 | 69.2616
2027-09-04 22:00 | 35.5984 | 64.5221
2027-09-04 23:00 | 33.0985 | 60.3445
2027-09-05 | 31.8463 | 58.8263
2027-09-05 01:00 | 30.2825 | 55.0803
2027-09-05 02:00 | 30.1799 | 52.9595
2027-09-05 03:00 | 30.1731 | 51.739
2027-09-05 04:00 | 30.0622 | 49.9856
2027-09-05 05:00 | 30.6459 | 50.8874
2027-09-05 06:00 | 33.3372 | 54.1463
2027-09-05 07:00 | 37.0792 | 54.828
2027-09-05 08:00 | 39.9032 | 54.9144
2027-09-05 09:00 | 41.6819 | 57.2464
2027-09-05 10:00 | 42.572 | 59.4329
2027-09-05 11:00 | 42.8408 | 60.958
2027-09-05 12:00 | 42.9875 | 60.4245
2027-09-05 13:00 | 43.6078 | 63.039
2027-09-05 14:00 | 43.8684 | 61.3982
2027-09-05 15:00 | 44.9158 | 67.4304
2027-09-05 16:00 | 47.481 | 72.2414
2027-09-05 17:00 | 50.1842 | 75.6732
2027-09-05 18:00 | 49.9458 | 77.9968
2027-09-05 19:00 | 46.8363 | 75.635
2027-09-05 20:00 | 44.3682 | 73.0463
2027-09-05 21:00 | 41.0833 | 68.5486
2027-09-05 22:00 | 38.0953 | 64.469
2027-09-05 23:00 | 35.169 | 61.2862
2027-09-06 | 33.2746 | 57.0651
2027-09-06 01:00 | 30.3729 | 55.4164
2027-09-06 02:00 | 30.3883 | 52.5391
2027-09-06 03:00 | 30.608 | 52.026
2027-09-06 04:00 | 30.7277 | 51.1174
2027-09-06 05:00 | 31.3467 | 52.6197
2027-09-06 06:00 | 33.1283 | 56.0453
2027-09-06 07:00 | 36.216 | 54.2954
2027-09-06 08:00 | 38.6324 | 53.5003
2027-09-06 09:00 | 40.7657 | 56.1126
2027-09-06 10:00 | 41.8158 | 57.783
2027-09-06 11:00 | 42.8799 | 60.4622
2027-09-06 12:00 | 43.1839 | 60.8777
2027-09-06 13:00 | 44.0742 | 64.2095
2027-09-06 14:00 | 43.2922 | 65.6756
2027-09-06 15:00 | 42.1717 | 72.5701
2027-09-06 16:00 | 45.8215 | 76.3008
2027-09-06 17:00 | 48.5831 | 80.6978
2027-09-06 18:00 | 48.2781 | 82.8276
2027-09-06 19:00 | 45.6779 | 81.8921
2027-09-06 20:00 | 43.4285 | 77.4677
2027-09-06 21:00 | 39.5341 | 71.6105
2027-09-06 22:00 | 36.096 | 66.7067
2027-09-06 23:00 | 32.9928 | 62.5429
2027-09-07 | 31.4616 | 59.984
2027-09-07 01:00 | 32.7738 | 58.8541
2027-09-07 02:00 | 32.9073 | 56.1062
2027-09-07 03:00 | 33.2401 | 55.0584
2027-09-07 04:00 | 33.5431 | 54.2211
2027-09-07 05:00 | 35.3662 | 56.2781
2027-09-07 06:00 | 39.9491 | 65.5006
2027-09-07 07:00 | 45.1971 | 69.6383
2027-09-07 08:00 | 47.1315 | 71.1302
2027-09-07 09:00 | 47.5235 | 73.994
2027-09-07 10:00 | 48.3218 | 74.8146
2027-09-07 11:00 | 48.7859 | 74.7211
2027-09-07 12:00 | 48.9714 | 75.5406
2027-09-07 13:00 | 50.2348 | 76.6147
2027-09-07 14:00 | 50.972 | 74.1046
2027-09-07 15:00 | 52.6377 | 78.3034
2027-09-07 16:00 | 54.884 | 82.861
2027-09-07 17:00 | 57.0241 | 85.1426
2027-09-07 18:00 | 54.336 | 88.3429
2027-09-07 19:00 | 51.5223 | 86.3243
2027-09-07 20:00 | 49.4548 | 83.1795
2027-09-07 21:00 | 45.8911 | 77.0506
2027-09-07 22:00 | 42.0901 | 71.6453
2027-09-07 23:00 | 38.1456 | 67.793
2027-09-08 | 35.6437 | 64.8406
2027-09-08 01:00 | 34.4212 | 56.5241
2027-09-08 02:00 | 34.4498 | 53.5636
2027-09-08 03:00 | 34.6312 | 52.4783
2027-09-08 04:00 | 34.7896 | 51.5694
2027-09-08 05:00 | 36.5231 | 53.1206
2027-09-08 06:00 | 41.091 | 60.3898
2027-09-08 07:00 | 46.3516 | 64.0893
2027-09-08 08:00 | 48.2609 | 63.6289
2027-09-08 09:00 | 48.6072 | 63.9287
2027-09-08 10:00 | 49.2276 | 63.4955
2027-09-08 11:00 | 49.6721 | 63.9378
2027-09-08 12:00 | 50.2935 | 62.7355
2027-09-08 13:00 | 51.5409 | 63.6514
2027-09-08 14:00 | 52.1821 | 61.5416
2027-09-08 15:00 | 53.6189 | 66.0904
2027-09-08 16:00 | 55.6184 | 71.3956
2027-09-08 17:00 | 57.4963 | 76.6152
2027-09-08 18:00 | 56.5237 | 78.228
2027-09-08 19:00 | 53.6896 | 77.2914
2027-09-08 20:00 | 51.0494 | 73.8016
2027-09-08 21:00 | 46.9931 | 67.8083
2027-09-08 22:00 | 42.809 | 63.1901
2027-09-08 23:00 | 38.5393 | 58.8495
2027-09-09 | 35.8211 | 56.2103
2027-09-09 01:00 | 34.0344 | 53.0922
2027-09-09 02:00 | 33.9278 | 51.1295
2027-09-09 03:00 | 34.0321 | 50.6731
2027-09-09 04:00 | 34.14 | 49.9412
2027-09-09 05:00 | 35.8316 | 52.0476
2027-09-09 06:00 | 40.4527 | 58.8431
2027-09-09 07:00 | 45.9009 | 62.6646
2027-09-09 08:00 | 48.0502 | 62.241
2027-09-09 09:00 | 48.6591 | 62.6665
2027-09-09 10:00 | 49.3647 | 62.6638
2027-09-09 11:00 | 49.4679 | 63.6558
2027-09-09 12:00 | 49.3746 | 63.8264
2027-09-09 13:00 | 50.4306 | 65.6342
2027-09-09 14:00 | 51.0051 | 64.0864
2027-09-09 15:00 | 52.4279 | 69.4075
2027-09-09 16:00 | 54.3786 | 75.5773
2027-09-09 17:00 | 56.0587 | 80.2234
2027-09-09 18:00 | 54.3724 | 81.2031
2027-09-09 19:00 | 51.7602 | 79.7775
2027-09-09 20:00 | 49.3872 | 77.3928
2027-09-09 21:00 | 45.5848 | 72.1642
2027-09-09 22:00 | 41.7006 | 67.2529
2027-09-09 23:00 | 37.6749 | 63.7375
2027-09-10 | 35.2505 | 59.7491
2027-09-10 01:00 | 33.277 | 56.0472
2027-09-10 02:00 | 33.1835 | 53.8699
2027-09-10 03:00 | 33.3046 | 53.1488
2027-09-10 04:00 | 33.4557 | 52.4242
2027-09-10 05:00 | 35.1054 | 54.1824
2027-09-10 06:00 | 40.0556 | 59.9651
2027-09-10 07:00 | 45.3579 | 63.2346
2027-09-10 08:00 | 47.1441 | 62.9424
2027-09-10 09:00 | 47.3946 | 63.1865
2027-09-10 10:00 | 47.7366 | 63.3228
2027-09-10 11:00 | 47.437 | 64.5441
2027-09-10 12:00 | 47.1891 | 65.3738
2027-09-10 13:00 | 48.0094 | 67.3775
2027-09-10 14:00 | 48.3091 | 66.2491
2027-09-10 15:00 | 49.1651 | 71.0622
2027-09-10 16:00 | 50.7611 | 76.5259
2027-09-10 17:00 | 52.404 | 80.2065
2027-09-10 18:00 | 50.2625 | 82.8303
2027-09-10 19:00 | 47.4598 | 81.2084
2027-09-10 20:00 | 44.8554 | 78.3972
2027-09-10 21:00 | 41.085 | 73.0504
2027-09-10 22:00 | 37.4174 | 67.7665
2027-09-10 23:00 | 33.6684 | 64.494
2027-09-11 | 32.2519 | 58.9305
2027-09-11 01:00 | 29.8183 | 53.806
2027-09-11 02:00 | 29.8159 | 51.2677
2027-09-11 03:00 | 29.9805 | 50.2539
2027-09-11 04:00 | 29.987 | 49.0164
2027-09-11 05:00 | 30.7931 | 49.9617
2027-09-11 06:00 | 33.7444 | 52.2878
2027-09-11 07:00 | 37.7831 | 53.0924
2027-09-11 08:00 | 40.0508 | 53.2465
2027-09-11 09:00 | 41.3269 | 54.927
2027-09-11 10:00 | 41.7849 | 55.4304
2027-09-11 11:00 | 41.2491 | 55.8544
2027-09-11 12:00 | 40.4192 | 54.6977
2027-09-11 13:00 | 40.0945 | 56.0126
2027-09-11 14:00 | 39.5843 | 54.3372
2027-09-11 15:00 | 40.0105 | 59.802
2027-09-11 16:00 | 41.8354 | 65.0688
2027-09-11 17:00 | 43.6406 | 69.9441
2027-09-11 18:00 | 43.6573 | 69.6178
2027-09-11 19:00 | 41.1116 | 67.9408
2027-09-11 20:00 | 38.6794 | 63.7362
2027-09-11 21:00 | 35.5066 | 58.4605
2027-09-11 22:00 | 33.0834 | 55.4623
2027-09-11 23:00 | 30.7778 | 52.5325
2027-09-12 | 29.5068 | 50.8379
2027-09-12 01:00 | 28.4033 | 47.6637
2027-09-12 02:00 | 28.6147 | 45.7895
2027-09-12 03:00 | 28.8199 | 44.9039
2027-09-12 04:00 | 28.8715 | 43.7153
2027-09-12 05:00 | 29.5901 | 44.6174
2027-09-12 06:00 | 32.2665 | 48.9167
2027-09-12 07:00 | 35.595 | 49.3293
2027-09-12 08:00 | 37.3917 | 48.4126
2027-09-12 09:00 | 38.0528 | 49.8949
2027-09-12 10:00 | 38.2746 | 49.6066
2027-09-12 11:00 | 38.6641 | 50.2937
2027-09-12 12:00 | 38.7316 | 51.3682
2027-09-12 13:00 | 39.6621 | 52.3336
2027-09-12 14:00 | 40.2517 | 51.1924
2027-09-12 15:00 | 41.9061 | 57.0477
2027-09-12 16:00 | 45.0922 | 61.9146
2027-09-12 17:00 | 48.2832 | 66.033
2027-09-12 18:00 | 46.8945 | 67.0826
2027-09-12 19:00 | 44.0973 | 66.0947
2027-09-12 20:00 | 41.2837 | 63.079
2027-09-12 21:00 | 37.6433 | 58.6086
2027-09-12 22:00 | 34.6082 | 55.7568
2027-09-12 23:00 | 31.7618 | 52.9318
2027-09-13 | 30.6763 | 51.8334
2027-09-13 01:00 | 30.265 | 47.8528
2027-09-13 02:00 | 30.5912 | 46.7797
2027-09-13 03:00 | 31.0369 | 46.704
2027-09-13 04:00 | 31.4088 | 45.9275
2027-09-13 05:00 | 33.2565 | 48.6651
2027-09-13 06:00 | 39.4579 | 55.5312
2027-09-13 07:00 | 45.1889 | 60.042
2027-09-13 08:00 | 46.8777 | 61.3151
2027-09-13 09:00 | 46.9202 | 63.3583
2027-09-13 10:00 | 47.4235 | 63.8073
2027-09-13 11:00 | 47.5639 | 63.3574
2027-09-13 12:00 | 47.3887 | 61.5283
2027-09-13 13:00 | 48.4877 | 62.0567
2027-09-13 14:00 | 48.9904 | 59.3699
2027-09-13 15:00 | 50.4636 | 63.0326
2027-09-13 16:00 | 52.6914 | 67.8528
2027-09-13 17:00 | 54.4448 | 71.3466
2027-09-13 18:00 | 52.9458 | 71.1955
2027-09-13 19:00 | 50.2117 | 70.258
2027-09-13 20:00 | 47.4351 | 67.0979
2027-09-13 21:00 | 43.1508 | 61.5678
2027-09-13 22:00 | 39.0602 | 57.6024
2027-09-13 23:00 | 35.0123 | 54.4765
2027-09-14 | 33.8375 | 52.6484
2027-09-14 01:00 | 32.0535 | 47.4852
2027-09-14 02:00 | 32.1398 | 45.936
2027-09-14 03:00 | 32.4201 | 46.0122
2027-09-14 04:00 | 32.6947 | 45.5951
2027-09-14 05:00 | 34.5257 | 47.748
2027-09-14 06:00 | 39.9892 | 55.0666
2027-09-14 07:00 | 45.3132 | 59.4742
2027-09-14 08:00 | 46.7071 | 58.9884
2027-09-14 09:00 | 46.5704 | 58.7961
2027-09-14 10:00 | 46.9498 | 57.2685
2027-09-14 11:00 | 47.2089 | 56.1574
2027-09-14 12:00 | 48.1711 | 59.7319
2027-09-14 13:00 | 49.0967 | 59.4853
2027-09-14 14:00 | 49.4748 | 55.7969
2027-09-14 15:00 | 50.6831 | 59.577
2027-09-14 16:00 | 52.5389 | 64.8203
2027-09-14 17:00 | 54.1594 | 68.3542
2027-09-14 18:00 | 52.8373 | 70.3048
2027-09-14 19:00 | 50.2122 | 69.7443
2027-09-14 20:00 | 47.5622 | 66.7121
2027-09-14 21:00 | 43.4394 | 61.5284
2027-09-14 22:00 | 39.4301 | 57.8237
2027-09-14 23:00 | 35.4197 | 54.8892
2027-09-15 | 34.228 | 53.1828
2027-09-15 01:00 | 32.3703 | 47.8411
2027-09-15 02:00 | 32.4579 | 46.3919
2027-09-15 03:00 | 32.626 | 46.3452
2027-09-15 04:00 | 32.821 | 46.0655
2027-09-15 05:00 | 34.5187 | 48.2147
2027-09-15 06:00 | 40.2327 | 55.6089
2027-09-15 07:00 | 45.7837 | 60.1012
2027-09-15 08:00 | 47.0104 | 60.0519
2027-09-15 09:00 | 46.6259 | 60.2549
2027-09-15 10:00 | 46.246 | 59.4412
2027-09-15 11:00 | 45.6765 | 59.0395
2027-09-15 12:00 | 45.1488 | 58.7759
2027-09-15 13:00 | 45.7955 | 58.7415
2027-09-15 14:00 | 45.88 | 56.1021
2027-09-15 15:00 | 46.7921 | 59.7557
2027-09-15 16:00 | 48.7816 | 64.4648
2027-09-15 17:00 | 50.7148 | 68.1532
2027-09-15 18:00 | 48.4833 | 69.5919
2027-09-15 19:00 | 45.8127 | 69.0776
2027-09-15 20:00 | 43.319 | 66.3769
2027-09-15 21:00 | 39.4695 | 61.3447
2027-09-15 22:00 | 35.8435 | 57.4868
2027-09-15 23:00 | 32.1845 | 54.1378
2027-09-16 | 31.3348 | 53.0562
2027-09-16 01:00 | 30.317 | 48.4488
2027-09-16 02:00 | 30.6274 | 46.7921
2027-09-16 03:00 | 31.1448 | 46.6121
2027-09-16 04:00 | 31.5651 | 46.1031
2027-09-16 05:00 | 33.4722 | 48.4695
2027-09-16 06:00 | 38.4209 | 57.3051
2027-09-16 07:00 | 43.9386 | 61.4269
2027-09-16 08:00 | 44.9451 | 59.8568
2027-09-16 09:00 | 44.1387 | 59.4793
2027-09-16 10:00 | 43.734 | 57.49
2027-09-16 11:00 | 43.0772 | 57.3995
2027-09-16 12:00 | 43.3985 | 54.5558
2027-09-16 13:00 | 43.7659 | 54.7775
2027-09-16 14:00 | 43.6733 | 52.0194
2027-09-16 15:00 | 44.4633 | 56.9142
2027-09-16 16:00 | 46.0317 | 62.5665
2027-09-16 17:00 | 47.338 | 66.6894
2027-09-16 18:00 | 47.2375 | 69.5327
2027-09-16 19:00 | 45.1545 | 69.4307
2027-09-16 20:00 | 43.1768 | 67.7419
2027-09-16 21:00 | 39.3919 | 62.7213
2027-09-16 22:00 | 36.0261 | 58.69
2027-09-16 23:00 | 32.7595 | 55.9491
2027-09-17 | 31.191 | 54.507
2027-09-17 01:00 | 30.1367 | 47.9637
2027-09-17 02:00 | 30.477 | 46.6746
2027-09-17 03:00 | 30.9925 | 46.9369
2027-09-17 04:00 | 31.4203 | 46.0433
2027-09-17 05:00 | 33.3677 | 48.3362
2027-09-17 06:00 | 38.4087 | 55.4324
2027-09-17 07:00 | 44.0007 | 59.5316
2027-09-17 08:00 | 45.1605 | 59.0131
2027-09-17 09:00 | 44.7231 | 58.4566
2027-09-17 10:00 | 44.3954 | 56.7125
2027-09-17 11:00 | 43.5286 | 57.017
2027-09-17 12:00 | 42.5049 | 57.2399
2027-09-17 13:00 | 42.9973 | 56.4485
2027-09-17 14:00 | 42.6758 | 54.1601
2027-09-17 15:00 | 42.9632 | 57.5683
2027-09-17 16:00 | 44.2255 | 61.5816
2027-09-17 17:00 | 45.7173 | 64.2897
2027-09-17 18:00 | 45.613 | 64.465
2027-09-17 19:00 | 43.5424 | 64.4354
2027-09-17 20:00 | 41.4458 | 61.6165
2027-09-17 21:00 | 37.7449 | 56.7487
2027-09-17 22:00 | 34.425 | 53.3204
2027-09-17 23:00 | 31.2442 | 50.3446
2027-09-18 | 29.9864 | 48.8568
2027-09-18 01:00 | 28.2977 | 46.6959
2027-09-18 02:00 | 28.5078 | 45.3102
2027-09-18 03:00 | 28.8963 | 45.4822
2027-09-18 04:00 | 29.1324 | 44.2261
2027-09-18 05:00 | 30.113 | 45.8119
2027-09-18 06:00 | 32.8216 | 51.2122
2027-09-18 07:00 | 37.2305 | 52.9788
2027-09-18 08:00 | 39.3124 | 54.624
2027-09-18 09:00 | 40.1964 | 58.0561
2027-09-18 10:00 | 40.4256 | 56.2128
2027-09-18 11:00 | 40.1018 | 54.4713
2027-09-18 12:00 | 38.0863 | 50.5074
2027-09-18 13:00 | 37.7853 | 49.8927
2027-09-18 14:00 | 37.3231 | 47.6618
2027-09-18 15:00 | 37.8378 | 50.7048
2027-09-18 16:00 | 40.0257 | 54.5586
2027-09-18 17:00 | 42.1074 | 58.6003
2027-09-18 18:00 | 42.3154 | 61.0721
2027-09-18 19:00 | 40.0178 | 59.6582
2027-09-18 20:00 | 37.5076 | 56.7411
2027-09-18 21:00 | 34.0525 | 52.9797
2027-09-18 22:00 | 31.7805 | 51.0742
2027-09-18 23:00 | 29.6889 | 49.5063
2027-09-19 | 28.7299 | 48.0997
2027-09-19 01:00 | 27.4892 | 46.4943
2027-09-19 02:00 | 27.7093 | 44.9233
2027-09-19 03:00 | 28.0806 | 44.4657
2027-09-19 04:00 | 28.3017 | 43.5976
2027-09-19 05:00 | 29.272 | 44.8332
2027-09-19 06:00 | 31.7736 | 50.9294
2027-09-19 07:00 | 35.6117 | 51.6033
2027-09-19 08:00 | 37.4801 | 52.5792
2027-09-19 09:00 | 37.8289 | 57.6898
2027-09-19 10:00 | 37.3158 | 58.4218
2027-09-19 11:00 | 36.2318 | 58.4198
2027-09-19 12:00 | 35.97 | 50.1924
2027-09-19 13:00 | 35.7922 | 50.4512
2027-09-19 14:00 | 35.3754 | 48.5213
2027-09-19 15:00 | 35.9655 | 54.8846
2027-09-19 16:00 | 38.4686 | 59.6335
2027-09-19 17:00 | 41.2543 | 63.7509
2027-09-19 18:00 | 41.5425 | 65.2534
2027-09-19 19:00 | 39.6849 | 63.9508
2027-09-19 20:00 | 37.6062 | 61.1438
2027-09-19 21:00 | 34.5881 | 56.529
2027-09-19 22:00 | 32.0259 | 53.7815
2027-09-19 23:00 | 29.7474 | 51.916
2027-09-20 | 28.5789 | 50.4673
2027-09-20 01:00 | 28.3579 | 52.7938
2027-09-20 02:00 | 28.9161 | 51.9125
2027-09-20 03:00 | 29.6077 | 52.0914
2027-09-20 04:00 | 30.2349 | 51.5182
2027-09-20 05:00 | 32.3085 | 53.9409
2027-09-20 06:00 | 37.5485 | 61.8285
2027-09-20 07:00 | 43.6318 | 66.3361
2027-09-20 08:00 | 44.7233 | 65.541
2027-09-20 09:00 | 44.0619 | 66.2282
2027-09-20 10:00 | 43.4504 | 65.0366
2027-09-20 11:00 | 42.3704 | 65.7452
2027-09-20 12:00 | 41.3144 | 66.7305
2027-09-20 13:00 | 41.9607 | 67.9213
2027-09-20 14:00 | 41.6446 | 67.097
2027-09-20 15:00 | 42.5248 | 72.4095
2027-09-20 16:00 | 44.3469 | 78.7236
2027-09-20 17:00 | 46.112 | 83.7983
2027-09-20 18:00 | 45.9196 | 84.6279
2027-09-20 19:00 | 44.2422 | 83.9083
2027-09-20 20:00 | 42.3386 | 80.6691
2027-09-20 21:00 | 38.7247 | 75.0597
2027-09-20 22:00 | 35.333 | 69.4239
2027-09-20 23:00 | 32.1027 | 65.4304
2027-09-21 | 30.671 | 61.4867
2027-09-21 01:00 | 30.2235 | 62.0073
2027-09-21 02:00 | 30.6289 | 59.1158
2027-09-21 03:00 | 31.226 | 58.2736
2027-09-21 04:00 | 31.8254 | 56.9991
2027-09-21 05:00 | 33.9031 | 58.6956
2027-09-21 06:00 | 39.1372 | 66.9569
2027-09-21 07:00 | 44.3589 | 71.8324
2027-09-21 08:00 | 45.2446 | 71.6947
2027-09-21 09:00 | 44.5967 | 73.2483
2027-09-21 10:00 | 44.6543 | 72.0756
2027-09-21 11:00 | 44.6555 | 73.9253
2027-09-21 12:00 | 45.1431 | 76.8872
2027-09-21 13:00 | 45.9937 | 77.7934
2027-09-21 14:00 | 46.178 | 76.3338
2027-09-21 15:00 | 47.3952 | 81.552
2027-09-21 16:00 | 49.145 | 87.2811
2027-09-21 17:00 | 50.5757 | 90.9486
2027-09-21 18:00 | 48.7641 | 90.6558
2027-09-21 19:00 | 46.9454 | 89.3022
2027-09-21 20:00 | 45.3494 | 84.7883
2027-09-21 21:00 | 42.0967 | 77.7939
2027-09-21 22:00 | 38.8145 | 72.0808
2027-09-21 23:00 | 35.5003 | 67.6876
2027-09-22 | 33.4677 | 65.1515
2027-09-22 01:00 | 33.3451 | 58.2706
2027-09-22 02:00 | 33.5033 | 54.8248
2027-09-22 03:00 | 33.9252 | 53.9605
2027-09-22 04:00 | 34.3387 | 52.7036
2027-09-22 05:00 | 36.3197 | 54.63
2027-09-22 06:00 | 40.8978 | 60.42
2027-09-22 07:00 | 46.5321 | 65.1714
2027-09-22 08:00 | 47.9567 | 65.3794
2027-09-22 09:00 | 48.0361 | 65.6943
2027-09-22 10:00 | 48.5898 | 64.0071
2027-09-22 11:00 | 49.2151 | 65.9324
2027-09-22 12:00 | 50.1703 | 65.8234
2027-09-22 13:00 | 51.4346 | 65.1108
2027-09-22 14:00 | 51.8125 | 62.1224
2027-09-22 15:00 | 52.9341 | 65.4543
2027-09-22 16:00 | 54.5964 | 68.7635
2027-09-22 17:00 | 55.9386 | 71.5239
2027-09-22 18:00 | 55.1791 | 71.3875
2027-09-22 19:00 | 53.4102 | 70.4519
2027-09-22 20:00 | 51.1331 | 66.6957
2027-09-22 21:00 | 47.2526 | 61.4321
2027-09-22 22:00 | 43.2588 | 57.401
2027-09-22 23:00 | 39.2142 | 53.8078
2027-09-23 | 36.5221 | 51.3817
2027-09-23 01:00 | 35.5898 | 49.0965
2027-09-23 02:00 | 35.3689 | 47.5389
2027-09-23 03:00 | 35.4456 | 47.7359
2027-09-23 04:00 | 35.625 | 47.2952
2027-09-23 05:00 | 37.4798 | 49.8769
2027-09-23 06:00 | 42.3241 | 57.4583
2027-09-23 07:00 | 47.8584 | 62.7514
2027-09-23 08:00 | 49.5231 | 63.486
2027-09-23 09:00 | 49.7179 | 64.2471
2027-09-23 10:00 | 50.4677 | 63.2223
2027-09-23 11:00 | 51.0348 | 61.8966
2027-09-23 12:00 | 52.7459 | 58.0648
2027-09-23 13:00 | 53.7635 | 57.6402
2027-09-23 14:00 | 53.8752 | 52.6052
2027-09-23 15:00 | 54.7731 | 55.9345
2027-09-23 16:00 | 56.2436 | 61.0283
2027-09-23 17:00 | 57.2529 | 65.9887
2027-09-23 18:00 | 56.252 | 71.4557
2027-09-23 19:00 | 54.1502 | 70.557
2027-09-23 20:00 | 51.1232 | 66.6862
2027-09-23 21:00 | 46.7861 | 61.6504
2027-09-23 22:00 | 42.558 | 57.6189
2027-09-23 23:00 | 38.2633 | 54.2706
2027-09-24 | 36.5599 | 52.45
2027-09-24 01:00 | 34.2649 | 49.0087
2027-09-24 02:00 | 33.9476 | 47.7605
2027-09-24 03:00 | 33.9254 | 47.5014
2027-09-24 04:00 | 34.0834 | 47.3246
2027-09-24 05:00 | 35.7438 | 49.997
2027-09-24 06:00 | 40.5899 | 57.8215
2027-09-24 07:00 | 46.1794 | 62.2772
2027-09-24 08:00 | 47.4438 | 63.2384
2027-09-24 09:00 | 47.3314 | 65.1061
2027-09-24 10:00 | 47.2511 | 64.6849
2027-09-24 11:00 | 46.4882 | 63.5438
2027-09-24 12:00 | 46.0246 | 59.7317
2027-09-24 13:00 | 46.2492 | 60.5576
2027-09-24 14:00 | 45.6895 | 57.7357
2027-09-24 15:00 | 45.9525 | 61.2717
2027-09-24 16:00 | 47.0219 | 65.4639
2027-09-24 17:00 | 48.1018 | 67.9021
2027-09-24 18:00 | 47.4537 | 68.7857
2027-09-24 19:00 | 45.4237 | 68.8574
2027-09-24 20:00 | 42.7117 | 65.8066
2027-09-24 21:00 | 38.6127 | 60.9441
2027-09-24 22:00 | 35.2358 | 56.4356
2027-09-24 23:00 | 31.907 | 53.9385
2027-09-25 | 30.5173 | 51.2157
2027-09-25 01:00 | 28.7611 | 46.774
2027-09-25 02:00 | 28.9982 | 45.3017
2027-09-25 03:00 | 29.3387 | 45.3193
2027-09-25 04:00 | 29.581 | 44.6013
2027-09-25 05:00 | 30.6256 | 46.364
2027-09-25 06:00 | 33.1556 | 50.8096
2027-09-25 07:00 | 37.0834 | 52.3292
2027-09-25 08:00 | 38.7328 | 52.151
2027-09-25 09:00 | 39.2615 | 53.3803
2027-09-25 10:00 | 39.3558 | 52.9478
2027-09-25 11:00 | 38.601 | 53.4213
2027-09-25 12:00 | 38.1994 | 52.8457
2027-09-25 13:00 | 37.7773 | 52.3561
2027-09-25 14:00 | 36.9745 | 49.679
2027-09-25 15:00 | 37.1953 | 54.5694
2027-09-25 16:00 | 39.2159 | 59.2551
2027-09-25 17:00 | 41.1852 | 62.4697
2027-09-25 18:00 | 41.6552 | 62.1632
2027-09-25 19:00 | 40.0081 | 61.388
2027-09-25 20:00 | 37.1586 | 57.7832
2027-09-25 21:00 | 33.8894 | 53.8269
2027-09-25 22:00 | 31.6369 | 51.095
2027-09-25 23:00 | 29.5146 | 49.6146
2027-09-26 | 28.287 | 48.4121
2027-09-26 01:00 | 27.4209 | 44.5537
2027-09-26 02:00 | 27.6697 | 43.2919
2027-09-26 03:00 | 28.0248 | 43.3404
2027-09-26 04:00 | 28.1642 | 42.6677
2027-09-26 05:00 | 29.0491 | 44.4675
2027-09-26 06:00 | 31.5282 | 49.3396
2027-09-26 07:00 | 35.0112 | 50.2842
2027-09-26 08:00 | 36.6864 | 48.5667
2027-09-26 09:00 | 36.9749 | 46.0475
2027-09-26 10:00 | 36.5214 | 42.7255
2027-09-26 11:00 | 36.3067 | 41.9959
2027-09-26 12:00 | 36.7078 | 41.2742
2027-09-26 13:00 | 36.9354 | 40.0104
2027-09-26 14:00 | 36.4587 | 38.0299
2027-09-26 15:00 | 37.5725 | 42.7492
2027-09-26 16:00 | 39.9925 | 48.5457
2027-09-26 17:00 | 42.5124 | 55.5701
2027-09-26 18:00 | 43.1863 | 61.2933
2027-09-26 19:00 | 41.8975 | 61.7327
2027-09-26 20:00 | 39.3818 | 58.4056
2027-09-26 21:00 | 35.8515 | 54.6482
2027-09-26 22:00 | 33.0661 | 52.2047
2027-09-26 23:00 | 30.5582 | 50.3072
2027-09-27 | 29.1962 | 49.4528
2027-09-27 01:00 | 29.1975 | 45.3401
2027-09-27 02:00 | 29.7768 | 44.4619
2027-09-27 03:00 | 30.3906 | 45.1068
2027-09-27 04:00 | 31.1033 | 44.8252
2027-09-27 05:00 | 33.1848 | 47.8001
2027-09-27 06:00 | 37.4672 | 55.3853
2027-09-27 07:00 | 42.6388 | 60.5723
2027-09-27 08:00 | 43.2055 | 60.3718
2027-09-27 09:00 | 42.3535 | 61.0514
2027-09-27 10:00 | 42.2334 | 59.4098
2027-09-27 11:00 | 41.9071 | 59.4069
2027-09-27 12:00 | 42.3835 | 58.8696
2027-09-27 13:00 | 43.3074 | 59.3747
2027-09-27 14:00 | 43.5724 | 55.5732
2027-09-27 15:00 | 45.0486 | 59.5245
2027-09-27 16:00 | 47.1776 | 64.0141
2027-09-27 17:00 | 48.6508 | 67.5365
2027-09-27 18:00 | 46.5945 | 69.372
2027-09-27 19:00 | 44.9706 | 68.3594
2027-09-27 20:00 | 42.7099 | 64.2323
2027-09-27 21:00 | 38.9242 | 59.2568
2027-09-27 22:00 | 35.5649 | 55.3351
2027-09-27 23:00 | 32.2595 | 52.5863
2027-09-28 | 30.6859 | 50.545
2027-09-28 01:00 | 29.7423 | 47.522
2027-09-28 02:00 | 30.0596 | 46.3149
2027-09-28 03:00 | 30.5544 | 46.7149
2027-09-28 04:00 | 31.1124 | 46.3802
2027-09-28 05:00 | 33.12 | 49.1268
2027-09-28 06:00 | 37.8848 | 56.7304
2027-09-28 07:00 | 43.9937 | 61.6565
2027-09-28 08:00 | 44.8769 | 61.8773
2027-09-28 09:00 | 44.5382 | 61.8005
2027-09-28 10:00 | 44.1317 | 59.6234
2027-09-28 11:00 | 43.4803 | 59.7166
2027-09-28 12:00 | 41.0486 | 60.2883
2027-09-28 13:00 | 41.6785 | 59.6673
2027-09-28 14:00 | 41.8204 | 56.8282
2027-09-28 15:00 | 42.8703 | 60.2965
2027-09-28 16:00 | 44.7226 | 64.4241
2027-09-28 17:00 | 45.9942 | 66.6832
2027-09-28 18:00 | 46.3654 | 66.0322
2027-09-28 19:00 | 44.8198 | 66.326
2027-09-28 20:00 | 42.6292 | 62.7499
2027-09-28 21:00 | 38.5433 | 58.3337
2027-09-28 22:00 | 35.2499 | 54.4305
2027-09-28 23:00 | 32.1301 | 51.3785
2027-09-29 | 30.6801 | 50.4298
2027-09-29 01:00 | 30.5218 | 47.8392
2027-09-29 02:00 | 30.9932 | 46.2788
2027-09-29 03:00 | 31.5392 | 46.4792
2027-09-29 04:00 | 32.1116 | 46.165
2027-09-29 05:00 | 34.1422 | 48.683
2027-09-29 06:00 | 38.1621 | 55.489
2027-09-29 07:00 | 44.1769 | 60.3673
2027-09-29 08:00 | 44.7997 | 58.9216
2027-09-29 09:00 | 43.9755 | 57.3539
2027-09-29 10:00 | 43.2836 | 53.4471
2027-09-29 11:00 | 42.7157 | 52.6368
2027-09-29 12:00 | 40.9632 | 55.1076
2027-09-29 13:00 | 41.7449 | 54.404
2027-09-29 14:00 | 41.777 | 50.6084
2027-09-29 15:00 | 42.7591 | 53.7596
2027-09-29 16:00 | 44.4126 | 57.9949
2027-09-29 17:00 | 45.6065 | 63.0393
2027-09-29 18:00 | 46.0092 | 66.4127
2027-09-29 19:00 | 44.6029 | 67.0982
2027-09-29 20:00 | 42.3128 | 64.3728
2027-09-29 21:00 | 38.4407 | 60.2159
2027-09-29 22:00 | 35.1643 | 55.9101
2027-09-29 23:00 | 31.9882 | 52.8648
2027-09-30 | 30.2189 | 50.9643
2027-09-30 01:00 | 30.1503 | 48.8982
2027-09-30 02:00 | 30.5973 | 47.3574
2027-09-30 03:00 | 31.1087 | 47.374
2027-09-30 04:00 | 31.8032 | 46.7186
2027-09-30 05:00 | 33.8923 | 49.6262
2027-09-30 06:00 | 38.6292 | 57.4612
2027-09-30 07:00 | 44.2232 | 62.0577
2027-09-30 08:00 | 45.0119 | 60.7726
2027-09-30 09:00 | 44.3457 | 60.2109
2027-09-30 10:00 | 44.0547 | 56.9392
2027-09-30 11:00 | 43.425 | 57.5158
2027-09-30 12:00 | 41.5855 | 52.7298
2027-09-30 13:00 | 41.9729 | 52.3198
2027-09-30 14:00 | 41.7011 | 49.2785
2027-09-30 15:00 | 42.3734 | 53.6047
2027-09-30 16:00 | 44.0691 | 58.5156
2027-09-30 17:00 | 45.5086 | 62.8946
2027-09-30 18:00 | 47.2769 | 65.2519
2027-09-30 19:00 | 45.6158 | 66.2448
2027-09-30 20:00 | 43.1964 | 63.697
2027-09-30 21:00 | 39.4601 | 59.271
2027-09-30 22:00 | 36.2087 | 55.0167
2027-09-30 23:00 | 33.0729 | 51.8778
2027-10-01 | 31.4241 | 51.5092
2027-10-01 01:00 | 30.4693 | 47.3577
2027-10-01 02:00 | 30.9147 | 45.7955
2027-10-01 03:00 | 31.5127 | 45.9253
2027-10-01 04:00 | 32.2819 | 45.3462
2027-10-01 05:00 | 34.326 | 48.2756
2027-10-01 06:00 | 38.4713 | 55.0784
2027-10-01 07:00 | 44.4585 | 59.9503
2027-10-01 08:00 | 45.5104 | 58.925
2027-10-01 09:00 | 44.3792 | 57.1994
2027-10-01 10:00 | 43.7795 | 53.9791
2027-10-01 11:00 | 42.8038 | 53.0781
2027-10-01 12:00 | 41.8557 | 55.1738
2027-10-01 13:00 | 41.9657 | 53.9392
2027-10-01 14:00 | 41.3289 | 50.6703
2027-10-01 15:00 | 41.2909 | 53.882
2027-10-01 16:00 | 42.231 | 56.6696
2027-10-01 17:00 | 43.5175 | 60.7424
2027-10-01 18:00 | 44.7434 | 61.8651
2027-10-01 19:00 | 43.5675 | 63.3811
2027-10-01 20:00 | 40.5067 | 59.2902
2027-10-01 21:00 | 37.0328 | 55.0452
2027-10-01 22:00 | 33.9206 | 51.608
2027-10-01 23:00 | 31.0598 | 48.9217
2027-10-02 | 29.7599 | 47.9413
2027-10-02 01:00 | 28.8566 | 46.7514
2027-10-02 02:00 | 29.143 | 45.0442
2027-10-02 03:00 | 29.5694 | 45.0257
2027-10-02 04:00 | 30.0924 | 44.232
2027-10-02 05:00 | 31.2485 | 46.5129
2027-10-02 06:00 | 33.4279 | 51.2089
2027-10-02 07:00 | 37.8626 | 52.9412
2027-10-02 08:00 | 39.5681 | 52.4316
2027-10-02 09:00 | 39.8397 | 53.8011
2027-10-02 10:00 | 39.7796 | 51.3324
2027-10-02 11:00 | 39.1892 | 50.3191
2027-10-02 12:00 | 37.5411 | 53.277
2027-10-02 13:00 | 36.8807 | 52.8015
2027-10-02 14:00 | 35.9913 | 49.618
2027-10-02 15:00 | 36.0974 | 53.6949
2027-10-02 16:00 | 38.0466 | 56.7888
2027-10-02 17:00 | 40.3037 | 60.8637
2027-10-02 18:00 | 42.1768 | 61.2013
2027-10-02 19:00 | 40.6272 | 61.4823
2027-10-02 20:00 | 37.2898 | 57.7274
2027-10-02 21:00 | 34.0201 | 53.9194
2027-10-02 22:00 | 31.6713 | 51.6335
2027-10-02 23:00 | 29.6486 | 50.6676
2027-10-03 | 28.3715 | 48.7649
2027-10-03 01:00 | 27.8865 | 48.8509
2027-10-03 02:00 | 28.1996 | 47.0668
2027-10-03 03:00 | 28.6565 | 46.4046
2027-10-03 04:00 | 29.1275 | 45.676
2027-10-03 05:00 | 30.1868 | 47.2006
2027-10-03 06:00 | 32.1126 | 50.1786
2027-10-03 07:00 | 36.3466 | 50.7074
2027-10-03 08:00 | 37.9987 | 49.1756
2027-10-03 09:00 | 38.0914 | 49.943
2027-10-03 10:00 | 37.7271 | 49.0183
2027-10-03 11:00 | 37.1621 | 50.2879
2027-10-03 12:00 | 36.5026 | 48.7576
2027-10-03 13:00 | 36.3123 | 48.8824
2027-10-03 14:00 | 35.6986 | 47.4581
2027-10-03 15:00 | 36.293 | 54.1676
2027-10-03 16:00 | 38.5718 | 58.578
2027-10-03 17:00 | 41.0643 | 62.9972
2027-10-03 18:00 | 41.9878 | 62.635
2027-10-03 19:00 | 40.8831 | 63.1683
2027-10-03 20:00 | 37.933 | 59.3267
2027-10-03 21:00 | 34.6997 | 55.1913
2027-10-03 22:00 | 32.1919 | 52.4692
2027-10-03 23:00 | 29.9934 | 50.9692
2027-10-04 | 28.6989 | 49.4244
2027-10-04 01:00 | 28.4988 | 46.5716
2027-10-04 02:00 | 29.0817 | 45.3929
2027-10-04 03:00 | 29.8126 | 45.3846
2027-10-04 04:00 | 30.635 | 44.698
2027-10-04 05:00 | 32.6997 | 48.1626
2027-10-04 06:00 | 36.9839 | 54.8571
2027-10-04 07:00 | 43.4577 | 60.2231
2027-10-04 08:00 | 45.0352 | 60.1867
2027-10-04 09:00 | 44.2426 | 59.7515
2027-10-04 10:00 | 43.6667 | 57.7761
2027-10-04 11:00 | 42.4983 | 57.5291
2027-10-04 12:00 | 41.6343 | 57.0767
2027-10-04 13:00 | 41.5872 | 56.7343
2027-10-04 14:00 | 41.1463 | 54.3047
2027-10-04 15:00 | 41.508 | 58.108
2027-10-04 16:00 | 42.7488 | 61.8375
2027-10-04 17:00 | 44.0044 | 66.1466
2027-10-04 18:00 | 44.5235 | 66.3076
2027-10-04 19:00 | 43.6941 | 66.74
2027-10-04 20:00 | 41.029 | 62.913
2027-10-04 21:00 | 37.5821 | 58.1716
2027-10-04 22:00 | 34.4475 | 54.4624
2027-10-04 23:00 | 31.5689 | 52.0333
2027-10-05 | 29.776 | 49.8515
2027-10-05 01:00 | 29.4712 | 47.709
2027-10-05 02:00 | 29.9605 | 46.2296
2027-10-05 03:00 | 30.6434 | 46.1266
2027-10-05 04:00 | 31.4533 | 45.6487
2027-10-05 05:00 | 33.5427 | 48.6377
2027-10-05 06:00 | 37.5523 | 56.3148
2027-10-05 07:00 | 44.0715 | 61.3898
2027-10-05 08:00 | 45.1855 | 60.3963
2027-10-05 09:00 | 43.8258 | 59.3008
2027-10-05 10:00 | 42.8117 | 57.1933
2027-10-05 11:00 | 41.7096 | 57.7246
2027-10-05 12:00 | 40.6982 | 56.2744
2027-10-05 13:00 | 40.8674 | 55.8433
2027-10-05 14:00 | 40.6249 | 51.8599
2027-10-05 15:00 | 41.1428 | 56.4683
2027-10-05 16:00 | 42.4368 | 61.0423
2027-10-05 17:00 | 43.8019 | 65.3145
2027-10-05 18:00 | 44.2936 | 67.407
2027-10-05 19:00 | 43.2646 | 67.7485
2027-10-05 20:00 | 40.6781 | 63.68
2027-10-05 21:00 | 37.2444 | 59.125
2027-10-05 22:00 | 34.1838 | 55.7101
2027-10-05 23:00 | 31.366 | 53.2701
2027-10-06 | 29.9959 | 51.8101
2027-10-06 01:00 | 29.6929 | 48.4136
2027-10-06 02:00 | 30.1658 | 47.149
2027-10-06 03:00 | 30.8264 | 47.1478
2027-10-06 04:00 | 31.6042 | 47.1626
2027-10-06 05:00 | 33.6473 | 50.1308
2027-10-06 06:00 | 37.8601 | 56.8439
2027-10-06 07:00 | 44.0015 | 62.5055
2027-10-06 08:00 | 45.1449 | 63.3418
2027-10-06 09:00 | 43.934 | 64.313
2027-10-06 10:00 | 43.0039 | 63.9135
2027-10-06 11:00 | 41.888 | 63.3675
2027-10-06 12:00 | 41.6329 | 62.0716
2027-10-06 13:00 | 41.6434 | 61.7549
2027-10-06 14:00 | 41.178 | 58.3746
2027-10-06 15:00 | 41.3876 | 61.9124
2027-10-06 16:00 | 42.4951 | 65.0948
2027-10-06 17:00 | 43.8471 | 68.7647
2027-10-06 18:00 | 44.6924 | 66.9924
2027-10-06 19:00 | 43.6919 | 68.3731
2027-10-06 20:00 | 41.0204 | 64.9471
2027-10-06 21:00 | 37.6603 | 60.8493
2027-10-06 22:00 | 34.6119 | 57.1515
2027-10-06 23:00 | 31.7334 | 54.1134
2027-10-07 | 29.9139 | 52.5947
2027-10-07 01:00 | 29.7826 | 49.3701
2027-10-07 02:00 | 30.2351 | 48.0634
2027-10-07 03:00 | 30.8678 | 48.2739
2027-10-07 04:00 | 31.669 | 48.2167
2027-10-07 05:00 | 33.6915 | 51.6935
2027-10-07 06:00 | 37.7381 | 59.653
2027-10-07 07:00 | 44.046 | 64.9878
2027-10-07 08:00 | 45.3675 | 64.7723
2027-10-07 09:00 | 44.6137 | 63.2046
2027-10-07 10:00 | 44.0412 | 60.3644
2027-10-07 11:00 | 43.2179 | 58.196
2027-10-07 12:00 | 41.5076 | 55.4506
2027-10-07 13:00 | 41.5956 | 53.7549
2027-10-07 14:00 | 41.2805 | 49.9537
2027-10-07 15:00 | 41.7143 | 53.4506
2027-10-07 16:00 | 43.1686 | 57.5651
2027-10-07 17:00 | 44.6679 | 63.3385
2027-10-07 18:00 | 45.6711 | 67.0929
2027-10-07 19:00 | 44.3334 | 68.5071
2027-10-07 20:00 | 41.5062 | 65.2084
2027-10-07 21:00 | 38.1226 | 61.0562
2027-10-07 22:00 | 35.0476 | 57.2885
2027-10-07 23:00 | 32.1416 | 54.3266
2027-10-08 | 30.3977 | 53.199
2027-10-08 01:00 | 29.7981 | 50.2308
2027-10-08 02:00 | 30.1984 | 48.7995
2027-10-08 03:00 | 30.8277 | 48.7411
2027-10-08 04:00 | 31.6116 | 48.4096
2027-10-08 05:00 | 33.6015 | 51.3679
2027-10-08 06:00 | 37.743 | 60.1774
2027-10-08 07:00 | 44.2904 | 65.0566
2027-10-08 08:00 | 45.4117 | 64.3519
2027-10-08 09:00 | 44.1107 | 63.7248
2027-10-08 10:00 | 43.0047 | 60.4389
2027-10-08 11:00 | 41.501 | 59.7445
2027-10-08 12:00 | 40.6932 | 55.0829
2027-10-08 13:00 | 40.815 | 54.774
2027-10-08 14:00 | 40.3602 | 52.666
2027-10-08 15:00 | 40.4199 | 56.344
2027-10-08 16:00 | 41.3171 | 59.3043
2027-10-08 17:00 | 42.4492 | 62.1985
2027-10-08 18:00 | 43.2335 | 63.0162
2027-10-08 19:00 | 42.3813 | 63.9884
2027-10-08 20:00 | 39.6316 | 60.9769
2027-10-08 21:00 | 36.4059 | 56.9268
2027-10-08 22:00 | 33.4639 | 53.3049
2027-10-08 23:00 | 30.6576 | 51.0878
2027-10-09 | 28.9316 | 49.3811
2027-10-09 01:00 | 28.6662 | 46.0738
2027-10-09 02:00 | 28.9464 | 44.8236
2027-10-09 03:00 | 29.4168 | 44.8644
2027-10-09 04:00 | 29.9625 | 44.0376
2027-10-09 05:00 | 31.0512 | 46.397
2027-10-09 06:00 | 33.26 | 52.8403
2027-10-09 07:00 | 37.7138 | 54.9107
2027-10-09 08:00 | 39.5548 | 54.5566
2027-10-09 09:00 | 39.7064 | 55.7074
2027-10-09 10:00 | 39.4906 | 56.3131
2027-10-09 11:00 | 38.6221 | 57.2053
2027-10-09 12:00 | 38.3223 | 52.9827
2027-10-09 13:00 | 37.4297 | 52.3311
2027-10-09 14:00 | 36.6467 | 49.357
2027-10-09 15:00 | 36.6788 | 53.1431
2027-10-09 16:00 | 38.4777 | 56.7223
2027-10-09 17:00 | 40.375 | 60.2522
2027-10-09 18:00 | 41.312 | 59.9856
2027-10-09 19:00 | 39.8826 | 60.1916
2027-10-09 20:00 | 36.7498 | 56.138
2027-10-09 21:00 | 33.7308 | 52.3981
2027-10-09 22:00 | 31.5925 | 50.0297
2027-10-09 23:00 | 29.6301 | 48.9473
2027-10-10 | 28.0358 | 48.4096
2027-10-10 01:00 | 27.693 | 45.5761
2027-10-10 02:00 | 27.9755 | 44.5395
2027-10-10 03:00 | 28.3899 | 44.7353
2027-10-10 04:00 | 28.9149 | 44.1976
2027-10-10 05:00 | 29.8408 | 46.1534
2027-10-10 06:00 | 31.8359 | 51.825
2027-10-10 07:00 | 36.2705 | 53.3336
2027-10-10 08:00 | 38.0188 | 51.4161
2027-10-10 09:00 | 38.2462 | 50.9925
2027-10-10 10:00 | 37.6831 | 49.6513
2027-10-10 11:00 | 37.0378 | 50.165
2027-10-10 12:00 | 36.6984 | 45.7962
2027-10-10 13:00 | 36.5981 | 45.1823
2027-10-10 14:00 | 35.9396 | 42.9341
2027-10-10 15:00 | 36.5676 | 48.5444
2027-10-10 16:00 | 39.0335 | 53.5334
2027-10-10 17:00 | 41.8041 | 58.9334
2027-10-10 18:00 | 43.3639 | 64.6079
2027-10-10 19:00 | 41.6651 | 64.3573
2027-10-10 20:00 | 38.5367 | 61.0467
2027-10-10 21:00 | 35.3133 | 57.4099
2027-10-10 22:00 | 32.7444 | 54.8673
2027-10-10 23:00 | 30.4463 | 53.4873
2027-10-11 | 29.331 | 50.1873
2027-10-11 01:00 | 27.8666 | 47.7701
2027-10-11 02:00 | 28.1938 | 45.2119
2027-10-11 03:00 | 28.7675 | 44.6812
2027-10-11 04:00 | 29.5266 | 44.2423
2027-10-11 05:00 | 30.4505 | 45.6607
2027-10-11 06:00 | 31.9629 | 47.9746
2027-10-11 07:00 | 36.4143 | 49.5867
2027-10-11 08:00 | 39.0561 | 52.0008
2027-10-11 09:00 | 39.9012 | 54.6948
2027-10-11 10:00 | 39.7567 | 57.9062
2027-10-11 11:00 | 38.6859 | 58.6354
2027-10-11 12:00 | 40.2529 | 56.587
2027-10-11 13:00 | 39.7826 | 56.6464
2027-10-11 14:00 | 39.4036 | 55.1908
2027-10-11 15:00 | 39.8766 | 60.9486
2027-10-11 16:00 | 42.2121 | 62.0197
2027-10-11 17:00 | 43.9582 | 63.9051
2027-10-11 18:00 | 43.2322 | 61.6734
2027-10-11 19:00 | 41.957 | 62.5253
2027-10-11 20:00 | 39.143 | 58.6573
2027-10-11 21:00 | 36.2025 | 54.7527
2027-10-11 22:00 | 33.7103 | 51.8723
2027-10-11 23:00 | 31.5321 | 50.0103
2027-10-12 | 30.1861 | 51.0229
2027-10-12 01:00 | 30.9468 | 47.8914
2027-10-12 02:00 | 31.4037 | 46.4633
2027-10-12 03:00 | 32.0996 | 46.5368
2027-10-12 04:00 | 33.048 | 46.3317
2027-10-12 05:00 | 35.0608 | 49.7373
2027-10-12 06:00 | 39.3321 | 58.32
2027-10-12 07:00 | 46.0224 | 64.6817
2027-10-12 08:00 | 47.6554 | 66.4326
2027-10-12 09:00 | 47.0006 | 68.0793
2027-10-12 10:00 | 46.1087 | 67.4801
2027-10-12 11:00 | 44.8961 | 66.0853
2027-10-12 12:00 | 44.0326 | 66.59
2027-10-12 13:00 | 44.2386 | 65.8318
2027-10-12 14:00 | 43.6577 | 62.5593
2027-10-12 15:00 | 44.1114 | 65.8786
2027-10-12 16:00 | 45.6168 | 68.8048
2027-10-12 17:00 | 47.1889 | 70.7942
2027-10-12 18:00 | 47.5834 | 67.9255
2027-10-12 19:00 | 45.8711 | 68.1551
2027-10-12 20:00 | 42.8773 | 64.3626
2027-10-12 21:00 | 39.3654 | 59.9555
2027-10-12 22:00 | 36.158 | 56.2151
2027-10-12 23:00 | 33.1467 | 53.3224
2027-10-13 | 31.7338 | 52.2435
2027-10-13 01:00 | 31.0341 | 47.9457
2027-10-13 02:00 | 31.4474 | 46.6224
2027-10-13 03:00 | 32.0563 | 46.6115
2027-10-13 04:00 | 32.9426 | 46.4998
2027-10-13 05:00 | 34.8174 | 49.7741
2027-10-13 06:00 | 39.1105 | 57.3191
2027-10-13 07:00 | 45.5794 | 63.8888
2027-10-13 08:00 | 46.8732 | 65.9308
2027-10-13 09:00 | 46.1238 | 68.4857
2027-10-13 10:00 | 45.1315 | 68.7502
2027-10-13 11:00 | 44.1866 | 67.7211
2027-10-13 12:00 | 41.0824 | 65.5189
2027-10-13 13:00 | 40.9876 | 65.1724
2027-10-13 14:00 | 40.6444 | 62.4273
2027-10-13 15:00 | 40.9975 | 65.337
2027-10-13 16:00 | 42.6683 | 67.6633
2027-10-13 17:00 | 44.6298 | 69.9047
2027-10-13 18:00 | 46.5129 | 67.5431
2027-10-13 19:00 | 45.4513 | 67.479
2027-10-13 20:00 | 42.7444 | 63.6246
2027-10-13 21:00 | 39.5764 | 59.2718
2027-10-13 22:00 | 36.5792 | 55.447
2027-10-13 23:00 | 33.562 | 52.3593
2027-10-14 | 31.5691 | 50.8975
2027-10-14 01:00 | 31.2658 | 50.3781
2027-10-14 02:00 | 31.727 | 48.5863
2027-10-14 03:00 | 32.3658 | 47.9926
2027-10-14 04:00 | 33.3132 | 47.8921
2027-10-14 05:00 | 35.2354 | 50.6464
2027-10-14 06:00 | 39.4718 | 60.5137
2027-10-14 07:00 | 46.0855 | 65.3865
2027-10-14 08:00 | 47.6781 | 62.5622
2027-10-14 09:00 | 46.6815 | 61.0532
2027-10-14 10:00 | 45.3689 | 57.5226
2027-10-14 11:00 | 43.7366 | 55.9915
2027-10-14 12:00 | 43.5771 | 56.1338
2027-10-14 13:00 | 43.4792 | 56.1408
2027-10-14 14:00 | 43.0538 | 52.9773
2027-10-14 15:00 | 43.3469 | 57.9346
2027-10-14 16:00 | 44.9275 | 62.6413
2027-10-14 17:00 | 46.5313 | 67.8612
2027-10-14 18:00 | 46.9879 | 70.4618
2027-10-14 19:00 | 46.0894 | 71.0162
2027-10-14 20:00 | 43.5683 | 67.8697
2027-10-14 21:00 | 40.3988 | 63.1231
2027-10-14 22:00 | 37.4671 | 58.6084
2027-10-14 23:00 | 34.4934 | 55.7016
2027-10-15 | 32.6418 | 55.0819
2027-10-15 01:00 | 32.1068 | 51.0996
2027-10-15 02:00 | 32.5057 | 49.2298
2027-10-15 03:00 | 33.1073 | 48.3642
2027-10-15 04:00 | 34.0504 | 47.6856
2027-10-15 05:00 | 35.8981 | 50.2276
2027-10-15 06:00 | 39.9442 | 60.4024
2027-10-15 07:00 | 46.6208 | 66.0402
2027-10-15 08:00 | 48.5783 | 66.1086
2027-10-15 09:00 | 48.5206 | 66.3921
2027-10-15 10:00 | 47.9065 | 64.6928
2027-10-15 11:00 | 46.7314 | 62.9879
2027-10-15 12:00 | 44.5314 | 62.5814
2027-10-15 13:00 | 44.4613 | 61.2716
2027-10-15 14:00 | 43.8331 | 58.8868
2027-10-15 15:00 | 43.9395 | 62.7372
2027-10-15 16:00 | 45.1797 | 65.4541
2027-10-15 17:00 | 46.6325 | 68.3522
2027-10-15 18:00 | 47.296 | 70.2133
2027-10-15 19:00 | 45.6688 | 70.0207
2027-10-15 20:00 | 42.5205 | 66.1733
2027-10-15 21:00 | 39.084 | 60.5442
2027-10-15 22:00 | 36.0194 | 56.4331
2027-10-15 23:00 | 33.0408 | 53.2236
2027-10-16 | 31.5552 | 54.4528
2027-10-16 01:00 | 30.7904 | 48.2907
2027-10-16 02:00 | 31.0497 | 46.4072
2027-10-16 03:00 | 31.4541 | 45.5435
2027-10-16 04:00 | 32.1971 | 44.5938
2027-10-16 05:00 | 33.4116 | 46.7796
2027-10-16 06:00 | 36.2756 | 52.5791
2027-10-16 07:00 | 41.1963 | 55.7043
2027-10-16 08:00 | 42.566 | 55.9406
2027-10-16 09:00 | 42.8611 | 56.7326
2027-10-16 10:00 | 42.5183 | 56.7801
2027-10-16 11:00 | 41.1005 | 57.3437
2027-10-16 12:00 | 39.0658 | 56.6892
2027-10-16 13:00 | 38.5868 | 56.3893
2027-10-16 14:00 | 37.6752 | 55.2885
2027-10-16 15:00 | 37.7742 | 58.4717
2027-10-16 16:00 | 39.6656 | 61.7688
2027-10-16 17:00 | 42.1559 | 64.9271
2027-10-16 18:00 | 44.446 | 67.5877
2027-10-16 19:00 | 42.748 | 66.1358
2027-10-16 20:00 | 39.4658 | 60.3602
2027-10-16 21:00 | 35.9094 | 55.5878
2027-10-16 22:00 | 33.4454 | 53.0997
2027-10-16 23:00 | 31.2932 | 51.4002
2027-10-17 | 30.7059 | 50.039
2027-10-17 01:00 | 29.9295 | 47.3527
2027-10-17 02:00 | 30.1825 | 46.5298
2027-10-17 03:00 | 30.574 | 45.7231
2027-10-17 04:00 | 31.2512 | 44.7093
2027-10-17 05:00 | 32.3356 | 46.7972
2027-10-17 06:00 | 34.8691 | 51.2802
2027-10-17 07:00 | 39.2793 | 54.102
2027-10-17 08:00 | 40.376 | 55.3115
2027-10-17 09:00 | 40.7411 | 60.5419
2027-10-17 10:00 | 40.4485 | 61.0254
2027-10-17 11:00 | 39.8039 | 59.8053
2027-10-17 12:00 | 37.742 | 58.7649
2027-10-17 13:00 | 37.5876 | 58.5258
2027-10-17 14:00 | 36.9422 | 57.4187
2027-10-17 15:00 | 37.4285 | 61.7766
2027-10-17 16:00 | 39.7992 | 63.9793
2027-10-17 17:00 | 42.842 | 67.4846
2027-10-17 18:00 | 46.0713 | 67.662
2027-10-17 19:00 | 44.4138 | 66.7661
2027-10-17 20:00 | 41.0287 | 62.659
2027-10-17 21:00 | 37.4555 | 58.2127
2027-10-17 22:00 | 34.7529 | 55.8451
2027-10-17 23:00 | 32.2871 | 53.9807
2027-10-18 | 31.1756 | 52.9018
2027-10-18 01:00 | 30.6783 | 47.8184
2027-10-18 02:00 | 31.2504 | 47.2591
2027-10-18 03:00 | 31.9801 | 47.4429
2027-10-18 04:00 | 33.0223 | 47.5195
2027-10-18 05:00 | 34.9167 | 50.9089
2027-10-18 06:00 | 39.2851 | 59.4052
2027-10-18 07:00 | 46.166 | 65.2572
2027-10-18 08:00 | 47.8061 | 67.0844
2027-10-18 09:00 | 46.5398 | 68.3764
2027-10-18 10:00 | 45.0137 | 68.1944
2027-10-18 11:00 | 43.1837 | 65.4262
2027-10-18 12:00 | 41.4787 | 63.0596
2027-10-18 13:00 | 41.1671 | 62.385
2027-10-18 14:00 | 40.6777 | 59.4458
2027-10-18 15:00 | 41.1336 | 62.2514
2027-10-18 16:00 | 43.0247 | 66.0008
2027-10-18 17:00 | 45.1397 | 69.866
2027-10-18 18:00 | 47.1336 | 72.5826
2027-10-18 19:00 | 45.9019 | 71.4643
2027-10-18 20:00 | 43.1599 | 66.8236
2027-10-18 21:00 | 39.849 | 61.4814
2027-10-18 22:00 | 36.7987 | 57.299
2027-10-18 23:00 | 33.7685 | 54.3358
2027-10-19 | 32.1077 | 52.5967
2027-10-19 01:00 | 30.9462 | 49.2552
2027-10-19 02:00 | 31.3495 | 47.9222
2027-10-19 03:00 | 31.985 | 47.9214
2027-10-19 04:00 | 32.9507 | 47.5921
2027-10-19 05:00 | 34.8751 | 50.7258
2027-10-19 06:00 | 39.2547 | 59.8689
2027-10-19 07:00 | 45.8131 | 65.7262
2027-10-19 08:00 | 46.9788 | 65.5766
2027-10-19 09:00 | 45.4624 | 64.4339
2027-10-19 10:00 | 43.8388 | 61.6306
2027-10-19 11:00 | 42.2109 | 60.1915
2027-10-19 12:00 | 41.9494 | 61.532
2027-10-19 13:00 | 41.7468 | 60.94
2027-10-19 14:00 | 41.411 | 58.0053
2027-10-19 15:00 | 41.9228 | 62.1379
2027-10-19 16:00 | 43.5978 | 66.1536
2027-10-19 17:00 | 45.5914 | 69.1352
2027-10-19 18:00 | 47.5179 | 69.9909
2027-10-19 19:00 | 45.4475 | 69.8677
2027-10-19 20:00 | 42.3417 | 66.6366
2027-10-19 21:00 | 38.8882 | 62.276
2027-10-19 22:00 | 35.7904 | 58.3668
2027-10-19 23:00 | 32.7846 | 55.5991
2027-10-20 | 30.9515 | 52.9722
2027-10-20 01:00 | 30.5462 | 49.5584
2027-10-20 02:00 | 30.9653 | 48.1846
2027-10-20 03:00 | 31.5681 | 48.3155
2027-10-20 04:00 | 32.4301 | 48.2828
2027-10-20 05:00 | 34.2605 | 51.4021
2027-10-20 06:00 | 38.255 | 58.9335
2027-10-20 07:00 | 44.8663 | 65.7437
2027-10-20 08:00 | 45.9151 | 67.8601
2027-10-20 09:00 | 44.7094 | 70.4215
2027-10-20 10:00 | 43.2644 | 70.463
2027-10-20 11:00 | 42.152 | 69.3447
2027-10-20 12:00 | 41.1671 | 60.2105
2027-10-20 13:00 | 41.0454 | 59.3228
2027-10-20 14:00 | 40.7935 | 56.4327
2027-10-20 15:00 | 41.1608 | 59.9579
2027-10-20 16:00 | 42.6415 | 63.8587
2027-10-20 17:00 | 44.3859 | 68.931
2027-10-20 18:00 | 45.4103 | 71.6084
2027-10-20 19:00 | 44.1163 | 71.378
2027-10-20 20:00 | 41.4958 | 67.5085
2027-10-20 21:00 | 38.3937 | 62.7209
2027-10-20 22:00 | 35.4681 | 58.4099
2027-10-20 23:00 | 32.4687 | 54.9688
2027-10-21 | 30.6939 | 53.8852
2027-10-21 01:00 | 29.8114 | 49.558
2027-10-21 02:00 | 30.1524 | 48.3227
2027-10-21 03:00 | 30.7391 | 48.5635
2027-10-21 04:00 | 31.5893 | 48.4579
2027-10-21 05:00 | 33.4472 | 52.0076
2027-10-21 06:00 | 37.9968 | 60.778
2027-10-21 07:00 | 44.3407 | 67.3698
2027-10-21 08:00 | 45.5503 | 68.8435
2027-10-21 09:00 | 44.4694 | 70.0072
2027-10-21 10:00 | 43.2794 | 68.9663
2027-10-21 11:00 | 42.1123 | 66.6487
2027-10-21 12:00 | 41.5598 | 63.1368
2027-10-21 13:00 | 41.2706 | 61.9104
2027-10-21 14:00 | 41.0081 | 59.196
2027-10-21 15:00 | 41.4023 | 62.3506
2027-10-21 16:00 | 42.7621 | 65.718
2027-10-21 17:00 | 44.1354 | 69.2725
2027-10-21 18:00 | 44.9738 | 70.3647
2027-10-21 19:00 | 43.7394 | 70.0854
2027-10-21 20:00 | 41.2345 | 66.2845
2027-10-21 21:00 | 38.1234 | 61.4521
2027-10-21 22:00 | 35.2509 | 57.4493
2027-10-21 23:00 | 32.3566 | 54.235
2027-10-22 | 30.5377 | 53.1586
2027-10-22 01:00 | 29.528 | 49.1383
2027-10-22 02:00 | 29.7991 | 48.013
2027-10-22 03:00 | 30.3598 | 47.9626
2027-10-22 04:00 | 31.2953 | 47.5733
2027-10-22 05:00 | 33.0766 | 50.4182
2027-10-22 06:00 | 37.6648 | 58.648
2027-10-22 07:00 | 44.5816 | 64.7347
2027-10-22 08:00 | 46.1057 | 64.9632
2027-10-22 09:00 | 45.5301 | 65.3859
2027-10-22 10:00 | 44.6788 | 64.0066
2027-10-22 11:00 | 43.5288 | 62.9243
2027-10-22 12:00 | 42.3695 | 61.5043
2027-10-22 13:00 | 42.4181 | 60.9345
2027-10-22 14:00 | 41.8909 | 58.3936
2027-10-22 15:00 | 41.939 | 61.7318
2027-10-22 16:00 | 43.0821 | 64.3888
2027-10-22 17:00 | 44.4912 | 66.5375
2027-10-22 18:00 | 45.9032 | 68.2229
2027-10-22 19:00 | 43.7419 | 66.6758
2027-10-22 20:00 | 40.454 | 61.915
2027-10-22 21:00 | 37.1172 | 56.8145
2027-10-22 22:00 | 34.1475 | 52.8548
2027-10-22 23:00 | 31.2399 | 50.1798
2027-10-23 | 29.4083 | 49.7941
2027-10-23 01:00 | 28.6331 | 47.8032
2027-10-23 02:00 | 28.8667 | 46.5417
2027-10-23 03:00 | 29.3067 | 46.5241
2027-10-23 04:00 | 30.0334 | 45.8402
2027-10-23 05:00 | 30.9697 | 48.3813
2027-10-23 06:00 | 33.5545 | 54.7411
2027-10-23 07:00 | 38.6735 | 57.7239
2027-10-23 08:00 | 40.7017 | 58.0838
2027-10-23 09:00 | 41.4287 | 60.5623
2027-10-23 10:00 | 41.1959 | 60.4744
2027-10-23 11:00 | 40.7096 | 60.0862
2027-10-23 12:00 | 39.2631 | 56.3347
2027-10-23 13:00 | 38.7405 | 56.343
2027-10-23 14:00 | 37.9226 | 53.8429
2027-10-23 15:00 | 38.3825 | 57.712
2027-10-23 16:00 | 40.562 | 61.6472
2027-10-23 17:00 | 43.0088 | 64.169
2027-10-23 18:00 | 45.0681 | 64.5978
2027-10-23 19:00 | 42.5559 | 62.7509
2027-10-23 20:00 | 38.9407 | 58.8935
2027-10-23 21:00 | 35.5969 | 54.4544
2027-10-23 22:00 | 33.3393 | 51.6731
2027-10-23 23:00 | 31.1537 | 50.6186
2027-10-24 | 29.6582 | 49.1029
2027-10-24 01:00 | 28.359 | 47.2479
2027-10-24 02:00 | 28.5228 | 45.9258
2027-10-24 03:00 | 28.8988 | 45.6676
2027-10-24 04:00 | 29.53 | 45.1171
2027-10-24 05:00 | 30.2631 | 46.983
2027-10-24 06:00 | 32.3079 | 52.4117
2027-10-24 07:00 | 37.3148 | 54.4837
2027-10-24 08:00 | 39.4939 | 53.8344
2027-10-24 09:00 | 40.1755 | 55.453
2027-10-24 10:00 | 39.6406 | 55.0943
2027-10-24 11:00 | 39.0467 | 55.6476
2027-10-24 12:00 | 38.0427 | 50.2173
2027-10-24 13:00 | 37.725 | 50.7519
2027-10-24 14:00 | 37.1292 | 49.9724
2027-10-24 15:00 | 37.8122 | 56.1311
2027-10-24 16:00 | 40.4361 | 61.4179
2027-10-24 17:00 | 43.2379 | 64.9766
2027-10-24 18:00 | 44.7592 | 63.4133
2027-10-24 19:00 | 42.3575 | 62.5678
2027-10-24 20:00 | 38.8519 | 59.504
2027-10-24 21:00 | 35.7821 | 55.0558
2027-10-24 22:00 | 33.318 | 52.0439
2027-10-24 23:00 | 30.9695 | 50.3444
2027-10-25 | 29.2803 | 49.6019
2027-10-25 01:00 | 28.5561 | 47.0712
2027-10-25 02:00 | 29.0486 | 46.0619
2027-10-25 03:00 | 29.7587 | 45.946
2027-10-25 04:00 | 30.8432 | 45.3372
2027-10-25 05:00 | 32.6565 | 48.5017
2027-10-25 06:00 | 37.2549 | 56.8014
2027-10-25 07:00 | 44.3439 | 62.8737
2027-10-25 08:00 | 45.7065 | 63.186
2027-10-25 09:00 | 44.5123 | 62.9037
2027-10-25 10:00 | 43.2359 | 60.618
2027-10-25 11:00 | 41.9999 | 59.0966
2027-10-25 12:00 | 40.1907 | 58.5969
2027-10-25 13:00 | 40.1109 | 58.0409
2027-10-25 14:00 | 39.7144 | 55.2962
2027-10-25 15:00 | 40.1909 | 58.7914
2027-10-25 16:00 | 42.0385 | 63.1552
2027-10-25 17:00 | 44.0158 | 67.7826
2027-10-25 18:00 | 45.8192 | 68.2896
2027-10-25 19:00 | 44.1036 | 67.3119
2027-10-25 20:00 | 41.3021 | 63.3988
2027-10-25 21:00 | 38.1344 | 58.3635
2027-10-25 22:00 | 35.1908 | 54.5832
2027-10-25 23:00 | 32.2487 | 51.428
2027-10-26 | 31.0829 | 51.0187
2027-10-26 01:00 | 29.6754 | 46.2181
2027-10-26 02:00 | 30.0271 | 45.0077
2027-10-26 03:00 | 30.6482 | 45.0252
2027-10-26 04:00 | 31.6881 | 44.8003
2027-10-26 05:00 | 33.5331 | 47.973
2027-10-26 06:00 | 38.2529 | 56.392
2027-10-26 07:00 | 45.0552 | 63.3518
2027-10-26 08:00 | 46.2702 | 65.0147
2027-10-26 09:00 | 45.1632 | 67.7747
2027-10-26 10:00 | 43.8837 | 68.0053
2027-10-26 11:00 | 42.9155 | 67.6185
2027-10-26 12:00 | 40.9982 | 63.8554
2027-10-26 13:00 | 40.9401 | 63.7205
2027-10-26 14:00 | 40.5218 | 60.5809
2027-10-26 15:00 | 41.1003 | 64.3122
2027-10-26 16:00 | 42.8084 | 68.3564
2027-10-26 17:00 | 44.8224 | 70.8168
2027-10-26 18:00 | 47.1683 | 71.225
2027-10-26 19:00 | 44.9096 | 69.4413
2027-10-26 20:00 | 41.8779 | 64.8741
2027-10-26 21:00 | 38.6242 | 59.6308
2027-10-26 22:00 | 35.6164 | 55.9133
2027-10-26 23:00 | 32.6736 | 53.0762
2027-10-27 | 30.9034 | 51.4084
2027-10-27 01:00 | 29.936 | 48.0618
2027-10-27 02:00 | 30.2967 | 46.9541
2027-10-27 03:00 | 30.947 | 46.6934
2027-10-27 04:00 | 31.9061 | 46.7073
2027-10-27 05:00 | 33.7254 | 49.691
2027-10-27 06:00 | 38.1418 | 57.4522
2027-10-27 07:00 | 45.0592 | 63.8069
2027-10-27 08:00 | 46.3375 | 65.0272
2027-10-27 09:00 | 45.1951 | 66.2549
2027-10-27 10:00 | 43.5942 | 65.8349
2027-10-27 11:00 | 42.256 | 64.5995
2027-10-27 12:00 | 41.1744 | 66.2898
2027-10-27 13:00 | 41.133 | 66.184
2027-10-27 14:00 | 40.7396 | 63.9412
2027-10-27 15:00 | 41.1179 | 66.8951
2027-10-27 16:00 | 42.5557 | 69.9082
2027-10-27 17:00 | 44.2149 | 71.647
2027-10-27 18:00 | 45.1495 | 72.0372
2027-10-27 19:00 | 43.5159 | 70.1874
2027-10-27 20:00 | 40.8286 | 66.1161
2027-10-27 21:00 | 37.8472 | 61.1955
2027-10-27 22:00 | 34.9863 | 57.246
2027-10-27 23:00 | 32.0639 | 54.1467
2027-10-28 | 30.2819 | 51.235
2027-10-28 01:00 | 29.7936 | 49.8542
2027-10-28 02:00 | 30.1309 | 48.5473
2027-10-28 03:00 | 30.7561 | 48.2197
2027-10-28 04:00 | 31.699 | 47.8938
2027-10-28 05:00 | 33.5154 | 50.8799
2027-10-28 06:00 | 37.8921 | 59.5549
2027-10-28 07:00 | 44.8073 | 65.4765
2027-10-28 08:00 | 46.0877 | 65.5733
2027-10-28 09:00 | 44.8894 | 66.8586
2027-10-28 10:00 | 43.3881 | 66.5625
2027-10-28 11:00 | 42.1764 | 66.3833
2027-10-28 12:00 | 41.1251 | 63.6818
2027-10-28 13:00 | 40.972 | 63.2031
2027-10-28 14:00 | 40.7354 | 60.5161
2027-10-28 15:00 | 41.2415 | 63.5503
2027-10-28 16:00 | 42.655 | 67.1731
2027-10-28 17:00 | 43.982 | 69.1292
2027-10-28 18:00 | 44.9486 | 70.5205
2027-10-28 19:00 | 43.4167 | 69.3786
2027-10-28 20:00 | 40.8265 | 66.3566
2027-10-28 21:00 | 37.8435 | 61.8648
2027-10-28 22:00 | 35.0708 | 58.0337
2027-10-28 23:00 | 32.2206 | 55.1998
2027-10-29 | 30.3747 | 52.1327
2027-10-29 01:00 | 29.4203 | 49.6996
2027-10-29 02:00 | 29.6574 | 48.4053
2027-10-29 03:00 | 30.2088 | 48.1485
2027-10-29 04:00 | 31.2217 | 47.8529
2027-10-29 05:00 | 32.9371 | 50.5608
2027-10-29 06:00 | 37.534 | 57.9114
2027-10-29 07:00 | 44.6037 | 64.1244
2027-10-29 08:00 | 46.0488 | 64.4553
2027-10-29 09:00 | 45.5597 | 65.4711
2027-10-29 10:00 | 44.6564 | 64.7598
2027-10-29 11:00 | 43.7067 | 64.7783
2027-10-29 12:00 | 42.7162 | 62.9776
2027-10-29 13:00 | 42.8583 | 62.5646
2027-10-29 14:00 | 42.2373 | 60.143
2027-10-29 15:00 | 42.2373 | 63.4677
2027-10-29 16:00 | 43.2984 | 66.5897
2027-10-29 17:00 | 44.6053 | 68.6409
2027-10-29 18:00 | 45.2478 | 69.1461
2027-10-29 19:00 | 42.7745 | 67.8497
2027-10-29 20:00 | 39.514 | 63.7441
2027-10-29 21:00 | 36.2805 | 58.8091
2027-10-29 22:00 | 33.4008 | 54.8719
2027-10-29 23:00 | 30.566 | 51.8291
2027-10-30 | 29.4854 | 51.2723
2027-10-30 01:00 | 28.7146 | 48.1372
2027-10-30 02:00 | 28.9222 | 47.0816
2027-10-30 03:00 | 29.3937 | 47.0806
2027-10-30 04:00 | 30.1375 | 46.7466
2027-10-30 05:00 | 30.9843 | 49.0402
2027-10-30 06:00 | 33.2944 | 55.0509
2027-10-30 07:00 | 38.8158 | 58.6902
2027-10-30 08:00 | 40.9135 | 59.6217
2027-10-30 09:00 | 41.1884 | 61.6928
2027-10-30 10:00 | 40.3113 | 60.9491
2027-10-30 11:00 | 39.3693 | 58.0942
2027-10-30 12:00 | 38.0895 | 57.3775
2027-10-30 13:00 | 37.4622 | 55.7572
2027-10-30 14:00 | 36.6875 | 52.6687
2027-10-30 15:00 | 37.1695 | 55.6724
2027-10-30 16:00 | 39.3002 | 59.5314
2027-10-30 17:00 | 41.4887 | 63.4828
2027-10-30 18:00 | 42.4927 | 64.6358
2027-10-30 19:00 | 40.1737 | 63.1768
2027-10-30 20:00 | 36.9648 | 59.248
2027-10-30 21:00 | 33.9881 | 55.2253
2027-10-30 22:00 | 31.956 | 52.7723
2027-10-30 23:00 | 29.9326 | 51.2652
2027-10-31 | 28.5727 | 50.709
2027-10-31 01:00 | 27.9485 | 50.3277
2027-10-31 02:00 | 28.0763 | 48.914
2027-10-31 03:00 | 28.4479 | 48.833
2027-10-31 04:00 | 29.1805 | 48.207
2027-10-31 05:00 | 29.8586 | 49.6575
2027-10-31 06:00 | 32.0404 | 55.2624
2027-10-31 07:00 | 37.0197 | 56.1342
2027-10-31 08:00 | 39.0301 | 53.3536
2027-10-31 09:00 | 39.724 | 53.1746
2027-10-31 10:00 | 39.3 | 49.9326
2027-10-31 11:00 | 38.911 | 49.958
2027-10-31 12:00 | 37.5659 | 47.8085
2027-10-31 13:00 | 37.1885 | 48.0636
2027-10-31 14:00 | 36.7302 | 46.5641
2027-10-31 15:00 | 37.5113 | 52.0041
2027-10-31 16:00 | 40.3724 | 57.5386
2027-10-31 17:00 | 43.2789 | 62.1406
2027-10-31 18:00 | 45.3735 | 64.3693
2027-10-31 19:00 | 42.553 | 62.9702
2027-10-31 20:00 | 38.9346 | 59.4996
2027-10-31 21:00 | 35.9766 | 54.867
2027-10-31 22:00 | 33.6606 | 52.2118
2027-10-31 23:00 | 31.3024 | 50.6766
2027-11-01 | 29.5684 | 49.6955
2027-11-01 01:00 | 29.0115 | 48.5617
2027-11-01 02:00 | 29.5561 | 47.0726
2027-11-01 03:00 | 30.3581 | 47.2576
2027-11-01 04:00 | 31.4905 | 46.8428
2027-11-01 05:00 | 33.2594 | 50.1318
2027-11-01 06:00 | 37.9503 | 58.3798
2027-11-01 07:00 | 45.0317 | 64.7726
2027-11-01 08:00 | 46.7899 | 65.2896
2027-11-01 09:00 | 45.9113 | 65.0977
2027-11-01 10:00 | 45.0597 | 62.0594
2027-11-01 11:00 | 43.8467 | 60.0031
2027-11-01 12:00 | 43.0404 | 60.9433
2027-11-01 13:00 | 43.2056 | 59.9525
2027-11-01 14:00 | 42.6324 | 55.9616
2027-11-01 15:00 | 43.0976 | 59.23
2027-11-01 16:00 | 44.812 | 62.2931
2027-11-01 17:00 | 46.6198 | 68.4248
2027-11-01 18:00 | 47.6767 | 72.0828
2027-11-01 19:00 | 45.2131 | 70.5409
2027-11-01 20:00 | 41.9892 | 66.771
2027-11-01 21:00 | 38.6739 | 61.5997
2027-11-01 22:00 | 35.4979 | 57.5125
2027-11-01 23:00 | 32.4407 | 54.4338
2027-11-02 | 31.4574 | 52.5565
2027-11-02 01:00 | 30.3604 | 50.2478
2027-11-02 02:00 | 30.7988 | 48.2919
2027-11-02 03:00 | 31.5817 | 48.1221
2027-11-02 04:00 | 32.7075 | 47.8144
2027-11-02 05:00 | 34.5673 | 50.9978
2027-11-02 06:00 | 39.3987 | 58.4054
2027-11-02 07:00 | 46.1437 | 65.3289
2027-11-02 08:00 | 47.4931 | 66.0859
2027-11-02 09:00 | 45.6179 | 66.7094
2027-11-02 10:00 | 44.0268 | 64.5202
2027-11-02 11:00 | 42.1919 | 63.6212
2027-11-02 12:00 | 42.3185 | 63.0174
2027-11-02 13:00 | 42.2712 | 62.5254
2027-11-02 14:00 | 41.7885 | 58.701
2027-11-02 15:00 | 42.3491 | 62.5281
2027-11-02 16:00 | 44.1377 | 65.502
2027-11-02 17:00 | 46.1782 | 69.6141
2027-11-02 18:00 | 48.4872 | 72.7146
2027-11-02 19:00 | 45.6554 | 70.3889
2027-11-02 20:00 | 42.3147 | 65.8582
2027-11-02 21:00 | 38.9835 | 60.4909
2027-11-02 22:00 | 35.8348 | 56.7257
2027-11-02 23:00 | 32.8067 | 53.8955
2027-11-03 | 31.257 | 53.0129
2027-11-03 01:00 | 31.1077 | 48.9773
2027-11-03 02:00 | 31.5462 | 47.4164
2027-11-03 03:00 | 32.2776 | 47.4834
2027-11-03 04:00 | 33.3762 | 47.2284
2027-11-03 05:00 | 35.0986 | 50.0681
2027-11-03 06:00 | 39.6341 | 58.1884
2027-11-03 07:00 | 46.5367 | 64.4566
2027-11-03 08:00 | 48.1424 | 64.557
2027-11-03 09:00 | 46.7239 | 65.2263
2027-11-03 10:00 | 45.1538 | 63.6395
2027-11-03 11:00 | 43.3669 | 63.74
2027-11-03 12:00 | 44.4135 | 65.1516
2027-11-03 13:00 | 44.4715 | 65.3706
2027-11-03 14:00 | 44.0038 | 62.1063
2027-11-03 15:00 | 44.4264 | 66.3053
2027-11-03 16:00 | 46.1614 | 68.587
2027-11-03 17:00 | 48.053 | 72.2288
2027-11-03 18:00 | 48.1046 | 74.1583
2027-11-03 19:00 | 45.9661 | 71.5433
2027-11-03 20:00 | 42.9632 | 66.8526
2027-11-03 21:00 | 39.9326 | 61.4255
2027-11-03 22:00 | 36.9433 | 57.2298
2027-11-03 23:00 | 33.892 | 54.125
2027-11-04 | 32.2038 | 52.7112
2027-11-04 01:00 | 31.5307 | 50.0115
2027-11-04 02:00 | 31.9401 | 48.3508
2027-11-04 03:00 | 32.6608 | 48.5869
2027-11-04 04:00 | 33.7679 | 48.2263
2027-11-04 05:00 | 35.5027 | 51.3563
2027-11-04 06:00 | 40.1181 | 59.8161
2027-11-04 07:00 | 46.7584 | 66.0803
2027-11-04 08:00 | 48.1423 | 65.7081
2027-11-04 09:00 | 46.6039 | 65.4601
2027-11-04 10:00 | 44.9842 | 63.0638
2027-11-04 11:00 | 43.3039 | 62.8916
2027-11-04 12:00 | 43.1555 | 63.2993
2027-11-04 13:00 | 43.0495 | 63.0422
2027-11-04 14:00 | 42.6209 | 59.7435
2027-11-04 15:00 | 43.0937 | 64.1854
2027-11-04 16:00 | 44.8734 | 67.1319
2027-11-04 17:00 | 46.7105 | 71.1514
2027-11-04 18:00 | 48.9056 | 75.2343
2027-11-04 19:00 | 46.3691 | 73.0362
2027-11-04 20:00 | 43.1882 | 69.0091
2027-11-04 21:00 | 39.9248 | 63.703
2027-11-04 22:00 | 36.8702 | 59.5977
2027-11-04 23:00 | 33.8155 | 56.6328
2027-11-05 | 32.512 | 53.9951
2027-11-05 01:00 | 31.7301 | 51.5827
2027-11-05 02:00 | 32.0638 | 49.9415
2027-11-05 03:00 | 32.7368 | 49.9341
2027-11-05 04:00 | 33.8321 | 49.4464
2027-11-05 05:00 | 35.4701 | 52.1764
2027-11-05 06:00 | 39.9291 | 60.386
2027-11-05 07:00 | 46.7059 | 66.3296
2027-11-05 08:00 | 48.5041 | 65.774
2027-11-05 09:00 | 47.8618 | 65.294
2027-11-05 10:00 | 46.9584 | 62.6995
2027-11-05 11:00 | 45.5209 | 62.5107
2027-11-05 12:00 | 45.1539 | 61.8529
2027-11-05 13:00 | 45.0419 | 61.6848
2027-11-05 14:00 | 44.4822 | 58.4999
2027-11-05 15:00 | 44.6247 | 62.8186
2027-11-05 16:00 | 45.9992 | 65.1308
2027-11-05 17:00 | 47.5988 | 68.6167
2027-11-05 18:00 | 47.727 | 73.117
2027-11-05 19:00 | 45.4263 | 70.8931
2027-11-05 20:00 | 42.1022 | 66.5819
2027-11-05 21:00 | 38.9922 | 61.4251
2027-11-05 22:00 | 36.0767 | 57.5151
2027-11-05 23:00 | 33.0971 | 54.6989
2027-11-06 | 31.3507 | 52.7387
2027-11-06 01:00 | 30.788 | 50.2726
2027-11-06 02:00 | 31.0642 | 48.6356
2027-11-06 03:00 | 31.6325 | 48.7008
2027-11-06 04:00 | 32.5556 | 48.1192
2027-11-06 05:00 | 33.6198 | 50.5279
2027-11-06 06:00 | 36.572 | 56.371
2027-11-06 07:00 | 41.5253 | 59.6895
2027-11-06 08:00 | 42.8588 | 59.6892
2027-11-06 09:00 | 42.7782 | 61.8444
2027-11-06 10:00 | 42.3215 | 61.1111
2027-11-06 11:00 | 40.9465 | 60.1754
2027-11-06 12:00 | 39.9055 | 61.5172
2027-11-06 13:00 | 39.3911 | 61.2822
2027-11-06 14:00 | 38.5163 | 58.252
2027-11-06 15:00 | 38.7239 | 62.6513
2027-11-06 16:00 | 40.8438 | 64.7583
2027-11-06 17:00 | 43.5664 | 68.6986
2027-11-06 18:00 | 45.4626 | 71.692
2027-11-06 19:00 | 43.1243 | 68.2009
2027-11-06 20:00 | 39.6987 | 62.4302
2027-11-06 21:00 | 36.38 | 56.8939
2027-11-06 22:00 | 34.0549 | 54.0834
2027-11-06 23:00 | 31.8671 | 52.9795
2027-11-07 | 31.0035 | 52.6011
2027-11-07 01:00 | 30.8431 | 53.3557
2027-11-07 02:00 | 30.7447 | 50.8916
2027-11-07 03:00 | 31.0728 | 50.3102
2027-11-07 04:00 | 31.3083 | 49.4564
2027-11-07 05:00 | 31.2156 | 49.7641
2027-11-07 06:00 | 31.6767 | 52.7619
2027-11-07 07:00 | 35.9391 | 53.7043
2027-11-07 08:00 | 39.0899 | 55.469
2027-11-07 09:00 | 39.3326 | 58.3856
2027-11-07 10:00 | 37.7857 | 59.9495
2027-11-07 11:00 | 36.7639 | 59.4364
2027-11-07 12:00 | 35.9794 | 60.3653
2027-11-07 13:00 | 35.3841 | 60.5156
2027-11-07 14:00 | 35.206 | 58.578
2027-11-07 15:00 | 35.8601 | 64.3556
2027-11-07 16:00 | 38.384 | 67.3438
2027-11-07 17:00 | 41.9629 | 72.174
2027-11-07 18:00 | 45.1741 | 75.6333
2027-11-07 19:00 | 42.5373 | 71.9234
2027-11-07 20:00 | 39.4229 | 67.1993
2027-11-07 21:00 | 36.9608 | 63.2404
2027-11-07 22:00 | 35.055 | 61.8089
2027-11-07 23:00 | 32.9014 | 60.2303
2027-11-08 | 30.9158 | 58.2976
2027-11-08 01:00 | 29.4505 | 55.522
2027-11-08 02:00 | 29.6605 | 53.0206
2027-11-08 03:00 | 30.3305 | 52.6174
2027-11-08 04:00 | 30.9845 | 51.841
2027-11-08 05:00 | 31.8458 | 53.3417
2027-11-08 06:00 | 34.6833 | 58.4577
2027-11-08 07:00 | 41.2805 | 63.5158
2027-11-08 08:00 | 44.4856 | 68.2349
2027-11-08 09:00 | 43.7072 | 71.8811
2027-11-08 10:00 | 42.0793 | 72.7216
2027-11-08 11:00 | 40.5653 | 70.9661
2027-11-08 12:00 | 40.4846 | 65.877
2027-11-08 13:00 | 40.0093 | 65.2877
2027-11-08 14:00 | 39.9988 | 61.5836
2027-11-08 15:00 | 40.3263 | 65.2291
2027-11-08 16:00 | 42.0454 | 68.3709
2027-11-08 17:00 | 44.5974 | 74.5728
2027-11-08 18:00 | 47.5172 | 77.09
2027-11-08 19:00 | 45.0584 | 75.182
2027-11-08 20:00 | 42.3621 | 71.9542
2027-11-08 21:00 | 39.7568 | 68.4112
2027-11-08 22:00 | 37.405 | 65.664
2027-11-08 23:00 | 34.5929 | 62.2246
2027-11-09 | 32.0282 | 60.4616
2027-11-09 01:00 | 30.4717 | 55.114
2027-11-09 02:00 | 30.5368 | 52.2237
2027-11-09 03:00 | 31.1083 | 51.7585
2027-11-09 04:00 | 31.668 | 51.1005
2027-11-09 05:00 | 32.5501 | 52.7355
2027-11-09 06:00 | 35.714 | 58.2959
2027-11-09 07:00 | 41.9196 | 63.6564
2027-11-09 08:00 | 44.8072 | 68.2933
2027-11-09 09:00 | 43.9885 | 69.4395
2027-11-09 10:00 | 42.228 | 67.8506
2027-11-09 11:00 | 41.0883 | 64.3791
2027-11-09 12:00 | 40.6959 | 68.875
2027-11-09 13:00 | 40.2929 | 68.3231
2027-11-09 14:00 | 40.4061 | 65.1697
2027-11-09 15:00 | 41.1137 | 69.4782
2027-11-09 16:00 | 42.759 | 72.3106
2027-11-09 17:00 | 45.3351 | 76.532
2027-11-09 18:00 | 48.0088 | 80.0107
2027-11-09 19:00 | 45.5755 | 76.5943
2027-11-09 20:00 | 43.0627 | 72.2335
2027-11-09 21:00 | 40.47 | 68.1532
2027-11-09 22:00 | 38.0862 | 65.4313
2027-11-09 23:00 | 35.2578 | 62.2767
2027-11-10 | 32.6755 | 59.6649
2027-11-10 01:00 | 30.8996 | 56.5074
2027-11-10 02:00 | 30.9306 | 53.6311
2027-11-10 03:00 | 31.4876 | 52.874
2027-11-10 04:00 | 32.0046 | 52.1577
2027-11-10 05:00 | 32.7658 | 53.2395
2027-11-10 06:00 | 35.6758 | 58.2275
2027-11-10 07:00 | 42.2231 | 62.794
2027-11-10 08:00 | 45.6242 | 66.1847
2027-11-10 09:00 | 45.3447 | 67.7849
2027-11-10 10:00 | 43.9355 | 67.397
2027-11-10 11:00 | 42.7707 | 66.3727
2027-11-10 12:00 | 42.0987 | 63.8285
2027-11-10 13:00 | 41.6901 | 63.7618
2027-11-10 14:00 | 41.5044 | 60.8242
2027-11-10 15:00 | 41.6982 | 65.1217
2027-11-10 16:00 | 43.3369 | 68.2107
2027-11-10 17:00 | 45.9359 | 73.7024
2027-11-10 18:00 | 49.3093 | 75.092
2027-11-10 19:00 | 46.6088 | 73.2999
2027-11-10 20:00 | 43.7929 | 70.1054
2027-11-10 21:00 | 41.2453 | 66.7926
2027-11-10 22:00 | 38.8447 | 64.0471
2027-11-10 23:00 | 35.9797 | 60.4069
2027-11-11 | 33.0935 | 59.3989
2027-11-11 01:00 | 31.6849 | 55.3984
2027-11-11 02:00 | 31.7677 | 52.5095
2027-11-11 03:00 | 32.4142 | 51.8025
2027-11-11 04:00 | 32.9672 | 51.0627
2027-11-11 05:00 | 33.8381 | 52.4063
2027-11-11 06:00 | 36.8835 | 57.8977
2027-11-11 07:00 | 43.2545 | 62.2454
2027-11-11 08:00 | 46.4295 | 65.1617
2027-11-11 09:00 | 45.4223 | 66.4482
2027-11-11 10:00 | 43.3304 | 66.1117
2027-11-11 11:00 | 41.6997 | 65.2557
2027-11-11 12:00 | 40.848 | 63.5762
2027-11-11 13:00 | 40.3054 | 63.3907
2027-11-11 14:00 | 40.1434 | 60.4719
2027-11-11 15:00 | 40.3524 | 64.7868
2027-11-11 16:00 | 42.0341 | 68.1293
2027-11-11 17:00 | 44.8108 | 72.8653
2027-11-11 18:00 | 48.8828 | 76.745
2027-11-11 19:00 | 46.7057 | 73.5128
2027-11-11 20:00 | 44.1953 | 69.4439
2027-11-11 21:00 | 41.8047 | 65.4741
2027-11-11 22:00 | 39.4748 | 62.7449
2027-11-11 23:00 | 36.611 | 59.5746
2027-11-12 | 33.768 | 58.2141
2027-11-12 01:00 | 32.4696 | 55.4309
2027-11-12 02:00 | 32.511 | 52.599
2027-11-12 03:00 | 33.1365 | 51.7536
2027-11-12 04:00 | 33.6817 | 50.8617
2027-11-12 05:00 | 34.5091 | 52.1917
2027-11-12 06:00 | 37.4104 | 55.9003
2027-11-12 07:00 | 43.6707 | 60.3044
2027-11-12 08:00 | 46.9402 | 63.5658
2027-11-12 09:00 | 46.0201 | 63.8578
2027-11-12 10:00 | 44.2296 | 61.6441
2027-11-12 11:00 | 42.5192 | 60.2771
2027-11-12 12:00 | 41.5618 | 55.0188
2027-11-12 13:00 | 40.8958 | 54.7725
2027-11-12 14:00 | 40.5331 | 52.3496
2027-11-12 15:00 | 40.3998 | 56.134
2027-11-12 16:00 | 41.73 | 59.6759
2027-11-12 17:00 | 44.3182 | 65.4378
2027-11-12 18:00 | 48.0164 | 68.5467
2027-11-12 19:00 | 45.6033 | 66.7991
2027-11-12 20:00 | 42.7799 | 64.1467
2027-11-12 21:00 | 40.3472 | 60.9569
2027-11-12 22:00 | 38.0764 | 58.6064
2027-11-12 23:00 | 35.3052 | 55.6846
2027-11-13 | 32.5668 | 53.8309
2027-11-13 01:00 | 31.0262 | 53.2131
2027-11-13 02:00 | 30.9165 | 50.1992
2027-11-13 03:00 | 31.339 | 49.5165
2027-11-13 04:00 | 31.645 | 48.4869
2027-11-13 05:00 | 31.7433 | 48.9145
2027-11-13 06:00 | 32.8894 | 52.5065
2027-11-13 07:00 | 37.4172 | 53.9893
2027-11-13 08:00 | 40.7137 | 57.4896
2027-11-13 09:00 | 41.3916 | 61.9084
2027-11-13 10:00 | 40.6189 | 63.9413
2027-11-13 11:00 | 39.6613 | 63.7323
2027-11-13 12:00 | 38.5448 | 64.0838
2027-11-13 13:00 | 37.5557 | 64.0809
2027-11-13 14:00 | 36.9961 | 62.0457
2027-11-13 15:00 | 37.0486 | 65.9595
2027-11-13 16:00 | 39.1177 | 67.956
2027-11-13 17:00 | 42.5185 | 72.2154
2027-11-13 18:00 | 46.0775 | 74.5974
2027-11-13 19:00 | 43.3343 | 71.0765
2027-11-13 20:00 | 40.2498 | 65.8601
2027-11-13 21:00 | 37.7792 | 61.8418
2027-11-13 22:00 | 36.1167 | 60.2887
2027-11-13 23:00 | 34.1397 | 58.4824
2027-11-14 | 31.5555 | 57.3993
2027-11-14 01:00 | 29.9816 | 54.4344
2027-11-14 02:00 | 29.8376 | 52.094
2027-11-14 03:00 | 30.2144 | 51.6667
2027-11-14 04:00 | 30.3977 | 51.0513
2027-11-14 05:00 | 30.27 | 51.1829
2027-11-14 06:00 | 31.0532 | 53.4177
2027-11-14 07:00 | 35.3545 | 54.9321
2027-11-14 08:00 | 38.8572 | 57.9351
2027-11-14 09:00 | 39.6162 | 62.379
2027-11-14 10:00 | 38.6999 | 64.2676
2027-11-14 11:00 | 38.0698 | 63.0724
2027-11-14 12:00 | 36.9442 | 62.8934
2027-11-14 13:00 | 36.1823 | 62.9245
2027-11-14 14:00 | 35.8175 | 61.289
2027-11-14 15:00 | 36.1468 | 67.2532
2027-11-14 16:00 | 38.66 | 70.4591
2027-11-14 17:00 | 42.5974 | 75.4612
2027-11-14 18:00 | 46.3028 | 77.5655
2027-11-14 19:00 | 43.4962 | 74.2015
2027-11-14 20:00 | 40.3679 | 69.7523
2027-11-14 21:00 | 38.019 | 66.2886
2027-11-14 22:00 | 36.1522 | 64.8881
2027-11-14 23:00 | 33.9354 | 62.8246
2027-11-15 | 31.5898 | 60.5529
2027-11-15 01:00 | 29.8407 | 55.9389
2027-11-15 02:00 | 29.9794 | 53.4588
2027-11-15 03:00 | 30.623 | 52.966
2027-11-15 04:00 | 31.1569 | 52.1384
2027-11-15 05:00 | 31.9101 | 53.7281
2027-11-15 06:00 | 34.945 | 58.8849
2027-11-15 07:00 | 41.5617 | 63.3595
2027-11-15 08:00 | 45.1984 | 67.1835
2027-11-15 09:00 | 45.4268 | 68.5788
2027-11-15 10:00 | 44.665 | 66.9011
2027-11-15 11:00 | 44.0538 | 64.2302
2027-11-15 12:00 | 44.0342 | 61.8024
2027-11-15 13:00 | 43.7908 | 61.1078
2027-11-15 14:00 | 43.7245 | 57.3313
2027-11-15 15:00 | 44.1069 | 60.7174
2027-11-15 16:00 | 45.7633 | 64.3932
2027-11-15 17:00 | 48.2158 | 71.829
2027-11-15 18:00 | 49.6716 | 77.408
2027-11-15 19:00 | 46.9664 | 75.2495
2027-11-15 20:00 | 44.1499 | 71.9958
2027-11-15 21:00 | 41.5987 | 68.7617
2027-11-15 22:00 | 39.1854 | 66.1055
2027-11-15 23:00 | 36.2795 | 62.5252
2027-11-16 | 33.2396 | 60.0513
2027-11-16 01:00 | 31.4666 | 56.4028
2027-11-16 02:00 | 31.5345 | 53.325
2027-11-16 03:00 | 32.1534 | 52.5874
2027-11-16 04:00 | 32.6793 | 51.8946
2027-11-16 05:00 | 33.4684 | 53.276
2027-11-16 06:00 | 36.3939 | 57.7731
2027-11-16 07:00 | 42.919 | 62.5372
2027-11-16 08:00 | 46.6708 | 66.5414
2027-11-16 09:00 | 46.7997 | 67.7054
2027-11-16 10:00 | 45.8321 | 66.3326
2027-11-16 11:00 | 45.077 | 64.6805
2027-11-16 12:00 | 43.4365 | 62.3562
2027-11-16 13:00 | 42.967 | 61.2038
2027-11-16 14:00 | 42.8187 | 57.5087
2027-11-16 15:00 | 43.064 | 61.0821
2027-11-16 16:00 | 44.7564 | 65.1771
2027-11-16 17:00 | 47.6112 | 71.9674
2027-11-16 18:00 | 50.1607 | 77.3735
2027-11-16 19:00 | 47.6708 | 75.2615
2027-11-16 20:00 | 45.1238 | 72.0229
2027-11-16 21:00 | 42.7142 | 68.6968
2027-11-16 22:00 | 40.3534 | 66.0137
2027-11-16 23:00 | 37.4796 | 62.4516
2027-11-17 | 34.6211 | 60.1874
2027-11-17 01:00 | 32.7688 | 54.4959
2027-11-17 02:00 | 32.843 | 51.5929
2027-11-17 03:00 | 33.5143 | 51.1046
2027-11-17 04:00 | 33.9896 | 50.5675
2027-11-17 05:00 | 34.7793 | 51.964
2027-11-17 06:00 | 37.6218 | 57.0354
2027-11-17 07:00 | 44.127 | 61.738
2027-11-17 08:00 | 47.6022 | 65.4357
2027-11-17 09:00 | 46.764 | 65.2992
2027-11-17 10:00 | 44.7767 | 62.6631
2027-11-17 11:00 | 43.1737 | 60.3023
2027-11-17 12:00 | 43.1804 | 63.762
2027-11-17 13:00 | 42.7158 | 63.6188
2027-11-17 14:00 | 42.456 | 60.9446
2027-11-17 15:00 | 42.594 | 64.9123
2027-11-17 16:00 | 44.2792 | 68.3362
2027-11-17 17:00 | 47.1981 | 74.7081
2027-11-17 18:00 | 50.0174 | 79.5045
2027-11-17 19:00 | 47.5791 | 76.3801
2027-11-17 20:00 | 44.9927 | 72.0377
2027-11-17 21:00 | 42.6092 | 68.1877
2027-11-17 22:00 | 40.2385 | 65.2159
2027-11-17 23:00 | 37.3252 | 61.3304
2027-11-18 | 34.2467 | 59.1087
2027-11-18 01:00 | 32.5172 | 54.3594
2027-11-18 02:00 | 32.5267 | 51.6456
2027-11-18 03:00 | 33.1449 | 51.2334
2027-11-18 04:00 | 33.5584 | 50.4066
2027-11-18 05:00 | 34.3218 | 51.8353
2027-11-18 06:00 | 37.1157 | 57.9702
2027-11-18 07:00 | 43.4229 | 62.5168
2027-11-18 08:00 | 46.9135 | 66.5024
2027-11-18 09:00 | 46.699 | 68.7794
2027-11-18 10:00 | 45.3928 | 68.7449
2027-11-18 11:00 | 44.3319 | 67.8904
2027-11-18 12:00 | 42.2887 | 66.601
2027-11-18 13:00 | 41.7154 | 66.137
2027-11-18 14:00 | 41.6936 | 63.2239
2027-11-18 15:00 | 41.8305 | 66.6877
2027-11-18 16:00 | 43.4667 | 69.764
2027-11-18 17:00 | 46.1794 | 74.8074
2027-11-18 18:00 | 49.1694 | 78.7541
2027-11-18 19:00 | 46.7421 | 75.6354
2027-11-18 20:00 | 44.1804 | 71.694
2027-11-18 21:00 | 41.7756 | 67.9924
2027-11-18 22:00 | 39.4978 | 65.2974
2027-11-18 23:00 | 36.6353 | 61.7215
2027-11-19 | 33.7677 | 58.8255
2027-11-19 01:00 | 31.7727 | 54.8677
2027-11-19 02:00 | 31.7006 | 52.0524
2027-11-19 03:00 | 32.2367 | 51.6217
2027-11-19 04:00 | 32.624 | 50.8272
2027-11-19 05:00 | 33.2926 | 51.9214
2027-11-19 06:00 | 36.0074 | 56.8064
2027-11-19 07:00 | 42.3353 | 61.5973
2027-11-19 08:00 | 45.9001 | 66.4697
2027-11-19 09:00 | 46.1132 | 69.8279
2027-11-19 10:00 | 45.3227 | 70.1575
2027-11-19 11:00 | 44.5292 | 69.1599
2027-11-19 12:00 | 43.3229 | 63.6899
2027-11-19 13:00 | 42.8888 | 62.7437
2027-11-19 14:00 | 42.8278 | 59.3099
2027-11-19 15:00 | 42.5809 | 62.4967
2027-11-19 16:00 | 43.6873 | 65.4277
2027-11-19 17:00 | 45.9888 | 71.7732
2027-11-19 18:00 | 48.8382 | 75.6086
2027-11-19 19:00 | 45.6123 | 73.539
2027-11-19 20:00 | 42.4871 | 69.6848
2027-11-19 21:00 | 39.8648 | 66.246
2027-11-19 22:00 | 37.5391 | 63.5311
2027-11-19 23:00 | 34.7249 | 59.7471
2027-11-20 | 32.2423 | 58.3943
2027-11-20 01:00 | 30.6917 | 55.6644
2027-11-20 02:00 | 30.5838 | 53.1907
2027-11-20 03:00 | 31.0288 | 52.678
2027-11-20 04:00 | 31.2162 | 51.7225
2027-11-20 05:00 | 31.1525 | 52.0025
2027-11-20 06:00 | 32.292 | 54.3987
2027-11-20 07:00 | 37.0335 | 55.9795
2027-11-20 08:00 | 40.8139 | 59.5311
2027-11-20 09:00 | 41.8709 | 63.1572
2027-11-20 10:00 | 41.5043 | 64.1582
2027-11-20 11:00 | 41.0246 | 62.9448
2027-11-20 12:00 | 41.5332 | 62.7875
2027-11-20 13:00 | 40.7164 | 62.727
2027-11-20 14:00 | 40.2464 | 59.3282
2027-11-20 15:00 | 40.3032 | 63.7035
2027-11-20 16:00 | 42.3588 | 67.2475
2027-11-20 17:00 | 45.6818 | 71.5845
2027-11-20 18:00 | 46.626 | 74.0698
2027-11-20 19:00 | 43.7774 | 69.5567
2027-11-20 20:00 | 40.6669 | 65.4991
2027-11-20 21:00 | 38.2968 | 63.0367
2027-11-20 22:00 | 36.7781 | 61.9412
2027-11-20 23:00 | 34.7269 | 60.1468
2027-11-21 | 32.3597 | 57.8189
2027-11-21 01:00 | 29.989 | 53.3599
2027-11-21 02:00 | 29.8301 | 50.5357
2027-11-21 03:00 | 30.2568 | 49.392
2027-11-21 04:00 | 30.3265 | 48.0628
2027-11-21 05:00 | 30.0807 | 48.4207
2027-11-21 06:00 | 30.6603 | 49.2676
2027-11-21 07:00 | 35.0838 | 49.4632
2027-11-21 08:00 | 38.8454 | 52.6167
2027-11-21 09:00 | 39.8238 | 55.7479
2027-11-21 10:00 | 39.1877 | 57.2126
2027-11-21 11:00 | 38.8968 | 57.9847
2027-11-21 12:00 | 38.9252 | 57.3384
2027-11-21 13:00 | 38.3901 | 57.9138
2027-11-21 14:00 | 38.1976 | 56.1518
2027-11-21 15:00 | 38.5259 | 60.9462
2027-11-21 16:00 | 41.0334 | 64.523
2027-11-21 17:00 | 44.7971 | 70.0014
2027-11-21 18:00 | 47.5928 | 73.2544
2027-11-21 19:00 | 44.4153 | 69.1142
2027-11-21 20:00 | 41.2835 | 64.0497
2027-11-21 21:00 | 38.8387 | 60.2872
2027-11-21 22:00 | 36.9462 | 58.9409
2027-11-21 23:00 | 34.6517 | 56.9033
2027-11-22 | 32.1479 | 56.2528
2027-11-22 01:00 | 30.3154 | 51.011
2027-11-22 02:00 | 30.4282 | 48.5864
2027-11-22 03:00 | 31.1329 | 48.2381
2027-11-22 04:00 | 31.5865 | 47.39
2027-11-22 05:00 | 32.2996 | 48.8738
2027-11-22 06:00 | 35.3676 | 54.8205
2027-11-22 07:00 | 42.0393 | 59.2865
2027-11-22 08:00 | 45.6862 | 63.4582
2027-11-22 09:00 | 45.4418 | 65.6741
2027-11-22 10:00 | 44.4148 | 65.3783
2027-11-22 11:00 | 43.5637 | 65.2298
2027-11-22 12:00 | 42.5221 | 64.3911
2027-11-22 13:00 | 42.1662 | 64.824
2027-11-22 14:00 | 42.0709 | 62.0917
2027-11-22 15:00 | 42.2666 | 65.599
2027-11-22 16:00 | 43.9992 | 69.3801
2027-11-22 17:00 | 46.7883 | 75.1402
2027-11-22 18:00 | 49.8348 | 78.0606
2027-11-22 19:00 | 47.0204 | 74.792
2027-11-22 20:00 | 44.2538 | 70.8259
2027-11-22 21:00 | 41.7334 | 67.2343
2027-11-22 22:00 | 39.329 | 64.5408
2027-11-22 23:00 | 36.421 | 60.8685
2027-11-23 | 33.7267 | 57.3179
2027-11-23 01:00 | 31.6349 | 52.7228
2027-11-23 02:00 | 31.6449 | 49.9568
2027-11-23 03:00 | 32.2876 | 49.5277
2027-11-23 04:00 | 32.6894 | 48.6047
2027-11-23 05:00 | 33.4369 | 49.989
2027-11-23 06:00 | 36.4589 | 55.4261
2027-11-23 07:00 | 42.8967 | 60.3937
2027-11-23 08:00 | 46.3369 | 65.6541
2027-11-23 09:00 | 45.5497 | 68.74
2027-11-23 10:00 | 44.0381 | 68.8455
2027-11-23 11:00 | 42.8498 | 68.6104
2027-11-23 12:00 | 42.6428 | 67.2303
2027-11-23 13:00 | 42.1901 | 67.2279
2027-11-23 14:00 | 42.1564 | 64.3881
2027-11-23 15:00 | 42.3312 | 68.5284
2027-11-23 16:00 | 43.9959 | 72.1192
2027-11-23 17:00 | 46.9598 | 77.1185
2027-11-23 18:00 | 51.1882 | 79.8331
2027-11-23 19:00 | 47.9215 | 76.2534
2027-11-23 20:00 | 44.999 | 71.6038
2027-11-23 21:00 | 42.3977 | 67.8481
2027-11-23 22:00 | 39.9479 | 65.2141
2027-11-23 23:00 | 37.0199 | 61.4514
2027-11-24 | 34.0676 | 59.3453
2027-11-24 01:00 | 31.8704 | 54.2654
2027-11-24 02:00 | 31.8457 | 51.4978
2027-11-24 03:00 | 32.4403 | 50.9652
2027-11-24 04:00 | 32.7753 | 50.1925
2027-11-24 05:00 | 33.4209 | 51.5034
2027-11-24 06:00 | 36.2254 | 56.2861
2027-11-24 07:00 | 42.6821 | 60.8425
2027-11-24 08:00 | 46.2149 | 65.3469
2027-11-24 09:00 | 46.195 | 67.5581
2027-11-24 10:00 | 45.1789 | 66.9366
2027-11-24 11:00 | 44.6204 | 66.6338
2027-11-24 12:00 | 43.9275 | 67.3873
2027-11-24 13:00 | 43.716 | 67.6788
2027-11-24 14:00 | 43.6485 | 65.2003
2027-11-24 15:00 | 43.7243 | 68.9076
2027-11-24 16:00 | 45.2426 | 71.7733
2027-11-24 17:00 | 47.929 | 77.1848
2027-11-24 18:00 | 50.5959 | 79.4521
2027-11-24 19:00 | 47.2794 | 76.5821
2027-11-24 20:00 | 44.3497 | 72.7814
2027-11-24 21:00 | 41.7791 | 69.606
2027-11-24 22:00 | 39.3392 | 66.9404
2027-11-24 23:00 | 36.3995 | 62.8731
2027-11-25 | 33.962 | 59.316
2027-11-25 01:00 | 31.6407 | 55.7348
2027-11-25 02:00 | 31.5882 | 52.8443
2027-11-25 03:00 | 32.1724 | 52.394
2027-11-25 04:00 | 32.4837 | 51.6203
2027-11-25 05:00 | 33.1374 | 53.1313
2027-11-25 06:00 | 35.991 | 58.0278
2027-11-25 07:00 | 42.2434 | 62.395
2027-11-25 08:00 | 45.6162 | 66.5268
2027-11-25 09:00 | 45.3959 | 67.2131
2027-11-25 10:00 | 44.3924 | 64.6097
2027-11-25 11:00 | 43.8422 | 61.914
2027-11-25 12:00 | 42.782 | 62.077
2027-11-25 13:00 | 42.4448 | 60.894
2027-11-25 14:00 | 42.5085 | 57.2964
2027-11-25 15:00 | 42.6139 | 60.4844
2027-11-25 16:00 | 44.142 | 64.4148
2027-11-25 17:00 | 46.7294 | 72.3522
2027-11-25 18:00 | 50.1879 | 77.9291
2027-11-25 19:00 | 47.0112 | 76.0047
2027-11-25 20:00 | 44.1811 | 72.6861
2027-11-25 21:00 | 41.6597 | 69.5471
2027-11-25 22:00 | 39.3225 | 66.8135
2027-11-25 23:00 | 36.4486 | 62.7767
2027-11-26 | 33.8598 | 60.7311
2027-11-26 01:00 | 31.7538 | 57.65
2027-11-26 02:00 | 31.6704 | 54.7209
2027-11-26 03:00 | 32.2535 | 53.8221
2027-11-26 04:00 | 32.5911 | 52.9108
2027-11-26 05:00 | 33.2029 | 53.9078
2027-11-26 06:00 | 35.9434 | 57.8454
2027-11-26 07:00 | 42.3709 | 61.8405
2027-11-26 08:00 | 46.0956 | 65.7442
2027-11-26 09:00 | 46.2643 | 67.371
2027-11-26 10:00 | 45.5809 | 66.6234
2027-11-26 11:00 | 44.9682 | 66.3645
2027-11-26 12:00 | 44.2518 | 66.6949
2027-11-26 13:00 | 43.8721 | 66.9343
2027-11-26 14:00 | 43.713 | 64.7053
2027-11-26 15:00 | 43.3946 | 68.3357
2027-11-26 16:00 | 44.5423 | 70.8484
2027-11-26 17:00 | 47.0008 | 74.8319
2027-11-26 18:00 | 48.2976 | 77.7514
2027-11-26 19:00 | 45.6869 | 74.8534
2027-11-26 20:00 | 43.0377 | 70.9607
2027-11-26 21:00 | 40.7726 | 67.7719
2027-11-26 22:00 | 38.6119 | 65.2883
2027-11-26 23:00 | 35.8699 | 61.6544
2027-11-27 | 33.241 | 58.7866
2027-11-27 01:00 | 31.2347 | 57.8774
2027-11-27 02:00 | 31.08 | 54.7194
2027-11-27 03:00 | 31.5712 | 53.7077
2027-11-27 04:00 | 31.686 | 52.6376
2027-11-27 05:00 | 31.5864 | 53.2529
2027-11-27 06:00 | 32.5327 | 55.9263
2027-11-27 07:00 | 37.2628 | 56.5295
2027-11-27 08:00 | 41.0001 | 59.4254
2027-11-27 09:00 | 42.1454 | 62.4014
2027-11-27 10:00 | 41.9647 | 62.606
2027-11-27 11:00 | 41.6041 | 61.8481
2027-11-27 12:00 | 40.828 | 65.3211
2027-11-27 13:00 | 40.0504 | 65.3923
2027-11-27 14:00 | 39.7234 | 63.077
2027-11-27 15:00 | 39.6962 | 65.9605
2027-11-27 16:00 | 41.7768 | 68.3165
2027-11-27 17:00 | 45.1927 | 73.4891
2027-11-27 18:00 | 49.445 | 75.6091
2027-11-27 19:00 | 45.9637 | 73.0163
2027-11-27 20:00 | 42.5977 | 68.2393
2027-11-27 21:00 | 39.9371 | 64.779
2027-11-27 22:00 | 38.2458 | 63.3264
2027-11-27 23:00 | 36.0799 | 61.1538
2027-11-28 | 32.8452 | 60.5183
2027-11-28 01:00 | 31.1662 | 56.8391
2027-11-28 02:00 | 30.999 | 54.564
2027-11-28 03:00 | 31.4457 | 54.0208
2027-11-28 04:00 | 31.4747 | 53.1404
2027-11-28 05:00 | 31.2584 | 53.1015
2027-11-28 06:00 | 31.6476 | 55.0496
2027-11-28 07:00 | 35.9702 | 55.478
2027-11-28 08:00 | 39.728 | 57.2406
2027-11-28 09:00 | 40.9772 | 59.1338
2027-11-28 10:00 | 40.7991 | 58.9151
2027-11-28 11:00 | 40.5767 | 58.2896
2027-11-28 12:00 | 40.7256 | 57.2399
2027-11-28 13:00 | 40.3996 | 57.4409
2027-11-28 14:00 | 40.2306 | 55.2101
2027-11-28 15:00 | 40.6015 | 60.8536
2027-11-28 16:00 | 43.0656 | 65.6349
2027-11-28 17:00 | 46.851 | 72.1284
2027-11-28 18:00 | 48.3048 | 78.1797
2027-11-28 19:00 | 45.4465 | 74.537
2027-11-28 20:00 | 42.5812 | 70.9262
2027-11-28 21:00 | 40.0664 | 68.4569
2027-11-28 22:00 | 38.1702 | 67.1204
2027-11-28 23:00 | 35.8954 | 64.8111
2027-11-29 | 33.5672 | 61.3751
2027-11-29 01:00 | 31.8729 | 58.0588
2027-11-29 02:00 | 31.9792 | 55.3449
2027-11-29 03:00 | 32.7365 | 54.4474
2027-11-29 04:00 | 33.1292 | 53.4296
2027-11-29 05:00 | 33.802 | 54.619
2027-11-29 06:00 | 36.6201 | 58.6268
2027-11-29 07:00 | 43.2422 | 62.2111
2027-11-29 08:00 | 47.0398 | 65.5989
2027-11-29 09:00 | 46.5912 | 65.9536
2027-11-29 10:00 | 45.3542 | 62.9247
2027-11-29 11:00 | 44.2462 | 60.7211
2027-11-29 12:00 | 45.6689 | 60.8363
2027-11-29 13:00 | 45.477 | 60.5678
2027-11-29 14:00 | 45.3769 | 57.051
2027-11-29 15:00 | 45.5907 | 60.3321
2027-11-29 16:00 | 47.2971 | 64.4521
2027-11-29 17:00 | 49.9246 | 72.5139
2027-11-29 18:00 | 52.2289 | 79.7745
2027-11-29 19:00 | 48.9274 | 76.4884
2027-11-29 20:00 | 45.8694 | 72.372
2027-11-29 21:00 | 43.1557 | 68.951
2027-11-29 22:00 | 40.6542 | 66.0226
2027-11-29 23:00 | 37.6228 | 62.3195
2027-11-30 | 34.6581 | 61.2026
2027-11-30 01:00 | 33.1422 | 55.5986
2027-11-30 02:00 | 33.1405 | 52.6641
2027-11-30 03:00 | 33.7693 | 52.1427
2027-11-30 04:00 | 34.1339 | 51.1712
2027-11-30 05:00 | 34.7325 | 52.3703
2027-11-30 06:00 | 37.5626 | 57.8617
2027-11-30 07:00 | 43.9871 | 62.0083
2027-11-30 08:00 | 47.8579 | 66.522
2027-11-30 09:00 | 47.4673 | 68.5524
2027-11-30 10:00 | 46.2144 | 67.9557
2027-11-30 11:00 | 45.1173 | 68.4797
2027-11-30 12:00 | 45.4958 | 67.5161
2027-11-30 13:00 | 45.1089 | 67.6576
2027-11-30 14:00 | 45.1477 | 65.0912
2027-11-30 15:00 | 45.3382 | 69.4397
2027-11-30 16:00 | 47.0964 | 73.355
2027-11-30 17:00 | 50.0038 | 78.6785
2027-11-30 18:00 | 52.5949 | 82.3233
2027-11-30 19:00 | 49.4985 | 78.7882
2027-11-30 20:00 | 46.6811 | 74.1279
2027-11-30 21:00 | 44.1226 | 70.3292
2027-11-30 22:00 | 41.7236 | 67.3664
2027-11-30 23:00 | 38.7182 | 63.5324
2027-12-01 | 36.2365 | 61.6408
2027-12-01 01:00 | 33.8678 | 58.0764
2027-12-01 02:00 | 33.847 | 55.068
2027-12-01 03:00 | 34.5738 | 54.3113
2027-12-01 04:00 | 34.8085 | 53.6315
2027-12-01 05:00 | 35.5523 | 54.8584
2027-12-01 06:00 | 38.3793 | 60.1709
2027-12-01 07:00 | 44.7565 | 65.0072
2027-12-01 08:00 | 48.0069 | 69.7322
2027-12-01 09:00 | 47.8632 | 73.4674
2027-12-01 10:00 | 46.2335 | 74.7107
2027-12-01 11:00 | 44.9169 | 74.4756
2027-12-01 12:00 | 44.6016 | 73.8201
2027-12-01 13:00 | 43.9692 | 73.4328
2027-12-01 14:00 | 43.9935 | 70.7028
2027-12-01 15:00 | 44.3594 | 74.4262
2027-12-01 16:00 | 46.1615 | 76.9041
2027-12-01 17:00 | 49.2746 | 81.4186
2027-12-01 18:00 | 51.7399 | 81.3588
2027-12-01 19:00 | 49.0348 | 80.0202
2027-12-01 20:00 | 46.7439 | 77.263
2027-12-01 21:00 | 44.1201 | 74.157
2027-12-01 22:00 | 41.7104 | 71.883
2027-12-01 23:00 | 38.5487 | 67.173
2027-12-02 | 35.6545 | 63.5674
2027-12-02 01:00 | 33.1573 | 60.3999
2027-12-02 02:00 | 33.1067 | 57.2688
2027-12-02 03:00 | 33.8653 | 56.7087
2027-12-02 04:00 | 34.0852 | 56.0911
2027-12-02 05:00 | 34.9084 | 57.649
2027-12-02 06:00 | 37.708 | 62.4707
2027-12-02 07:00 | 44.0702 | 67.3459
2027-12-02 08:00 | 47.2044 | 72.3441
2027-12-02 09:00 | 46.8382 | 76.9877
2027-12-02 10:00 | 45.1493 | 78.5873
2027-12-02 11:00 | 43.5386 | 77.7414
2027-12-02 12:00 | 43.6856 | 75.9819
2027-12-02 13:00 | 43.0183 | 75.275
2027-12-02 14:00 | 43.17 | 72.2199
2027-12-02 15:00 | 43.4044 | 76.6089
2027-12-02 16:00 | 45.0729 | 79.2336
2027-12-02 17:00 | 47.8829 | 83.7031
2027-12-02 18:00 | 52.1127 | 86.0952
2027-12-02 19:00 | 49.0016 | 83.9376
2027-12-02 20:00 | 46.4695 | 80.4683
2027-12-02 21:00 | 43.6858 | 76.689
2027-12-02 22:00 | 41.2863 | 74.0967
2027-12-02 23:00 | 38.134 | 69.6276
2027-12-03 | 34.7696 | 66.1992
2027-12-03 01:00 | 32.9183 | 62.0478
2027-12-03 02:00 | 32.8124 | 58.939
2027-12-03 03:00 | 33.4906 | 57.8735
2027-12-03 04:00 | 33.7126 | 57.1098
2027-12-03 05:00 | 34.415 | 58.2933
2027-12-03 06:00 | 37.0822 | 63.319
2027-12-03 07:00 | 43.4181 | 67.3785
2027-12-03 08:00 | 46.8529 | 70.796
2027-12-03 09:00 | 47.4557 | 72.4637
2027-12-03 10:00 | 46.7035 | 72.216
2027-12-03 11:00 | 45.8692 | 71.1547
2027-12-03 12:00 | 44.9942 | 71.3248
2027-12-03 13:00 | 44.3613 | 70.8483
2027-12-03 14:00 | 44.4248 | 68.5289
2027-12-03 15:00 | 44.4213 | 72.5406
2027-12-03 16:00 | 45.7441 | 74.587
2027-12-03 17:00 | 48.3697 | 77.9203
2027-12-03 18:00 | 51.1049 | 81.4896
2027-12-03 19:00 | 48.1033 | 79.3814
2027-12-03 20:00 | 45.4692 | 76.0798
2027-12-03 21:00 | 42.8021 | 72.7716
2027-12-03 22:00 | 40.5022 | 70.6853
2027-12-03 23:00 | 37.4421 | 66.63
2027-12-04 | 34.1963 | 62.7187
2027-12-04 01:00 | 32.1549 | 59.916
2027-12-04 02:00 | 32.0137 | 57.0129
2027-12-04 03:00 | 32.6773 | 55.8158
2027-12-04 04:00 | 32.7406 | 54.4511
2027-12-04 05:00 | 32.9229 | 55.0198
2027-12-04 06:00 | 34.3392 | 58.3236
2027-12-04 07:00 | 39.0606 | 58.8138
2027-12-04 08:00 | 42.1597 | 60.5227
2027-12-04 09:00 | 43.3752 | 63.8594
2027-12-04 10:00 | 43.0321 | 65.9686
2027-12-04 11:00 | 42.1046 | 66.8257
2027-12-04 12:00 | 42.2667 | 68.2285
2027-12-04 13:00 | 41.3586 | 68.2944
2027-12-04 14:00 | 41.0628 | 64.7107
2027-12-04 15:00 | 41.1677 | 67.7906
2027-12-04 16:00 | 43.2213 | 70.3803
2027-12-04 17:00 | 46.9068 | 73.9111
2027-12-04 18:00 | 49.4054 | 77.5947
2027-12-04 19:00 | 46.801 | 73.7799
2027-12-04 20:00 | 44.2152 | 69.6979
2027-12-04 21:00 | 41.3365 | 66.4953
2027-12-04 22:00 | 39.6861 | 65.7622
2027-12-04 23:00 | 37.3543 | 63.8125
2027-12-05 | 34.303 | 60.726
2027-12-05 01:00 | 32.596 | 57.5499
2027-12-05 02:00 | 32.4179 | 54.648
2027-12-05 03:00 | 33.0257 | 53.6684
2027-12-05 04:00 | 33.0036 | 52.5676
2027-12-05 05:00 | 33.0659 | 52.5245
2027-12-05 06:00 | 33.8487 | 55.2759
2027-12-05 07:00 | 38.1939 | 55.8796
2027-12-05 08:00 | 41.0729 | 57.7112
2027-12-05 09:00 | 42.5063 | 62.1385
2027-12-05 10:00 | 42.2012 | 65.2259
2027-12-05 11:00 | 41.4417 | 66.6568
2027-12-05 12:00 | 41.6056 | 64.5026
2027-12-05 13:00 | 41.2349 | 64.8051
2027-12-05 14:00 | 41.2392 | 63.1762
2027-12-05 15:00 | 41.678 | 68.0042
2027-12-05 16:00 | 44.0421 | 70.8673
2027-12-05 17:00 | 47.9847 | 75.3752
2027-12-05 18:00 | 50.9689 | 76.7492
2027-12-05 19:00 | 48.4401 | 74.8046
2027-12-05 20:00 | 45.9632 | 71.6645
2027-12-05 21:00 | 42.8696 | 68.5497
2027-12-05 22:00 | 40.7892 | 67.2708
2027-12-05 23:00 | 38.1932 | 64.3516
2027-12-06 | 35.3848 | 62.3506
2027-12-06 01:00 | 33.9988 | 57.8831
2027-12-06 02:00 | 34.0874 | 55.0857
2027-12-06 03:00 | 34.9432 | 54.3864
2027-12-06 04:00 | 35.2463 | 53.6865
2027-12-06 05:00 | 35.9616 | 55.3716
2027-12-06 06:00 | 38.6639 | 60.5445
2027-12-06 07:00 | 45.184 | 64.9453
2027-12-06 08:00 | 48.8361 | 69.2409
2027-12-06 09:00 | 49.1777 | 71.8286
2027-12-06 10:00 | 48.0537 | 71.839
2027-12-06 11:00 | 46.938 | 71.0167
2027-12-06 12:00 | 45.0425 | 67.8252
2027-12-06 13:00 | 44.3377 | 67.3891
2027-12-06 14:00 | 44.3791 | 64.4541
2027-12-06 15:00 | 44.891 | 68.3795
2027-12-06 16:00 | 46.9902 | 72.0523
2027-12-06 17:00 | 50.1713 | 78.3763
2027-12-06 18:00 | 54.1333 | 83.4306
2027-12-06 19:00 | 51.4256 | 80.9031
2027-12-06 20:00 | 48.8628 | 77.168
2027-12-06 21:00 | 46.0691 | 73.4762
2027-12-06 22:00 | 43.5873 | 71.0868
2027-12-06 23:00 | 40.2791 | 66.7403
2027-12-07 | 36.8 | 63.5485
2027-12-07 01:00 | 34.455 | 58.953
2027-12-07 02:00 | 34.4136 | 55.8747
2027-12-07 03:00 | 35.1664 | 55.1594
2027-12-07 04:00 | 35.437 | 54.2891
2027-12-07 05:00 | 36.1644 | 55.726
2027-12-07 06:00 | 38.6912 | 61.0844
2027-12-07 07:00 | 45.0406 | 65.8726
2027-12-07 08:00 | 48.6452 | 71.0853
2027-12-07 09:00 | 49.3055 | 74.9108
2027-12-07 10:00 | 48.4025 | 75.5811
2027-12-07 11:00 | 47.5044 | 74.7436
2027-12-07 12:00 | 46.4752 | 72.8477
2027-12-07 13:00 | 45.8583 | 71.7795
2027-12-07 14:00 | 46.086 | 68.3424
2027-12-07 15:00 | 46.5142 | 72.3914
2027-12-07 16:00 | 48.4039 | 75.388
2027-12-07 17:00 | 51.38 | 80.5934
2027-12-07 18:00 | 54.2953 | 83.7406
2027-12-07 19:00 | 51.2553 | 81.3834
2027-12-07 20:00 | 48.7102 | 77.614
2027-12-07 21:00 | 45.8759 | 74.0405
2027-12-07 22:00 | 43.4215 | 71.6728
2027-12-07 23:00 | 40.1442 | 67.4094
2027-12-08 | 36.9946 | 64.8915
2027-12-08 01:00 | 35.0477 | 59.6232
2027-12-08 02:00 | 35.0244 | 56.5067
2027-12-08 03:00 | 35.744 | 55.682
2027-12-08 04:00 | 35.9764 | 55.0274
2027-12-08 05:00 | 36.6211 | 56.4261
2027-12-08 06:00 | 39.1047 | 61.8002
2027-12-08 07:00 | 45.4842 | 66.2493
2027-12-08 08:00 | 49.0483 | 70.7857
2027-12-08 09:00 | 49.264 | 72.6697
2027-12-08 10:00 | 47.804 | 71.54
2027-12-08 11:00 | 46.4909 | 69.2277
2027-12-08 12:00 | 46.9357 | 69.3203
2027-12-08 13:00 | 46.3467 | 68.0767
2027-12-08 14:00 | 46.4546 | 64.7197
2027-12-08 15:00 | 46.8156 | 67.7299
2027-12-08 16:00 | 48.6765 | 70.6588
2027-12-08 17:00 | 51.6869 | 77.1996
2027-12-08 18:00 | 55.4683 | 81.7982
2027-12-08 19:00 | 52.3105 | 80.3057
2027-12-08 20:00 | 49.633 | 77.3084
2027-12-08 21:00 | 46.8161 | 74.2228
2027-12-08 22:00 | 44.3343 | 71.8134
2027-12-08 23:00 | 40.9871 | 67.2256
2027-12-09 | 37.4058 | 63.9976
2027-12-09 01:00 | 35.1763 | 60.0963
2027-12-09 02:00 | 35.1224 | 56.9248
2027-12-09 03:00 | 35.8193 | 55.9415
2027-12-09 04:00 | 35.9907 | 55.1569
2027-12-09 05:00 | 36.6311 | 56.6434
2027-12-09 06:00 | 38.8265 | 61.5374
2027-12-09 07:00 | 45.0781 | 65.5838
2027-12-09 08:00 | 48.7776 | 69.3287
2027-12-09 09:00 | 49.5234 | 71.3571
2027-12-09 10:00 | 48.6228 | 70.8729
2027-12-09 11:00 | 47.685 | 69.5699
2027-12-09 12:00 | 46.5593 | 71.7651
2027-12-09 13:00 | 45.9796 | 71.3219
2027-12-09 14:00 | 46.0979 | 68.4449
2027-12-09 15:00 | 46.487 | 72.3954
2027-12-09 16:00 | 48.2014 | 75.1159
2027-12-09 17:00 | 50.9178 | 79.0984
2027-12-09 18:00 | 54.5462 | 82.9693
2027-12-09 19:00 | 51.5283 | 80.1121
2027-12-09 20:00 | 48.8831 | 76.5486
2027-12-09 21:00 | 46.1448 | 72.9984
2027-12-09 22:00 | 43.7734 | 70.6361
2027-12-09 23:00 | 40.5188 | 66.7428
2027-12-10 | 36.7378 | 63.1362
2027-12-10 01:00 | 35.3936 | 58.572
2027-12-10 02:00 | 35.3568 | 55.4735
2027-12-10 03:00 | 36.0604 | 54.5309
2027-12-10 04:00 | 36.3283 | 53.6419
2027-12-10 05:00 | 36.8888 | 54.6478
2027-12-10 06:00 | 39.0122 | 59.587
2027-12-10 07:00 | 45.4102 | 63.4217
2027-12-10 08:00 | 49.4164 | 66.7335
2027-12-10 09:00 | 50.1853 | 68.2386
2027-12-10 10:00 | 49.3363 | 67.4575
2027-12-10 11:00 | 48.1484 | 67.0068
2027-12-10 12:00 | 47.9918 | 65.5387
2027-12-10 13:00 | 47.256 | 64.944
2027-12-10 14:00 | 47.3285 | 61.855
2027-12-10 15:00 | 47.3654 | 65.918
2027-12-10 16:00 | 48.9793 | 68.9732
2027-12-10 17:00 | 51.7559 | 74.1756
2027-12-10 18:00 | 55.0675 | 80.0257
2027-12-10 19:00 | 52.4864 | 77.1418
2027-12-10 20:00 | 49.8474 | 72.7905
2027-12-10 21:00 | 47.2693 | 69.012
2027-12-10 22:00 | 45.0283 | 66.6168
2027-12-10 23:00 | 41.7667 | 62.7116
2027-12-11 | 37.8616 | 61.0841
2027-12-11 01:00 | 35.7338 | 55.8363
2027-12-11 02:00 | 35.6019 | 53.1936
2027-12-11 03:00 | 36.2211 | 52.7148
2027-12-11 04:00 | 36.2751 | 51.5704
2027-12-11 05:00 | 36.5205 | 51.9907
2027-12-11 06:00 | 37.7586 | 55.8772
2027-12-11 07:00 | 42.2643 | 57.0692
2027-12-11 08:00 | 44.6973 | 59.9253
2027-12-11 09:00 | 45.7062 | 63.7687
2027-12-11 10:00 | 45.3595 | 65.2213
2027-12-11 11:00 | 44.0309 | 65.5066
2027-12-11 12:00 | 45.3517 | 63.616
2027-12-11 13:00 | 44.7943 | 63.4377
2027-12-11 14:00 | 44.8405 | 60.3822
2027-12-11 15:00 | 45.0107 | 65.0415
2027-12-11 16:00 | 46.8202 | 68.2999
2027-12-11 17:00 | 50.3667 | 73.1289
2027-12-11 18:00 | 53.258 | 77.9285
2027-12-11 19:00 | 50.768 | 74.2024
2027-12-11 20:00 | 47.9501 | 69.9644
2027-12-11 21:00 | 44.5252 | 67.0548
2027-12-11 22:00 | 42.5812 | 66.1019
2027-12-11 23:00 | 40.022 | 63.8641
2027-12-12 | 37.1403 | 60.6713
2027-12-12 01:00 | 34.7075 | 57.5702
2027-12-12 02:00 | 34.4325 | 54.7522
2027-12-12 03:00 | 34.8898 | 53.619
2027-12-12 04:00 | 34.8495 | 52.4928
2027-12-12 05:00 | 34.9147 | 52.782
2027-12-12 06:00 | 35.9169 | 55.0668
2027-12-12 07:00 | 39.8796 | 54.9577
2027-12-12 08:00 | 42.2143 | 56.9434
2027-12-12 09:00 | 43.0301 | 60.5907
2027-12-12 10:00 | 42.3863 | 62.6125
2027-12-12 11:00 | 41.0674 | 63.9195
2027-12-12 12:00 | 40.5165 | 61.603
2027-12-12 13:00 | 40.0615 | 61.7823
2027-12-12 14:00 | 39.9717 | 59.9231
2027-12-12 15:00 | 40.343 | 65.4651
2027-12-12 16:00 | 42.5901 | 68.9703
2027-12-12 17:00 | 46.7754 | 74.4439
2027-12-12 18:00 | 51.9823 | 78.9707
2027-12-12 19:00 | 49.4228 | 75.4423
2027-12-12 20:00 | 46.646 | 70.4033
2027-12-12 21:00 | 43.5415 | 66.6033
2027-12-12 22:00 | 41.3473 | 65.5247
2027-12-12 23:00 | 38.772 | 63.0356
2027-12-13 | 36.379 | 62.341
2027-12-13 01:00 | 34.1024 | 56.8692
2027-12-13 02:00 | 34.1277 | 54.2738
2027-12-13 03:00 | 34.9056 | 53.6299
2027-12-13 04:00 | 35.1555 | 52.5915
2027-12-13 05:00 | 35.7684 | 54.0843
2027-12-13 06:00 | 38.2108 | 59.5884
2027-12-13 07:00 | 44.6091 | 63.7533
2027-12-13 08:00 | 48.4138 | 68.3472
2027-12-13 09:00 | 49.2906 | 71.8446
2027-12-13 10:00 | 48.5999 | 72.4299
2027-12-13 11:00 | 47.6935 | 72.3038
2027-12-13 12:00 | 46.8402 | 68.7767
2027-12-13 13:00 | 46.2311 | 68.9222
2027-12-13 14:00 | 46.4684 | 66.0234
2027-12-13 15:00 | 46.9631 | 70.3529
2027-12-13 16:00 | 48.8989 | 73.6633
2027-12-13 17:00 | 51.748 | 79.0421
2027-12-13 18:00 | 54.6143 | 83.1049
2027-12-13 19:00 | 51.3393 | 79.9876
2027-12-13 20:00 | 48.5174 | 75.8928
2027-12-13 21:00 | 45.5328 | 72.2319
2027-12-13 22:00 | 43.0401 | 69.8311
2027-12-13 23:00 | 39.7094 | 65.8509
2027-12-14 | 36.5851 | 62.7923
2027-12-14 01:00 | 33.972 | 59.3422
2027-12-14 02:00 | 33.8763 | 56.165
2027-12-14 03:00 | 34.5558 | 55.2667
2027-12-14 04:00 | 34.7758 | 54.2922
2027-12-14 05:00 | 35.397 | 55.6417
2027-12-14 06:00 | 37.924 | 61.1682
2027-12-14 07:00 | 44.2183 | 65.1013
2027-12-14 08:00 | 47.9193 | 69.4418
2027-12-14 09:00 | 48.7129 | 72.1735
2027-12-14 10:00 | 47.9926 | 72.1979
2027-12-14 11:00 | 47.1745 | 72.2976
2027-12-14 12:00 | 46.6766 | 73.1749
2027-12-14 13:00 | 46.0291 | 72.8137
2027-12-14 14:00 | 46.258 | 69.5921
2027-12-14 15:00 | 46.6566 | 74.1049
2027-12-14 16:00 | 48.4318 | 77.2064
2027-12-14 17:00 | 51.3954 | 81.397
2027-12-14 18:00 | 53.7669 | 83.9851
2027-12-14 19:00 | 50.484 | 80.9518
2027-12-14 20:00 | 47.9367 | 76.5637
2027-12-14 21:00 | 45.1208 | 72.8025
2027-12-14 22:00 | 42.7213 | 70.3567
2027-12-14 23:00 | 39.5256 | 66.3415
2027-12-15 | 36.7912 | 64.9173
2027-12-15 01:00 | 34.431 | 58.5099
2027-12-15 02:00 | 34.3642 | 55.4792
2027-12-15 03:00 | 35.0805 | 54.7529
2027-12-15 04:00 | 35.3013 | 53.9611
2027-12-15 05:00 | 35.8899 | 55.4326
2027-12-15 06:00 | 38.3467 | 60.352
2027-12-15 07:00 | 44.7257 | 64.5198
2027-12-15 08:00 | 48.5187 | 68.9565
2027-12-15 09:00 | 49.3151 | 70.7119
2027-12-15 10:00 | 48.4256 | 69.6273
2027-12-15 11:00 | 47.6425 | 68.6909
2027-12-15 12:00 | 46.2076 | 68.5679
2027-12-15 13:00 | 45.6427 | 67.9574
2027-12-15 14:00 | 45.7319 | 64.9098
2027-12-15 15:00 | 46.1322 | 68.791
2027-12-15 16:00 | 48.0008 | 71.7913
2027-12-15 17:00 | 51.0755 | 77.9292
2027-12-15 18:00 | 54.3006 | 83.5194
2027-12-15 19:00 | 51.4334 | 80.9697
2027-12-15 20:00 | 48.9989 | 77.0603
2027-12-15 21:00 | 46.4225 | 73.6678
2027-12-15 22:00 | 44.0888 | 71.2073
2027-12-15 23:00 | 40.865 | 66.8951
2027-12-16 | 37.2809 | 63.7581
2027-12-16 01:00 | 35.4031 | 59.3159
2027-12-16 02:00 | 35.3516 | 56.3272
2027-12-16 03:00 | 36.1186 | 55.5374
2027-12-16 04:00 | 36.3738 | 54.5127
2027-12-16 05:00 | 36.9845 | 55.965
2027-12-16 06:00 | 39.4094 | 61.6723
2027-12-16 07:00 | 45.787 | 65.2626
2027-12-16 08:00 | 49.8246 | 68.8986
2027-12-16 09:00 | 50.7528 | 71.1831
2027-12-16 10:00 | 49.9038 | 71.0127
2027-12-16 11:00 | 48.9621 | 70.9223
2027-12-16 12:00 | 48.0177 | 70.1034
2027-12-16 13:00 | 47.4711 | 69.7036
2027-12-16 14:00 | 47.4869 | 66.579
2027-12-16 15:00 | 47.9658 | 70.8169
2027-12-16 16:00 | 49.8897 | 73.7897
2027-12-16 17:00 | 52.717 | 78.2591
2027-12-16 18:00 | 55.7292 | 80.6784
2027-12-16 19:00 | 52.7028 | 78.8517
2027-12-16 20:00 | 50.1075 | 75.8244
2027-12-16 21:00 | 47.3507 | 72.7914
2027-12-16 22:00 | 44.9631 | 70.5442
2027-12-16 23:00 | 41.7002 | 66.5824
2027-12-17 | 38.538 | 63.6203
2027-12-17 01:00 | 36.5442 | 59.5677
2027-12-17 02:00 | 36.4317 | 56.5007
2027-12-17 03:00 | 37.1793 | 55.3565
2027-12-17 04:00 | 37.46 | 54.2436
2027-12-17 05:00 | 37.9943 | 55.1835
2027-12-17 06:00 | 40.609 | 59.942
2027-12-17 07:00 | 46.9183 | 63.4191
2027-12-17 08:00 | 50.8108 | 67.0985
2027-12-17 09:00 | 51.0994 | 69.5381
2027-12-17 10:00 | 49.6699 | 69.6927
2027-12-17 11:00 | 47.9803 | 70.0264
2027-12-17 12:00 | 47.4452 | 69.419
2027-12-17 13:00 | 46.7228 | 69.3365
2027-12-17 14:00 | 46.4908 | 66.4506
2027-12-17 15:00 | 46.4279 | 70.3997
2027-12-17 16:00 | 48.0036 | 72.6191
2027-12-17 17:00 | 50.7975 | 75.8913
2027-12-17 18:00 | 54.7225 | 79.5973
2027-12-17 19:00 | 51.8264 | 77.0708
2027-12-17 20:00 | 49.0792 | 73.7911
2027-12-17 21:00 | 46.3075 | 70.8281
2027-12-17 22:00 | 43.9667 | 68.7726
2027-12-17 23:00 | 40.7559 | 65.2906
2027-12-18 | 38.1704 | 61.0053
2027-12-18 01:00 | 35.5653 | 60.0412
2027-12-18 02:00 | 35.2653 | 56.6239
2027-12-18 03:00 | 35.7572 | 55.5584
2027-12-18 04:00 | 35.8105 | 54.4908
2027-12-18 05:00 | 36.0007 | 55.1467
2027-12-18 06:00 | 37.3486 | 58.7982
2027-12-18 07:00 | 41.6465 | 59.219
2027-12-18 08:00 | 44.1719 | 61.5516
2027-12-18 09:00 | 46.0933 | 65.8315
2027-12-18 10:00 | 46.4915 | 67.5087
2027-12-18 11:00 | 45.8314 | 68.1737
2027-12-18 12:00 | 44.8617 | 67.0477
2027-12-18 13:00 | 44.4474 | 66.4832
2027-12-18 14:00 | 44.1892 | 64.0441
2027-12-18 15:00 | 44.2661 | 67.0657
2027-12-18 16:00 | 45.8721 | 68.8753
2027-12-18 17:00 | 49.1336 | 74.4872
2027-12-18 18:00 | 52.4746 | 79.684
2027-12-18 19:00 | 49.5807 | 78.1743
2027-12-18 20:00 | 46.4835 | 73.7281
2027-12-18 21:00 | 43.2207 | 70.0833
2027-12-18 22:00 | 41.2519 | 68.7794
2027-12-18 23:00 | 38.8453 | 66.409
2027-12-19 | 36.3186 | 64.7884
2027-12-19 01:00 | 34.5809 | 61.7947
2027-12-19 02:00 | 34.3445 | 59.3486
2027-12-19 03:00 | 34.8873 | 58.7077
2027-12-19 04:00 | 34.9348 | 58.2953
2027-12-19 05:00 | 35.1241 | 58.7451
2027-12-19 06:00 | 36.2403 | 60.411
2027-12-19 07:00 | 39.9191 | 61.134
2027-12-19 08:00 | 42.0222 | 62.6049
2027-12-19 09:00 | 43.6727 | 64.5934
2027-12-19 10:00 | 44.057 | 63.6743
2027-12-19 11:00 | 43.7948 | 60.8133
2027-12-19 12:00 | 42.9612 | 60.3654
2027-12-19 13:00 | 42.9054 | 59.0459
2027-12-19 14:00 | 42.7389 | 55.9418
2027-12-19 15:00 | 43.1876 | 61.6492
2027-12-19 16:00 | 45.291 | 65.8229
2027-12-19 17:00 | 49.2968 | 74.1069
2027-12-19 18:00 | 54.711 | 80.4456
2027-12-19 19:00 | 51.8304 | 78.3589
2027-12-19 20:00 | 48.5646 | 74.5082
2027-12-19 21:00 | 45.0188 | 71.8143
2027-12-19 22:00 | 42.8128 | 70.8391
2027-12-19 23:00 | 40.0998 | 68.243
2027-12-20 | 37.651 | 67.5047
2027-12-20 01:00 | 35.7319 | 60.2857
2027-12-20 02:00 | 35.7676 | 57.6405
2027-12-20 03:00 | 36.5539 | 57.0619
2027-12-20 04:00 | 36.8337 | 55.9604
2027-12-20 05:00 | 37.38 | 57.6734
2027-12-20 06:00 | 39.6691 | 62.6754
2027-12-20 07:00 | 45.9212 | 66.376
2027-12-20 08:00 | 49.8191 | 70.5892
2027-12-20 09:00 | 50.6104 | 72.3353
2027-12-20 10:00 | 49.6779 | 70.1337
2027-12-20 11:00 | 48.6727 | 67.5101
2027-12-20 12:00 | 46.7971 | 68.5531
2027-12-20 13:00 | 46.0556 | 68.2348
2027-12-20 14:00 | 46.0757 | 64.5749
2027-12-20 15:00 | 46.7208 | 69.1519
2027-12-20 16:00 | 48.8219 | 72.0972
2027-12-20 17:00 | 51.9372 | 78.507
2027-12-20 18:00 | 56.1345 | 82.4558
2027-12-20 19:00 | 53.0236 | 80.2824
2027-12-20 20:00 | 50.1977 | 76.5456
2027-12-20 21:00 | 47.2514 | 73.2777
2027-12-20 22:00 | 44.7482 | 70.6712
2027-12-20 23:00 | 41.3962 | 66.8414
2027-12-21 | 37.9992 | 65.0467
2027-12-21 01:00 | 35.5468 | 60.6586
2027-12-21 02:00 | 35.4491 | 57.4768
2027-12-21 03:00 | 36.1744 | 56.6316
2027-12-21 04:00 | 36.454 | 55.5506
2027-12-21 05:00 | 37.0091 | 56.8384
2027-12-21 06:00 | 39.3269 | 62.3042
2027-12-21 07:00 | 45.541 | 65.9485
2027-12-21 08:00 | 49.4372 | 69.9124
2027-12-21 09:00 | 50.38 | 70.833
2027-12-21 10:00 | 49.6144 | 69.1494
2027-12-21 11:00 | 48.6641 | 68.251
2027-12-21 12:00 | 47.117 | 65.9635
2027-12-21 13:00 | 46.4465 | 64.8618
2027-12-21 14:00 | 46.716 | 61.2483
2027-12-21 15:00 | 47.1973 | 65.7316
2027-12-21 16:00 | 49.1961 | 69.7533
2027-12-21 17:00 | 52.198 | 76.2334
2027-12-21 18:00 | 55.5142 | 82.8058
2027-12-21 19:00 | 52.6464 | 80.9443
2027-12-21 20:00 | 50.0885 | 77.7241
2027-12-21 21:00 | 47.3724 | 74.5369
2027-12-21 22:00 | 45.0559 | 72.0303
2027-12-21 23:00 | 41.7641 | 68.2767
2027-12-22 | 38.4639 | 65.5284
2027-12-22 01:00 | 36.6107 | 61.8031
2027-12-22 02:00 | 36.5613 | 58.5654
2027-12-22 03:00 | 37.287 | 57.3612
2027-12-22 04:00 | 37.576 | 56.4069
2027-12-22 05:00 | 38.0767 | 57.5916
2027-12-22 06:00 | 40.5649 | 61.3619
2027-12-22 07:00 | 46.7889 | 64.8207
2027-12-22 08:00 | 50.7135 | 68.794
2027-12-22 09:00 | 50.9893 | 70.7681
2027-12-22 10:00 | 49.4025 | 70.4918
2027-12-22 11:00 | 47.8437 | 71.005
2027-12-22 12:00 | 45.9433 | 68.93
2027-12-22 13:00 | 44.9807 | 68.619
2027-12-22 14:00 | 45.0048 | 65.6476
2027-12-22 15:00 | 45.4068 | 69.562
2027-12-22 16:00 | 47.5817 | 72.4111
2027-12-22 17:00 | 51.0898 | 77.6067
2027-12-22 18:00 | 56.0507 | 80.8376
2027-12-22 19:00 | 53.4952 | 79.5168
2027-12-22 20:00 | 51.1192 | 77.0794
2027-12-22 21:00 | 48.5254 | 74.5568
2027-12-22 22:00 | 46.2122 | 72.2939
2027-12-22 23:00 | 42.9036 | 68.3049
2027-12-23 | 39.5953 | 64.6703
2027-12-23 01:00 | 37.2172 | 60.6338
2027-12-23 02:00 | 37.1217 | 57.4019
2027-12-23 03:00 | 37.8668 | 56.542
2027-12-23 04:00 | 38.1215 | 55.6053
2027-12-23 05:00 | 38.6576 | 57.1919
2027-12-23 06:00 | 40.8635 | 61.2884
2027-12-23 07:00 | 46.9714 | 64.7262
2027-12-23 08:00 | 50.9461 | 68.735
2027-12-23 09:00 | 51.8002 | 71.4271
2027-12-23 10:00 | 50.6902 | 71.4017
2027-12-23 11:00 | 49.4666 | 71.768
2027-12-23 12:00 | 47.0662 | 64.458
2027-12-23 13:00 | 46.286 | 63.3883
2027-12-23 14:00 | 46.3269 | 59.513
2027-12-23 15:00 | 46.8872 | 64.0042
2027-12-23 16:00 | 48.9369 | 67.7626
2027-12-23 17:00 | 51.9431 | 74.8027
2027-12-23 18:00 | 56.1248 | 80.3751
2027-12-23 19:00 | 53.4068 | 79.0731
2027-12-23 20:00 | 50.8154 | 76.1891
2027-12-23 21:00 | 48.1144 | 73.276
2027-12-23 22:00 | 45.8072 | 70.8804
2027-12-23 23:00 | 42.526 | 67.0351
2027-12-24 | 38.9384 | 65.0879
2027-12-24 01:00 | 36.4302 | 59.1067
2027-12-24 02:00 | 36.0535 | 56.1202
2027-12-24 03:00 | 36.667 | 55.4169
2027-12-24 04:00 | 36.6884 | 54.7619
2027-12-24 05:00 | 37.0288 | 56.2177
2027-12-24 06:00 | 38.7933 | 60.4956
2027-12-24 07:00 | 43.9436 | 63.0515
2027-12-24 08:00 | 47.1594 | 65.1442
2027-12-24 09:00 | 48.8554 | 66.2902
2027-12-24 10:00 | 48.9632 | 65.21
2027-12-24 11:00 | 47.9395 | 62.6958
2027-12-24 12:00 | 46.3278 | 62.0904
2027-12-24 13:00 | 45.8523 | 62.2637
2027-12-24 14:00 | 45.6439 | 61.0877
2027-12-24 15:00 | 45.5489 | 66.1472
2027-12-24 16:00 | 46.3531 | 67.1532
2027-12-24 17:00 | 48.8445 | 72.1013
2027-12-24 18:00 | 51.9416 | 75.9778
2027-12-24 19:00 | 48.3606 | 72.6973
2027-12-24 20:00 | 44.9305 | 67.4122
2027-12-24 21:00 | 42.0667 | 63.8081
2027-12-24 22:00 | 40.7147 | 63.402
2027-12-24 23:00 | 38.6747 | 61.2492
2027-12-25 | 36.5791 | 60.7456
2027-12-25 01:00 | 34.2532 | 56.6278
2027-12-25 02:00 | 33.5522 | 54.2609
2027-12-25 03:00 | 33.6816 | 53.3001
2027-12-25 04:00 | 33.5522 | 51.8461
2027-12-25 05:00 | 33.4625 | 51.4655
2027-12-25 06:00 | 33.6192 | 54.1261
2027-12-25 07:00 | 36.1072 | 53.4443
2027-12-25 08:00 | 37.7348 | 53.2871
2027-12-25 09:00 | 40.6165 | 59.2196
2027-12-25 10:00 | 41.7569 | 63.3048
2027-12-25 11:00 | 41.4226 | 63.2601
2027-12-25 12:00 | 41.4301 | 61.8554
2027-12-25 13:00 | 41.3235 | 61.6542
2027-12-25 14:00 | 40.5406 | 57.9633
2027-12-25 15:00 | 40.3456 | 62.4879
2027-12-25 16:00 | 41.8855 | 64.4607
2027-12-25 17:00 | 44.8237 | 67.4392
2027-12-25 18:00 | 47.268 | 68.6753
2027-12-25 19:00 | 43.3679 | 62.9659
2027-12-25 20:00 | 39.7187 | 59.1584
2027-12-25 21:00 | 37.2716 | 57.4884
2027-12-25 22:00 | 36.7668 | 59.1519
2027-12-25 23:00 | 35.7273 | 60.5118
2027-12-26 | 33.8154 | 61.4011
2027-12-26 01:00 | 32.7314 | 57.2893
2027-12-26 02:00 | 32.5483 | 54.6097
2027-12-26 03:00 | 32.8703 | 53.0033
2027-12-26 04:00 | 32.8704 | 50.6562
2027-12-26 05:00 | 32.6746 | 51.027
2027-12-26 06:00 | 32.8967 | 55.0232
2027-12-26 07:00 | 35.713 | 53.2003
2027-12-26 08:00 | 37.3026 | 52.5604
2027-12-26 09:00 | 38.5523 | 56.0613
2027-12-26 10:00 | 39.6979 | 60.3908
2027-12-26 11:00 | 40.3303 | 63.6855
2027-12-26 12:00 | 39.4773 | 65.3863
2027-12-26 13:00 | 39.2539 | 65.51
2027-12-26 14:00 | 38.7756 | 63.5382
2027-12-26 15:00 | 39.518 | 68.4074
2027-12-26 16:00 | 41.5133 | 69.7825
2027-12-26 17:00 | 45.0401 | 71.7265
2027-12-26 18:00 | 48.9773 | 75.2231
2027-12-26 19:00 | 46.2606 | 72.5979
2027-12-26 20:00 | 42.6942 | 66.998
2027-12-26 21:00 | 39.6661 | 62.7877
2027-12-26 22:00 | 38.2217 | 63.712
2027-12-26 23:00 | 36.3083 | 63.381
2027-12-27 | 34.7519 | 60.7757
2027-12-27 01:00 | 33.1907 | 58.0454
2027-12-27 02:00 | 33.1879 | 55.364
2027-12-27 03:00 | 34.0144 | 54.7059
2027-12-27 04:00 | 34.3517 | 53.5342
2027-12-27 05:00 | 34.9224 | 55.1673
2027-12-27 06:00 | 37.3824 | 60.2116
2027-12-27 07:00 | 43.7924 | 63.8949
2027-12-27 08:00 | 47.6464 | 68.9863
2027-12-27 09:00 | 48.437 | 72.6262
2027-12-27 10:00 | 47.7137 | 73.2166
2027-12-27 11:00 | 46.8861 | 73.3501
2027-12-27 12:00 | 46.0884 | 72.9634
2027-12-27 13:00 | 45.6454 | 73.2906
2027-12-27 14:00 | 45.582 | 70.2368
2027-12-27 15:00 | 46.2169 | 74.6314
2027-12-27 16:00 | 48.1628 | 77.0663
2027-12-27 17:00 | 51.0019 | 81.2107
2027-12-27 18:00 | 54.4598 | 83.1194
2027-12-27 19:00 | 51.2448 | 80.1059
2027-12-27 20:00 | 48.4675 | 75.9883
2027-12-27 21:00 | 45.7043 | 72.4797
2027-12-27 22:00 | 43.3304 | 70.016
2027-12-27 23:00 | 40.1784 | 66.5575
2027-12-28 | 36.8385 | 63.8625
2027-12-28 01:00 | 32.9759 | 57.0507
2027-12-28 02:00 | 32.7036 | 54.2206
2027-12-28 03:00 | 33.5575 | 53.7287
2027-12-28 04:00 | 33.7513 | 53.6172
2027-12-28 05:00 | 34.0555 | 54.6778
2027-12-28 06:00 | 35.9739 | 57.1432
2027-12-28 07:00 | 40.9537 | 58.8203
2027-12-28 08:00 | 43.7535 | 62.1384
2027-12-28 09:00 | 45.1101 | 67.4527
2027-12-28 10:00 | 45.0121 | 68.3934
2027-12-28 11:00 | 44.9723 | 68.6094
2027-12-28 12:00 | 45.3282 | 67.4728
2027-12-28 13:00 | 45.6195 | 69.1487
2027-12-28 14:00 | 45.1078 | 66.3737
2027-12-28 15:00 | 45.1566 | 71.0262
2027-12-28 16:00 | 46.9772 | 73.5924
2027-12-28 17:00 | 50.1379 | 77.2721
2027-12-28 18:00 | 53.8053 | 80.3328
2027-12-28 19:00 | 50.4578 | 77.1609
2027-12-28 20:00 | 47.5856 | 72.8378
2027-12-28 21:00 | 45.0736 | 69.862
2027-12-28 22:00 | 43.0283 | 67.3375
2027-12-28 23:00 | 40.1951 | 65.9963
2027-12-29 | 36.7072 | 63.3021
2027-12-29 01:00 | 36.8248 | 63.0103
2027-12-29 02:00 | 36.7703 | 59.7443
2027-12-29 03:00 | 37.5444 | 58.7156
2027-12-29 04:00 | 37.887 | 57.6756
2027-12-29 05:00 | 38.3486 | 58.9448
2027-12-29 06:00 | 40.4019 | 62.1099
2027-12-29 07:00 | 46.7403 | 65.6782
2027-12-29 08:00 | 50.7942 | 70.919
2027-12-29 09:00 | 51.4563 | 74.5014
2027-12-29 10:00 | 50.1193 | 74.7478
2027-12-29 11:00 | 48.7389 | 74.6876
2027-12-29 12:00 | 47.7086 | 73.6508
2027-12-29 13:00 | 47.2108 | 73.6778
2027-12-29 14:00 | 47.1136 | 70.3517
2027-12-29 15:00 | 47.6576 | 75.1657
2027-12-29 16:00 | 49.7618 | 77.44
2027-12-29 17:00 | 52.7743 | 82.0585
2027-12-29 18:00 | 57.5658 | 83.8183
2027-12-29 19:00 | 54.5225 | 82.2242
2027-12-29 20:00 | 51.6829 | 79.1803
2027-12-29 21:00 | 48.9602 | 76.4242
2027-12-29 22:00 | 46.5849 | 73.9229
2027-12-29 23:00 | 43.25 | 70.0783
2027-12-30 | 40.0603 | 67.5222
2027-12-30 01:00 | 37.3834 | 62.495
2027-12-30 02:00 | 37.241 | 59.4038
2027-12-30 03:00 | 37.9729 | 59.147
2027-12-30 04:00 | 38.2404 | 58.1801
2027-12-30 05:00 | 38.7291 | 60.0973
2027-12-30 06:00 | 41.091 | 64.8876
2027-12-30 07:00 | 47.0952 | 68.6096
2027-12-30 08:00 | 50.7574 | 73.8093
2027-12-30 09:00 | 50.7247 | 75.6115
2027-12-30 10:00 | 48.8459 | 73.6752
2027-12-30 11:00 | 46.8354 | 71.2386
2027-12-30 12:00 | 47.5759 | 68.89
2027-12-30 13:00 | 47.0522 | 67.2331
2027-12-30 14:00 | 47.0014 | 63.0754
2027-12-30 15:00 | 47.6362 | 67.9561
2027-12-30 16:00 | 49.532 | 71.2318
2027-12-30 17:00 | 52.1535 | 79.0163
2027-12-30 18:00 | 55.4626 | 86.4022
2027-12-30 19:00 | 52.4023 | 85.1235
2027-12-30 20:00 | 49.5624 | 81.5745
2027-12-30 21:00 | 46.7646 | 78.2544
2027-12-30 22:00 | 44.4492 | 75.505
2027-12-30 23:00 | 41.2455 | 71.5411
2027-12-31 | 38.3759 | 69.7233
2027-12-31 01:00 | 35.3602 | 62.1149
2027-12-31 02:00 | 35.094 | 60.7721
2027-12-31 03:00 | 35.6106 | 60.0202
2027-12-31 04:00 | 35.7628 | 59.4469
2027-12-31 05:00 | 36.053 | 60.1876
2027-12-31 06:00 | 37.9671 | 66.3006
2027-12-31 07:00 | 42.3596 | 67.7867
2027-12-31 08:00 | 44.5905 | 70.3909
2027-12-31 09:00 | 45.7524 | 74.1736
2027-12-31 10:00 | 45.8966 | 75.7709
2027-12-31 11:00 | 45.4705 | 75.3085
2027-12-31 12:00 | 44.4201 | 75.2722
2027-12-31 13:00 | 44.5186 | 73.5015
2027-12-31 14:00 | 43.9408 | 72.9834
2027-12-31 15:00 | 43.1412 | 75.9512
2027-12-31 16:00 | 44.2232 | 76.2027
2027-12-31 17:00 | 47.182 | 78.0989
2027-12-31 18:00 | 50.3227 | 81.3401
2027-12-31 19:00 | 47.2825 | 79.2634
2027-12-31 20:00 | 43.4969 | 74.7507
2027-12-31 21:00 | 39.8761 | 72.989
2027-12-31 22:00 | 38.1421 | 71.9675
2027-12-31 23:00 | 36.4046 | 69.9556
2028-01-01 | 35.6551 | 68.2015
2028-01-01 01:00 | 34.9914 | 61.5227
2028-01-01 02:00 | 34.6357 | 59.6801
2028-01-01 03:00 | 34.8308 | 58.8801
2028-01-01 04:00 | 34.5789 | 58.3775
2028-01-01 05:00 | 34.7327 | 59.0252
2028-01-01 06:00 | 35.8979 | 62.0646
2028-01-01 07:00 | 39.2668 | 62.4558
2028-01-01 08:00 | 40.568 | 63.1855
2028-01-01 09:00 | 40.2806 | 65.046
2028-01-01 10:00 | 39.8775 | 62.2812
2028-01-01 11:00 | 39.3935 | 57.8635
2028-01-01 12:00 | 40.1052 | 65.3119
2028-01-01 13:00 | 40.2243 | 65.0204
2028-01-01 14:00 | 39.5092 | 61.8778
2028-01-01 15:00 | 39.5248 | 66.3204
2028-01-01 16:00 | 41.9708 | 70.4688
2028-01-01 17:00 | 45.47 | 77.1641
2028-01-01 18:00 | 50.0529 | 79.793
2028-01-01 19:00 | 47.3742 | 76.2784
2028-01-01 20:00 | 43.5075 | 71.8269
2028-01-01 21:00 | 39.9704 | 68.3561
2028-01-01 22:00 | 38.304 | 67.3508
2028-01-01 23:00 | 36.4041 | 66.7567
2028-01-02 | 33.7582 | 66.1557
2028-01-02 01:00 | 33.2188 | 62.1972
2028-01-02 02:00 | 33.0414 | 59.6908
2028-01-02 03:00 | 33.4864 | 58.4805
2028-01-02 04:00 | 33.4872 | 57.2133
2028-01-02 05:00 | 33.3687 | 57.5126
2028-01-02 06:00 | 34.1306 | 59.1367
2028-01-02 07:00 | 38.3604 | 59.2719
2028-01-02 08:00 | 41.5801 | 61.5772
2028-01-02 09:00 | 42.7287 | 66.2017
2028-01-02 10:00 | 41.9274 | 68.5489
2028-01-02 11:00 | 41.4604 | 69.0323
2028-01-02 12:00 | 41.3483 | 70.1862
2028-01-02 13:00 | 41.011 | 70.8366
2028-01-02 14:00 | 40.7029 | 68.5299
2028-01-02 15:00 | 40.9265 | 71.9484
2028-01-02 16:00 | 43.3435 | 74.9049
2028-01-02 17:00 | 46.9895 | 79.1536
2028-01-02 18:00 | 49.7007 | 82.0413
2028-01-02 19:00 | 46.6874 | 78.1116
2028-01-02 20:00 | 43.332 | 73.2274
2028-01-02 21:00 | 40.7506 | 69.3671
2028-01-02 22:00 | 38.7682 | 68.4068
2028-01-02 23:00 | 36.4394 | 66.2239
2028-01-03 | 33.8611 | 64.1439
2028-01-03 01:00 | 31.0182 | 61.5086
2028-01-03 02:00 | 31.0265 | 58.2267
2028-01-03 03:00 | 31.6146 | 57.0584
2028-01-03 04:00 | 31.9415 | 55.9161
2028-01-03 05:00 | 32.1426 | 57.2223
2028-01-03 06:00 | 33.7396 | 59.3058
2028-01-03 07:00 | 38.4767 | 58.8741
2028-01-03 08:00 | 41.3923 | 58.6003
2028-01-03 09:00 | 43.3924 | 61.5687
2028-01-03 10:00 | 43.9969 | 62.7838
2028-01-03 11:00 | 43.9792 | 66.2368
2028-01-03 12:00 | 43.0217 | 59.2091
2028-01-03 13:00 | 43.0232 | 60.3348
2028-01-03 14:00 | 43.5482 | 59.6822
2028-01-03 15:00 | 43.6522 | 62.8134
2028-01-03 16:00 | 45.3544 | 64.6886
2028-01-03 17:00 | 48.7106 | 68.6412
2028-01-03 18:00 | 52.3635 | 74.142
2028-01-03 19:00 | 49.3791 | 70.8704
2028-01-03 20:00 | 46.7945 | 67.3814
2028-01-03 21:00 | 44.0463 | 63.933
2028-01-03 22:00 | 41.9679 | 62.1614
2028-01-03 23:00 | 39.2383 | 60.4448
2028-01-04 | 37.2701 | 58.9687
2028-01-04 01:00 | 35.6972 | 55.861
2028-01-04 02:00 | 35.7927 | 52.9511
2028-01-04 03:00 | 36.5682 | 52.5596
2028-01-04 04:00 | 36.9787 | 51.5752
2028-01-04 05:00 | 37.7441 | 52.5741
2028-01-04 06:00 | 40.6881 | 59.9395
2028-01-04 07:00 | 46.9468 | 64.2327
2028-01-04 08:00 | 50.7038 | 69.2664
2028-01-04 09:00 | 50.8149 | 73.2773
2028-01-04 10:00 | 49.227 | 73.7743
2028-01-04 11:00 | 48.07 | 74.2368
2028-01-04 12:00 | 48.065 | 72.9802
2028-01-04 13:00 | 47.7814 | 72.8658
2028-01-04 14:00 | 47.3157 | 69.6374
2028-01-04 15:00 | 47.8133 | 73.324
2028-01-04 16:00 | 49.7724 | 77.334
2028-01-04 17:00 | 52.6062 | 81.9754
2028-01-04 18:00 | 54.0823 | 85.5444
2028-01-04 19:00 | 51.2066 | 82.0147
2028-01-04 20:00 | 48.4356 | 77.3462
2028-01-04 21:00 | 45.5939 | 73.1008
2028-01-04 22:00 | 43.0961 | 70.3107
2028-01-04 23:00 | 40.1377 | 66.3201
2028-01-05 | 37.2782 | 63.5916
2028-01-05 01:00 | 34.934 | 59.4675
2028-01-05 02:00 | 34.9673 | 56.6095
2028-01-05 03:00 | 35.7384 | 56.0135
2028-01-05 04:00 | 36.1069 | 55.2007
2028-01-05 05:00 | 36.7903 | 56.4089
2028-01-05 06:00 | 39.4297 | 61.4124
2028-01-05 07:00 | 45.7748 | 66.1277
2028-01-05 08:00 | 49.2948 | 72.0138
2028-01-05 09:00 | 49.4922 | 75.5336
2028-01-05 10:00 | 47.987 | 75.5199
2028-01-05 11:00 | 46.7741 | 74.7136
2028-01-05 12:00 | 46.8899 | 74.2123
2028-01-05 13:00 | 46.7391 | 74.2107
2028-01-05 14:00 | 46.6208 | 72.0048
2028-01-05 15:00 | 46.7195 | 75.1456
2028-01-05 16:00 | 48.5748 | 77.9939
2028-01-05 17:00 | 51.0796 | 82.7042
2028-01-05 18:00 | 54.1746 | 84.6762
2028-01-05 19:00 | 51.03 | 82.4254
2028-01-05 20:00 | 47.8856 | 78.5996
2028-01-05 21:00 | 45.0273 | 75.1331
2028-01-05 22:00 | 42.6305 | 72.7387
2028-01-05 23:00 | 39.5543 | 68.1487
2028-01-06 | 36.4428 | 65.0662
2028-01-06 01:00 | 35.2499 | 60.6338
2028-01-06 02:00 | 35.3467 | 57.917
2028-01-06 03:00 | 36.0559 | 57.4924
2028-01-06 04:00 | 36.4782 | 56.4047
2028-01-06 05:00 | 37.14 | 57.6892
2028-01-06 06:00 | 39.7575 | 62.5736
2028-01-06 07:00 | 45.9939 | 66.8312
2028-01-06 08:00 | 49.9891 | 71.5424
2028-01-06 09:00 | 50.6095 | 74.3386
2028-01-06 10:00 | 49.4089 | 73.0724
2028-01-06 11:00 | 48.2857 | 71.3695
2028-01-06 12:00 | 47.2171 | 69.7099
2028-01-06 13:00 | 46.7061 | 69.1021
2028-01-06 14:00 | 46.6203 | 65.7448
2028-01-06 15:00 | 46.8724 | 69.627
2028-01-06 16:00 | 48.8937 | 73.065
2028-01-06 17:00 | 51.5536 | 78.9705
2028-01-06 18:00 | 53.7271 | 85.3309
2028-01-06 19:00 | 51.4346 | 82.4267
2028-01-06 20:00 | 48.9109 | 78.1209
2028-01-06 21:00 | 46.2909 | 74.2964
2028-01-06 22:00 | 44.0655 | 71.7015
2028-01-06 23:00 | 41.0881 | 67.7306
2028-01-07 | 38.1635 | 65.7584
2028-01-07 01:00 | 36.1453 | 59.8195
2028-01-07 02:00 | 36.1975 | 57.1097
2028-01-07 03:00 | 36.9294 | 56.8606
2028-01-07 04:00 | 37.3769 | 55.8405
2028-01-07 05:00 | 38.0325 | 56.8402
2028-01-07 06:00 | 40.5652 | 62.6697
2028-01-07 07:00 | 46.8012 | 66.912
2028-01-07 08:00 | 50.7256 | 71.7186
2028-01-07 09:00 | 51.2259 | 74.3078
2028-01-07 10:00 | 49.8709 | 73.1277
2028-01-07 11:00 | 48.5401 | 71.6811
2028-01-07 12:00 | 48.6583 | 66.8236
2028-01-07 13:00 | 48.3133 | 65.8752
2028-01-07 14:00 | 47.8692 | 62.5892
2028-01-07 15:00 | 47.8078 | 66.09
2028-01-07 16:00 | 49.3793 | 69.4946
2028-01-07 17:00 | 51.7012 | 75.9
2028-01-07 18:00 | 53.7956 | 81.9177
2028-01-07 19:00 | 50.9437 | 80.6303
2028-01-07 20:00 | 47.8884 | 77.3123
2028-01-07 21:00 | 45.0255 | 74.0462
2028-01-07 22:00 | 42.6728 | 71.5161
2028-01-07 23:00 | 39.7259 | 67.4603
2028-01-08 | 37.1296 | 64.1349
2028-01-08 01:00 | 34.9397 | 61.9848
2028-01-08 02:00 | 34.8083 | 59.2623
2028-01-08 03:00 | 35.3083 | 58.8233
2028-01-08 04:00 | 35.5352 | 58.0942
2028-01-08 05:00 | 35.7174 | 58.9029
2028-01-08 06:00 | 37.0257 | 62.4379
2028-01-08 07:00 | 41.4352 | 63.9823
2028-01-08 08:00 | 44.4715 | 66.5934
2028-01-08 09:00 | 46.2353 | 71.538
2028-01-08 10:00 | 46.1761 | 72.9003
2028-01-08 11:00 | 45.4177 | 71.7555
2028-01-08 12:00 | 44.7547 | 66.8377
2028-01-08 13:00 | 44.4599 | 65.9655
2028-01-08 14:00 | 43.8959 | 62.5808
2028-01-08 15:00 | 43.9341 | 65.1003
2028-01-08 16:00 | 45.7802 | 67.837
2028-01-08 17:00 | 48.7208 | 74.7791
2028-01-08 18:00 | 51.4705 | 83.6543
2028-01-08 19:00 | 48.3341 | 80.7081
2028-01-08 20:00 | 44.7844 | 75.6202
2028-01-08 21:00 | 41.5802 | 71.7233
2028-01-08 22:00 | 39.6554 | 70.3749
2028-01-08 23:00 | 37.5064 | 68.3806
2028-01-09 | 35.2969 | 66.1106
2028-01-09 01:00 | 33.5843 | 62.9244
2028-01-09 02:00 | 33.483 | 60.5796
2028-01-09 03:00 | 33.9891 | 60.028
2028-01-09 04:00 | 34.1597 | 59.2353
2028-01-09 05:00 | 34.2326 | 59.7218
2028-01-09 06:00 | 35.2855 | 62.4832
2028-01-09 07:00 | 39.2141 | 63.5204
2028-01-09 08:00 | 41.9695 | 65.7453
2028-01-09 09:00 | 42.4611 | 71.8966
2028-01-09 10:00 | 41.3307 | 75.0372
2028-01-09 11:00 | 40.1202 | 74.8344
2028-01-09 12:00 | 39.9938 | 74.5802
2028-01-09 13:00 | 39.6292 | 75.3282
2028-01-09 14:00 | 39.0787 | 73.5966
2028-01-09 15:00 | 39.3515 | 77.9527
2028-01-09 16:00 | 41.7944 | 79.9512
2028-01-09 17:00 | 45.7157 | 83.9246
2028-01-09 18:00 | 49.6743 | 87.2913
2028-01-09 19:00 | 47.3322 | 83.8912
2028-01-09 20:00 | 44.1753 | 78.4988
2028-01-09 21:00 | 41.4327 | 74.0926
2028-01-09 22:00 | 39.5504 | 72.6395
2028-01-09 23:00 | 37.2997 | 70.6226
2028-01-10 | 35.0702 | 68.1498
2028-01-10 01:00 | 33.4528 | 63.9315
2028-01-10 02:00 | 33.6593 | 61.4472
2028-01-10 03:00 | 34.4778 | 61.0799
2028-01-10 04:00 | 34.9953 | 59.925
2028-01-10 05:00 | 35.7197 | 61.1997
2028-01-10 06:00 | 38.2014 | 66.1483
2028-01-10 07:00 | 44.631 | 70.4458
2028-01-10 08:00 | 48.5957 | 76.146
2028-01-10 09:00 | 49.3124 | 80.5497
2028-01-10 10:00 | 48.3295 | 80.7644
2028-01-10 11:00 | 47.3446 | 79.149
2028-01-10 12:00 | 46.3916 | 76.1478
2028-01-10 13:00 | 46.0701 | 76.4511
2028-01-10 14:00 | 45.8429 | 73.9238
2028-01-10 15:00 | 46.2583 | 78.2988
2028-01-10 16:00 | 48.2797 | 80.8933
2028-01-10 17:00 | 50.8563 | 85.4143
2028-01-10 18:00 | 53.465 | 89.3239
2028-01-10 19:00 | 50.5822 | 86.1835
2028-01-10 20:00 | 47.6214 | 81.691
2028-01-10 21:00 | 44.7416 | 77.5176
2028-01-10 22:00 | 42.3419 | 74.5073
2028-01-10 23:00 | 39.3693 | 70.7763
2028-01-11 | 36.3729 | 68.4205
2028-01-11 01:00 | 34.8132 | 63.7195
2028-01-11 02:00 | 34.9152 | 60.7761
2028-01-11 03:00 | 35.6514 | 60.2789
2028-01-11 04:00 | 36.1694 | 59.1437
2028-01-11 05:00 | 36.8626 | 60.2032
2028-01-11 06:00 | 39.5472 | 64.8798
2028-01-11 07:00 | 45.8012 | 69.5681
2028-01-11 08:00 | 49.6316 | 75.7095
2028-01-11 09:00 | 49.9613 | 80.218
2028-01-11 10:00 | 48.5649 | 80.6606
2028-01-11 11:00 | 47.3437 | 79.4294
2028-01-11 12:00 | 46.8955 | 79.7687
2028-01-11 13:00 | 46.5407 | 79.5574
2028-01-11 14:00 | 46.2943 | 76.7257
2028-01-11 15:00 | 46.7691 | 81.0392
2028-01-11 16:00 | 48.8277 | 83.4393
2028-01-11 17:00 | 51.5658 | 86.5762
2028-01-11 18:00 | 54.2929 | 89.1191
2028-01-11 19:00 | 51.5509 | 86.0565
2028-01-11 20:00 | 48.6908 | 81.6975
2028-01-11 21:00 | 45.9328 | 77.5623
2028-01-11 22:00 | 43.5789 | 74.5885
2028-01-11 23:00 | 40.6194 | 71.0602
2028-01-12 | 37.807 | 68.4462
2028-01-12 01:00 | 35.6319 | 64.3792
2028-01-12 02:00 | 35.71 | 61.394
2028-01-12 03:00 | 36.4434 | 60.7285
2028-01-12 04:00 | 36.9387 | 59.7818
2028-01-12 05:00 | 37.5824 | 60.7453
2028-01-12 06:00 | 40.2828 | 64.7787
2028-01-12 07:00 | 46.5444 | 69.2641
2028-01-12 08:00 | 50.3744 | 75.1457
2028-01-12 09:00 | 50.8858 | 79.4271
2028-01-12 10:00 | 49.3775 | 79.9824
2028-01-12 11:00 | 48.1612 | 78.9445
2028-01-12 12:00 | 47.2146 | 75.841
2028-01-12 13:00 | 46.951 | 75.8876
2028-01-12 14:00 | 46.6324 | 73.4352
2028-01-12 15:00 | 47.0676 | 77.5207
2028-01-12 16:00 | 49.1207 | 79.9414
2028-01-12 17:00 | 51.7817 | 84.2103
2028-01-12 18:00 | 55.0532 | 87.9811
2028-01-12 19:00 | 52.1466 | 85.3383
2028-01-12 20:00 | 49.0521 | 81.3046
2028-01-12 21:00 | 46.2239 | 77.4302
2028-01-12 22:00 | 43.8136 | 74.4482
2028-01-12 23:00 | 40.7692 | 70.5943
2028-01-13 | 37.7576 | 67.9529
2028-01-13 01:00 | 35.463 | 63.674
2028-01-13 02:00 | 35.4934 | 60.8043
2028-01-13 03:00 | 36.1923 | 60.5503
2028-01-13 04:00 | 36.6091 | 59.5117
2028-01-13 05:00 | 37.2838 | 60.7826
2028-01-13 06:00 | 39.6517 | 66.0266
2028-01-13 07:00 | 45.6699 | 70.1406
2028-01-13 08:00 | 49.1011 | 74.9541
2028-01-13 09:00 | 49.1328 | 76.8138
2028-01-13 10:00 | 47.399 | 74.7542
2028-01-13 11:00 | 45.8292 | 71.8602
2028-01-13 12:00 | 45.5751 | 69.1607
2028-01-13 13:00 | 45.3058 | 67.6289
2028-01-13 14:00 | 45.0994 | 63.8575
2028-01-13 15:00 | 45.4446 | 67.7613
2028-01-13 16:00 | 47.2151 | 71.3491
2028-01-13 17:00 | 49.4514 | 78.7387
2028-01-13 18:00 | 52.1703 | 88.5572
2028-01-13 19:00 | 49.2568 | 85.8849
2028-01-13 20:00 | 46.2452 | 81.4252
2028-01-13 21:00 | 43.4199 | 77.1344
2028-01-13 22:00 | 41.1323 | 74.0419
2028-01-13 23:00 | 38.2623 | 70.3263
2028-01-14 | 35.8808 | 68.9969
2028-01-14 01:00 | 34.7272 | 62.8113
2028-01-14 02:00 | 34.7699 | 60.091
2028-01-14 03:00 | 35.4448 | 59.6989
2028-01-14 04:00 | 35.9685 | 58.5845
2028-01-14 05:00 | 36.5785 | 59.695
2028-01-14 06:00 | 38.9681 | 64.6082
2028-01-14 07:00 | 45.1533 | 68.8096
2028-01-14 08:00 | 49.0126 | 73.8438
2028-01-14 09:00 | 49.4919 | 76.5371
2028-01-14 10:00 | 48.2142 | 75.9008
2028-01-14 11:00 | 46.7352 | 74.5585
2028-01-14 12:00 | 46.6473 | 71.2651
2028-01-14 13:00 | 46.1591 | 70.8822
2028-01-14 14:00 | 45.9756 | 68.3049
2028-01-14 15:00 | 45.9485 | 72.5253
2028-01-14 16:00 | 47.5925 | 74.7574
2028-01-14 17:00 | 49.9154 | 78.7349
2028-01-14 18:00 | 53.3903 | 83.3671
2028-01-14 19:00 | 50.7791 | 81.3807
2028-01-14 20:00 | 47.677 | 77.448
2028-01-14 21:00 | 45.0014 | 73.8433
2028-01-14 22:00 | 42.8474 | 71.2912
2028-01-14 23:00 | 39.9408 | 67.8468
2028-01-15 | 36.6313 | 65.0791
2028-01-15 01:00 | 35.43 | 61.5826
2028-01-15 02:00 | 35.4599 | 59.0262
2028-01-15 03:00 | 36.0942 | 58.5232
2028-01-15 04:00 | 36.4235 | 57.2377
2028-01-15 05:00 | 36.6934 | 58.1257
2028-01-15 06:00 | 37.7959 | 61.8871
2028-01-15 07:00 | 42.266 | 62.8326
2028-01-15 08:00 | 45.0892 | 64.9826
2028-01-15 09:00 | 46.64 | 69.5363
2028-01-15 10:00 | 46.4232 | 71.4588
2028-01-15 11:00 | 45.4578 | 71.6336
2028-01-15 12:00 | 44.5123 | 70.4069
2028-01-15 13:00 | 44.1187 | 70.9778
2028-01-15 14:00 | 43.7753 | 67.5436
2028-01-15 15:00 | 43.8706 | 70.7401
2028-01-15 16:00 | 45.8063 | 72.7044
2028-01-15 17:00 | 49.0216 | 76.5678
2028-01-15 18:00 | 52.6979 | 81.5991
2028-01-15 19:00 | 50.1631 | 77.9862
2028-01-15 20:00 | 46.7864 | 72.8666
2028-01-15 21:00 | 43.2559 | 69.0111
2028-01-15 22:00 | 41.405 | 67.8026
2028-01-15 23:00 | 39.0988 | 66.5542
2028-01-16 | 36.8528 | 64.1102
2028-01-16 01:00 | 35.1672 | 61.1901
2028-01-16 02:00 | 35.101 | 58.8042
2028-01-16 03:00 | 35.608 | 58.3299
2028-01-16 04:00 | 35.899 | 57.2387
2028-01-16 05:00 | 36.1082 | 57.4391
2028-01-16 06:00 | 37.1807 | 60.3192
2028-01-16 07:00 | 41.0525 | 61.1008
2028-01-16 08:00 | 43.5816 | 63.0138
2028-01-16 09:00 | 45.4109 | 67.918
2028-01-16 10:00 | 45.4519 | 70.3709
2028-01-16 11:00 | 44.6242 | 70.5049
2028-01-16 12:00 | 43.2297 | 67.3295
2028-01-16 13:00 | 43.3775 | 68.0484
2028-01-16 14:00 | 43.0018 | 65.7036
2028-01-16 15:00 | 43.4147 | 70.3889
2028-01-16 16:00 | 45.6349 | 73.0831
2028-01-16 17:00 | 49.1437 | 77.3131
2028-01-16 18:00 | 53.6562 | 80.7137
2028-01-16 19:00 | 51.1357 | 78.3599
2028-01-16 20:00 | 47.9006 | 74.6242
2028-01-16 21:00 | 44.1368 | 71.3653
2028-01-16 22:00 | 41.8467 | 69.9554
2028-01-16 23:00 | 39.427 | 68.0275
2028-01-17 | 37.9154 | 65.7095
2028-01-17 01:00 | 36.5544 | 61.1908
2028-01-17 02:00 | 36.7465 | 58.6506
2028-01-17 03:00 | 37.5049 | 58.6387
2028-01-17 04:00 | 38.0833 | 57.6531
2028-01-17 05:00 | 38.708 | 59.1923
2028-01-17 06:00 | 41.3609 | 64.3715
2028-01-17 07:00 | 47.6382 | 68.795
2028-01-17 08:00 | 51.7662 | 74.2469
2028-01-17 09:00 | 52.6407 | 76.5937
2028-01-17 10:00 | 51.3457 | 74.4204
2028-01-17 11:00 | 49.9555 | 71.1633
2028-01-17 12:00 | 48.7862 | 68.6526
2028-01-17 13:00 | 48.4352 | 67.6434
2028-01-17 14:00 | 48.1163 | 63.8279
2028-01-17 15:00 | 48.711 | 67.8293
2028-01-17 16:00 | 50.9018 | 71.4328
2028-01-17 17:00 | 53.3898 | 79.5114
2028-01-17 18:00 | 56.6365 | 86.4446
2028-01-17 19:00 | 53.7767 | 85.0423
2028-01-17 20:00 | 50.4186 | 81.4455
2028-01-17 21:00 | 47.2555 | 77.7713
2028-01-17 22:00 | 44.7182 | 74.7895
2028-01-17 23:00 | 41.5329 | 70.9123
2028-01-18 | 38.843 | 68.3164
2028-01-18 01:00 | 37.233 | 65.8241
2028-01-18 02:00 | 37.3486 | 62.6767
2028-01-18 03:00 | 38.013 | 61.9038
2028-01-18 04:00 | 38.5874 | 60.9483
2028-01-18 05:00 | 39.2259 | 62.4174
2028-01-18 06:00 | 41.8026 | 66.0814
2028-01-18 07:00 | 47.8408 | 70.6571
2028-01-18 08:00 | 51.7706 | 76.7748
2028-01-18 09:00 | 52.088 | 80.5991
2028-01-18 10:00 | 50.3628 | 80.728
2028-01-18 11:00 | 48.6027 | 79.1784
2028-01-18 12:00 | 47.0876 | 73.0715
2028-01-18 13:00 | 46.3087 | 72.0394
2028-01-18 14:00 | 46.2234 | 68.9375
2028-01-18 15:00 | 46.6139 | 72.9761
2028-01-18 16:00 | 48.8709 | 75.7483
2028-01-18 17:00 | 51.829 | 80.6268
2028-01-18 18:00 | 55.6337 | 84.436
2028-01-18 19:00 | 53.4838 | 83.3981
2028-01-18 20:00 | 50.7265 | 80.2185
2028-01-18 21:00 | 47.8997 | 77.0442
2028-01-18 22:00 | 45.5963 | 74.5937
2028-01-18 23:00 | 42.4889 | 70.9081
2028-01-19 | 39.9036 | 68.8585
2028-01-19 01:00 | 37.6766 | 64.4047
2028-01-19 02:00 | 37.7658 | 61.3106
2028-01-19 03:00 | 38.3625 | 60.6777
2028-01-19 04:00 | 38.8335 | 59.8172
2028-01-19 05:00 | 39.432 | 61.0261
2028-01-19 06:00 | 41.7059 | 64.7874
2028-01-19 07:00 | 47.7254 | 68.9519
2028-01-19 08:00 | 51.6245 | 73.7472
2028-01-19 09:00 | 52.3767 | 75.2634
2028-01-19 10:00 | 50.8247 | 72.4719
2028-01-19 11:00 | 49.414 | 69.0352
2028-01-19 12:00 | 47.1478 | 67.6209
2028-01-19 13:00 | 46.5356 | 66.4488
2028-01-19 14:00 | 46.3077 | 62.575
2028-01-19 15:00 | 46.7104 | 66.1878
2028-01-19 16:00 | 48.7407 | 69.1511
2028-01-19 17:00 | 51.5411 | 76.4921
2028-01-19 18:00 | 54.9875 | 83.5462
2028-01-19 19:00 | 52.5383 | 82.4541
2028-01-19 20:00 | 49.6282 | 79.0629
2028-01-19 21:00 | 46.7493 | 75.8202
2028-01-19 22:00 | 44.3776 | 72.9065
2028-01-19 23:00 | 41.2879 | 69.063
2028-01-20 | 38.6297 | 67.5317
2028-01-20 01:00 | 36.4559 | 62.6948
2028-01-20 02:00 | 36.5088 | 59.6514
2028-01-20 03:00 | 37.0925 | 59.1212
2028-01-20 04:00 | 37.5495 | 58.2553
2028-01-20 05:00 | 38.1763 | 59.766
2028-01-20 06:00 | 40.6184 | 64.5841
2028-01-20 07:00 | 46.5387 | 68.6148
2028-01-20 08:00 | 50.3081 | 72.8839
2028-01-20 09:00 | 50.9853 | 73.9199
2028-01-20 10:00 | 49.644 | 71.7038
2028-01-20 11:00 | 48.3122 | 69.0743
2028-01-20 12:00 | 47.4125 | 71.3682
2028-01-20 13:00 | 46.9032 | 71.0201
2028-01-20 14:00 | 46.8872 | 68.3014
2028-01-20 15:00 | 47.2785 | 72.592
2028-01-20 16:00 | 49.1874 | 75.2694
2028-01-20 17:00 | 51.5499 | 79.4299
2028-01-20 18:00 | 55.011 | 84.1297
2028-01-20 19:00 | 52.3392 | 82.268
2028-01-20 20:00 | 49.266 | 78.65
2028-01-20 21:00 | 46.3261 | 75.0621
2028-01-20 22:00 | 44.0235 | 72.336
2028-01-20 23:00 | 40.9634 | 68.9994
2028-01-21 | 38.0804 | 65.7435
2028-01-21 01:00 | 36.5882 | 61.5771
2028-01-21 02:00 | 36.6532 | 58.6683
2028-01-21 03:00 | 37.2311 | 57.9789
2028-01-21 04:00 | 37.7344 | 56.8509
2028-01-21 05:00 | 38.3398 | 57.7529
2028-01-21 06:00 | 40.6362 | 62.1684
2028-01-21 07:00 | 46.6643 | 66.2211
2028-01-21 08:00 | 50.6666 | 70.9819
2028-01-21 09:00 | 51.3751 | 74.2158
2028-01-21 10:00 | 50.1031 | 74.0665
2028-01-21 11:00 | 48.6231 | 73.145
2028-01-21 12:00 | 47.7862 | 69.6309
2028-01-21 13:00 | 47.135 | 69.502
2028-01-21 14:00 | 46.9017 | 66.6416
2028-01-21 15:00 | 46.9683 | 70.7557
2028-01-21 16:00 | 48.6109 | 72.7056
2028-01-21 17:00 | 51.0512 | 76.2286
2028-01-21 18:00 | 52.8102 | 80.8233
2028-01-21 19:00 | 50.892 | 78.4702
2028-01-21 20:00 | 48.1704 | 74.0881
2028-01-21 21:00 | 45.5384 | 70.4331
2028-01-21 22:00 | 43.412 | 67.9068
2028-01-21 23:00 | 40.5042 | 64.7415
2028-01-22 | 37.8115 | 62.9327
2028-01-22 01:00 | 35.7161 | 59.2921
2028-01-22 02:00 | 35.679 | 56.644
2028-01-22 03:00 | 36.2096 | 56.2146
2028-01-22 04:00 | 36.5577 | 54.913
2028-01-22 05:00 | 36.9851 | 55.3614
2028-01-22 06:00 | 38.602 | 59.2372
2028-01-22 07:00 | 42.8833 | 59.9004
2028-01-22 08:00 | 45.247 | 61.6641
2028-01-22 09:00 | 46.5769 | 63.6724
2028-01-22 10:00 | 46.2787 | 63.0729
2028-01-22 11:00 | 45.1244 | 62.3109
2028-01-22 12:00 | 45.661 | 60.2631
2028-01-22 13:00 | 45.5093 | 60.091
2028-01-22 14:00 | 45.0412 | 56.4968
2028-01-22 15:00 | 45.0274 | 60.5734
2028-01-22 16:00 | 46.6118 | 63.6364
2028-01-22 17:00 | 49.4912 | 69.378
2028-01-22 18:00 | 52.7069 | 77.4007
2028-01-22 19:00 | 50.2192 | 74.2096
2028-01-22 20:00 | 46.7137 | 69.4743
2028-01-22 21:00 | 43.0584 | 66.3082
2028-01-22 22:00 | 41.1148 | 65.1143
2028-01-22 23:00 | 38.8394 | 63.5813
2028-01-23 | 36.6672 | 62.2887
2028-01-23 01:00 | 34.969 | 58.2388
2028-01-23 02:00 | 34.8265 | 55.7162
2028-01-23 03:00 | 35.1846 | 55.1345
2028-01-23 04:00 | 35.4033 | 53.9527
2028-01-23 05:00 | 35.5735 | 54.1874
2028-01-23 06:00 | 36.7985 | 56.0056
2028-01-23 07:00 | 40.5983 | 56.6394
2028-01-23 08:00 | 42.9954 | 59.5124
2028-01-23 09:00 | 44.2975 | 63.997
2028-01-23 10:00 | 43.8119 | 65.7451
2028-01-23 11:00 | 42.9143 | 65.9129
2028-01-23 12:00 | 43.3178 | 64.263
2028-01-23 13:00 | 43.4017 | 64.7259
2028-01-23 14:00 | 43.0865 | 62.6529
2028-01-23 15:00 | 43.5308 | 67.9982
2028-01-23 16:00 | 45.6139 | 70.5017
2028-01-23 17:00 | 48.9474 | 74.9278
2028-01-23 18:00 | 52.1181 | 78.6688
2028-01-23 19:00 | 49.8223 | 76.4575
2028-01-23 20:00 | 46.442 | 72.7965
2028-01-23 21:00 | 43.1585 | 69.9603
2028-01-23 22:00 | 41.0124 | 68.8685
2028-01-23 23:00 | 38.6177 | 67.137
2028-01-24 | 36.3912 | 63.0178
2028-01-24 01:00 | 36.1636 | 60.0484
2028-01-24 02:00 | 36.4599 | 57.3868
2028-01-24 03:00 | 37.1735 | 57.1053
2028-01-24 04:00 | 37.8286 | 56.1282
2028-01-24 05:00 | 38.49 | 57.636
2028-01-24 06:00 | 40.8904 | 62.6117
2028-01-24 07:00 | 47.333 | 66.7086
2028-01-24 08:00 | 51.783 | 71.3241
2028-01-24 09:00 | 52.8628 | 73.0341
2028-01-24 10:00 | 51.7811 | 70.6161
2028-01-24 11:00 | 50.4254 | 67.8966
2028-01-24 12:00 | 49.9212 | 66.4316
2028-01-24 13:00 | 49.4804 | 65.8527
2028-01-24 14:00 | 49.3229 | 62.0447
2028-01-24 15:00 | 49.8497 | 66.1484
2028-01-24 16:00 | 52.1257 | 69.5874
2028-01-24 17:00 | 54.6882 | 76.8374
2028-01-24 18:00 | 57.9089 | 81.7093
2028-01-24 19:00 | 55.708 | 80.9858
2028-01-24 20:00 | 52.6884 | 77.4955
2028-01-24 21:00 | 49.6732 | 74.2367
2028-01-24 22:00 | 47.242 | 71.5416
2028-01-24 23:00 | 43.9832 | 67.7464
2028-01-25 | 41.0008 | 66.3247
2028-01-25 01:00 | 39.7323 | 61.387
2028-01-25 02:00 | 39.9575 | 58.4566
2028-01-25 03:00 | 40.63 | 58.1211
2028-01-25 04:00 | 41.2292 | 57.1006
2028-01-25 05:00 | 41.9572 | 58.6329
2028-01-25 06:00 | 44.0638 | 63.7705
2028-01-25 07:00 | 50.0983 | 68.3453
2028-01-25 08:00 | 54.4281 | 73.626
2028-01-25 09:00 | 55.1517 | 75.1359
2028-01-25 10:00 | 53.5067 | 72.8669
2028-01-25 11:00 | 51.8921 | 70.2376
2028-01-25 12:00 | 49.6646 | 69.8296
2028-01-25 13:00 | 48.9023 | 69.197
2028-01-25 14:00 | 48.5472 | 66.0903
2028-01-25 15:00 | 49.2594 | 70.8976
2028-01-25 16:00 | 51.6091 | 73.9222
2028-01-25 17:00 | 54.6999 | 78.9578
2028-01-25 18:00 | 58.1026 | 85.6829
2028-01-25 19:00 | 56.4095 | 83.9778
2028-01-25 20:00 | 53.6786 | 79.975
2028-01-25 21:00 | 50.8317 | 76.5529
2028-01-25 22:00 | 48.4246 | 74.0692
2028-01-25 23:00 | 45.198 | 70.5375
2028-01-26 | 41.6308 | 67.0469
2028-01-26 01:00 | 40.3677 | 63.6892
2028-01-26 02:00 | 40.5619 | 60.7083
2028-01-26 03:00 | 41.2273 | 60.1576
2028-01-26 04:00 | 41.7777 | 59.1764
2028-01-26 05:00 | 42.4586 | 60.2878
2028-01-26 06:00 | 44.5712 | 64.7947
2028-01-26 07:00 | 50.6343 | 69.047
2028-01-26 08:00 | 54.7219 | 74.1726
2028-01-26 09:00 | 54.8068 | 77.2116
2028-01-26 10:00 | 52.4557 | 76.186
2028-01-26 11:00 | 50.0404 | 74.0351
2028-01-26 12:00 | 49.4448 | 73.0111
2028-01-26 13:00 | 48.7171 | 72.7021
2028-01-26 14:00 | 48.5366 | 69.5353
2028-01-26 15:00 | 48.946 | 73.64
2028-01-26 16:00 | 51.2167 | 75.5207
2028-01-26 17:00 | 54.1175 | 80.3306
2028-01-26 18:00 | 57.6386 | 82.552
2028-01-26 19:00 | 56.026 | 82.3054
2028-01-26 20:00 | 53.2124 | 79.4014
2028-01-26 21:00 | 50.3616 | 76.6476
2028-01-26 22:00 | 48.0178 | 73.9955
2028-01-26 23:00 | 44.7092 | 70.0623
2028-01-27 | 41.302 | 67.4904
2028-01-27 01:00 | 39.5651 | 63.6282
2028-01-27 02:00 | 39.6794 | 60.5518
2028-01-27 03:00 | 40.2385 | 60.1603
2028-01-27 04:00 | 40.7165 | 59.2786
2028-01-27 05:00 | 41.4156 | 60.7402
2028-01-27 06:00 | 43.5327 | 64.3449
2028-01-27 07:00 | 49.2851 | 68.9383
2028-01-27 08:00 | 53.147 | 74.4495
2028-01-27 09:00 | 53.6908 | 78.5969
2028-01-27 10:00 | 51.889 | 78.9388
2028-01-27 11:00 | 50.0062 | 77.5851
2028-01-27 12:00 | 49.4472 | 73.7766
2028-01-27 13:00 | 48.7115 | 73.3861
2028-01-27 14:00 | 48.7507 | 70.5595
2028-01-27 15:00 | 49.2469 | 75.217
2028-01-27 16:00 | 51.2759 | 77.2015
2028-01-27 17:00 | 53.7494 | 81.3309
2028-01-27 18:00 | 56.3479 | 85.1242
2028-01-27 19:00 | 54.3588 | 83.9174
2028-01-27 20:00 | 51.4668 | 80.2434
2028-01-27 21:00 | 48.4412 | 76.7709
2028-01-27 22:00 | 46.1163 | 73.9554
2028-01-27 23:00 | 42.9145 | 70.4237
2028-01-28 | 39.771 | 67.5239
2028-01-28 01:00 | 37.4535 | 65.8478
2028-01-28 02:00 | 37.4489 | 62.6927
2028-01-28 03:00 | 37.8659 | 62.2005
2028-01-28 04:00 | 38.2326 | 61.2794
2028-01-28 05:00 | 38.8645 | 62.256
2028-01-28 06:00 | 40.9367 | 66.5803
2028-01-28 07:00 | 46.5984 | 70.3315
2028-01-28 08:00 | 50.0527 | 74.2503
2028-01-28 09:00 | 50.4919 | 75.0056
2028-01-28 10:00 | 49.0316 | 72.2687
2028-01-28 11:00 | 47.3635 | 69.5884
2028-01-28 12:00 | 46.6521 | 67.3072
2028-01-28 13:00 | 45.8708 | 66.0467
2028-01-28 14:00 | 45.9013 | 62.5682
2028-01-28 15:00 | 45.8776 | 66.8027
2028-01-28 16:00 | 47.2078 | 69.2889
2028-01-28 17:00 | 49.4609 | 75.6006
2028-01-28 18:00 | 52.0858 | 83.1636
2028-01-28 19:00 | 49.763 | 83.4157
2028-01-28 20:00 | 46.6746 | 80.4487
2028-01-28 21:00 | 43.7313 | 77.5367
2028-01-28 22:00 | 41.5364 | 74.8237
2028-01-28 23:00 | 38.5733 | 71.0967
2028-01-29 | 35.8178 | 68.3125
2028-01-29 01:00 | 34.5398 | 65.4402
2028-01-29 02:00 | 34.5442 | 62.8705
2028-01-29 03:00 | 34.967 | 62.5842
2028-01-29 04:00 | 35.3131 | 61.8233
2028-01-29 05:00 | 35.7798 | 62.5219
2028-01-29 06:00 | 37.3905 | 65.7962
2028-01-29 07:00 | 41.495 | 67.1836
2028-01-29 08:00 | 44.0629 | 68.3717
2028-01-29 09:00 | 45.9651 | 72.7379
2028-01-29 10:00 | 46.3326 | 74.2392
2028-01-29 11:00 | 46.1944 | 73.6203
2028-01-29 12:00 | 45.2374 | 69.9709
2028-01-29 13:00 | 44.9539 | 69.9553
2028-01-29 14:00 | 44.2006 | 66.8786
2028-01-29 15:00 | 44.1499 | 71.2255
2028-01-29 16:00 | 45.6563 | 72.6833
2028-01-29 17:00 | 48.6876 | 77.6931
2028-01-29 18:00 | 51.7298 | 83.4274
2028-01-29 19:00 | 49.5384 | 80.9996
2028-01-29 20:00 | 45.736 | 75.1229
2028-01-29 21:00 | 42.4684 | 71.1946
2028-01-29 22:00 | 40.8343 | 69.7276
2028-01-29 23:00 | 38.5744 | 68.0988
2028-01-30 | 36.2157 | 68.5982
2028-01-30 01:00 | 35.0897 | 64.9936
2028-01-30 02:00 | 35.1528 | 62.6731
2028-01-30 03:00 | 35.6322 | 61.9428
2028-01-30 04:00 | 35.857 | 60.8353
2028-01-30 05:00 | 36.1426 | 61.2792
2028-01-30 06:00 | 37.1371 | 64.0419
2028-01-30 07:00 | 41.1328 | 64.1928
2028-01-30 08:00 | 43.5721 | 65.2781
2028-01-30 09:00 | 44.9087 | 69.3387
2028-01-30 10:00 | 44.5595 | 71.5175
2028-01-30 11:00 | 43.9076 | 71.1584
2028-01-30 12:00 | 44.7465 | 69.2809
2028-01-30 13:00 | 44.7978 | 69.8524
2028-01-30 14:00 | 44.8078 | 66.6729
2028-01-30 15:00 | 45.2366 | 71.2442
2028-01-30 16:00 | 47.3112 | 73.3382
2028-01-30 17:00 | 50.8342 | 76.9085
2028-01-30 18:00 | 53.5526 | 80.3773
2028-01-30 19:00 | 51.8 | 78.391
2028-01-30 20:00 | 48.5705 | 74.7756
2028-01-30 21:00 | 44.9564 | 72.1311
2028-01-30 22:00 | 42.908 | 71.1901
2028-01-30 23:00 | 40.2802 | 69.7155
2028-01-31 | 37.8582 | 66.4428
2028-01-31 01:00 | 36.7997 | 64.928
2028-01-31 02:00 | 37.1007 | 61.8916
2028-01-31 03:00 | 37.8337 | 61.7606
2028-01-31 04:00 | 38.4368 | 60.9781
2028-01-31 05:00 | 39.2588 | 62.2292
2028-01-31 06:00 | 41.855 | 65.7117
2028-01-31 07:00 | 48.241 | 69.7948
2028-01-31 08:00 | 52.1946 | 74.0162
2028-01-31 09:00 | 52.0569 | 75.721
2028-01-31 10:00 | 49.9978 | 72.9588
2028-01-31 11:00 | 47.8469 | 70.0708
2028-01-31 12:00 | 47.5321 | 65.9641
2028-01-31 13:00 | 47.0531 | 64.7679
2028-01-31 14:00 | 46.6684 | 60.3862
2028-01-31 15:00 | 47.1581 | 65.1065
2028-01-31 16:00 | 49.2725 | 68.9664
2028-01-31 17:00 | 51.9784 | 78.1906
2028-01-31 18:00 | 55.9868 | 87.5099
2028-01-31 19:00 | 53.9834 | 87.811
2028-01-31 20:00 | 51.0349 | 84.877
2028-01-31 21:00 | 48.0006 | 81.5521
2028-01-31 22:00 | 45.5262 | 78.1084
2028-01-31 23:00 | 42.3588 | 74.1509
2028-02-01 | 39.5472 | 71.462
2028-02-01 01:00 | 37.5014 | 65.7109
2028-02-01 02:00 | 37.5501 | 63.1011
2028-02-01 03:00 | 38.1717 | 62.6912
2028-02-01 04:00 | 38.8615 | 61.7434
2028-02-01 05:00 | 39.5863 | 63.5489
2028-02-01 06:00 | 42.3319 | 67.8826
2028-02-01 07:00 | 48.6804 | 72.3166
2028-02-01 08:00 | 52.7176 | 77.9853
2028-02-01 09:00 | 53.1305 | 78.9289
2028-02-01 10:00 | 51.21 | 76.3759
2028-02-01 11:00 | 49.4947 | 73.9486
2028-02-01 12:00 | 48.8078 | 73.921
2028-02-01 13:00 | 48.2503 | 72.7985
2028-02-01 14:00 | 47.8006 | 69.9548
2028-02-01 15:00 | 48.3836 | 73.4297
2028-02-01 16:00 | 50.8459 | 76.6495
2028-02-01 17:00 | 53.5995 | 81.9017
2028-02-01 18:00 | 55.2997 | 86.0351
2028-02-01 19:00 | 53.7828 | 86.2133
2028-02-01 20:00 | 51.0178 | 83.2985
2028-02-01 21:00 | 48.1116 | 79.9049
2028-02-01 22:00 | 45.7315 | 77.4503
2028-02-01 23:00 | 42.6685 | 73.6834
2028-02-02 | 39.6671 | 70.1029
2028-02-02 01:00 | 38.4306 | 67.3946
2028-02-02 02:00 | 38.5433 | 64.8794
2028-02-02 03:00 | 39.1646 | 63.8617
2028-02-02 04:00 | 39.8414 | 62.5312
2028-02-02 05:00 | 40.5625 | 63.4563
2028-02-02 06:00 | 42.8013 | 66.8292
2028-02-02 07:00 | 49.1996 | 70.4544
2028-02-02 08:00 | 53.2312 | 74.9528
2028-02-02 09:00 | 53.3013 | 77.3646
2028-02-02 10:00 | 50.843 | 75.3199
2028-02-02 11:00 | 48.6023 | 72.8359
2028-02-02 12:00 | 50.2076 | 69.6733
2028-02-02 13:00 | 49.7199 | 69.476
2028-02-02 14:00 | 49.2887 | 65.8316
2028-02-02 15:00 | 49.7453 | 69.4074
2028-02-02 16:00 | 52.1316 | 71.9542
2028-02-02 17:00 | 54.7229 | 77.2491
2028-02-02 18:00 | 57.1852 | 81.8396
2028-02-02 19:00 | 55.2755 | 81.4326
2028-02-02 20:00 | 52.2219 | 78.6947
2028-02-02 21:00 | 49.1398 | 75.7709
2028-02-02 22:00 | 46.6675 | 73.129
2028-02-02 23:00 | 43.4722 | 69.9518
2028-02-03 | 40.0418 | 67.5445
2028-02-03 01:00 | 38.3106 | 65.4249
2028-02-03 02:00 | 38.3611 | 62.574
2028-02-03 03:00 | 38.9008 | 61.7364
2028-02-03 04:00 | 39.509 | 60.709
2028-02-03 05:00 | 40.2287 | 61.7958
2028-02-03 06:00 | 42.6442 | 64.7794
2028-02-03 07:00 | 48.7739 | 68.5383
2028-02-03 08:00 | 52.7401 | 72.4792
2028-02-03 09:00 | 53.2055 | 73.316
2028-02-03 10:00 | 51.2019 | 70.1181
2028-02-03 11:00 | 49.3985 | 67.0161
2028-02-03 12:00 | 48.2912 | 72.5059
2028-02-03 13:00 | 47.5626 | 71.9091
2028-02-03 14:00 | 47.1708 | 68.1281
2028-02-03 15:00 | 47.6694 | 71.4288
2028-02-03 16:00 | 49.9728 | 74.4198
2028-02-03 17:00 | 52.5569 | 79.3641
2028-02-03 18:00 | 55.5751 | 84.2223
2028-02-03 19:00 | 53.9973 | 82.9598
2028-02-03 20:00 | 51.1398 | 79.4542
2028-02-03 21:00 | 48.1589 | 75.4517
2028-02-03 22:00 | 45.801 | 72.3907
2028-02-03 23:00 | 42.7169 | 69.3257
2028-02-04 | 39.0882 | 67.3675
2028-02-04 01:00 | 38.6687 | 62.2433
2028-02-04 02:00 | 38.7778 | 59.6375
2028-02-04 03:00 | 39.3577 | 58.9758
2028-02-04 04:00 | 40.1013 | 58.0028
2028-02-04 05:00 | 40.7971 | 59.2386
2028-02-04 06:00 | 42.9501 | 64.1395
2028-02-04 07:00 | 49.3253 | 68.0335
2028-02-04 08:00 | 53.664 | 72.6212
2028-02-04 09:00 | 54.1309 | 74.0153
2028-02-04 10:00 | 52.096 | 72.042
2028-02-04 11:00 | 49.8849 | 69.9245
2028-02-04 12:00 | 51.5078 | 71.6
2028-02-04 13:00 | 50.7942 | 71.2128
2028-02-04 14:00 | 50.3593 | 68.3029
2028-02-04 15:00 | 50.4779 | 71.1809
2028-02-04 16:00 | 52.6211 | 73.3233
2028-02-04 17:00 | 55.0079 | 76.8707
2028-02-04 18:00 | 57.3853 | 81.0321
2028-02-04 19:00 | 56.0251 | 80.2626
2028-02-04 20:00 | 53.0192 | 76.9193
2028-02-04 21:00 | 50.0533 | 73.4538
2028-02-04 22:00 | 47.7525 | 71.0549
2028-02-04 23:00 | 44.5901 | 67.9794
2028-02-05 | 40.7226 | 63.4866
2028-02-05 01:00 | 39.7318 | 61.9346
2028-02-05 02:00 | 39.7367 | 59.335
2028-02-05 03:00 | 40.1574 | 58.8278
2028-02-05 04:00 | 40.6665 | 57.8195
2028-02-05 05:00 | 41.416 | 58.9503
2028-02-05 06:00 | 42.9043 | 62.6427
2028-02-05 07:00 | 47.2066 | 64.0533
2028-02-05 08:00 | 48.6195 | 66.9228
2028-02-05 09:00 | 49.4792 | 72.332
2028-02-05 10:00 | 48.779 | 73.4252
2028-02-05 11:00 | 46.9744 | 71.9411
2028-02-05 12:00 | 47.8646 | 70.2292
2028-02-05 13:00 | 47.8141 | 69.6438
2028-02-05 14:00 | 47.4082 | 66.8266
2028-02-05 15:00 | 47.3379 | 68.558
2028-02-05 16:00 | 48.8546 | 69.4383
2028-02-05 17:00 | 51.8757 | 75.9651
2028-02-05 18:00 | 54.8627 | 82.587
2028-02-05 19:00 | 54.063 | 81.9714
2028-02-05 20:00 | 50.805 | 75.8525
2028-02-05 21:00 | 46.6444 | 70.7577
2028-02-05 22:00 | 44.4123 | 69.1133
2028-02-05 23:00 | 41.9658 | 67.6339
2028-02-06 | 39.3853 | 67.0685
2028-02-06 01:00 | 37.926 | 63.5148
2028-02-06 02:00 | 37.8218 | 62.2292
2028-02-06 03:00 | 38.108 | 62.3477
2028-02-06 04:00 | 38.5807 | 61.7445
2028-02-06 05:00 | 39.2521 | 62.1438
2028-02-06 06:00 | 40.5231 | 64.8067
2028-02-06 07:00 | 44.223 | 66.4351
2028-02-06 08:00 | 45.6661 | 67.9876
2028-02-06 09:00 | 47.0175 | 72.3559
2028-02-06 10:00 | 46.7423 | 73.0527
2028-02-06 11:00 | 45.4856 | 70.4965
2028-02-06 12:00 | 44.162 | 66.6427
2028-02-06 13:00 | 44.4085 | 66.1395
2028-02-06 14:00 | 43.652 | 62.5203
2028-02-06 15:00 | 43.8266 | 67.3185
2028-02-06 16:00 | 45.7264 | 70.7175
2028-02-06 17:00 | 49.2522 | 77.3623
2028-02-06 18:00 | 53.8164 | 83.9906
2028-02-06 19:00 | 52.8382 | 81.827
2028-02-06 20:00 | 49.5587 | 77.1101
2028-02-06 21:00 | 45.5655 | 73.6074
2028-02-06 22:00 | 43.1037 | 72.3247
2028-02-06 23:00 | 40.6687 | 70.7243
2028-02-07 | 38.8707 | 69.047
2028-02-07 01:00 | 37.4057 | 64.3658
2028-02-07 02:00 | 37.5764 | 62.3201
2028-02-07 03:00 | 38.0927 | 62.1945
2028-02-07 04:00 | 38.7205 | 60.8285
2028-02-07 05:00 | 39.4531 | 62.0203
2028-02-07 06:00 | 41.7425 | 67.4861
2028-02-07 07:00 | 47.9444 | 71.4485
2028-02-07 08:00 | 51.8678 | 76.3753
2028-02-07 09:00 | 52.5495 | 79.8226
2028-02-07 10:00 | 50.8794 | 77.9526
2028-02-07 11:00 | 49.2901 | 74.6455
2028-02-07 12:00 | 48.7126 | 70.9022
2028-02-07 13:00 | 48.0218 | 70.2294
2028-02-07 14:00 | 47.7817 | 65.7718
2028-02-07 15:00 | 48.4154 | 69.4204
2028-02-07 16:00 | 50.7246 | 72.3192
2028-02-07 17:00 | 53.2608 | 79.3164
2028-02-07 18:00 | 54.9962 | 84.9274
2028-02-07 19:00 | 53.1483 | 84.8143
2028-02-07 20:00 | 50.0783 | 81.6092
2028-02-07 21:00 | 46.7757 | 78.0616
2028-02-07 22:00 | 44.2477 | 74.9065
2028-02-07 23:00 | 41.09 | 71.5834
2028-02-08 | 38.2533 | 69.1244
2028-02-08 01:00 | 35.5043 | 64.2136
2028-02-08 02:00 | 35.5145 | 61.5385
2028-02-08 03:00 | 35.9111 | 61.1434
2028-02-08 04:00 | 36.4546 | 60.175
2028-02-08 05:00 | 37.2416 | 61.5985
2028-02-08 06:00 | 39.688 | 66.2167
2028-02-08 07:00 | 45.7769 | 70.7661
2028-02-08 08:00 | 49.1818 | 75.9254
2028-02-08 09:00 | 49.3509 | 77.8042
2028-02-08 10:00 | 47.5737 | 76.1317
2028-02-08 11:00 | 46.0045 | 74.2287
2028-02-08 12:00 | 45.6757 | 68.4652
2028-02-08 13:00 | 44.916 | 67.4453
2028-02-08 14:00 | 44.8515 | 64.2586
2028-02-08 15:00 | 45.2235 | 68.2621
2028-02-08 16:00 | 47.2208 | 71.937
2028-02-08 17:00 | 49.8504 | 77.9824
2028-02-08 18:00 | 51.6355 | 84.9422
2028-02-08 19:00 | 49.8361 | 84.5429
2028-02-08 20:00 | 47.1321 | 80.7286
2028-02-08 21:00 | 44.1258 | 76.7626
2028-02-08 22:00 | 41.8044 | 73.8186
2028-02-08 23:00 | 38.8817 | 70.4425
2028-02-09 | 36.3145 | 68.1468
2028-02-09 01:00 | 33.8505 | 62.9159
2028-02-09 02:00 | 33.8719 | 60.4797
2028-02-09 03:00 | 34.2622 | 59.9148
2028-02-09 04:00 | 34.7623 | 58.7984
2028-02-09 05:00 | 35.5663 | 59.8882
2028-02-09 06:00 | 37.9662 | 64.4431
2028-02-09 07:00 | 44.2765 | 68.6223
2028-02-09 08:00 | 47.5807 | 73.1064
2028-02-09 09:00 | 47.6699 | 75.4173
2028-02-09 10:00 | 45.8715 | 74.0979
2028-02-09 11:00 | 44.4824 | 72.7587
2028-02-09 12:00 | 43.8323 | 67.5383
2028-02-09 13:00 | 43.2276 | 67.623
2028-02-09 14:00 | 42.9437 | 64.8246
2028-02-09 15:00 | 43.0906 | 68.9658
2028-02-09 16:00 | 44.8613 | 71.6766
2028-02-09 17:00 | 47.477 | 76.8952
2028-02-09 18:00 | 50.0198 | 80.7803
2028-02-09 19:00 | 48.2305 | 80.6202
2028-02-09 20:00 | 45.6554 | 77.1726
2028-02-09 21:00 | 42.8547 | 73.8052
2028-02-09 22:00 | 40.5933 | 71.0055
2028-02-09 23:00 | 37.7981 | 67.661
2028-02-10 | 35.0544 | 65.3401
2028-02-10 01:00 | 33.7632 | 63.1029
2028-02-10 02:00 | 33.853 | 60.5409
2028-02-10 03:00 | 34.3374 | 60.3858
2028-02-10 04:00 | 34.9541 | 59.2965
2028-02-10 05:00 | 35.8196 | 60.4107
2028-02-10 06:00 | 38.4515 | 64.8074
2028-02-10 07:00 | 44.9953 | 69.3736
2028-02-10 08:00 | 48.7946 | 74.7852
2028-02-10 09:00 | 49.2223 | 78.772
2028-02-10 10:00 | 47.6871 | 78.1872
2028-02-10 11:00 | 46.4039 | 76.0863
2028-02-10 12:00 | 46.6208 | 74.4914
2028-02-10 13:00 | 46.2582 | 73.5669
2028-02-10 14:00 | 45.8019 | 69.6094
2028-02-10 15:00 | 46.0712 | 73.1351
2028-02-10 16:00 | 47.951 | 75.7006
2028-02-10 17:00 | 50.2315 | 81.1777
2028-02-10 18:00 | 51.763 | 85.3958
2028-02-10 19:00 | 50.2483 | 85.4239
2028-02-10 20:00 | 47.7936 | 82.2877
2028-02-10 21:00 | 45.0194 | 78.5593
2028-02-10 22:00 | 42.7635 | 75.4709
2028-02-10 23:00 | 39.9687 | 71.9521
2028-02-11 | 37.44 | 68.6962
2028-02-11 01:00 | 35.3001 | 64.4141
2028-02-11 02:00 | 35.3156 | 61.9504
2028-02-11 03:00 | 35.8274 | 61.4049
2028-02-11 04:00 | 36.4247 | 60.3112
2028-02-11 05:00 | 37.3042 | 61.4189
2028-02-11 06:00 | 39.9601 | 66.2646
2028-02-11 07:00 | 46.4749 | 70.5197
2028-02-11 08:00 | 50.2087 | 75.4853
2028-02-11 09:00 | 50.6967 | 78.3624
2028-02-11 10:00 | 49.1176 | 78.1046
2028-02-11 11:00 | 47.7383 | 76.8741
2028-02-11 12:00 | 46.9914 | 72.9971
2028-02-11 13:00 | 46.762 | 72.8461
2028-02-11 14:00 | 45.9139 | 70.5852
2028-02-11 15:00 | 45.9146 | 74.1785
2028-02-11 16:00 | 47.3577 | 75.7444
2028-02-11 17:00 | 49.3946 | 78.5133
2028-02-11 18:00 | 50.6996 | 80.444
2028-02-11 19:00 | 49.0163 | 80.7724
2028-02-11 20:00 | 46.1709 | 77.3262
2028-02-11 21:00 | 43.2615 | 73.97
2028-02-11 22:00 | 40.9084 | 71.5805
2028-02-11 23:00 | 38.1432 | 68.1936
2028-02-12 | 35.7486 | 65.458
2028-02-12 01:00 | 33.82 | 62.5163
2028-02-12 02:00 | 33.6685 | 60.2063
2028-02-12 03:00 | 33.9289 | 59.5176
2028-02-12 04:00 | 34.3262 | 58.1455
2028-02-12 05:00 | 34.6936 | 59.2043
2028-02-12 06:00 | 35.9481 | 62.7431
2028-02-12 07:00 | 40.5921 | 63.4435
2028-02-12 08:00 | 43.5547 | 65.4289
2028-02-12 09:00 | 45.1588 | 70.0856
2028-02-12 10:00 | 44.7113 | 71.9005
2028-02-12 11:00 | 43.5866 | 72.1174
2028-02-12 12:00 | 43.3939 | 73.3426
2028-02-12 13:00 | 43.1028 | 73.8003
2028-02-12 14:00 | 42.1311 | 70.2466
2028-02-12 15:00 | 42.1897 | 72.3734
2028-02-12 16:00 | 44.04 | 73.2683
2028-02-12 17:00 | 46.6859 | 76.4323
2028-02-12 18:00 | 49.1829 | 79.1139
2028-02-12 19:00 | 47.1189 | 77.8262
2028-02-12 20:00 | 43.8503 | 72.7184
2028-02-12 21:00 | 40.5522 | 68.7291
2028-02-12 22:00 | 38.6701 | 67.7083
2028-02-12 23:00 | 36.725 | 66.6718
2028-02-13 | 34.6392 | 64.1077
2028-02-13 01:00 | 34.146 | 61.2108
2028-02-13 02:00 | 34.1336 | 59.2135
2028-02-13 03:00 | 34.4586 | 58.9692
2028-02-13 04:00 | 34.8245 | 57.9723
2028-02-13 05:00 | 35.2249 | 58.2604
2028-02-13 06:00 | 36.0101 | 61.2862
2028-02-13 07:00 | 40.1573 | 62.4292
2028-02-13 08:00 | 42.7992 | 63.6524
2028-02-13 09:00 | 44.4107 | 67.1935
2028-02-13 10:00 | 44.1064 | 67.9034
2028-02-13 11:00 | 43.5245 | 66.5943
2028-02-13 12:00 | 43.6907 | 63.6776
2028-02-13 13:00 | 43.7243 | 63.5551
2028-02-13 14:00 | 43.1471 | 60.7885
2028-02-13 15:00 | 43.6484 | 64.6246
2028-02-13 16:00 | 45.966 | 67.0429
2028-02-13 17:00 | 49.3789 | 73.1838
2028-02-13 18:00 | 51.8519 | 80.2897
2028-02-13 19:00 | 50.6103 | 79.2411
2028-02-13 20:00 | 47.4698 | 74.7314
2028-02-13 21:00 | 43.9881 | 70.877
2028-02-13 22:00 | 41.898 | 69.2452
2028-02-13 23:00 | 39.4769 | 67.3414
2028-02-14 | 36.6087 | 65.8983
2028-02-14 01:00 | 36.0877 | 61.1064
2028-02-14 02:00 | 36.376 | 59.0325
2028-02-14 03:00 | 36.96 | 58.8366
2028-02-14 04:00 | 37.6507 | 57.7142
2028-02-14 05:00 | 38.5689 | 59.1934
2028-02-14 06:00 | 40.8564 | 64.9226
2028-02-14 07:00 | 47.4789 | 69.3148
2028-02-14 08:00 | 51.4018 | 74.1001
2028-02-14 09:00 | 51.5594 | 77.0951
2028-02-14 10:00 | 49.6108 | 76.1094
2028-02-14 11:00 | 47.8294 | 74.0017
2028-02-14 12:00 | 47.9003 | 69.5803
2028-02-14 13:00 | 47.4414 | 69.2784
2028-02-14 14:00 | 46.854 | 65.9978
2028-02-14 15:00 | 47.3705 | 69.4275
2028-02-14 16:00 | 49.5469 | 71.9516
2028-02-14 17:00 | 52.0894 | 77.4837
2028-02-14 18:00 | 54.4703 | 81.5349
2028-02-14 19:00 | 53.1038 | 81.2038
2028-02-14 20:00 | 50.2802 | 77.0375
2028-02-14 21:00 | 47.1813 | 73.1528
2028-02-14 22:00 | 44.6729 | 70.3391
2028-02-14 23:00 | 41.609 | 66.895
2028-02-15 | 38.5955 | 65.5418
2028-02-15 01:00 | 36.9 | 60.7765
2028-02-15 02:00 | 37.025 | 58.3149
2028-02-15 03:00 | 37.5052 | 58.0589
2028-02-15 04:00 | 38.152 | 56.8908
2028-02-15 05:00 | 39.0759 | 58.0997
2028-02-15 06:00 | 41.5549 | 64.0002
2028-02-15 07:00 | 47.9452 | 68.411
2028-02-15 08:00 | 51.6237 | 72.7562
2028-02-15 09:00 | 51.7654 | 75.2729
2028-02-15 10:00 | 49.7628 | 74.1898
2028-02-15 11:00 | 47.9993 | 73.2681
2028-02-15 12:00 | 48.1167 | 70.032
2028-02-15 13:00 | 47.6444 | 69.7293
2028-02-15 14:00 | 47.2535 | 66.3748
2028-02-15 15:00 | 47.671 | 70.8878
2028-02-15 16:00 | 49.7221 | 73.7629
2028-02-15 17:00 | 52.2131 | 78.2773
2028-02-15 18:00 | 54.5537 | 82.6359
2028-02-15 19:00 | 52.9285 | 82.6763
2028-02-15 20:00 | 50.0567 | 79.4229
2028-02-15 21:00 | 46.8841 | 76.0515
2028-02-15 22:00 | 44.3807 | 73.3778
2028-02-15 23:00 | 41.3003 | 70.2255
2028-02-16 | 38.7306 | 65.8294
2028-02-16 01:00 | 37.3364 | 63.0153
2028-02-16 02:00 | 37.4699 | 60.38
2028-02-16 03:00 | 37.8698 | 60.1325
2028-02-16 04:00 | 38.4635 | 59.3166
2028-02-16 05:00 | 39.303 | 60.4713
2028-02-16 06:00 | 41.6398 | 64.5815
2028-02-16 07:00 | 48.0298 | 69.3438
2028-02-16 08:00 | 51.8101 | 74.2884
2028-02-16 09:00 | 52.2384 | 76.8345
2028-02-16 10:00 | 50.2939 | 75.3639
2028-02-16 11:00 | 48.6338 | 73.35
2028-02-16 12:00 | 48.2486 | 72.5701
2028-02-16 13:00 | 47.668 | 71.5665
2028-02-16 14:00 | 47.3356 | 68.0984
2028-02-16 15:00 | 47.7183 | 71.3247
2028-02-16 16:00 | 49.7894 | 73.404
2028-02-16 17:00 | 52.3985 | 79.7618
2028-02-16 18:00 | 54.7987 | 84.924
2028-02-16 19:00 | 53.5917 | 85.0377
2028-02-16 20:00 | 50.8428 | 81.0482
2028-02-16 21:00 | 47.8622 | 77.1648
2028-02-16 22:00 | 45.4478 | 74.0956
2028-02-16 23:00 | 42.3008 | 70.0269
2028-02-17 | 38.8723 | 68.1814
2028-02-17 01:00 | 37.3838 | 63.5254
2028-02-17 02:00 | 37.5248 | 61.0713
2028-02-17 03:00 | 37.884 | 61.3036
2028-02-17 04:00 | 38.4297 | 60.4687
2028-02-17 05:00 | 39.3021 | 62.1565
2028-02-17 06:00 | 41.2869 | 68.3631
2028-02-17 07:00 | 47.5406 | 72.8277
2028-02-17 08:00 | 51.3904 | 77.0985
2028-02-17 09:00 | 52.1143 | 78.4946
2028-02-17 10:00 | 50.5391 | 76.1055
2028-02-17 11:00 | 49.0818 | 73.195
2028-02-17 12:00 | 48.6656 | 69.2838
2028-02-17 13:00 | 48.1114 | 68.1552
2028-02-17 14:00 | 47.8952 | 64.8791
2028-02-17 15:00 | 48.4082 | 69.3871
2028-02-17 16:00 | 50.3519 | 72.3324
2028-02-17 17:00 | 52.623 | 78.9332
2028-02-17 18:00 | 54.9864 | 82.7593
2028-02-17 19:00 | 53.5896 | 85.1436
2028-02-17 20:00 | 50.686 | 82.6042
2028-02-17 21:00 | 47.6097 | 79.4686
2028-02-17 22:00 | 45.2068 | 76.5843
2028-02-17 23:00 | 42.0786 | 72.5415
2028-02-18 | 38.3155 | 69.6734
2028-02-18 01:00 | 36.8781 | 66.2949
2028-02-18 02:00 | 36.9877 | 63.7754
2028-02-18 03:00 | 37.3189 | 63.7182
2028-02-18 04:00 | 37.8826 | 62.8129
2028-02-18 05:00 | 38.7245 | 64.0813
2028-02-18 06:00 | 40.5438 | 68.7254
2028-02-18 07:00 | 46.8857 | 73.6164
2028-02-18 08:00 | 50.761 | 78.9951
2028-02-18 09:00 | 51.5802 | 81.5466
2028-02-18 10:00 | 50.2181 | 79.4766
2028-02-18 11:00 | 48.7523 | 75.1214
2028-02-18 12:00 | 48.0298 | 70.9678
2028-02-18 13:00 | 47.3852 | 69.7491
2028-02-18 14:00 | 47.0299 | 66.568
2028-02-18 15:00 | 47.0337 | 70.6288
2028-02-18 16:00 | 48.5681 | 72.1722
2028-02-18 17:00 | 50.7525 | 77.7906
2028-02-18 18:00 | 52.852 | 84.001
2028-02-18 19:00 | 51.5609 | 84.8859
2028-02-18 20:00 | 48.6215 | 80.8333
2028-02-18 21:00 | 45.6328 | 77.0689
2028-02-18 22:00 | 43.3405 | 74.0983
2028-02-18 23:00 | 40.3686 | 70.3446
2028-02-19 | 37.2143 | 68.6725
2028-02-19 01:00 | 35.3271 | 64.0213
2028-02-19 02:00 | 35.3252 | 62.0879
2028-02-19 03:00 | 35.5693 | 62.1665
2028-02-19 04:00 | 35.9754 | 61.3173
2028-02-19 05:00 | 36.5544 | 62.4552
2028-02-19 06:00 | 37.7432 | 67.1765
2028-02-19 07:00 | 42.3452 | 69.4006
2028-02-19 08:00 | 44.7495 | 70.9849
2028-02-19 09:00 | 45.9232 | 76.08
2028-02-19 10:00 | 45.2222 | 77.9525
2028-02-19 11:00 | 44.1079 | 75.8384
2028-02-19 12:00 | 44.1647 | 67.6981
2028-02-19 13:00 | 43.7299 | 67.1778
2028-02-19 14:00 | 43.0005 | 62.9597
2028-02-19 15:00 | 42.8834 | 65.365
2028-02-19 16:00 | 44.509 | 66.9221
2028-02-19 17:00 | 47.3855 | 73.2039
2028-02-19 18:00 | 49.8659 | 79.7781
2028-02-19 19:00 | 48.7305 | 79.2791
2028-02-19 20:00 | 45.53 | 74.006
2028-02-19 21:00 | 42.1142 | 70.0001
2028-02-19 22:00 | 40.2444 | 68.5219
2028-02-19 23:00 | 38.0233 | 67.0563
2028-02-20 | 35.6718 | 66.6021
2028-02-20 01:00 | 33.9894 | 63.1838
2028-02-20 02:00 | 33.9204 | 61.2698
2028-02-20 03:00 | 34.0578 | 61.0966
2028-02-20 04:00 | 34.3425 | 60.1092
2028-02-20 05:00 | 34.6725 | 60.6608
2028-02-20 06:00 | 35.4615 | 65.2172
2028-02-20 07:00 | 39.7181 | 65.7348
2028-02-20 08:00 | 42.4706 | 64.6168
2028-02-20 09:00 | 43.9805 | 67.0016
2028-02-20 10:00 | 43.3612 | 68.056
2028-02-20 11:00 | 42.7265 | 68.2795
2028-02-20 12:00 | 42.6145 | 65.5784
2028-02-20 13:00 | 42.4808 | 66.6108
2028-02-20 14:00 | 41.9671 | 64.0786
2028-02-20 15:00 | 42.3861 | 68.5479
2028-02-20 16:00 | 44.5696 | 70.73
2028-02-20 17:00 | 47.8364 | 75.2347
2028-02-20 18:00 | 50.2158 | 80.0046
2028-02-20 19:00 | 48.8918 | 80.2804
2028-02-20 20:00 | 45.6418 | 76.7197
2028-02-20 21:00 | 42.4131 | 73.3462
2028-02-20 22:00 | 40.3048 | 71.7865
2028-02-20 23:00 | 37.9002 | 70.1227
2028-02-21 | 35.2925 | 66.5113
2028-02-21 01:00 | 33.103 | 63.7066
2028-02-21 02:00 | 33.3654 | 61.9099
2028-02-21 03:00 | 33.5933 | 61.9753
2028-02-21 04:00 | 34.0919 | 61.0927
2028-02-21 05:00 | 34.6868 | 60.7913
2028-02-21 06:00 | 35.9489 | 64.4758
2028-02-21 07:00 | 40.1791 | 65.196
2028-02-21 08:00 | 41.8106 | 65.097
2028-02-21 09:00 | 43.0684 | 68.6657
2028-02-21 10:00 | 43.3148 | 69.4506
2028-02-21 11:00 | 43.3247 | 71.693
2028-02-21 12:00 | 43.7605 | 67.1717
2028-02-21 13:00 | 43.863 | 68.1035
2028-02-21 14:00 | 43.3642 | 65.5366
2028-02-21 15:00 | 43.4366 | 70.9643
2028-02-21 16:00 | 45.2208 | 70.7567
2028-02-21 17:00 | 48.389 | 77.3326
2028-02-21 18:00 | 50.6401 | 79.1428
2028-02-21 19:00 | 49.2646 | 79.2128
2028-02-21 20:00 | 46.3097 | 74.3375
2028-02-21 21:00 | 43.0697 | 70.6375
2028-02-21 22:00 | 41.1694 | 69.0982
2028-02-21 23:00 | 38.8296 | 66.2587
2028-02-22 | 36.2768 | 65.0393
2028-02-22 01:00 | 36.0247 | 63.2839
2028-02-22 02:00 | 36.2271 | 60.7273
2028-02-22 03:00 | 36.6421 | 60.8417
2028-02-22 04:00 | 37.2794 | 59.9622
2028-02-22 05:00 | 38.3484 | 61.3369
2028-02-22 06:00 | 40.8474 | 67.2156
2028-02-22 07:00 | 47.2177 | 72.3892
2028-02-22 08:00 | 50.6387 | 77.4688
2028-02-22 09:00 | 50.3564 | 80.3776
2028-02-22 10:00 | 48.1786 | 79.595
2028-02-22 11:00 | 46.4368 | 77.6679
2028-02-22 12:00 | 46.2118 | 72.4043
2028-02-22 13:00 | 45.5577 | 71.5344
2028-02-22 14:00 | 45.1691 | 68.5629
2028-02-22 15:00 | 45.6277 | 73.2994
2028-02-22 16:00 | 47.6238 | 75.8994
2028-02-22 17:00 | 50.3899 | 81.0713
2028-02-22 18:00 | 52.6655 | 85.9288
2028-02-22 19:00 | 51.8625 | 87.0897
2028-02-22 20:00 | 49.4953 | 83.643
2028-02-22 21:00 | 46.578 | 79.9507
2028-02-22 22:00 | 44.1642 | 76.9359
2028-02-22 23:00 | 41.1555 | 73.1342
2028-02-23 | 37.992 | 69.4072
2028-02-23 01:00 | 36.6186 | 64.9535
2028-02-23 02:00 | 36.8036 | 62.4303
2028-02-23 03:00 | 37.1971 | 62.6099
2028-02-23 04:00 | 37.7809 | 61.8986
2028-02-23 05:00 | 38.8071 | 63.219
2028-02-23 06:00 | 41.1465 | 68.3914
2028-02-23 07:00 | 47.5892 | 73.9867
2028-02-23 08:00 | 50.983 | 80.1373
2028-02-23 09:00 | 50.8172 | 84.213
2028-02-23 10:00 | 48.5328 | 83.607
2028-02-23 11:00 | 46.6859 | 79.9107
2028-02-23 12:00 | 46.1715 | 72.9021
2028-02-23 13:00 | 45.5902 | 71.3309
2028-02-23 14:00 | 45.2193 | 67.9697
2028-02-23 15:00 | 45.5095 | 71.3682
2028-02-23 16:00 | 47.423 | 73.0807
2028-02-23 17:00 | 50.0737 | 80.0192
2028-02-23 18:00 | 52.5519 | 85.3395
2028-02-23 19:00 | 51.8262 | 87.2114
2028-02-23 20:00 | 49.3798 | 83.7315
2028-02-23 21:00 | 46.4865 | 80.1152
2028-02-23 22:00 | 44.0908 | 76.8817
2028-02-23 23:00 | 41.0105 | 72.4088
2028-02-24 | 37.6906 | 70.399
2028-02-24 01:00 | 36.326 | 65.0696
2028-02-24 02:00 | 36.4839 | 62.6585
2028-02-24 03:00 | 36.8338 | 62.9674
2028-02-24 04:00 | 37.3976 | 62.1265
2028-02-24 05:00 | 38.4485 | 63.6509
2028-02-24 06:00 | 40.8998 | 69.5217
2028-02-24 07:00 | 47.207 | 75.0211
2028-02-24 08:00 | 50.5379 | 80.6436
2028-02-24 09:00 | 50.3268 | 84.0926
2028-02-24 10:00 | 48.0951 | 83.1074
2028-02-24 11:00 | 46.1386 | 78.7331
2028-02-24 12:00 | 45.958 | 75.884
2028-02-24 13:00 | 45.2551 | 74.1326
2028-02-24 14:00 | 45.0107 | 70.9958
2028-02-24 15:00 | 45.2922 | 74.4108
2028-02-24 16:00 | 47.121 | 75.5122
2028-02-24 17:00 | 49.5542 | 80.9722
2028-02-24 18:00 | 52.1647 | 85.8225
2028-02-24 19:00 | 51.4386 | 87.0922
2028-02-24 20:00 | 48.991 | 83.37
2028-02-24 21:00 | 46.0546 | 79.414
2028-02-24 22:00 | 43.7372 | 76.2645
2028-02-24 23:00 | 40.7412 | 72.1952
2028-02-25 | 37.3939 | 69.7575
2028-02-25 01:00 | 35.9389 | 66.006
2028-02-25 02:00 | 36.0478 | 63.4169
2028-02-25 03:00 | 36.3441 | 63.3869
2028-02-25 04:00 | 36.9119 | 62.577
2028-02-25 05:00 | 37.9302 | 63.6126
2028-02-25 06:00 | 40.4487 | 69.3131
2028-02-25 07:00 | 46.7467 | 74.396
2028-02-25 08:00 | 50.0728 | 79.3085
2028-02-25 09:00 | 49.954 | 81.927
2028-02-25 10:00 | 47.9211 | 80.2893
2028-02-25 11:00 | 46.0006 | 75.6479
2028-02-25 12:00 | 45.5137 | 74.2917
2028-02-25 13:00 | 44.7385 | 72.544
2028-02-25 14:00 | 44.4062 | 69.233
2028-02-25 15:00 | 44.3118 | 72.1208
2028-02-25 16:00 | 45.7496 | 72.7692
2028-02-25 17:00 | 48.0781 | 77.6474
2028-02-25 18:00 | 50.7778 | 81.8885
2028-02-25 19:00 | 49.7038 | 83.9244
2028-02-25 20:00 | 46.9911 | 80.7502
2028-02-25 21:00 | 43.9224 | 77.2515
2028-02-25 22:00 | 41.5745 | 74.2619
2028-02-25 23:00 | 38.6475 | 70.3378
2028-02-26 | 36.0263 | 67.6799
2028-02-26 01:00 | 34.3618 | 64.4851
2028-02-26 02:00 | 34.3454 | 62.3469
2028-02-26 03:00 | 34.4779 | 62.4746
2028-02-26 04:00 | 34.857 | 61.8161
2028-02-26 05:00 | 35.4435 | 62.6914
2028-02-26 06:00 | 36.9862 | 67.6016
2028-02-26 07:00 | 41.4539 | 70.2268
2028-02-26 08:00 | 43.7739 | 71.3054
2028-02-26 09:00 | 44.7842 | 75.4681
2028-02-26 10:00 | 43.98 | 76.5539
2028-02-26 11:00 | 43.1358 | 73.2781
2028-02-26 12:00 | 41.7529 | 66.6263
2028-02-26 13:00 | 41.05 | 66.0473
2028-02-26 14:00 | 40.46 | 62.1624
2028-02-26 15:00 | 40.4741 | 64.7469
2028-02-26 16:00 | 42.2542 | 66.033
2028-02-26 17:00 | 45.3437 | 72.0976
2028-02-26 18:00 | 47.6741 | 76.545
2028-02-26 19:00 | 47.0642 | 77.6929
2028-02-26 20:00 | 44.2573 | 73.5046
2028-02-26 21:00 | 41.1296 | 70.0972
2028-02-26 22:00 | 39.3573 | 68.4571
2028-02-26 23:00 | 37.1826 | 66.5649
2028-02-27 | 34.7936 | 66.7064
2028-02-27 01:00 | 33.0558 | 62.5146
2028-02-27 02:00 | 33.0538 | 60.4936
2028-02-27 03:00 | 33.2065 | 60.4864
2028-02-27 04:00 | 33.5355 | 59.8485
2028-02-27 05:00 | 34.0393 | 60.504
2028-02-27 06:00 | 35.2985 | 64.6695
2028-02-27 07:00 | 39.3799 | 66.6434
2028-02-27 08:00 | 41.5254 | 67.2563
2028-02-27 09:00 | 42.3707 | 70.9426
2028-02-27 10:00 | 41.3999 | 72.0676
2028-02-27 11:00 | 40.7845 | 69.1894
2028-02-27 12:00 | 39.9682 | 68.0155
2028-02-27 13:00 | 39.6674 | 67.5867
2028-02-27 14:00 | 39.2363 | 64.925
2028-02-27 15:00 | 39.5891 | 67.986
2028-02-27 16:00 | 41.8205 | 69.0024
2028-02-27 17:00 | 45.3657 | 74.8296
2028-02-27 18:00 | 47.3683 | 80.279
2028-02-27 19:00 | 47.0254 | 80.7691
2028-02-27 20:00 | 44.5963 | 76.2118
2028-02-27 21:00 | 41.4276 | 72.0843
2028-02-27 22:00 | 39.4378 | 70.3604
2028-02-27 23:00 | 37.0879 | 68.1946
2028-02-28 | 35.2988 | 66.774
2028-02-28 01:00 | 34.0929 | 62.7417
2028-02-28 02:00 | 34.3994 | 60.5976
2028-02-28 03:00 | 34.8615 | 60.5077
2028-02-28 04:00 | 35.5029 | 59.5776
2028-02-28 05:00 | 36.6628 | 60.84
2028-02-28 06:00 | 39.3431 | 66.7256
2028-02-28 07:00 | 45.7493 | 71.9751
2028-02-28 08:00 | 48.8719 | 76.9829
2028-02-28 09:00 | 48.7372 | 81.1975
2028-02-28 10:00 | 46.8777 | 81.8221
2028-02-28 11:00 | 45.6686 | 79.2811
2028-02-28 12:00 | 43.8844 | 76.3932
2028-02-28 13:00 | 43.2075 | 76.1543
2028-02-28 14:00 | 42.8959 | 73.7816
2028-02-28 15:00 | 43.3541 | 77.1911
2028-02-28 16:00 | 45.3534 | 78.063
2028-02-28 17:00 | 48.0805 | 81.6417
2028-02-28 18:00 | 51.052 | 83.1102
2028-02-28 19:00 | 50.241 | 83.2112
2028-02-28 20:00 | 47.9178 | 79.0311
2028-02-28 21:00 | 44.8608 | 74.8325
2028-02-28 22:00 | 42.3409 | 71.8772
2028-02-28 23:00 | 39.2921 | 68.1556
2028-02-29 | 36.2948 | 66.22
2028-02-29 01:00 | 34.7891 | 61.375
2028-02-29 02:00 | 34.9652 | 58.7717
2028-02-29 03:00 | 35.3098 | 58.5446
2028-02-29 04:00 | 35.8631 | 57.6606
2028-02-29 05:00 | 36.9797 | 58.7513
2028-02-29 06:00 | 39.6049 | 64.3565
2028-02-29 07:00 | 45.9087 | 69.6461
2028-02-29 08:00 | 49.0048 | 73.9191
2028-02-29 09:00 | 48.8098 | 75.7788
2028-02-29 10:00 | 46.8756 | 74.1499
2028-02-29 11:00 | 45.4611 | 70.9195
2028-02-29 12:00 | 46.2582 | 63.858
2028-02-29 13:00 | 45.7694 | 62.0916
2028-02-29 14:00 | 45.547 | 58.3132
2028-02-29 15:00 | 45.9449 | 61.9324
2028-02-29 16:00 | 47.6633 | 65.0068
2028-02-29 17:00 | 50.0851 | 72.1154
2028-02-29 18:00 | 52.47 | 76.898
2028-02-29 19:00 | 51.2444 | 79.0295
2028-02-29 20:00 | 48.6146 | 76.3124
2028-02-29 21:00 | 45.5844 | 73.033
2028-02-29 22:00 | 43.1093 | 70.3414
2028-02-29 23:00 | 40.0708 | 66.6217
2028-03-01 | 36.3209 | 65.3773
2028-03-01 01:00 | 35.6184 | 59.7446
2028-03-01 02:00 | 35.9055 | 56.8606
2028-03-01 03:00 | 36.2529 | 56.2286
2028-03-01 04:00 | 36.7327 | 55.7537
2028-03-01 05:00 | 37.7888 | 57.3184
2028-03-01 06:00 | 40.0279 | 61.3707
2028-03-01 07:00 | 46.3976 | 65.6011
2028-03-01 08:00 | 50.036 | 69.3721
2028-03-01 09:00 | 49.9216 | 71.0805
2028-03-01 10:00 | 47.9934 | 69.676
2028-03-01 11:00 | 46.3314 | 68.0538
2028-03-01 12:00 | 46.3602 | 61.7112
2028-03-01 13:00 | 45.7349 | 60.4347
2028-03-01 14:00 | 45.3639 | 57.9245
2028-03-01 15:00 | 45.63 | 61.8218
2028-03-01 16:00 | 47.4739 | 64.5762
2028-03-01 17:00 | 49.8893 | 70.0636
2028-03-01 18:00 | 51.4438 | 71.5598
2028-03-01 19:00 | 50.8934 | 74.8137
2028-03-01 20:00 | 48.9669 | 73.1967
2028-03-01 21:00 | 46.2884 | 70.6406
2028-03-01 22:00 | 44.0236 | 67.6464
2028-03-01 23:00 | 40.9627 | 63.8703
2028-03-02 | 38.2632 | 62.797
2028-03-02 01:00 | 36.8794 | 60.4279
2028-03-02 02:00 | 37.132 | 57.6237
2028-03-02 03:00 | 37.5106 | 57.0156
2028-03-02 04:00 | 37.9883 | 56.3132
2028-03-02 05:00 | 39.0912 | 57.8904
2028-03-02 06:00 | 41.7328 | 62.7527
2028-03-02 07:00 | 47.6747 | 66.3386
2028-03-02 08:00 | 50.7635 | 69.0931
2028-03-02 09:00 | 49.934 | 70.6724
2028-03-02 10:00 | 47.4018 | 69.5704
2028-03-02 11:00 | 45.5758 | 68.5964
2028-03-02 12:00 | 46.5071 | 62.2227
2028-03-02 13:00 | 45.799 | 60.8837
2028-03-02 14:00 | 45.2054 | 58.0254
2028-03-02 15:00 | 45.5494 | 62.2699
2028-03-02 16:00 | 47.3908 | 65.3213
2028-03-02 17:00 | 49.6853 | 70.0084
2028-03-02 18:00 | 52.1216 | 73.5217
2028-03-02 19:00 | 51.478 | 76.2673
2028-03-02 20:00 | 49.4749 | 75.017
2028-03-02 21:00 | 46.6143 | 72.4883
2028-03-02 22:00 | 44.2535 | 69.7056
2028-03-02 23:00 | 41.2201 | 66.4127
2028-03-03 | 38.6619 | 63.5534
2028-03-03 01:00 | 37.3308 | 60.3618
2028-03-03 02:00 | 37.4973 | 57.6151
2028-03-03 03:00 | 37.8467 | 56.9555
2028-03-03 04:00 | 38.3187 | 56.1841
2028-03-03 05:00 | 39.3357 | 57.3974
2028-03-03 06:00 | 41.8167 | 61.6455
2028-03-03 07:00 | 47.8998 | 65.3507
2028-03-03 08:00 | 51.4611 | 68.4415
2028-03-03 09:00 | 51.7799 | 70.1503
2028-03-03 10:00 | 50.1182 | 69.0712
2028-03-03 11:00 | 48.5815 | 68.0372
2028-03-03 12:00 | 48.2977 | 63.8463
2028-03-03 13:00 | 47.6975 | 62.5809
2028-03-03 14:00 | 47.1415 | 59.8777
2028-03-03 15:00 | 47.0724 | 63.7297
2028-03-03 16:00 | 48.5035 | 65.7571
2028-03-03 17:00 | 50.3425 | 69.4524
2028-03-03 18:00 | 52.2484 | 72.1808
2028-03-03 19:00 | 51.3198 | 74.1385
2028-03-03 20:00 | 48.8297 | 71.5988
2028-03-03 21:00 | 45.8507 | 68.5605
2028-03-03 22:00 | 43.5143 | 65.8389
2028-03-03 23:00 | 40.451 | 62.4874
2028-03-04 | 37.7509 | 61.906
2028-03-04 01:00 | 36.4595 | 56.543
2028-03-04 02:00 | 36.5355 | 54.2671
2028-03-04 03:00 | 36.7162 | 54.0911
2028-03-04 04:00 | 37.0286 | 53.2927
2028-03-04 05:00 | 37.9594 | 54.333
2028-03-04 06:00 | 39.8677 | 57.7472
2028-03-04 07:00 | 43.6332 | 58.857
2028-03-04 08:00 | 44.6704 | 60.3339
2028-03-04 09:00 | 44.5625 | 63.2977
2028-03-04 10:00 | 43.4863 | 63.604
2028-03-04 11:00 | 41.9567 | 62.7233
2028-03-04 12:00 | 43.2901 | 57.3958
2028-03-04 13:00 | 42.8375 | 56.275
2028-03-04 14:00 | 42.0422 | 53.1445
2028-03-04 15:00 | 41.7927 | 57.1204
2028-03-04 16:00 | 43.0898 | 59.8308
2028-03-04 17:00 | 45.8966 | 65.0921
2028-03-04 18:00 | 49.4684 | 66.0284
2028-03-04 19:00 | 48.8545 | 68.3548
2028-03-04 20:00 | 46.244 | 66.076
2028-03-04 21:00 | 42.5214 | 63.8297
2028-03-04 22:00 | 40.4718 | 62.6192
2028-03-04 23:00 | 38.2301 | 61.0373
2028-03-05 | 36.6007 | 60.318
2028-03-05 01:00 | 35.2974 | 56.1875
2028-03-05 02:00 | 35.3223 | 53.8865
2028-03-05 03:00 | 35.4416 | 53.456
2028-03-05 04:00 | 35.6294 | 52.7999
2028-03-05 05:00 | 36.3485 | 53.7578
2028-03-05 06:00 | 38.0631 | 56.4069
2028-03-05 07:00 | 41.404 | 57.1496
2028-03-05 08:00 | 42.3444 | 59.0181
2028-03-05 09:00 | 41.9455 | 61.9362
2028-03-05 10:00 | 40.4819 | 62.0707
2028-03-05 11:00 | 39.3026 | 59.3888
2028-03-05 12:00 | 40.9344 | 57.5556
2028-03-05 13:00 | 40.7396 | 56.4825
2028-03-05 14:00 | 40.2743 | 54.2108
2028-03-05 15:00 | 40.4711 | 58.3824
2028-03-05 16:00 | 42.2988 | 61.1017
2028-03-05 17:00 | 45.6051 | 66.5957
2028-03-05 18:00 | 48.4626 | 69.905
2028-03-05 19:00 | 48.2454 | 71.3614
2028-03-05 20:00 | 45.9221 | 68.5659
2028-03-05 21:00 | 42.5592 | 65.5299
2028-03-05 22:00 | 40.3558 | 64.1201
2028-03-05 23:00 | 37.8855 | 62.3762
2028-03-06 | 36.2275 | 60.8849
2028-03-06 01:00 | 34.9117 | 56.5256
2028-03-06 02:00 | 35.2579 | 54.3167
2028-03-06 03:00 | 35.6709 | 54.0756
2028-03-06 04:00 | 36.1222 | 53.2889
2028-03-06 05:00 | 37.1898 | 55.0369
2028-03-06 06:00 | 39.7416 | 60.1433
2028-03-06 07:00 | 45.917 | 64.1468
2028-03-06 08:00 | 49.5519 | 67.4895
2028-03-06 09:00 | 49.9088 | 69.1037
2028-03-06 10:00 | 48.468 | 67.7891
2028-03-06 11:00 | 47.151 | 66.2628
2028-03-06 12:00 | 45.6571 | 59.2842
2028-03-06 13:00 | 44.8478 | 58.1888
2028-03-06 14:00 | 44.5633 | 55.3153
2028-03-06 15:00 | 44.9246 | 59.3573
2028-03-06 16:00 | 46.8322 | 62.7535
2028-03-06 17:00 | 49.1791 | 68.9289
2028-03-06 18:00 | 51.1148 | 74.2275
2028-03-06 19:00 | 50.2477 | 75.1316
2028-03-06 20:00 | 48.2362 | 72.3655
2028-03-06 21:00 | 45.2358 | 68.9022
2028-03-06 22:00 | 42.7703 | 66.1132
2028-03-06 23:00 | 39.6316 | 62.75
2028-03-07 | 37.0648 | 61.417
2028-03-07 01:00 | 35.5535 | 58.3335
2028-03-07 02:00 | 35.8258 | 55.5688
2028-03-07 03:00 | 36.1955 | 55.2215
2028-03-07 04:00 | 36.6302 | 54.5176
2028-03-07 05:00 | 37.7343 | 56.0505
2028-03-07 06:00 | 40.2121 | 61.6793
2028-03-07 07:00 | 46.0798 | 66.0084
2028-03-07 08:00 | 49.3613 | 70.5724
2028-03-07 09:00 | 49.2451 | 73.5781
2028-03-07 10:00 | 47.4998 | 73.1629
2028-03-07 11:00 | 46.2819 | 71.1483
2028-03-07 12:00 | 44.2169 | 60.0176
2028-03-07 13:00 | 43.248 | 57.9195
2028-03-07 14:00 | 43.0209 | 54.1133
2028-03-07 15:00 | 43.3658 | 58.1075
2028-03-07 16:00 | 45.3246 | 62.2478
2028-03-07 17:00 | 48.0157 | 68.7699
2028-03-07 18:00 | 51.3406 | 71.2823
2028-03-07 19:00 | 50.372 | 74.8972
2028-03-07 20:00 | 48.5015 | 74.1474
2028-03-07 21:00 | 45.5859 | 71.7951
2028-03-07 22:00 | 43.1443 | 69.1398
2028-03-07 23:00 | 40.0877 | 65.5827
2028-03-08 | 37.8001 | 64.0442
2028-03-08 01:00 | 36.7992 | 59.4235
2028-03-08 02:00 | 37.1447 | 56.6643
2028-03-08 03:00 | 37.6137 | 56.3819
2028-03-08 04:00 | 38.0661 | 56.0126
2028-03-08 05:00 | 39.1895 | 57.774
2028-03-08 06:00 | 41.4489 | 61.7863
2028-03-08 07:00 | 47.6139 | 66.1809
2028-03-08 08:00 | 51.2833 | 70.2936
2028-03-08 09:00 | 51.1061 | 71.4606
2028-03-08 10:00 | 48.9124 | 69.583
2028-03-08 11:00 | 47.1148 | 67.0209
2028-03-08 12:00 | 47.4944 | 65.4281
2028-03-08 13:00 | 46.7102 | 64.1271
2028-03-08 14:00 | 46.2175 | 61.5606
2028-03-08 15:00 | 46.5106 | 65.5255
2028-03-08 16:00 | 48.4733 | 68.2774
2028-03-08 17:00 | 51.029 | 73.6465
2028-03-08 18:00 | 52.6586 | 75.7626
2028-03-08 19:00 | 52.0099 | 78.3365
2028-03-08 20:00 | 50.1896 | 76.9691
2028-03-08 21:00 | 47.4071 | 74.26
2028-03-08 22:00 | 44.9731 | 71.4808
2028-03-08 23:00 | 41.8603 | 67.5868
2028-03-09 | 38.7681 | 64.3234
2028-03-09 01:00 | 37.8577 | 62.2425
2028-03-09 02:00 | 38.1895 | 59.4989
2028-03-09 03:00 | 38.6833 | 59.2123
2028-03-09 04:00 | 39.1046 | 58.6145
2028-03-09 05:00 | 40.252 | 60.2991
2028-03-09 06:00 | 42.5226 | 65.1777
2028-03-09 07:00 | 48.1396 | 68.9156
2028-03-09 08:00 | 51.2957 | 72.0793
2028-03-09 09:00 | 50.6511 | 72.6374
2028-03-09 10:00 | 48.2493 | 70.132
2028-03-09 11:00 | 46.6231 | 66.5724
2028-03-09 12:00 | 47.2501 | 65.2107
2028-03-09 13:00 | 46.3959 | 63.1788
2028-03-09 14:00 | 45.9848 | 59.8938
2028-03-09 15:00 | 46.4291 | 63.9041
2028-03-09 16:00 | 48.4649 | 66.8986
2028-03-09 17:00 | 50.8556 | 72.7591
2028-03-09 18:00 | 52.3652 | 75.8497
2028-03-09 19:00 | 51.974 | 78.698
2028-03-09 20:00 | 50.2661 | 77.6925
2028-03-09 21:00 | 47.4548 | 74.9259
2028-03-09 22:00 | 45.0308 | 72.1531
2028-03-09 23:00 | 41.9068 | 68.4726
2028-03-10 | 38.8942 | 66.3948
2028-03-10 01:00 | 37.9381 | 61.1513
2028-03-10 02:00 | 38.2017 | 58.5147
2028-03-10 03:00 | 38.6441 | 58.5641
2028-03-10 04:00 | 39.0556 | 58.0442
2028-03-10 05:00 | 40.1122 | 59.5745
2028-03-10 06:00 | 42.6072 | 64.3156
2028-03-10 07:00 | 48.2242 | 69.0934
2028-03-10 08:00 | 51.3985 | 74.5608
2028-03-10 09:00 | 50.4814 | 77.2809
2028-03-10 10:00 | 47.8919 | 75.9553
2028-03-10 11:00 | 45.7215 | 71.0742
2028-03-10 12:00 | 45.9538 | 68.5535
2028-03-10 13:00 | 44.8536 | 65.865
2028-03-10 14:00 | 44.5287 | 62.4762
2028-03-10 15:00 | 44.5577 | 65.3524
2028-03-10 16:00 | 46.3486 | 67.161
2028-03-10 17:00 | 48.7875 | 72.8308
2028-03-10 18:00 | 50.6874 | 75.9373
2028-03-10 19:00 | 50.5159 | 78.3936
2028-03-10 20:00 | 48.856 | 76.4295
2028-03-10 21:00 | 46.1041 | 73.1259
2028-03-10 22:00 | 43.7538 | 70.2515
2028-03-10 23:00 | 40.6102 | 66.3539
2028-03-11 | 37.9822 | 65.0384
2028-03-11 01:00 | 36.6263 | 61.7951
2028-03-11 02:00 | 36.7573 | 59.7648
2028-03-11 03:00 | 37.0039 | 59.7619
2028-03-11 04:00 | 37.2462 | 59.2621
2028-03-11 05:00 | 38.2271 | 60.3004
2028-03-11 06:00 | 40.2356 | 64.0941
2028-03-11 07:00 | 43.7024 | 65.8675
2028-03-11 08:00 | 44.5497 | 67.3778
2028-03-11 09:00 | 44.4933 | 72.6134
2028-03-11 10:00 | 43.5897 | 75.3053
2028-03-11 11:00 | 42.5024 | 73.232
2028-03-11 12:00 | 42.8491 | 66.2354
2028-03-11 13:00 | 42.3053 | 65.3777
2028-03-11 14:00 | 41.7322 | 61.9174
2028-03-11 15:00 | 41.6506 | 65.1694
2028-03-11 16:00 | 43.0947 | 67.4211
2028-03-11 17:00 | 46.1232 | 71.6402
2028-03-11 18:00 | 48.529 | 75.5239
2028-03-11 19:00 | 48.5672 | 76.3293
2028-03-11 20:00 | 46.4945 | 74.2113
2028-03-11 21:00 | 43.0099 | 71.4182
2028-03-11 22:00 | 40.9187 | 70.2325
2028-03-11 23:00 | 38.5667 | 69.0175
2028-03-12 | 36.6145 | 64.9459
2028-03-12 01:00 | 34.6928 | 64.2538
2028-03-12 02:00 | 35.1329 | 62.6929
2028-03-12 03:00 | 35.5738 | 62.1877
2028-03-12 04:00 | 36.19 | 61.873
2028-03-12 05:00 | 37.9031 | 64.0758
2028-03-12 06:00 | 40.8794 | 68.7751
2028-03-12 07:00 | 44.3468 | 69.9454
2028-03-12 08:00 | 43.4205 | 65.6997
2028-03-12 09:00 | 42.2732 | 68.8381
2028-03-12 10:00 | 41.4076 | 70.6169
2028-03-12 11:00 | 40.5178 | 72.1024
2028-03-12 12:00 | 38.5443 | 61.8694
2028-03-12 13:00 | 38.3011 | 61.3134
2028-03-12 14:00 | 37.5352 | 59.1956
2028-03-12 15:00 | 37.6856 | 62.28
2028-03-12 16:00 | 39.8437 | 64.3989
2028-03-12 17:00 | 43.2592 | 69.4947
2028-03-12 18:00 | 46.2485 | 71.9249
2028-03-12 19:00 | 46.7029 | 75.6216
2028-03-12 20:00 | 44.66 | 73.2095
2028-03-12 21:00 | 40.8936 | 68.0973
2028-03-12 22:00 | 38.0834 | 64.9546
2028-03-12 23:00 | 35.4399 | 63.2837
2028-03-13 | 34.6272 | 65.0322
2028-03-13 01:00 | 34.4592 | 60.3115
2028-03-13 02:00 | 35.2022 | 59.0677
2028-03-13 03:00 | 35.9264 | 59.5386
2028-03-13 04:00 | 36.787 | 59.2528
2028-03-13 05:00 | 38.803 | 62.5711
2028-03-13 06:00 | 43.0187 | 70.912
2028-03-13 07:00 | 48.9743 | 76.4944
2028-03-13 08:00 | 49.9555 | 77.5952
2028-03-13 09:00 | 47.5748 | 77.9063
2028-03-13 10:00 | 45.1883 | 74.7219
2028-03-13 11:00 | 43.2266 | 71.2436
2028-03-13 12:00 | 42.7995 | 64.3709
2028-03-13 13:00 | 41.8996 | 62.8059
2028-03-13 14:00 | 41.4275 | 60.1733
2028-03-13 15:00 | 41.9217 | 63.7285
2028-03-13 16:00 | 44.3007 | 66.9289
2028-03-13 17:00 | 46.7813 | 72.3923
2028-03-13 18:00 | 50.0775 | 80.0658
2028-03-13 19:00 | 49.3807 | 81.4794
2028-03-13 20:00 | 47.3795 | 79.0567
2028-03-13 21:00 | 43.8703 | 73.8027
2028-03-13 22:00 | 40.6842 | 69.292
2028-03-13 23:00 | 37.3119 | 65.8218
2028-03-14 | 35.1644 | 63.1808
2028-03-14 01:00 | 34.3351 | 60.5753
2028-03-14 02:00 | 34.9378 | 58.9363
2028-03-14 03:00 | 35.5345 | 58.7912
2028-03-14 04:00 | 36.2793 | 58.2081
2028-03-14 05:00 | 38.2704 | 60.8895
2028-03-14 06:00 | 42.2518 | 69.1025
2028-03-14 07:00 | 47.9863 | 74.4567
2028-03-14 08:00 | 48.8033 | 75.4492
2028-03-14 09:00 | 46.779 | 77.957
2028-03-14 10:00 | 44.8501 | 77.3629
2028-03-14 11:00 | 43.4722 | 76.3741
2028-03-14 12:00 | 41.9558 | 74.3312
2028-03-14 13:00 | 41.1071 | 73.5128
2028-03-14 14:00 | 40.7426 | 70.807
2028-03-14 15:00 | 41.1961 | 74.2314
2028-03-14 16:00 | 43.3339 | 75.9997
2028-03-14 17:00 | 45.7955 | 76.3026
2028-03-14 18:00 | 47.9138 | 77.3871
2028-03-14 19:00 | 47.0994 | 78.1891
2028-03-14 20:00 | 45.289 | 76.2763
2028-03-14 21:00 | 41.9493 | 71.4546
2028-03-14 22:00 | 38.8582 | 67.3338
2028-03-14 23:00 | 35.646 | 64.5308
2028-03-15 | 34.2159 | 61.0896
2028-03-15 01:00 | 33.7419 | 58.6902
2028-03-15 02:00 | 34.3985 | 56.9524
2028-03-15 03:00 | 35.0381 | 57.2561
2028-03-15 04:00 | 35.7997 | 57.0529
2028-03-15 05:00 | 37.7653 | 59.5791
2028-03-15 06:00 | 41.6134 | 66.7125
2028-03-15 07:00 | 47.7339 | 72.8031
2028-03-15 08:00 | 49.1001 | 75.409
2028-03-15 09:00 | 47.6964 | 80.3913
2028-03-15 10:00 | 46.072 | 81.4726
2028-03-15 11:00 | 44.811 | 80.8326
2028-03-15 12:00 | 42.9139 | 74.3849
2028-03-15 13:00 | 42.1995 | 72.9171
2028-03-15 14:00 | 41.7213 | 69.5398
2028-03-15 15:00 | 41.9692 | 72.0258
2028-03-15 16:00 | 44.0792 | 74.0765
2028-03-15 17:00 | 46.4719 | 77.4502
2028-03-15 18:00 | 48.1209 | 77.4899
2028-03-15 19:00 | 47.4689 | 79.7991
2028-03-15 20:00 | 45.8159 | 78.4962
2028-03-15 21:00 | 42.6574 | 73.7004
2028-03-15 22:00 | 39.633 | 69.0759
2028-03-15 23:00 | 36.4492 | 65.2441
2028-03-16 | 34.9768 | 62.7607
2028-03-16 01:00 | 34.0462 | 58.159
2028-03-16 02:00 | 34.6816 | 56.6037
2028-03-16 03:00 | 35.3624 | 57.3116
2028-03-16 04:00 | 36.1078 | 57.2803
2028-03-16 05:00 | 38.1392 | 60.7976
2028-03-16 06:00 | 42.3603 | 68.7289
2028-03-16 07:00 | 48.2433 | 74.0817
2028-03-16 08:00 | 49.3174 | 73.6352
2028-03-16 09:00 | 47.3922 | 70.9421
2028-03-16 10:00 | 45.4106 | 65.9932
2028-03-16 11:00 | 44.0157 | 63.4205
2028-03-16 12:00 | 40.4793 | 59.8446
2028-03-16 13:00 | 39.5485 | 57.1427
2028-03-16 14:00 | 38.8375 | 54.1438
2028-03-16 15:00 | 39.0706 | 57.7408
2028-03-16 16:00 | 41.188 | 61.7537
2028-03-16 17:00 | 43.7077 | 69.1077
2028-03-16 18:00 | 45.6869 | 72.4991
2028-03-16 19:00 | 45.8066 | 76.8402
2028-03-16 20:00 | 44.7504 | 76.086
2028-03-16 21:00 | 41.8154 | 71.7225
2028-03-16 22:00 | 38.8833 | 67.5468
2028-03-16 23:00 | 35.831 | 63.5863
2028-03-17 | 34.6914 | 62.7725
2028-03-17 01:00 | 33.4764 | 58.5962
2028-03-17 02:00 | 34.0231 | 57.2319
2028-03-17 03:00 | 34.7387 | 57.7451
2028-03-17 04:00 | 35.4777 | 57.3883
2028-03-17 05:00 | 37.5169 | 60.3545
2028-03-17 06:00 | 41.7887 | 69.4866
2028-03-17 07:00 | 47.5994 | 74.16
2028-03-17 08:00 | 48.3565 | 73.0173
2028-03-17 09:00 | 46.2683 | 70.5527
2028-03-17 10:00 | 44.35 | 65.3574
2028-03-17 11:00 | 42.9411 | 62.2748
2028-03-17 12:00 | 41.548 | 58.8387
2028-03-17 13:00 | 40.8805 | 56.7513
2028-03-17 14:00 | 40.174 | 53.404
2028-03-17 15:00 | 40.0325 | 57.1779
2028-03-17 16:00 | 41.6714 | 60.2977
2028-03-17 17:00 | 43.646 | 66.0506
2028-03-17 18:00 | 45.4506 | 72.8086
2028-03-17 19:00 | 44.726 | 75.1668
2028-03-17 20:00 | 42.9827 | 73.1898
2028-03-17 21:00 | 39.7597 | 68.5111
2028-03-17 22:00 | 36.7274 | 64.3972
2028-03-17 23:00 | 33.6548 | 61.1867
2028-03-18 | 32.518 | 59.8455
2028-03-18 01:00 | 31.7453 | 56.6333
2028-03-18 02:00 | 32.1597 | 55.7094
2028-03-18 03:00 | 32.6754 | 56.1917
2028-03-18 04:00 | 33.1916 | 55.549
2028-03-18 05:00 | 34.6659 | 57.9487
2028-03-18 06:00 | 37.7051 | 65.2873
2028-03-18 07:00 | 41.7671 | 67.9691
2028-03-18 08:00 | 42.0049 | 66.7857
2028-03-18 09:00 | 40.8278 | 71.0462
2028-03-18 10:00 | 39.713 | 73.1907
2028-03-18 11:00 | 38.8628 | 72.821
2028-03-18 12:00 | 36.9091 | 64.557
2028-03-18 13:00 | 35.9844 | 64.1061
2028-03-18 14:00 | 34.908 | 60.248
2028-03-18 15:00 | 34.8052 | 62.8566
2028-03-18 16:00 | 36.9265 | 65.1886
2028-03-18 17:00 | 39.8014 | 67.9247
2028-03-18 18:00 | 42.1658 | 67.5307
2028-03-18 19:00 | 41.4815 | 67.9031
2028-03-18 20:00 | 39.5135 | 65.1586
2028-03-18 21:00 | 36.3978 | 60.5833
2028-03-18 22:00 | 33.978 | 57.9748
2028-03-18 23:00 | 31.7466 | 56.8408
2028-03-19 | 30.8659 | 57.3931
2028-03-19 01:00 | 30.4457 | 54.1294
2028-03-19 02:00 | 30.9356 | 53.0658
2028-03-19 03:00 | 31.5167 | 53.3416
2028-03-19 04:00 | 31.9613 | 52.6855
2028-03-19 05:00 | 33.3253 | 54.5597
2028-03-19 06:00 | 35.7069 | 60.4318
2028-03-19 07:00 | 39.4587 | 61.6575
2028-03-19 08:00 | 39.9403 | 57.7125
2028-03-19 09:00 | 38.9823 | 57.8463
2028-03-19 10:00 | 38.0042 | 57.4541
2028-03-19 11:00 | 37.6097 | 58.7889
2028-03-19 12:00 | 36.9766 | 53.061
2028-03-19 13:00 | 36.4931 | 52.8412
2028-03-19 14:00 | 35.6546 | 50.5028
2028-03-19 15:00 | 36.1092 | 54.8867
2028-03-19 16:00 | 38.8001 | 58.7763
2028-03-19 17:00 | 42.1171 | 63.7574
2028-03-19 18:00 | 43.4931 | 66.6518
2028-03-19 19:00 | 42.7595 | 68.1324
2028-03-19 20:00 | 40.8107 | 66.3145
2028-03-19 21:00 | 37.6081 | 61.7613
2028-03-19 22:00 | 34.9706 | 58.8722
2028-03-19 23:00 | 32.4598 | 57.2777
2028-03-20 | 31.4196 | 57.1263
2028-03-20 01:00 | 31.7337 | 53.6278
2028-03-20 02:00 | 32.5687 | 52.4227
2028-03-20 03:00 | 33.4479 | 52.9053
2028-03-20 04:00 | 34.2658 | 52.7252
2028-03-20 05:00 | 36.3658 | 55.9828
2028-03-20 06:00 | 40.6359 | 63.9433
2028-03-20 07:00 | 46.7075 | 69.7822
2028-03-20 08:00 | 47.8346 | 71.0386
2028-03-20 09:00 | 45.7438 | 71.8204
2028-03-20 10:00 | 43.9693 | 69.3975
2028-03-20 11:00 | 42.8345 | 66.3931
2028-03-20 12:00 | 41.8638 | 57.3012
2028-03-20 13:00 | 41.2309 | 55.4531
2028-03-20 14:00 | 40.5332 | 51.9033
2028-03-20 15:00 | 41.0121 | 54.8905
2028-03-20 16:00 | 43.3399 | 59.3154
2028-03-20 17:00 | 45.8029 | 66.6736
2028-03-20 18:00 | 47.3386 | 69.8107
2028-03-20 19:00 | 46.829 | 72.2676
2028-03-20 20:00 | 45.4278 | 70.8888
2028-03-20 21:00 | 42.2369 | 66.1016
2028-03-20 22:00 | 39.0228 | 62.107
2028-03-20 23:00 | 35.8256 | 58.5905
2028-03-21 | 34.3326 | 58.2035
2028-03-21 01:00 | 33.6198 | 54.8896
2028-03-21 02:00 | 34.3258 | 53.3303
2028-03-21 03:00 | 35.1744 | 53.5679
2028-03-21 04:00 | 35.941 | 53.3127
2028-03-21 05:00 | 38.0773 | 56.4618
2028-03-21 06:00 | 42.4409 | 64.7724
2028-03-21 07:00 | 48.8788 | 69.7848
2028-03-21 08:00 | 50.6525 | 69.1004
2028-03-21 09:00 | 48.9143 | 68.151
2028-03-21 10:00 | 46.9247 | 65.4682
2028-03-21 11:00 | 44.8521 | 65.3327
2028-03-21 12:00 | 46.2429 | 64.5886
2028-03-21 13:00 | 45.8821 | 63.4081
2028-03-21 14:00 | 44.9328 | 60.3225
2028-03-21 15:00 | 45.2455 | 64.2174
2028-03-21 16:00 | 47.1903 | 67.922
2028-03-21 17:00 | 49.2115 | 71.383
2028-03-21 18:00 | 48.6225 | 73.3136
2028-03-21 19:00 | 47.4728 | 74.3784
2028-03-21 20:00 | 45.6354 | 72.4784
2028-03-21 21:00 | 42.2978 | 67.5489
2028-03-21 22:00 | 39.0511 | 63.8022
2028-03-21 23:00 | 35.9889 | 60.7075
2028-03-22 | 34.5982 | 58.6321
2028-03-22 01:00 | 33.6365 | 55.7214
2028-03-22 02:00 | 34.2888 | 54.248
2028-03-22 03:00 | 35.0954 | 54.3045
2028-03-22 04:00 | 35.7889 | 53.9892
2028-03-22 05:00 | 37.8468 | 56.6403
2028-03-22 06:00 | 42.3474 | 63.7631
2028-03-22 07:00 | 48.5952 | 68.8124
2028-03-22 08:00 | 50.0938 | 68.3495
2028-03-22 09:00 | 48.3688 | 68.3476
2028-03-22 10:00 | 46.3271 | 66.3841
2028-03-22 11:00 | 44.4499 | 66.1908
2028-03-22 12:00 | 43.89 | 62.4215
2028-03-22 13:00 | 43.3105 | 61.4895
2028-03-22 14:00 | 42.5482 | 58.5144
2028-03-22 15:00 | 42.7087 | 61.9793
2028-03-22 16:00 | 44.7318 | 65.3123
2028-03-22 17:00 | 46.993 | 69.7446
2028-03-22 18:00 | 47.0876 | 69.9616
2028-03-22 19:00 | 46.4253 | 71.6995
2028-03-22 20:00 | 44.9196 | 70.2446
2028-03-22 21:00 | 41.7919 | 65.6179
2028-03-22 22:00 | 38.65 | 61.7837
2028-03-22 23:00 | 35.5235 | 58.3279
2028-03-23 | 33.9638 | 58.1092
2028-03-23 01:00 | 33.1737 | 53.8263
2028-03-23 02:00 | 33.822 | 52.3553
2028-03-23 03:00 | 34.6056 | 52.7064
2028-03-23 04:00 | 35.2784 | 52.4927
2028-03-23 05:00 | 37.3633 | 55.5713
2028-03-23 06:00 | 41.8729 | 63.2793
2028-03-23 07:00 | 48.1071 | 68.4113
2028-03-23 08:00 | 49.7912 | 67.7329
2028-03-23 09:00 | 48.2221 | 67.0483
2028-03-23 10:00 | 46.3353 | 64.4694
2028-03-23 11:00 | 44.2744 | 63.4025
2028-03-23 12:00 | 44.5325 | 58.4364
2028-03-23 13:00 | 43.887 | 57.0963
2028-03-23 14:00 | 43.1807 | 53.9168
2028-03-23 15:00 | 43.2932 | 57.9069
2028-03-23 16:00 | 45.1696 | 62.1731
2028-03-23 17:00 | 47.1206 | 67.4326
2028-03-23 18:00 | 46.8274 | 66.9109
2028-03-23 19:00 | 45.9512 | 69.6008
2028-03-23 20:00 | 44.4262 | 68.7533
2028-03-23 21:00 | 41.2019 | 64.2263
2028-03-23 22:00 | 38.0922 | 60.4735
2028-03-23 23:00 | 35.0655 | 57.1882
2028-03-24 | 33.7186 | 57.2072
2028-03-24 01:00 | 32.681 | 53.8983
2028-03-24 02:00 | 33.2798 | 52.4829
2028-03-24 03:00 | 34.0402 | 52.718
2028-03-24 04:00 | 34.6802 | 52.4181
2028-03-24 05:00 | 36.7434 | 55.0928
2028-03-24 06:00 | 41.1672 | 62.4667
2028-03-24 07:00 | 47.1081 | 66.9307
2028-03-24 08:00 | 48.3875 | 64.6797
2028-03-24 09:00 | 46.5458 | 61.8878
2028-03-24 10:00 | 44.7507 | 58.2167
2028-03-24 11:00 | 42.9902 | 58.5459
2028-03-24 12:00 | 42.3045 | 51.7908
2028-03-24 13:00 | 41.5174 | 49.6537
2028-03-24 14:00 | 40.7573 | 46.024
2028-03-24 15:00 | 40.5595 | 49.2317
2028-03-24 16:00 | 42.105 | 53.6924
2028-03-24 17:00 | 44.1164 | 60.629
2028-03-24 18:00 | 44.1462 | 63.114
2028-03-24 19:00 | 43.3763 | 66.6879
2028-03-24 20:00 | 41.972 | 66.332
2028-03-24 21:00 | 38.8072 | 62.3293
2028-03-24 22:00 | 35.6917 | 58.8917
2028-03-24 23:00 | 32.6523 | 55.6552
2028-03-25 | 31.5965 | 55.5045
2028-03-25 01:00 | 30.7912 | 53.1307
2028-03-25 02:00 | 31.2961 | 51.887
2028-03-25 03:00 | 31.9353 | 52.1331
2028-03-25 04:00 | 32.3925 | 51.7424
2028-03-25 05:00 | 33.8805 | 53.9987
2028-03-25 06:00 | 37.0454 | 59.7349
2028-03-25 07:00 | 40.9453 | 61.3464
2028-03-25 08:00 | 41.2616 | 58.5065
2028-03-25 09:00 | 40.0501 | 56.6046
2028-03-25 10:00 | 39.0377 | 53.2922
2028-03-25 11:00 | 38.4574 | 51.4143
2028-03-25 12:00 | 39.3374 | 46.8549
2028-03-25 13:00 | 38.559 | 44.6168
2028-03-25 14:00 | 37.3821 | 40.2399
2028-03-25 15:00 | 37.2884 | 43.3529
2028-03-25 16:00 | 39.3764 | 48.5137
2028-03-25 17:00 | 42.0589 | 56.3898
2028-03-25 18:00 | 44.1273 | 61.0056
2028-03-25 19:00 | 42.2766 | 62.4879
2028-03-25 20:00 | 39.7868 | 60.8544
2028-03-25 21:00 | 36.3001 | 56.8521
2028-03-25 22:00 | 33.6941 | 54.7902
2028-03-25 23:00 | 31.5057 | 53.3846
2028-03-26 | 30.8498 | 54.8066
2028-03-26 01:00 | 30.2732 | 52.1165
2028-03-26 02:00 | 30.8488 | 50.9254
2028-03-26 03:00 | 31.5563 | 50.864
2028-03-26 04:00 | 31.9516 | 50.3487
2028-03-26 05:00 | 33.3674 | 52.2397
2028-03-26 06:00 | 36.0029 | 56.6093
2028-03-26 07:00 | 39.6381 | 57.666
2028-03-26 08:00 | 40.0847 | 55.4573
2028-03-26 09:00 | 39.2202 | 56.0005
2028-03-26 10:00 | 38.4277 | 55.757
2028-03-26 11:00 | 38.1333 | 56.0125
2028-03-26 12:00 | 38.4259 | 48.2414
2028-03-26 13:00 | 37.9353 | 47.365
2028-03-26 14:00 | 37.1869 | 44.6661
2028-03-26 15:00 | 37.6826 | 49.4255
2028-03-26 16:00 | 40.4413 | 54.585
2028-03-26 17:00 | 43.8632 | 60.6397
2028-03-26 18:00 | 45.8595 | 64.1837
2028-03-26 19:00 | 44.8818 | 64.5179
2028-03-26 20:00 | 42.9522 | 62.4975
2028-03-26 21:00 | 39.4428 | 57.8419
2028-03-26 22:00 | 36.6062 | 55.6316
2028-03-26 23:00 | 34.0088 | 54.1359
2028-03-27 | 32.1707 | 54.5765
2028-03-27 01:00 | 32.4905 | 50.66
2028-03-27 02:00 | 33.4055 | 49.5959
2028-03-27 03:00 | 34.4349 | 49.751
2028-03-27 04:00 | 35.1841 | 49.387
2028-03-27 05:00 | 37.364 | 52.3354
2028-03-27 06:00 | 41.5386 | 60.0699
2028-03-27 07:00 | 47.4012 | 64.8765
2028-03-27 08:00 | 48.3601 | 63.6956
2028-03-27 09:00 | 45.4476 | 62.9439
2028-03-27 10:00 | 42.9858 | 60.8629
2028-03-27 11:00 | 41.2802 | 60.8193
2028-03-27 12:00 | 40.4761 | 53.4375
2028-03-27 13:00 | 39.6317 | 52.6336
2028-03-27 14:00 | 38.8133 | 49.2642
2028-03-27 15:00 | 39.1979 | 52.7471
2028-03-27 16:00 | 41.6155 | 57.7405
2028-03-27 17:00 | 44.3497 | 63.8814
2028-03-27 18:00 | 46.9316 | 65.3945
2028-03-27 19:00 | 46.3848 | 66.7735
2028-03-27 20:00 | 45.1293 | 65.767
2028-03-27 21:00 | 41.9548 | 61.1657
2028-03-27 22:00 | 38.6463 | 57.7463
2028-03-27 23:00 | 35.5002 | 54.8762
2028-03-28 | 33.9722 | 53.9812
2028-03-28 01:00 | 32.7444 | 51.5344
2028-03-28 02:00 | 33.4566 | 49.877
2028-03-28 03:00 | 34.3887 | 49.7636
2028-03-28 04:00 | 35.0345 | 49.5742
2028-03-28 05:00 | 37.2383 | 52.5073
2028-03-28 06:00 | 41.4662 | 60.1723
2028-03-28 07:00 | 47.5989 | 64.874
2028-03-28 08:00 | 49.2305 | 63.0669
2028-03-28 09:00 | 47.8471 | 59.479
2028-03-28 10:00 | 46.3324 | 54.7564
2028-03-28 11:00 | 44.8216 | 53.1682
2028-03-28 12:00 | 44.9167 | 52.6132
2028-03-28 13:00 | 44.4694 | 50.2357
2028-03-28 14:00 | 43.6846 | 45.7731
2028-03-28 15:00 | 43.9582 | 48.3176
2028-03-28 16:00 | 45.8572 | 53.7633
2028-03-28 17:00 | 47.8831 | 60.8586
2028-03-28 18:00 | 48.1112 | 62.9738
2028-03-28 19:00 | 46.4156 | 65.1949
2028-03-28 20:00 | 44.4818 | 64.5753
2028-03-28 21:00 | 41.0192 | 60.2394
2028-03-28 22:00 | 37.6252 | 57.0584
2028-03-28 23:00 | 34.5284 | 53.997
2028-03-29 | 32.5795 | 54.6772
2028-03-29 01:00 | 32.6178 | 50.5965
2028-03-29 02:00 | 33.3788 | 49.1197
2028-03-29 03:00 | 34.2766 | 49.3626
2028-03-29 04:00 | 34.9523 | 49.3458
2028-03-29 05:00 | 37.0458 | 52.3002
2028-03-29 06:00 | 41.5887 | 60.5144
2028-03-29 07:00 | 47.6958 | 65.2836
2028-03-29 08:00 | 49.2234 | 63.9547
2028-03-29 09:00 | 47.1392 | 61.8632
2028-03-29 10:00 | 44.9518 | 58.5826
2028-03-29 11:00 | 42.9777 | 57.9173
2028-03-29 12:00 | 42.5869 | 59.2472
2028-03-29 13:00 | 41.7247 | 58.0584
2028-03-29 14:00 | 41.0406 | 54.4468
2028-03-29 15:00 | 41.0555 | 57.2489
2028-03-29 16:00 | 43.2472 | 61.6276
2028-03-29 17:00 | 45.8309 | 67.0487
2028-03-29 18:00 | 47.6601 | 71.7287
2028-03-29 19:00 | 46.8217 | 71.7226
2028-03-29 20:00 | 45.5136 | 70.1339
2028-03-29 21:00 | 42.3677 | 65.1076
2028-03-29 22:00 | 39.1222 | 61.6944
2028-03-29 23:00 | 35.9824 | 58.3488
2028-03-30 | 34.5209 | 55.0742
2028-03-30 01:00 | 33.8427 | 53.132
2028-03-30 02:00 | 34.6191 | 51.7919
2028-03-30 03:00 | 35.5661 | 52.1635
2028-03-30 04:00 | 36.2041 | 51.8727
2028-03-30 05:00 | 38.3926 | 54.8021
2028-03-30 06:00 | 42.8111 | 62.0288
2028-03-30 07:00 | 48.4524 | 67.8945
2028-03-30 08:00 | 49.5489 | 69.635
2028-03-30 09:00 | 46.8384 | 72.9381
2028-03-30 10:00 | 44.214 | 73.9263
2028-03-30 11:00 | 42.2109 | 72.9731
2028-03-30 12:00 | 41.7262 | 70.2269
2028-03-30 13:00 | 40.7304 | 68.9345
2028-03-30 14:00 | 39.8773 | 65.5728
2028-03-30 15:00 | 40.0733 | 68.211
2028-03-30 16:00 | 42.2491 | 71.0727
2028-03-30 17:00 | 44.8194 | 73.8464
2028-03-30 18:00 | 45.6089 | 71.7274
2028-03-30 19:00 | 45.4001 | 72.0366
2028-03-30 20:00 | 44.6685 | 70.317
2028-03-30 21:00 | 41.6449 | 65.0425
2028-03-30 22:00 | 38.4105 | 61.6121
2028-03-30 23:00 | 35.309 | 58.38
2028-03-31 | 33.982 | 57.5833
2028-03-31 01:00 | 33.0532 | 53.3351
2028-03-31 02:00 | 33.7073 | 52.1078
2028-03-31 03:00 | 34.6016 | 52.4922
2028-03-31 04:00 | 35.2043 | 52.1149
2028-03-31 05:00 | 37.3069 | 54.7251
2028-03-31 06:00 | 41.7452 | 62.0942
2028-03-31 07:00 | 47.7186 | 67.2258
2028-03-31 08:00 | 49.3627 | 67.0274
2028-03-31 09:00 | 47.9475 | 67.1256
2028-03-31 10:00 | 46.3763 | 65.6815
2028-03-31 11:00 | 44.6414 | 64.9654
2028-03-31 12:00 | 42.5866 | 58.0426
2028-03-31 13:00 | 41.7076 | 56.6776
2028-03-31 14:00 | 40.8722 | 53.3843
2028-03-31 15:00 | 40.5855 | 57.0387
2028-03-31 16:00 | 42.2498 | 60.9066
2028-03-31 17:00 | 44.373 | 65.9015
2028-03-31 18:00 | 46.1836 | 65.7811
2028-03-31 19:00 | 44.7609 | 67.6712
2028-03-31 20:00 | 42.9792 | 66.4537
2028-03-31 21:00 | 39.6261 | 61.7721
2028-03-31 22:00 | 36.3456 | 58.4122
2028-03-31 23:00 | 33.3302 | 55.3507
2028-04-01 | 32.0295 | 55.7106
2028-04-01 01:00 | 31.1882 | 52.689
2028-04-01 02:00 | 31.8003 | 51.9116
2028-04-01 03:00 | 32.5664 | 52.7208
2028-04-01 04:00 | 32.9874 | 52.3911
2028-04-01 05:00 | 34.4351 | 54.5768
2028-04-01 06:00 | 37.5303 | 60.8161
2028-04-01 07:00 | 41.4018 | 63.1308
2028-04-01 08:00 | 41.3129 | 61.9062
2028-04-01 09:00 | 39.8571 | 64.4816
2028-04-01 10:00 | 38.9717 | 65.7235
2028-04-01 11:00 | 38.6523 | 65.7131
2028-04-01 12:00 | 39.8279 | 54.9914
2028-04-01 13:00 | 38.9893 | 53.7351
2028-04-01 14:00 | 37.8769 | 51.0606
2028-04-01 15:00 | 38.3792 | 55.5444
2028-04-01 16:00 | 40.2427 | 59.4913
2028-04-01 17:00 | 42.7871 | 63.0528
2028-04-01 18:00 | 43.3348 | 65.2843
2028-04-01 19:00 | 41.7781 | 65.2473
2028-04-01 20:00 | 39.017 | 62.8956
2028-04-01 21:00 | 35.5903 | 58.5729
2028-04-01 22:00 | 33.0547 | 55.9239
2028-04-01 23:00 | 30.9197 | 54.7065
2028-04-02 | 29.904 | 54.6312
2028-04-02 01:00 | 29.5348 | 52.1203
2028-04-02 02:00 | 30.1894 | 51.5489
2028-04-02 03:00 | 30.966 | 52.2523
2028-04-02 04:00 | 31.3122 | 51.974
2028-04-02 05:00 | 32.5703 | 53.7919
2028-04-02 06:00 | 35.4764 | 59.1199
2028-04-02 07:00 | 39.0719 | 60.5989
2028-04-02 08:00 | 39.0837 | 58.0912
2028-04-02 09:00 | 37.436 | 59.1517
2028-04-02 10:00 | 36.3366 | 59.7633
2028-04-02 11:00 | 36.1308 | 60.0537
2028-04-02 12:00 | 34.4373 | 47.6835
2028-04-02 13:00 | 33.5563 | 46.6617
2028-04-02 14:00 | 32.6584 | 44.7227
2028-04-02 15:00 | 33.4273 | 50.7993
2028-04-02 16:00 | 36.013 | 56.0419
2028-04-02 17:00 | 39.6424 | 61.1048
2028-04-02 18:00 | 43.0287 | 60.5067
2028-04-02 19:00 | 42.0788 | 62.5757
2028-04-02 20:00 | 39.8841 | 62.0792
2028-04-02 21:00 | 36.587 | 58.635
2028-04-02 22:00 | 33.9613 | 55.9714
2028-04-02 23:00 | 31.5569 | 54.2113
2028-04-03 | 30.9681 | 55.0488
2028-04-03 01:00 | 30.3571 | 52.0387
2028-04-03 02:00 | 31.288 | 51.2352
2028-04-03 03:00 | 32.3282 | 51.9913
2028-04-03 04:00 | 33.0143 | 51.9547
2028-04-03 05:00 | 35.035 | 55.1066
2028-04-03 06:00 | 39.7968 | 62.9793
2028-04-03 07:00 | 45.7672 | 67.1449
2028-04-03 08:00 | 46.533 | 63.791
2028-04-03 09:00 | 44.4118 | 58.0927
2028-04-03 10:00 | 43.0418 | 51.7441
2028-04-03 11:00 | 42.4495 | 49.9328
2028-04-03 12:00 | 41.6469 | 49.8324
2028-04-03 13:00 | 41.0903 | 47.7893
2028-04-03 14:00 | 40.3621 | 44.3213
2028-04-03 15:00 | 41.2772 | 48.2683
2028-04-03 16:00 | 43.2072 | 53.7574
2028-04-03 17:00 | 45.344 | 60.7322
2028-04-03 18:00 | 47.3974 | 69.0331
2028-04-03 19:00 | 45.8705 | 69.5903
2028-04-03 20:00 | 43.7756 | 68.7047
2028-04-03 21:00 | 40.3106 | 64.3433
2028-04-03 22:00 | 37.0183 | 60.2542
2028-04-03 23:00 | 33.983 | 57.0063
2028-04-04 | 32.4671 | 55.0308
2028-04-04 01:00 | 32.2359 | 53.1066
2028-04-04 02:00 | 33.0902 | 51.8438
2028-04-04 03:00 | 34.0909 | 52.2474
2028-04-04 04:00 | 34.7597 | 52.1729
2028-04-04 05:00 | 36.7882 | 55.1058
2028-04-04 06:00 | 41.2642 | 62.484
2028-04-04 07:00 | 46.9916 | 68.2045
2028-04-04 08:00 | 47.5883 | 69.2059
2028-04-04 09:00 | 45.0868 | 69.6562
2028-04-04 10:00 | 43.3442 | 68.1991
2028-04-04 11:00 | 42.4931 | 66.0004
2028-04-04 12:00 | 43.6245 | 62.6436
2028-04-04 13:00 | 43.1351 | 60.2764
2028-04-04 14:00 | 42.482 | 56.9426
2028-04-04 15:00 | 43.3774 | 59.881
2028-04-04 16:00 | 45.2713 | 63.5384
2028-04-04 17:00 | 47.3577 | 66.6556
2028-04-04 18:00 | 47.261 | 68.7937
2028-04-04 19:00 | 46.3992 | 69.0598
2028-04-04 20:00 | 44.8213 | 67.9171
2028-04-04 21:00 | 41.6561 | 63.4566
2028-04-04 22:00 | 38.4787 | 59.5902
2028-04-04 23:00 | 35.3449 | 56.3165
2028-04-05 | 33.8076 | 55.4436
2028-04-05 01:00 | 33.31 | 51.7819
2028-04-05 02:00 | 34.1618 | 50.6091
2028-04-05 03:00 | 35.1586 | 51.081
2028-04-05 04:00 | 35.7815 | 51.1707
2028-04-05 05:00 | 37.7842 | 54.1051
2028-04-05 06:00 | 42.3568 | 61.3957
2028-04-05 07:00 | 48.0599 | 67.0449
2028-04-05 08:00 | 48.5035 | 67.9631
2028-04-05 09:00 | 45.2897 | 68.1326
2028-04-05 10:00 | 42.6853 | 66.1229
2028-04-05 11:00 | 41.0173 | 63.2697
2028-04-05 12:00 | 42.686 | 58.0969
2028-04-05 13:00 | 42.0222 | 55.9192
2028-04-05 14:00 | 41.2301 | 52.5933
2028-04-05 15:00 | 41.8789 | 55.2808
2028-04-05 16:00 | 43.7351 | 58.9849
2028-04-05 17:00 | 46.0076 | 63.7179
2028-04-05 18:00 | 47.8682 | 69.0795
2028-04-05 19:00 | 46.6026 | 68.8386
2028-04-05 20:00 | 44.7183 | 67.2136
2028-04-05 21:00 | 41.4765 | 62.5791
2028-04-05 22:00 | 38.2801 | 58.4888
2028-04-05 23:00 | 35.207 | 54.9753
2028-04-06 | 33.6363 | 54.0948
2028-04-06 01:00 | 32.7921 | 50.8495
2028-04-06 02:00 | 33.5577 | 49.8523
2028-04-06 03:00 | 34.4657 | 50.4542
2028-04-06 04:00 | 35.0264 | 50.2999
2028-04-06 05:00 | 36.9966 | 53.3039
2028-04-06 06:00 | 41.6724 | 61.2282
2028-04-06 07:00 | 47.7602 | 66.629
2028-04-06 08:00 | 49.2132 | 67.1602
2028-04-06 09:00 | 47.8588 | 68.1069
2028-04-06 10:00 | 46.5619 | 67.3811
2028-04-06 11:00 | 45.1603 | 65.8595
2028-04-06 12:00 | 43.3187 | 60.6678
2028-04-06 13:00 | 42.7565 | 59.2422
2028-04-06 14:00 | 42.1862 | 56.494
2028-04-06 15:00 | 42.9336 | 60.2788
2028-04-06 16:00 | 44.6286 | 63.8048
2028-04-06 17:00 | 46.4061 | 66.2679
2028-04-06 18:00 | 45.8076 | 67.6575
2028-04-06 19:00 | 44.7613 | 67.6286
2028-04-06 20:00 | 43.2077 | 66.4233
2028-04-06 21:00 | 40.0144 | 61.8611
2028-04-06 22:00 | 36.8914 | 57.9385
2028-04-06 23:00 | 33.8205 | 54.7865
2028-04-07 | 32.8742 | 53.5684
2028-04-07 01:00 | 32.3606 | 50.8885
2028-04-07 02:00 | 33.1133 | 49.9656
2028-04-07 03:00 | 34.0053 | 50.1157
2028-04-07 04:00 | 34.5965 | 49.9065
2028-04-07 05:00 | 36.547 | 53.2045
2028-04-07 06:00 | 41.2142 | 59.5812
2028-04-07 07:00 | 47.3439 | 64.6595
2028-04-07 08:00 | 48.9777 | 64.9762
2028-04-07 09:00 | 47.5546 | 65.1555
2028-04-07 10:00 | 46.3195 | 63.6031
2028-04-07 11:00 | 44.6311 | 62.7126
2028-04-07 12:00 | 44.1453 | 58.7601
2028-04-07 13:00 | 43.4075 | 57.4328
2028-04-07 14:00 | 42.7745 | 55.4141
2028-04-07 15:00 | 43.137 | 58.2764
2028-04-07 16:00 | 44.523 | 61.0169
2028-04-07 17:00 | 46.3026 | 62.5694
2028-04-07 18:00 | 46.387 | 63.0643
2028-04-07 19:00 | 44.9758 | 63.9693
2028-04-07 20:00 | 42.9547 | 62.9998
2028-04-07 21:00 | 39.7873 | 58.9388
2028-04-07 22:00 | 36.7612 | 55.2339
2028-04-07 23:00 | 33.8204 | 52.198
2028-04-08 | 31.9674 | 50.0851
2028-04-08 01:00 | 31.7261 | 49.0312
2028-04-08 02:00 | 32.4226 | 47.9627
2028-04-08 03:00 | 33.2206 | 48.404
2028-04-08 04:00 | 33.6276 | 47.8636
2028-04-08 05:00 | 35.0838 | 49.8798
2028-04-08 06:00 | 38.3 | 55.4155
2028-04-08 07:00 | 42.8724 | 57.2853
2028-04-08 08:00 | 44.1012 | 57.7592
2028-04-08 09:00 | 44.2436 | 61.0691
2028-04-08 10:00 | 44.2611 | 62.7673
2028-04-08 11:00 | 43.3278 | 62.9525
2028-04-08 12:00 | 41.7496 | 57.6969
2028-04-08 13:00 | 41.0968 | 56.6471
2028-04-08 14:00 | 40.0506 | 54.206
2028-04-08 15:00 | 40.3746 | 58.1206
2028-04-08 16:00 | 42.0937 | 61.136
2028-04-08 17:00 | 44.5175 | 62.6848
2028-04-08 18:00 | 45.0096 | 60.6313
2028-04-08 19:00 | 43.3314 | 61.0535
2028-04-08 20:00 | 40.9441 | 60.1889
2028-04-08 21:00 | 37.3358 | 56.6051
2028-04-08 22:00 | 34.7681 | 54.1296
2028-04-08 23:00 | 32.5407 | 52.6125
2028-04-09 | 31.8593 | 51.3221
2028-04-09 01:00 | 31.0637 | 50.4773
2028-04-09 02:00 | 31.6773 | 49.4899
2028-04-09 03:00 | 32.3673 | 49.7534
2028-04-09 04:00 | 32.6604 | 49.6359
2028-04-09 05:00 | 33.902 | 51.4811
2028-04-09 06:00 | 36.8152 | 55.8934
2028-04-09 07:00 | 41.0488 | 57.3313
2028-04-09 08:00 | 42.4784 | 57.2456
2028-04-09 09:00 | 42.8178 | 60.0366
2028-04-09 10:00 | 42.7636 | 61.1075
2028-04-09 11:00 | 41.9263 | 59.8088
2028-04-09 12:00 | 41.4344 | 50.9738
2028-04-09 13:00 | 41.2309 | 49.3238
2028-04-09 14:00 | 40.3622 | 47.5763
2028-04-09 15:00 | 41.1245 | 52.7292
2028-04-09 16:00 | 43.2401 | 56.85
2028-04-09 17:00 | 45.8743 | 61.4209
2028-04-09 18:00 | 45.7983 | 65.4743
2028-04-09 19:00 | 43.6515 | 65.1946
2028-04-09 20:00 | 41.1791 | 63.5265
2028-04-09 21:00 | 37.5686 | 59.0624
2028-04-09 22:00 | 34.6397 | 56.4157
2028-04-09 23:00 | 32.2609 | 54.2668
2028-04-10 | 31.9087 | 54.3003
2028-04-10 01:00 | 30.8338 | 51.399
2028-04-10 02:00 | 31.694 | 50.6866
2028-04-10 03:00 | 32.6324 | 51.2261
2028-04-10 04:00 | 33.2018 | 51.0306
2028-04-10 05:00 | 35.166 | 54.2674
2028-04-10 06:00 | 40.0909 | 62.197
2028-04-10 07:00 | 46.3746 | 66.2322
2028-04-10 08:00 | 47.8856 | 64.3888
2028-04-10 09:00 | 46.487 | 61.3796
2028-04-10 10:00 | 45.3607 | 57.3846
2028-04-10 11:00 | 43.864 | 56.0841
2028-04-10 12:00 | 43.5193 | 52.6001
2028-04-10 13:00 | 43.134 | 50.879
2028-04-10 14:00 | 42.4583 | 47.4194
2028-04-10 15:00 | 43.1828 | 51.1039
2028-04-10 16:00 | 44.7714 | 55.7486
2028-04-10 17:00 | 46.4736 | 61.8122
2028-04-10 18:00 | 46.6356 | 65.0099
2028-04-10 19:00 | 44.499 | 66.9596
2028-04-10 20:00 | 42.3682 | 67.3796
2028-04-10 21:00 | 39.0023 | 63.7712
2028-04-10 22:00 | 35.7357 | 60.0066
2028-04-10 23:00 | 32.7365 | 56.4851
2028-04-11 | 31.614 | 55.0869
2028-04-11 01:00 | 30.5602 | 53.0228
2028-04-11 02:00 | 31.3232 | 51.7141
2028-04-11 03:00 | 32.1712 | 51.9567
2028-04-11 04:00 | 32.7266 | 51.8692
2028-04-11 05:00 | 34.7151 | 54.9883
2028-04-11 06:00 | 39.6375 | 61.7963
2028-04-11 07:00 | 45.6391 | 66.7137
2028-04-11 08:00 | 46.8618 | 66.8289
2028-04-11 09:00 | 45.2581 | 65.5654
2028-04-11 10:00 | 44.1277 | 62.4824
2028-04-11 11:00 | 42.8815 | 59.9525
2028-04-11 12:00 | 42.5371 | 49.7745
2028-04-11 13:00 | 42.0094 | 47.2599
2028-04-11 14:00 | 41.5009 | 43.3417
2028-04-11 15:00 | 42.1 | 47.412
2028-04-11 16:00 | 43.636 | 52.7432
2028-04-11 17:00 | 45.556 | 59.3621
2028-04-11 18:00 | 46.0614 | 64.2778
2028-04-11 19:00 | 44.1763 | 66.7087
2028-04-11 20:00 | 42.4706 | 67.482
2028-04-11 21:00 | 39.3948 | 64.0457
2028-04-11 22:00 | 36.2807 | 60.2766
2028-04-11 23:00 | 33.3454 | 56.8554
2028-04-12 | 32.0525 | 55.885
2028-04-12 01:00 | 30.8993 | 52.9021
2028-04-12 02:00 | 31.6756 | 51.6303
2028-04-12 03:00 | 32.5284 | 51.8025
2028-04-12 04:00 | 33.0233 | 51.8697
2028-04-12 05:00 | 35.005 | 54.8739
2028-04-12 06:00 | 39.6733 | 61.4809
2028-04-12 07:00 | 45.3599 | 66.3461
2028-04-12 08:00 | 46.0253 | 66.8192
2028-04-12 09:00 | 44.0187 | 67.0532
2028-04-12 10:00 | 42.6047 | 65.7469
2028-04-12 11:00 | 41.7867 | 64.3387
2028-04-12 12:00 | 43.377 | 56.2535
2028-04-12 13:00 | 43.0506 | 55.01
2028-04-12 14:00 | 42.3043 | 52.226
2028-04-12 15:00 | 42.9111 | 56.0912
2028-04-12 16:00 | 44.3038 | 59.9682
2028-04-12 17:00 | 46.121 | 64.2219
2028-04-12 18:00 | 44.9023 | 67.7288
2028-04-12 19:00 | 43.1122 | 68.3923
2028-04-12 20:00 | 41.5303 | 67.9135
2028-04-12 21:00 | 38.6443 | 63.7309
2028-04-12 22:00 | 35.566 | 59.6767
2028-04-12 23:00 | 32.7354 | 56.0577
2028-04-13 | 31.3282 | 54.9097
2028-04-13 01:00 | 30.5418 | 54.0502
2028-04-13 02:00 | 31.3094 | 52.8467
2028-04-13 03:00 | 32.2039 | 52.9052
2028-04-13 04:00 | 32.7497 | 52.6243
2028-04-13 05:00 | 34.7563 | 55.866
2028-04-13 06:00 | 39.6453 | 62.8836
2028-04-13 07:00 | 45.769 | 67.5205
2028-04-13 08:00 | 47.2056 | 68.5483
2028-04-13 09:00 | 46.0142 | 70.349
2028-04-13 10:00 | 45.107 | 69.0027
2028-04-13 11:00 | 44.0438 | 67.3611
2028-04-13 12:00 | 42.8215 | 57.8949
2028-04-13 13:00 | 42.4566 | 56.5785
2028-04-13 14:00 | 41.8505 | 53.9888
2028-04-13 15:00 | 42.4999 | 57.0235
2028-04-13 16:00 | 44.0513 | 60.338
2028-04-13 17:00 | 45.756 | 62.9683
2028-04-13 18:00 | 45.6903 | 65.8998
2028-04-13 19:00 | 44.103 | 66.1187
2028-04-13 20:00 | 42.5908 | 65.8095
2028-04-13 21:00 | 39.7363 | 61.441
2028-04-13 22:00 | 36.697 | 57.6377
2028-04-13 23:00 | 33.7885 | 54.3874
2028-04-14 | 32.1964 | 52.6728
2028-04-14 01:00 | 30.279 | 52.5126
2028-04-14 02:00 | 30.9197 | 50.0353
2028-04-14 03:00 | 31.6347 | 48.6452
2028-04-14 04:00 | 31.8504 | 47.7866
2028-04-14 05:00 | 32.795 | 49.8826
2028-04-14 06:00 | 34.9368 | 52.5468
2028-04-14 07:00 | 38.7404 | 53.5178
2028-04-14 08:00 | 39.8531 | 53.0552
2028-04-14 09:00 | 38.5881 | 54.8132
2028-04-14 10:00 | 38.0795 | 53.7842
2028-04-14 11:00 | 37.9447 | 54.2976
2028-04-14 12:00 | 36.4984 | 50.5223
2028-04-14 13:00 | 35.4603 | 50.182
2028-04-14 14:00 | 34.4267 | 48.3109
2028-04-14 15:00 | 34.3181 | 52.2492
2028-04-14 16:00 | 36.2901 | 54.0351
2028-04-14 17:00 | 38.8007 | 54.4205
2028-04-14 18:00 | 41.1862 | 57.4014
2028-04-14 19:00 | 39.6115 | 57.9254
2028-04-14 20:00 | 38.8976 | 58.1779
2028-04-14 21:00 | 36.7539 | 55.9472
2028-04-14 22:00 | 34.0779 | 53.5365
2028-04-14 23:00 | 31.8048 | 52.1999
2028-04-15 | 30.5106 | 49.8158
2028-04-15 01:00 | 31.4074 | 48.2073
2028-04-15 02:00 | 32.0503 | 47.1268
2028-04-15 03:00 | 32.7597 | 47.5433
2028-04-15 04:00 | 33.115 | 47.0583
2028-04-15 05:00 | 34.4139 | 49.033
2028-04-15 06:00 | 37.5262 | 54.6589
2028-04-15 07:00 | 41.5041 | 56.1393
2028-04-15 08:00 | 42.1648 | 55.8238
2028-04-15 09:00 | 41.5239 | 57.5552
2028-04-15 10:00 | 41.0831 | 57.952
2028-04-15 11:00 | 40.2151 | 57.8527
2028-04-15 12:00 | 37.8671 | 49.2682
2028-04-15 13:00 | 37.0259 | 48.2224
2028-04-15 14:00 | 36.176 | 45.8206
2028-04-15 15:00 | 36.6807 | 50.6482
2028-04-15 16:00 | 38.762 | 54.7253
2028-04-15 17:00 | 41.446 | 58.3303
2028-04-15 18:00 | 43.0916 | 59.2145
2028-04-15 19:00 | 41.7941 | 60.5528
2028-04-15 20:00 | 40.2876 | 60.5023
2028-04-15 21:00 | 37.1986 | 57.4569
2028-04-15 22:00 | 34.6475 | 54.948
2028-04-15 23:00 | 32.3556 | 53.2157
2028-04-16 | 31.6246 | 51.6914
2028-04-16 01:00 | 30.2342 | 49.9136
2028-04-16 02:00 | 30.8528 | 48.915
2028-04-16 03:00 | 31.3293 | 49.0221
2028-04-16 04:00 | 31.4464 | 48.4477
2028-04-16 05:00 | 32.1832 | 49.5285
2028-04-16 06:00 | 34.1217 | 51.478
2028-04-16 07:00 | 37.6627 | 52.5409
2028-04-16 08:00 | 39.1419 | 53.8249
2028-04-16 09:00 | 37.7478 | 52.097
2028-04-16 10:00 | 36.2809 | 47.1364
2028-04-16 11:00 | 34.9602 | 43.3155
2028-04-16 12:00 | 34.8481 | 39.8982
2028-04-16 13:00 | 33.3637 | 39.078
2028-04-16 14:00 | 33.24 | 36.1243
2028-04-16 15:00 | 33.2893 | 41.5266
2028-04-16 16:00 | 35.942 | 44.9128
2028-04-16 17:00 | 38.4433 | 52.0571
2028-04-16 18:00 | 38.8893 | 54.7511
2028-04-16 19:00 | 37.3588 | 57.9618
2028-04-16 20:00 | 36.5673 | 56.266
2028-04-16 21:00 | 35.0506 | 55.5064
2028-04-16 22:00 | 32.4927 | 56.1006
2028-04-16 23:00 | 30.5274 | 55.341
2028-04-17 | 29.853 | 53.9082
2028-04-17 01:00 | 28.98 | 51.7871
2028-04-17 02:00 | 29.8995 | 51.5817
2028-04-17 03:00 | 30.7089 | 51.4653
2028-04-17 04:00 | 31.2019 | 50.6209
2028-04-17 05:00 | 33.1279 | 52.0132
2028-04-17 06:00 | 37.3461 | 58.6848
2028-04-17 07:00 | 42.3519 | 63.922
2028-04-17 08:00 | 43.2137 | 61.521
2028-04-17 09:00 | 41.0548 | 60.8309
2028-04-17 10:00 | 39.9679 | 60.3311
2028-04-17 11:00 | 38.4153 | 58.818
2028-04-17 12:00 | 38.0382 | 51.1707
2028-04-17 13:00 | 37.6076 | 51.5123
2028-04-17 14:00 | 37.7747 | 50.5
2028-04-17 15:00 | 38.2128 | 56.8458
2028-04-17 16:00 | 39.8438 | 61.2181
2028-04-17 17:00 | 41.9788 | 64.019
2028-04-17 18:00 | 42.7942 | 64.3666
2028-04-17 19:00 | 42.0269 | 66.6998
2028-04-17 20:00 | 40.8968 | 66.3176
2028-04-17 21:00 | 38.3286 | 62.6284
2028-04-17 22:00 | 35.5503 | 58.2357
2028-04-17 23:00 | 32.6231 | 54.7689
2028-04-18 | 31.5669 | 54.9756
2028-04-18 01:00 | 31.2097 | 52.3435
2028-04-18 02:00 | 32.0328 | 50.9371
2028-04-18 03:00 | 32.8944 | 50.6622
2028-04-18 04:00 | 33.5126 | 50.3457
2028-04-18 05:00 | 35.4744 | 53.1047
2028-04-18 06:00 | 40.317 | 58.8347
2028-04-18 07:00 | 46.452 | 64.2321
2028-04-18 08:00 | 48.0115 | 66.5639
2028-04-18 09:00 | 46.8356 | 69.9974
2028-04-18 10:00 | 45.8829 | 71.5438
2028-04-18 11:00 | 44.8185 | 70.5765
2028-04-18 12:00 | 44.029 | 61.9746
2028-04-18 13:00 | 43.6329 | 60.8086
2028-04-18 14:00 | 42.8699 | 57.4598
2028-04-18 15:00 | 43.5089 | 60.6679
2028-04-18 16:00 | 45.1298 | 63.9238
2028-04-18 17:00 | 47.1056 | 65.4749
2028-04-18 18:00 | 47.6274 | 66.0555
2028-04-18 19:00 | 45.5251 | 65.9152
2028-04-18 20:00 | 43.684 | 64.938
2028-04-18 21:00 | 40.7405 | 60.7571
2028-04-18 22:00 | 37.5281 | 57.0845
2028-04-18 23:00 | 34.5687 | 53.8203
2028-04-19 | 33.3523 | 54.1277
2028-04-19 01:00 | 32.3427 | 51.948
2028-04-19 02:00 | 33.1436 | 50.6065
2028-04-19 03:00 | 34.0281 | 50.6598
2028-04-19 04:00 | 34.5835 | 50.5293
2028-04-19 05:00 | 36.4995 | 53.2207
2028-04-19 06:00 | 41.2448 | 59.2747
2028-04-19 07:00 | 47.6343 | 63.644
2028-04-19 08:00 | 49.4399 | 63.4025
2028-04-19 09:00 | 48.3777 | 63.3783
2028-04-19 10:00 | 47.1766 | 62.2404
2028-04-19 11:00 | 45.6174 | 62.1903
2028-04-19 12:00 | 44.0778 | 59.6629
2028-04-19 13:00 | 43.7524 | 58.7688
2028-04-19 14:00 | 42.8849 | 55.4003
2028-04-19 15:00 | 43.419 | 59.0245
2028-04-19 16:00 | 45.0147 | 62.4723
2028-04-19 17:00 | 46.9767 | 66.0109
2028-04-19 18:00 | 46.6879 | 68.666
2028-04-19 19:00 | 45.195 | 69.121
2028-04-19 20:00 | 43.4829 | 68.6512
2028-04-19 21:00 | 40.8472 | 64.7189
2028-04-19 22:00 | 37.7653 | 60.7667
2028-04-19 23:00 | 34.7919 | 56.8659
2028-04-20 | 32.8301 | 55.4801
2028-04-20 01:00 | 32.1146 | 52.4732
2028-04-20 02:00 | 32.9007 | 51.1734
2028-04-20 03:00 | 33.8023 | 51.3294
2028-04-20 04:00 | 34.3628 | 51.2523
2028-04-20 05:00 | 36.3296 | 54.5634
2028-04-20 06:00 | 40.8671 | 62.0091
2028-04-20 07:00 | 46.45 | 66.333
2028-04-20 08:00 | 46.9538 | 66.1364
2028-04-20 09:00 | 44.574 | 65.2579
2028-04-20 10:00 | 42.7867 | 63.4396
2028-04-20 11:00 | 41.5007 | 61.5347
2028-04-20 12:00 | 39.9332 | 64.0214
2028-04-20 13:00 | 39.3534 | 62.652
2028-04-20 14:00 | 38.8859 | 59.4716
2028-04-20 15:00 | 39.3976 | 62.3196
2028-04-20 16:00 | 41.1519 | 65.0237
2028-04-20 17:00 | 43.1569 | 66.6894
2028-04-20 18:00 | 44.0965 | 66.0104
2028-04-20 19:00 | 43.222 | 67.4772
2028-04-20 20:00 | 42.1814 | 67.7685
2028-04-20 21:00 | 39.6131 | 64.2842
2028-04-20 22:00 | 36.583 | 60.7083
2028-04-20 23:00 | 33.4735 | 57.055
2028-04-21 | 32.5053 | 54.9641
2028-04-21 01:00 | 31.9948 | 52.8133
2028-04-21 02:00 | 32.7306 | 51.5556
2028-04-21 03:00 | 33.5717 | 51.4079
2028-04-21 04:00 | 34.1126 | 51.066
2028-04-21 05:00 | 36.0313 | 53.6954
2028-04-21 06:00 | 40.5635 | 61.0658
2028-04-21 07:00 | 46.2496 | 64.3186
2028-04-21 08:00 | 46.922 | 61.6354
2028-04-21 09:00 | 44.5177 | 57.3231
2028-04-21 10:00 | 42.7235 | 52.5908
2028-04-21 11:00 | 41.0144 | 50.561
2028-04-21 12:00 | 40.6133 | 52.7985
2028-04-21 13:00 | 39.9799 | 50.8667
2028-04-21 14:00 | 39.3288 | 46.7651
2028-04-21 15:00 | 39.4436 | 49.3429
2028-04-21 16:00 | 40.7036 | 52.6631
2028-04-21 17:00 | 42.5294 | 56.5568
2028-04-21 18:00 | 43.4228 | 59.5456
2028-04-21 19:00 | 42.2349 | 61.7874
2028-04-21 20:00 | 40.7548 | 62.3121
2028-04-21 21:00 | 38.2081 | 59.3249
2028-04-21 22:00 | 35.248 | 55.8985
2028-04-21 23:00 | 32.294 | 52.4804
2028-04-22 | 30.7206 | 52.2382
2028-04-22 01:00 | 30.2693 | 48.3914
2028-04-22 02:00 | 30.871 | 47.2256
2028-04-22 03:00 | 31.5337 | 47.5105
2028-04-22 04:00 | 31.8096 | 46.9941
2028-04-22 05:00 | 32.926 | 49.3075
2028-04-22 06:00 | 35.8393 | 55.0679
2028-04-22 07:00 | 40.7566 | 56.0842
2028-04-22 08:00 | 42.4618 | 54.9358
2028-04-22 09:00 | 42.5357 | 54.4295
2028-04-22 10:00 | 42.2313 | 53.0097
2028-04-22 11:00 | 41.1393 | 51.3104
2028-04-22 12:00 | 39.0691 | 50.0083
2028-04-22 13:00 | 38.6881 | 49.2298
2028-04-22 14:00 | 37.6861 | 45.9513
2028-04-22 15:00 | 38.2444 | 50.145
2028-04-22 16:00 | 40.1911 | 53.9613
2028-04-22 17:00 | 42.3276 | 57.1139
2028-04-22 18:00 | 43.3739 | 57.9193
2028-04-22 19:00 | 40.8071 | 58.8425
2028-04-22 20:00 | 38.1938 | 58.6118
2028-04-22 21:00 | 35.2133 | 55.789
2028-04-22 22:00 | 32.8026 | 53.3912
2028-04-22 23:00 | 30.7309 | 51.7188
2028-04-23 | 29.6131 | 50.4153
2028-04-23 01:00 | 28.8882 | 50.0104
2028-04-23 02:00 | 29.4316 | 49.0681
2028-04-23 03:00 | 30.0366 | 49.1722
2028-04-23 04:00 | 30.3186 | 48.5487
2028-04-23 05:00 | 31.3129 | 50.3599
2028-04-23 06:00 | 34.3315 | 52.632
2028-04-23 07:00 | 37.9695 | 53.042
2028-04-23 08:00 | 38.8217 | 52.2003
2028-04-23 09:00 | 38.3649 | 53.0179
2028-04-23 10:00 | 38.1071 | 52.2936
2028-04-23 11:00 | 37.6672 | 51.8384
2028-04-23 12:00 | 35.3457 | 50.7395
2028-04-23 13:00 | 34.5347 | 50.1042
2028-04-23 14:00 | 34.0534 | 48.3517
2028-04-23 15:00 | 34.5979 | 53.1355
2028-04-23 16:00 | 37.3077 | 56.9691
2028-04-23 17:00 | 40.4025 | 59.4551
2028-04-23 18:00 | 41.9123 | 59.904
2028-04-23 19:00 | 40.6428 | 60.8962
2028-04-23 20:00 | 38.9377 | 60.476
2028-04-23 21:00 | 36.6671 | 57.7673
2028-04-23 22:00 | 34.2354 | 55.258
2028-04-23 23:00 | 31.7093 | 52.9314
2028-04-24 | 30.5885 | 50.3575
2028-04-24 01:00 | 29.9659 | 48.5034
2028-04-24 02:00 | 30.8648 | 47.5778
2028-04-24 03:00 | 31.7892 | 47.947
2028-04-24 04:00 | 32.3831 | 47.6584
2028-04-24 05:00 | 34.3043 | 50.7506
2028-04-24 06:00 | 39.1928 | 57.8302
2028-04-24 07:00 | 44.9526 | 62.1743
2028-04-24 08:00 | 45.33 | 62.1528
2028-04-24 09:00 | 42.9865 | 62.6242
2028-04-24 10:00 | 41.4532 | 61.6585
2028-04-24 11:00 | 40.7564 | 61.0772
2028-04-24 12:00 | 39.1601 | 52.002
2028-04-24 13:00 | 38.8398 | 51.1593
2028-04-24 14:00 | 38.1873 | 47.2069
2028-04-24 15:00 | 38.8007 | 51.3285
2028-04-24 16:00 | 40.5613 | 55.9903
2028-04-24 17:00 | 42.7672 | 61.6125
2028-04-24 18:00 | 43.5409 | 60.1396
2028-04-24 19:00 | 42.605 | 63.5866
2028-04-24 20:00 | 41.4241 | 64.8978
2028-04-24 21:00 | 38.9128 | 62.2425
2028-04-24 22:00 | 35.7149 | 58.4506
2028-04-24 23:00 | 32.5323 | 54.7627
2028-04-25 | 31.6335 | 53.8591
2028-04-25 01:00 | 30.4455 | 50.8713
2028-04-25 02:00 | 31.2308 | 49.4463
2028-04-25 03:00 | 32.0988 | 49.5946
2028-04-25 04:00 | 32.6835 | 49.5042
2028-04-25 05:00 | 34.6591 | 52.8676
2028-04-25 06:00 | 39.5401 | 59.7371
2028-04-25 07:00 | 45.4667 | 64.614
2028-04-25 08:00 | 46.4095 | 65.2823
2028-04-25 09:00 | 44.6926 | 63.5787
2028-04-25 10:00 | 43.7401 | 60.4844
2028-04-25 11:00 | 42.7535 | 57.4045
2028-04-25 12:00 | 40.9873 | 48.6198
2028-04-25 13:00 | 40.6972 | 46.4081
2028-04-25 14:00 | 40.0117 | 42.3446
2028-04-25 15:00 | 40.5207 | 46.1703
2028-04-25 16:00 | 42.093 | 51.3424
2028-04-25 17:00 | 43.9857 | 57.9042
2028-04-25 18:00 | 43.5864 | 60.7484
2028-04-25 19:00 | 42.1398 | 64.2824
2028-04-25 20:00 | 40.7771 | 65.1864
2028-04-25 21:00 | 38.2971 | 62.4993
2028-04-25 22:00 | 35.2126 | 58.9785
2028-04-25 23:00 | 32.1667 | 55.1547
2028-04-26 | 31.3205 | 55.0822
2028-04-26 01:00 | 30.302 | 50.7033
2028-04-26 02:00 | 31.0709 | 49.4933
2028-04-26 03:00 | 31.9344 | 49.5563
2028-04-26 04:00 | 32.4643 | 49.3648
2028-04-26 05:00 | 34.3993 | 52.4005
2028-04-26 06:00 | 39.1927 | 59.1049
2028-04-26 07:00 | 44.8325 | 63.7594
2028-04-26 08:00 | 45.8062 | 64.4603
2028-04-26 09:00 | 43.9474 | 65.1123
2028-04-26 10:00 | 42.784 | 64.2696
2028-04-26 11:00 | 41.4756 | 62.6959
2028-04-26 12:00 | 41.3967 | 55.6453
2028-04-26 13:00 | 41.1566 | 54.7783
2028-04-26 14:00 | 40.408 | 51.3582
2028-04-26 15:00 | 40.6158 | 55.0015
2028-04-26 16:00 | 41.9253 | 58.1907
2028-04-26 17:00 | 43.6711 | 62.0177
2028-04-26 18:00 | 44.3244 | 61.5609
2028-04-26 19:00 | 42.6395 | 63.768
2028-04-26 20:00 | 40.7901 | 64.0749
2028-04-26 21:00 | 38.4658 | 61.1852
2028-04-26 22:00 | 35.4005 | 57.5581
2028-04-26 23:00 | 32.4476 | 53.6154
2028-04-27 | 30.571 | 53.1961
2028-04-27 01:00 | 30.0149 | 49.9862
2028-04-27 02:00 | 30.7529 | 48.7267
2028-04-27 03:00 | 31.574 | 48.6329
2028-04-27 04:00 | 32.1105 | 48.3948
2028-04-27 05:00 | 34.017 | 51.8504
2028-04-27 06:00 | 38.9984 | 57.8725
2028-04-27 07:00 | 45.142 | 62.9981
2028-04-27 08:00 | 46.1843 | 64.7067
2028-04-27 09:00 | 44.283 | 66.3882
2028-04-27 10:00 | 42.8251 | 66.0536
2028-04-27 11:00 | 41.239 | 63.0875
2028-04-27 12:00 | 43.1562 | 61.9381
2028-04-27 13:00 | 42.9851 | 60.7517
2028-04-27 14:00 | 42.2189 | 57.7876
2028-04-27 15:00 | 42.4625 | 60.1268
2028-04-27 16:00 | 43.7443 | 62.4722
2028-04-27 17:00 | 45.1885 | 64.0224
2028-04-27 18:00 | 46.2748 | 65.016
2028-04-27 19:00 | 44.0329 | 65.4473
2028-04-27 20:00 | 41.9292 | 64.8247
2028-04-27 21:00 | 39.3237 | 61.0983
2028-04-27 22:00 | 36.2614 | 57.3547
2028-04-27 23:00 | 33.3555 | 53.9193
2028-04-28 | 31.0936 | 51.6814
2028-04-28 01:00 | 30.7558 | 51.0095
2028-04-28 02:00 | 31.4925 | 49.3954
2028-04-28 03:00 | 32.3099 | 48.8149
2028-04-28 04:00 | 32.8655 | 48.52
2028-04-28 05:00 | 34.7205 | 51.2433
2028-04-28 06:00 | 39.1808 | 57.6732
2028-04-28 07:00 | 45.4757 | 62.2033
2028-04-28 08:00 | 46.9638 | 62.7578
2028-04-28 09:00 | 45.9471 | 64.1548
2028-04-28 10:00 | 45.1581 | 62.9998
2028-04-28 11:00 | 43.903 | 61.2582
2028-04-28 12:00 | 40.6408 | 54.1739
2028-04-28 13:00 | 40.2744 | 53.3069
2028-04-28 14:00 | 39.4452 | 49.573
2028-04-28 15:00 | 39.3771 | 52.3585
2028-04-28 16:00 | 40.4978 | 55.4153
2028-04-28 17:00 | 42.1891 | 58.5527
2028-04-28 18:00 | 41.9872 | 61.112
2028-04-28 19:00 | 40.74 | 63.7468
2028-04-28 20:00 | 39.2699 | 63.4107
2028-04-28 21:00 | 37.0169 | 60.3423
2028-04-28 22:00 | 34.1 | 56.3658
2028-04-28 23:00 | 31.2671 | 52.4246
2028-04-29 | 30.5501 | 51.1619
2028-04-29 01:00 | 29.4786 | 47.3222
2028-04-29 02:00 | 30.0842 | 45.9853
2028-04-29 03:00 | 30.7707 | 45.6585
2028-04-29 04:00 | 31.0991 | 45.2289
2028-04-29 05:00 | 32.1636 | 47.1035
2028-04-29 06:00 | 35.1017 | 50.9659
2028-04-29 07:00 | 39.326 | 52.668
2028-04-29 08:00 | 40.2 | 53.537
2028-04-29 09:00 | 38.8593 | 52.772
2028-04-29 10:00 | 37.6412 | 52.1327
2028-04-29 11:00 | 36.47 | 48.6278
2028-04-29 12:00 | 36.0756 | 37.9868
2028-04-29 13:00 | 35.0452 | 35.6871
2028-04-29 14:00 | 34.0273 | 32.2196
2028-04-29 15:00 | 34.1946 | 36.38
2028-04-29 16:00 | 36.3433 | 41.9898
2028-04-29 17:00 | 39.0469 | 48.571
2028-04-29 18:00 | 41.6019 | 51.4078
2028-04-29 19:00 | 39.31 | 53.8989
2028-04-29 20:00 | 37.0593 | 54.5976
2028-04-29 21:00 | 34.6606 | 53.3104
2028-04-29 22:00 | 32.3291 | 51.3516
2028-04-29 23:00 | 30.2661 | 49.3144
2028-04-30 | 29.1748 | 49.2704
2028-04-30 01:00 | 28.7813 | 47.3998
2028-04-30 02:00 | 29.3762 | 46.0375
2028-04-30 03:00 | 29.9762 | 45.6635
2028-04-30 04:00 | 30.2244 | 44.9185
2028-04-30 05:00 | 31.0999 | 47.034
2028-04-30 06:00 | 33.4966 | 50.7877
2028-04-30 07:00 | 37.5383 | 50.8484
2028-04-30 08:00 | 38.8211 | 50.0762
2028-04-30 09:00 | 38.289 | 50.206
2028-04-30 10:00 | 37.52 | 48.032
2028-04-30 11:00 | 36.8173 | 46.1196
2028-04-30 12:00 | 38.2776 | 37.8529
2028-04-30 13:00 | 37.8927 | 36.7763
2028-04-30 14:00 | 36.9345 | 33.6211
2028-04-30 15:00 | 37.5345 | 38.1317
2028-04-30 16:00 | 39.9774 | 43.3047
2028-04-30 17:00 | 42.7696 | 49.9015
2028-04-30 18:00 | 44.2841 | 52.5445
2028-04-30 19:00 | 41.7503 | 55.7875
2028-04-30 20:00 | 39.1435 | 57.0075
2028-04-30 21:00 | 36.7702 | 55.167
2028-04-30 22:00 | 34.177 | 53.3688
2028-04-30 23:00 | 31.851 | 50.9714
2028-05-01 | 29.9017 | 50.6651
2028-05-01 01:00 | 30.0605 | 47.9689
2028-05-01 02:00 | 30.8785 | 46.7975
2028-05-01 03:00 | 31.7698 | 46.661
2028-05-01 04:00 | 32.3799 | 46.7351
2028-05-01 05:00 | 34.1459 | 49.4835
2028-05-01 06:00 | 38.5556 | 55.9047
2028-05-01 07:00 | 44.4939 | 60.1038
2028-05-01 08:00 | 45.555 | 60.7785
2028-05-01 09:00 | 44.0978 | 62.1525
2028-05-01 10:00 | 43.126 | 61.4721
2028-05-01 11:00 | 42.2615 | 60.262
2028-05-01 12:00 | 40.5406 | 55.9867
2028-05-01 13:00 | 40.388 | 55.9204
2028-05-01 14:00 | 39.9235 | 52.5588
2028-05-01 15:00 | 40.5525 | 55.8278
2028-05-01 16:00 | 42.3857 | 59.1136
2028-05-01 17:00 | 44.6629 | 62.4919
2028-05-01 18:00 | 44.6074 | 63.8346
2028-05-01 19:00 | 43.2699 | 65.1702
2028-05-01 20:00 | 42.1141 | 64.6915
2028-05-01 21:00 | 40.1515 | 61.6668
2028-05-01 22:00 | 37.1175 | 57.9903
2028-05-01 23:00 | 33.774 | 54.3906
2028-05-02 | 32.7023 | 52.383
2028-05-02 01:00 | 31.5566 | 49.6915
2028-05-02 02:00 | 32.2147 | 47.9909
2028-05-02 03:00 | 33.0392 | 47.3773
2028-05-02 04:00 | 33.5985 | 46.8218
2028-05-02 05:00 | 35.4056 | 49.8186
2028-05-02 06:00 | 40.2231 | 56.9419
2028-05-02 07:00 | 45.8778 | 61.2183
2028-05-02 08:00 | 46.4536 | 62.2385
2028-05-02 09:00 | 44.093 | 63.5719
2028-05-02 10:00 | 42.2445 | 62.3159
2028-05-02 11:00 | 40.74 | 61.6993
2028-05-02 12:00 | 38.4014 | 57.4095
2028-05-02 13:00 | 37.9343 | 56.4514
2028-05-02 14:00 | 37.3873 | 53.5913
2028-05-02 15:00 | 37.8894 | 57.486
2028-05-02 16:00 | 39.6834 | 60.6948
2028-05-02 17:00 | 42.4004 | 63.2644
2028-05-02 18:00 | 43.6552 | 65.8201
2028-05-02 19:00 | 42.6162 | 66.0201
2028-05-02 20:00 | 41.7122 | 65.4385
2028-05-02 21:00 | 39.9465 | 61.9962
2028-05-02 22:00 | 36.9942 | 58.5014
2028-05-02 23:00 | 33.7294 | 55.0478
2028-05-03 | 32.4032 | 53.3621
2028-05-03 01:00 | 31.7857 | 50.6171
2028-05-03 02:00 | 32.443 | 48.6646
2028-05-03 03:00 | 33.2857 | 47.9061
2028-05-03 04:00 | 33.8306 | 47.3737
2028-05-03 05:00 | 35.6089 | 50.0063
2028-05-03 06:00 | 40.0639 | 55.65
2028-05-03 07:00 | 45.825 | 59.8063
2028-05-03 08:00 | 46.5238 | 59.6495
2028-05-03 09:00 | 44.658 | 60.6091
2028-05-03 10:00 | 43.0246 | 58.7393
2028-05-03 11:00 | 41.6936 | 58.2656
2028-05-03 12:00 | 40.961 | 56.2504
2028-05-03 13:00 | 40.834 | 55.8843
2028-05-03 14:00 | 40.4274 | 52.4893
2028-05-03 15:00 | 40.8422 | 56.1228
2028-05-03 16:00 | 42.5265 | 59.1951
2028-05-03 17:00 | 44.7667 | 63.0317
2028-05-03 18:00 | 45.3646 | 64.7879
2028-05-03 19:00 | 43.6904 | 66.2285
2028-05-03 20:00 | 42.2931 | 65.9152
2028-05-03 21:00 | 40.329 | 62.85
2028-05-03 22:00 | 37.2947 | 59.2165
2028-05-03 23:00 | 33.9005 | 55.3153
2028-05-04 | 32.2755 | 53.518
2028-05-04 01:00 | 31.7816 | 49.7336
2028-05-04 02:00 | 32.3942 | 47.8993
2028-05-04 03:00 | 33.1316 | 47.6331
2028-05-04 04:00 | 33.6213 | 47.1987
2028-05-04 05:00 | 35.3353 | 49.5498
2028-05-04 06:00 | 39.835 | 55.3098
2028-05-04 07:00 | 45.7176 | 59.0509
2028-05-04 08:00 | 46.8828 | 58.6217
2028-05-04 09:00 | 45.7725 | 59.0565
2028-05-04 10:00 | 44.6554 | 57.418
2028-05-04 11:00 | 43.3282 | 55.6363
2028-05-04 12:00 | 42.0573 | 54.2039
2028-05-04 13:00 | 41.9215 | 53.0991
2028-05-04 14:00 | 41.3915 | 48.7637
2028-05-04 15:00 | 41.7034 | 52.121
2028-05-04 16:00 | 43.0968 | 55.6176
2028-05-04 17:00 | 44.9412 | 59.8073
2028-05-04 18:00 | 46.0672 | 62.9258
2028-05-04 19:00 | 43.4724 | 64.7698
2028-05-04 20:00 | 41.451 | 64.0684
2028-05-04 21:00 | 39.2135 | 60.8311
2028-05-04 22:00 | 36.1693 | 57.4621
2028-05-04 23:00 | 33.0192 | 53.4191
2028-05-05 | 32.0787 | 52.3201
2028-05-05 01:00 | 31.1535 | 48.196
2028-05-05 02:00 | 31.7181 | 46.6989
2028-05-05 03:00 | 32.4383 | 46.5568
2028-05-05 04:00 | 32.9434 | 46.2963
2028-05-05 05:00 | 34.6257 | 48.7601
2028-05-05 06:00 | 39.1432 | 54.1149
2028-05-05 07:00 | 44.8629 | 58.0456
2028-05-05 08:00 | 45.7267 | 58.3669
2028-05-05 09:00 | 44.2791 | 57.94
2028-05-05 10:00 | 43.1619 | 56.0988
2028-05-05 11:00 | 41.8755 | 53.9463
2028-05-05 12:00 | 42.5135 | 43.6575
2028-05-05 13:00 | 42.3787 | 41.876
2028-05-05 14:00 | 41.7998 | 36.9411
2028-05-05 15:00 | 41.7167 | 40.1079
2028-05-05 16:00 | 42.7237 | 44.3524
2028-05-05 17:00 | 44.3747 | 50.6359
2028-05-05 18:00 | 44.3758 | 54.199
2028-05-05 19:00 | 41.7979 | 56.7678
2028-05-05 20:00 | 39.6485 | 57.0892
2028-05-05 21:00 | 37.5127 | 54.57
2028-05-05 22:00 | 34.5675 | 52.0041
2028-05-05 23:00 | 31.51 | 48.6535
2028-05-06 | 30.599 | 48.8243
2028-05-06 01:00 | 29.833 | 46.6956
2028-05-06 02:00 | 30.3087 | 45.141
2028-05-06 03:00 | 30.9086 | 44.6937
2028-05-06 04:00 | 31.2142 | 43.8725
2028-05-06 05:00 | 32.1959 | 45.6708
2028-05-06 06:00 | 35.1821 | 49.3101
2028-05-06 07:00 | 40.0443 | 50.504
2028-05-06 08:00 | 41.9806 | 52.9209
2028-05-06 09:00 | 42.6296 | 57.4455
2028-05-06 10:00 | 42.5539 | 57.1061
2028-05-06 11:00 | 41.2662 | 54.4825
2028-05-06 12:00 | 38.9863 | 54.2267
2028-05-06 13:00 | 38.4946 | 52.9375
2028-05-06 14:00 | 37.5252 | 49.5545
2028-05-06 15:00 | 37.5878 | 52.2678
2028-05-06 16:00 | 39.3729 | 53.6928
2028-05-06 17:00 | 41.9503 | 56.3129
2028-05-06 18:00 | 40.5532 | 56.3303
2028-05-06 19:00 | 38.7157 | 57.1073
2028-05-06 20:00 | 36.969 | 56.0126
2028-05-06 21:00 | 35.1385 | 54.3421
2028-05-06 22:00 | 32.8933 | 52.6523
2028-05-06 23:00 | 30.4103 | 50.0782
2028-05-07 | 29.83 | 48.5208
2028-05-07 01:00 | 28.7607 | 47.8243
2028-05-07 02:00 | 29.1982 | 45.7365
2028-05-07 03:00 | 29.7483 | 45.29
2028-05-07 04:00 | 29.9535 | 44.9443
2028-05-07 05:00 | 30.7166 | 45.8476
2028-05-07 06:00 | 33.211 | 48.876
2028-05-07 07:00 | 37.2093 | 47.755
2028-05-07 08:00 | 38.2968 | 45.3443
2028-05-07 09:00 | 37.8314 | 46.4137
2028-05-07 10:00 | 36.9935 | 45.2931
2028-05-07 11:00 | 36.1979 | 45.4774
2028-05-07 12:00 | 34.2357 | 49.108
2028-05-07 13:00 | 33.8415 | 48.763
2028-05-07 14:00 | 33.2324 | 45.0357
2028-05-07 15:00 | 33.795 | 50.7451
2028-05-07 16:00 | 36.3085 | 54.1379
2028-05-07 17:00 | 39.684 | 58.3766
2028-05-07 18:00 | 40.7337 | 61.0221
2028-05-07 19:00 | 38.8726 | 61.9899
2028-05-07 20:00 | 37.2185 | 60.2341
2028-05-07 21:00 | 35.51 | 57.4824
2028-05-07 22:00 | 33.0212 | 54.9744
2028-05-07 23:00 | 30.3406 | 51.8546
2028-05-08 | 29.7706 | 50.5602
2028-05-08 01:00 | 28.8467 | 49.4554
2028-05-08 02:00 | 29.5694 | 47.9325
2028-05-08 03:00 | 30.4186 | 47.5299
2028-05-08 04:00 | 30.9948 | 46.9131
2028-05-08 05:00 | 32.7134 | 49.3487
2028-05-08 06:00 | 37.3715 | 56.1387
2028-05-08 07:00 | 43.4326 | 60.5902
2028-05-08 08:00 | 44.1363 | 61.2736
2028-05-08 09:00 | 42.4482 | 62.9988
2028-05-08 10:00 | 41.3099 | 62.1518
2028-05-08 11:00 | 40.4017 | 61.0795
2028-05-08 12:00 | 40.6043 | 53.5375
2028-05-08 13:00 | 40.6399 | 54.2775
2028-05-08 14:00 | 40.0807 | 53.1949
2028-05-08 15:00 | 40.4534 | 58.7987
2028-05-08 16:00 | 41.9504 | 65.0257
2028-05-08 17:00 | 43.9252 | 72.5207
2028-05-08 18:00 | 42.6152 | 75.6962
2028-05-08 19:00 | 40.8893 | 77.5913
2028-05-08 20:00 | 39.5396 | 75.0389
2028-05-08 21:00 | 37.6538 | 70.3003
2028-05-08 22:00 | 34.6349 | 65.1666
2028-05-08 23:00 | 31.3811 | 59.7116
2028-05-09 | 30.7312 | 56.4814
2028-05-09 01:00 | 29.6508 | 52.7851
2028-05-09 02:00 | 30.2794 | 50.1332
2028-05-09 03:00 | 31.1139 | 49.2314
2028-05-09 04:00 | 31.6619 | 48.4368
2028-05-09 05:00 | 33.4576 | 50.5302
2028-05-09 06:00 | 38.0288 | 56.915
2028-05-09 07:00 | 44.8411 | 61.1671
2028-05-09 08:00 | 46.6813 | 60.9791
2028-05-09 09:00 | 45.7137 | 62.2697
2028-05-09 10:00 | 44.6364 | 60.9869
2028-05-09 11:00 | 42.675 | 60.8907
2028-05-09 12:00 | 40.5264 | 57.5402
2028-05-09 13:00 | 40.573 | 58.522
2028-05-09 14:00 | 39.9426 | 56.3737
2028-05-09 15:00 | 40.2283 | 61.8372
2028-05-09 16:00 | 41.5883 | 67.0003
2028-05-09 17:00 | 43.6922 | 71.9004
2028-05-09 18:00 | 44.3398 | 74.1048
2028-05-09 19:00 | 42.1982 | 75.2626
2028-05-09 20:00 | 40.2182 | 72.8208
2028-05-09 21:00 | 38.5373 | 67.9991
2028-05-09 22:00 | 35.4866 | 63.696
2028-05-09 23:00 | 32.2519 | 58.96
2028-05-10 | 30.2912 | 57.5636
2028-05-10 01:00 | 29.7291 | 51.4431
2028-05-10 02:00 | 30.2886 | 49.1181
2028-05-10 03:00 | 31.0487 | 48.7178
2028-05-10 04:00 | 31.5103 | 48.1568
2028-05-10 05:00 | 33.1581 | 50.1185
2028-05-10 06:00 | 37.9704 | 55.5731
2028-05-10 07:00 | 44.0229 | 59.3395
2028-05-10 08:00 | 44.8779 | 59.3225
2028-05-10 09:00 | 43.397 | 59.6369
2028-05-10 10:00 | 42.213 | 58.0496
2028-05-10 11:00 | 40.765 | 57.3012
2028-05-10 12:00 | 40.3036 | 56.6253
2028-05-10 13:00 | 40.7012 | 56.0676
2028-05-10 14:00 | 40.4147 | 52.3923
2028-05-10 15:00 | 41.1046 | 55.5068
2028-05-10 16:00 | 42.6717 | 58.3576
2028-05-10 17:00 | 44.6 | 61.7269
2028-05-10 18:00 | 45.4295 | 61.9492
2028-05-10 19:00 | 43.2885 | 63.8724
2028-05-10 20:00 | 41.2214 | 62.8164
2028-05-10 21:00 | 39.3786 | 60.0085
2028-05-10 22:00 | 36.2907 | 56.8186
2028-05-10 23:00 | 32.854 | 52.2986
2028-05-11 | 30.9572 | 51.2116
2028-05-11 01:00 | 29.7252 | 48.5952
2028-05-11 02:00 | 30.2349 | 47.0139
2028-05-11 03:00 | 30.9766 | 47.1543
2028-05-11 04:00 | 31.4333 | 47.0764
2028-05-11 05:00 | 33.0631 | 49.7375
2028-05-11 06:00 | 37.6041 | 56.3868
2028-05-11 07:00 | 43.5599 | 60.3769
2028-05-11 08:00 | 44.108 | 60.6079
2028-05-11 09:00 | 42.1839 | 60.7686
2028-05-11 10:00 | 40.8413 | 59.5664
2028-05-11 11:00 | 39.8232 | 57.5156
2028-05-11 12:00 | 38.4425 | 51.9019
2028-05-11 13:00 | 38.1285 | 51.4435
2028-05-11 14:00 | 37.732 | 46.3765
2028-05-11 15:00 | 37.9396 | 50.2659
2028-05-11 16:00 | 39.5579 | 54.5505
2028-05-11 17:00 | 41.7023 | 59.2784
2028-05-11 18:00 | 42.7686 | 59.8191
2028-05-11 19:00 | 41.2945 | 61.9318
2028-05-11 20:00 | 40.0458 | 62.0798
2028-05-11 21:00 | 38.2517 | 59.611
2028-05-11 22:00 | 35.3889 | 56.7341
2028-05-11 23:00 | 32.1711 | 53.1839
2028-05-12 | 30.7351 | 52.2912
2028-05-12 01:00 | 30.3509 | 47.8852
2028-05-12 02:00 | 30.9189 | 46.7345
2028-05-12 03:00 | 31.7169 | 46.9036
2028-05-12 04:00 | 32.2349 | 46.9211
2028-05-12 05:00 | 33.913 | 49.2344
2028-05-12 06:00 | 38.4106 | 55.4893
2028-05-12 07:00 | 44.478 | 59.6023
2028-05-12 08:00 | 45.0212 | 60.759
2028-05-12 09:00 | 42.7698 | 62.1893
2028-05-12 10:00 | 40.9725 | 62.889
2028-05-12 11:00 | 39.5468 | 61.8288
2028-05-12 12:00 | 38.4407 | 48.5424
2028-05-12 13:00 | 38.2198 | 48.1924
2028-05-12 14:00 | 37.6389 | 44.1914
2028-05-12 15:00 | 37.5786 | 47.9382
2028-05-12 16:00 | 38.7542 | 51.5622
2028-05-12 17:00 | 41.0382 | 55.3205
2028-05-12 18:00 | 42.3699 | 55.0633
2028-05-12 19:00 | 40.794 | 57.8876
2028-05-12 20:00 | 39.1768 | 58.2509
2028-05-12 21:00 | 37.4882 | 56.4362
2028-05-12 22:00 | 34.592 | 53.5954
2028-05-12 23:00 | 31.3103 | 50.4829
2028-05-13 | 29.8648 | 49.8358
2028-05-13 01:00 | 29.6766 | 50.0366
2028-05-13 02:00 | 30.1987 | 48.1549
2028-05-13 03:00 | 30.8443 | 48.0821
2028-05-13 04:00 | 31.0435 | 47.405
2028-05-13 05:00 | 31.7364 | 49.1073
2028-05-13 06:00 | 33.2558 | 51.5312
2028-05-13 07:00 | 38.9754 | 51.6127
2028-05-13 08:00 | 41.7672 | 50.5885
2028-05-13 09:00 | 42.0031 | 52.6449
2028-05-13 10:00 | 41.4298 | 52.1507
2028-05-13 11:00 | 40.1414 | 52.6759
2028-05-13 12:00 | 37.924 | 54.451
2028-05-13 13:00 | 36.9793 | 54.0289
2028-05-13 14:00 | 35.915 | 49.5332
2028-05-13 15:00 | 35.9104 | 53.4946
2028-05-13 16:00 | 37.6839 | 55.9728
2028-05-13 17:00 | 40.1434 | 58.5387
2028-05-13 18:00 | 41.2404 | 56.9618
2028-05-13 19:00 | 38.6968 | 58.257
2028-05-13 20:00 | 35.8151 | 56.9024
2028-05-13 21:00 | 34.2663 | 54.993
2028-05-13 22:00 | 32.1979 | 52.8906
2028-05-13 23:00 | 29.9623 | 50.3256
2028-05-14 | 28.3268 | 49.9041
2028-05-14 01:00 | 27.9186 | 45.837
2028-05-14 02:00 | 28.4026 | 44.395
2028-05-14 03:00 | 29.0393 | 44.1615
2028-05-14 04:00 | 29.2528 | 43.8387
2028-05-14 05:00 | 29.9544 | 45.2223
2028-05-14 06:00 | 31.8098 | 48.4837
2028-05-14 07:00 | 36.88 | 49.9637
2028-05-14 08:00 | 39.2415 | 52.0823
2028-05-14 09:00 | 39.5107 | 54.7708
2028-05-14 10:00 | 38.8738 | 58.0424
2028-05-14 11:00 | 37.7467 | 56.7577
2028-05-14 12:00 | 35.8619 | 44.678
2028-05-14 13:00 | 35.5429 | 43.1564
2028-05-14 14:00 | 34.8224 | 41.119
2028-05-14 15:00 | 35.4845 | 45.3645
2028-05-14 16:00 | 37.7771 | 49.1726
2028-05-14 17:00 | 40.6217 | 53.7605
2028-05-14 18:00 | 41.6942 | 53.0896
2028-05-14 19:00 | 39.2684 | 54.9989
2028-05-14 20:00 | 36.7043 | 54.8629
2028-05-14 21:00 | 35.2867 | 53.6952
2028-05-14 22:00 | 32.879 | 52.0312
2028-05-14 23:00 | 30.3056 | 49.7396
2028-05-15 | 28.5547 | 49.8329
2028-05-15 01:00 | 28.4313 | 46.4174
2028-05-15 02:00 | 29.1713 | 45.1348
2028-05-15 03:00 | 30.0867 | 45.7553
2028-05-15 04:00 | 30.7118 | 45.5242
2028-05-15 05:00 | 32.4079 | 48.5134
2028-05-15 06:00 | 37.0817 | 55.376
2028-05-15 07:00 | 43.4279 | 60.1631
2028-05-15 08:00 | 43.9847 | 60.4839
2028-05-15 09:00 | 41.3471 | 61.8929
2028-05-15 10:00 | 39.3853 | 60.8068
2028-05-15 11:00 | 37.9952 | 60.1836
2028-05-15 12:00 | 38.7859 | 47.77
2028-05-15 13:00 | 38.6662 | 47.8568
2028-05-15 14:00 | 38.1399 | 42.9838
2028-05-15 15:00 | 38.5925 | 47.05
2028-05-15 16:00 | 40.2824 | 51.2815
2028-05-15 17:00 | 42.6785 | 57.2155
2028-05-15 18:00 | 45.4341 | 55.2684
2028-05-15 19:00 | 42.5994 | 58.4826
2028-05-15 20:00 | 40.2623 | 59.4235
2028-05-15 21:00 | 38.1995 | 58.0909
2028-05-15 22:00 | 35.1284 | 55.3465
2028-05-15 23:00 | 31.9916 | 52.0226
2028-05-16 | 30.5021 | 51.3154
2028-05-16 01:00 | 30.0258 | 47.0005
2028-05-16 02:00 | 30.649 | 45.8101
2028-05-16 03:00 | 31.462 | 46.2965
2028-05-16 04:00 | 32.0379 | 46.2375
2028-05-16 05:00 | 33.6739 | 48.9404
2028-05-16 06:00 | 37.9929 | 56.4928
2028-05-16 07:00 | 44.9044 | 60.9513
2028-05-16 08:00 | 46.7761 | 62.1855
2028-05-16 09:00 | 46.0558 | 62.6516
2028-05-16 10:00 | 45.1854 | 62.4487
2028-05-16 11:00 | 43.9004 | 61.3048
2028-05-16 12:00 | 42.3158 | 51.5122
2028-05-16 13:00 | 42.3646 | 50.4622
2028-05-16 14:00 | 41.7828 | 46.3311
2028-05-16 15:00 | 42.2448 | 50.373
2028-05-16 16:00 | 43.734 | 54.2781
2028-05-16 17:00 | 45.8986 | 58.254
2028-05-16 18:00 | 46.1316 | 59.9186
2028-05-16 19:00 | 43.41 | 61.1575
2028-05-16 20:00 | 41.1248 | 60.4721
2028-05-16 21:00 | 39.1952 | 58.2887
2028-05-16 22:00 | 36.1794 | 55.3405
2028-05-16 23:00 | 32.9847 | 52.0672
2028-05-17 | 31.3865 | 52.0272
2028-05-17 01:00 | 30.5434 | 48.8144
2028-05-17 02:00 | 31.1582 | 47.3967
2028-05-17 03:00 | 31.9405 | 47.7146
2028-05-17 04:00 | 32.4702 | 47.4417
2028-05-17 05:00 | 34.0233 | 49.874
2028-05-17 06:00 | 38.2404 | 55.9124
2028-05-17 07:00 | 44.428 | 60.3089
2028-05-17 08:00 | 45.0038 | 60.1744
2028-05-17 09:00 | 42.8403 | 59.5023
2028-05-17 10:00 | 41.0298 | 57.9891
2028-05-17 11:00 | 40.0033 | 58.0504
2028-05-17 12:00 | 38.5969 | 46.9471
2028-05-17 13:00 | 38.4117 | 46.2867
2028-05-17 14:00 | 37.9701 | 42.3668
2028-05-17 15:00 | 38.2847 | 46.2657
2028-05-17 16:00 | 39.9263 | 50.0252
2028-05-17 17:00 | 42.4593 | 55.3803
2028-05-17 18:00 | 42.7492 | 53.2632
2028-05-17 19:00 | 41.1538 | 57.1705
2028-05-17 20:00 | 39.7637 | 58.5875
2028-05-17 21:00 | 38.1876 | 57.8807
2028-05-17 22:00 | 35.2905 | 54.9575
2028-05-17 23:00 | 31.9828 | 51.3108
2028-05-18 | 31.3891 | 51.8626
2028-05-18 01:00 | 29.9304 | 48.4003
2028-05-18 02:00 | 30.4909 | 46.8883
2028-05-18 03:00 | 31.2652 | 47.3371
2028-05-18 04:00 | 31.7788 | 47.1475
2028-05-18 05:00 | 33.3766 | 49.9635
2028-05-18 06:00 | 37.9087 | 56.5009
2028-05-18 07:00 | 43.9554 | 61.7267
2028-05-18 08:00 | 44.252 | 64.0097
2028-05-18 09:00 | 41.634 | 67.3241
2028-05-18 10:00 | 39.5582 | 68.6596
2028-05-18 11:00 | 38.2699 | 67.3658
2028-05-18 12:00 | 37.1313 | 59.7608
2028-05-18 13:00 | 36.7714 | 58.7765
2028-05-18 14:00 | 36.3884 | 54.62
2028-05-18 15:00 | 36.6464 | 57.2271
2028-05-18 16:00 | 38.2043 | 59.1736
2028-05-18 17:00 | 40.6373 | 61.2832
2028-05-18 18:00 | 40.6164 | 61.553
2028-05-18 19:00 | 39.5247 | 61.8047
2028-05-18 20:00 | 38.4844 | 61.2334
2028-05-18 21:00 | 37.1018 | 59.0257
2028-05-18 22:00 | 34.3904 | 56.137
2028-05-18 23:00 | 31.2429 | 52.7152
2028-05-19 | 30.447 | 51.5
2028-05-19 01:00 | 29.5087 | 47.9974
2028-05-19 02:00 | 30.0201 | 46.502
2028-05-19 03:00 | 30.782 | 46.8711
2028-05-19 04:00 | 31.2849 | 46.653
2028-05-19 05:00 | 32.8309 | 49.1525
2028-05-19 06:00 | 37.281 | 55.7156
2028-05-19 07:00 | 43.3367 | 60.944
2028-05-19 08:00 | 44.2119 | 63.1567
2028-05-19 09:00 | 42.5309 | 65.1127
2028-05-19 10:00 | 41.4061 | 65.0292
2028-05-19 11:00 | 40.1466 | 62.4937
2028-05-19 12:00 | 40.1679 | 59.3754
2028-05-19 13:00 | 40.1396 | 58.5415
2028-05-19 14:00 | 39.6622 | 54.6122
2028-05-19 15:00 | 39.6878 | 56.898
2028-05-19 16:00 | 40.6581 | 58.1424
2028-05-19 17:00 | 42.4093 | 59.3377
2028-05-19 18:00 | 42.9578 | 61.4127
2028-05-19 19:00 | 40.9855 | 60.5212
2028-05-19 20:00 | 38.6803 | 58.7253
2028-05-19 21:00 | 37.2053 | 56.1087
2028-05-19 22:00 | 34.3265 | 53.3496
2028-05-19 23:00 | 31.0623 | 50.0356
2028-05-20 | 29.2137 | 49.2712
2028-05-20 01:00 | 28.3571 | 46.779
2028-05-20 02:00 | 28.7568 | 45.3866
2028-05-20 03:00 | 29.4013 | 45.8681
2028-05-20 04:00 | 29.739 | 45.2681
2028-05-20 05:00 | 30.475 | 47.0237
2028-05-20 06:00 | 32.9627 | 52.3153
2028-05-20 07:00 | 38.3796 | 53.2752
2028-05-20 08:00 | 40.3817 | 53.2368
2028-05-20 09:00 | 40.313 | 52.8668
2028-05-20 10:00 | 39.7752 | 51.2276
2028-05-20 11:00 | 38.4489 | 49.1113
2028-05-20 12:00 | 37.3465 | 45.1036
2028-05-20 13:00 | 36.5753 | 43.6854
2028-05-20 14:00 | 35.8677 | 39.2907
2028-05-20 15:00 | 35.8957 | 43.0133
2028-05-20 16:00 | 37.7981 | 46.5054
2028-05-20 17:00 | 40.2394 | 50.9433
2028-05-20 18:00 | 41.0216 | 52.8322
2028-05-20 19:00 | 38.487 | 53.36
2028-05-20 20:00 | 35.6688 | 52.8007
2028-05-20 21:00 | 34.4532 | 51.8645
2028-05-20 22:00 | 32.3644 | 50.5214
2028-05-20 23:00 | 29.9476 | 48.8647
2028-05-21 | 27.9151 | 48.9427
2028-05-21 01:00 | 27.0051 | 46.277
2028-05-21 02:00 | 27.4081 | 44.7751
2028-05-21 03:00 | 28.0144 | 45.2491
2028-05-21 04:00 | 28.2071 | 44.6307
2028-05-21 05:00 | 28.757 | 45.9939
2028-05-21 06:00 | 30.968 | 49.1739
2028-05-21 07:00 | 35.697 | 49.5096
2028-05-21 08:00 | 37.3063 | 49.1472
2028-05-21 09:00 | 36.7728 | 50.6184
2028-05-21 10:00 | 35.7576 | 50.6289
2028-05-21 11:00 | 35.0217 | 50.8962
2028-05-21 12:00 | 35.0266 | 50.0082
2028-05-21 13:00 | 35.1153 | 49.6851
2028-05-21 14:00 | 34.3536 | 47.2565
2028-05-21 15:00 | 35.0536 | 51.7965
2028-05-21 16:00 | 37.4777 | 54.7087
2028-05-21 17:00 | 40.7827 | 57.4307
2028-05-21 18:00 | 42.0805 | 56.3395
2028-05-21 19:00 | 39.5333 | 57.8388
2028-05-21 20:00 | 36.9452 | 56.9866
2028-05-21 21:00 | 35.4427 | 55.6343
2028-05-21 22:00 | 32.9027 | 53.7514
2028-05-21 23:00 | 30.1848 | 51.4735
2028-05-22 | 28.4538 | 49.5327
2028-05-22 01:00 | 26.6368 | 49.2911
2028-05-22 02:00 | 27.1298 | 47.2015
2028-05-22 03:00 | 27.8366 | 46.1586
2028-05-22 04:00 | 28.0319 | 45.2703
2028-05-22 05:00 | 28.5073 | 46.1367
2028-05-22 06:00 | 30.3554 | 50.4511
2028-05-22 07:00 | 34.491 | 49.2532
2028-05-22 08:00 | 34.9898 | 46.4748
2028-05-22 09:00 | 33.8051 | 47.1146
2028-05-22 10:00 | 32.946 | 44.9951
2028-05-22 11:00 | 32.8697 | 46.7745
2028-05-22 12:00 | 32.1845 | 39.5158
2028-05-22 13:00 | 31.2015 | 39.8293
2028-05-22 14:00 | 31.2339 | 38.5445
2028-05-22 15:00 | 31.6458 | 45.6417
2028-05-22 16:00 | 33.835 | 50.6725
2028-05-22 17:00 | 37.0434 | 55.2449
2028-05-22 18:00 | 37.6828 | 57.959
2028-05-22 19:00 | 35.9771 | 60.7272
2028-05-22 20:00 | 34.4779 | 60.58
2028-05-22 21:00 | 33.5757 | 60.7123
2028-05-22 22:00 | 31.4477 | 58.695
2028-05-22 23:00 | 29.2565 | 55.3839
2028-05-23 | 28.62 | 52.6329
2028-05-23 01:00 | 29.0607 | 47.3682
2028-05-23 02:00 | 29.6311 | 45.8545
2028-05-23 03:00 | 30.4425 | 46.1653
2028-05-23 04:00 | 30.9594 | 45.0902
2028-05-23 05:00 | 32.513 | 47.5637
2028-05-23 06:00 | 37.0683 | 55.2717
2028-05-23 07:00 | 43.3986 | 59.4986
2028-05-23 08:00 | 44.0112 | 60.1131
2028-05-23 09:00 | 42.0341 | 59.7038
2028-05-23 10:00 | 40.6321 | 59.5071
2028-05-23 11:00 | 39.6305 | 60.4955
2028-05-23 12:00 | 40.2261 | 53.4657
2028-05-23 13:00 | 40.4705 | 51.7821
2028-05-23 14:00 | 40.1129 | 48.2171
2028-05-23 15:00 | 40.7043 | 51.9302
2028-05-23 16:00 | 42.1781 | 55.2369
2028-05-23 17:00 | 44.3883 | 58.3848
2028-05-23 18:00 | 45.0867 | 60.891
2028-05-23 19:00 | 42.9824 | 60.8401
2028-05-23 20:00 | 40.6528 | 59.7316
2028-05-23 21:00 | 39.0689 | 57.4721
2028-05-23 22:00 | 36.0056 | 55.0136
2028-05-23 23:00 | 32.5006 | 51.7635
2028-05-24 | 30.6651 | 50.7517
2028-05-24 01:00 | 29.315 | 48.11
2028-05-24 02:00 | 29.8546 | 46.1898
2028-05-24 03:00 | 30.6446 | 46.4477
2028-05-24 04:00 | 31.1233 | 46.2646
2028-05-24 05:00 | 32.5902 | 48.3608
2028-05-24 06:00 | 36.6924 | 55.2866
2028-05-24 07:00 | 43.479 | 60.3452
2028-05-24 08:00 | 44.6483 | 60.7543
2028-05-24 09:00 | 42.9666 | 62.8724
2028-05-24 10:00 | 41.851 | 60.9402
2028-05-24 11:00 | 40.8149 | 58.4189
2028-05-24 12:00 | 40.608 | 52.6073
2028-05-24 13:00 | 40.6746 | 53.0581
2028-05-24 14:00 | 40.3041 | 48.2158
2028-05-24 15:00 | 40.7929 | 51.1307
2028-05-24 16:00 | 42.2826 | 54.4173
2028-05-24 17:00 | 44.1317 | 58.7555
2028-05-24 18:00 | 44.8716 | 62.2517
2028-05-24 19:00 | 42.3561 | 62.3705
2028-05-24 20:00 | 39.8233 | 61.3316
2028-05-24 21:00 | 38.0231 | 59.049
2028-05-24 22:00 | 35.0489 | 56.2426
2028-05-24 23:00 | 31.7464 | 52.8089
2028-05-25 | 29.7919 | 51.8655
2028-05-25 01:00 | 28.8964 | 48.244
2028-05-25 02:00 | 29.4249 | 47.0321
2028-05-25 03:00 | 30.2359 | 47.3282
2028-05-25 04:00 | 30.7408 | 47.1763
2028-05-25 05:00 | 32.28 | 49.6274
2028-05-25 06:00 | 36.7155 | 56.4787
2028-05-25 07:00 | 43.9037 | 60.4385
2028-05-25 08:00 | 45.2663 | 61.2347
2028-05-25 09:00 | 43.6225 | 60.9187
2028-05-25 10:00 | 42.0058 | 61.3114
2028-05-25 11:00 | 40.3726 | 59.9553
2028-05-25 12:00 | 39.4548 | 55.4952
2028-05-25 13:00 | 39.5709 | 54.066
2028-05-25 14:00 | 39.0567 | 50.4915
2028-05-25 15:00 | 39.2135 | 53.4864
2028-05-25 16:00 | 40.5419 | 56.3722
2028-05-25 17:00 | 42.6609 | 59.043
2028-05-25 18:00 | 43.8453 | 57.4429
2028-05-25 19:00 | 41.4552 | 59.002
2028-05-25 20:00 | 39.0744 | 58.5181
2028-05-25 21:00 | 37.3295 | 56.6936
2028-05-25 22:00 | 34.4487 | 54.0266
2028-05-25 23:00 | 31.2844 | 50.7356
2028-05-26 | 29.6601 | 51.3517
2028-05-26 01:00 | 28.971 | 49.9492
2028-05-26 02:00 | 29.5067 | 48.1466
2028-05-26 03:00 | 30.3221 | 48.1333
2028-05-26 04:00 | 30.8746 | 47.6483
2028-05-26 05:00 | 32.4169 | 49.8108
2028-05-26 06:00 | 36.7564 | 55.9778
2028-05-26 07:00 | 43.6901 | 60.9782
2028-05-26 08:00 | 45.2159 | 61.4832
2028-05-26 09:00 | 43.7537 | 63.1061
2028-05-26 10:00 | 42.7925 | 61.8916
2028-05-26 11:00 | 41.588 | 60.2594
2028-05-26 12:00 | 41.0923 | 52.034
2028-05-26 13:00 | 40.983 | 51.9889
2028-05-26 14:00 | 40.298 | 48.0006
2028-05-26 15:00 | 40.2573 | 51.1993
2028-05-26 16:00 | 41.0608 | 53.8571
2028-05-26 17:00 | 42.6443 | 56.9121
2028-05-26 18:00 | 42.9525 | 59.1586
2028-05-26 19:00 | 40.4178 | 60.1524
2028-05-26 20:00 | 37.7103 | 59.6908
2028-05-26 21:00 | 36.1022 | 57.8663
2028-05-26 22:00 | 33.2833 | 54.9584
2028-05-26 23:00 | 30.1802 | 51.7982
2028-05-27 | 28.3741 | 51.1478
2028-05-27 01:00 | 27.5651 | 46.252
2028-05-27 02:00 | 27.9624 | 44.8702
2028-05-27 03:00 | 28.6133 | 44.7034
2028-05-27 04:00 | 28.9184 | 43.9391
2028-05-27 05:00 | 29.4716 | 45.038
2028-05-27 06:00 | 31.8329 | 50.4431
2028-05-27 07:00 | 37.7204 | 51.5508
2028-05-27 08:00 | 40.1049 | 52.074
2028-05-27 09:00 | 40.4036 | 51.3723
2028-05-27 10:00 | 39.88 | 52.0314
2028-05-27 11:00 | 38.9823 | 50.7152
2028-05-27 12:00 | 36.5841 | 35.6415
2028-05-27 13:00 | 36.3669 | 32.813
2028-05-27 14:00 | 35.4849 | 28.9994
2028-05-27 15:00 | 35.9148 | 32.5548
2028-05-27 16:00 | 38.0195 | 37.429
2028-05-27 17:00 | 40.7716 | 44.5699
2028-05-27 18:00 | 41.8536 | 46.746
2028-05-27 19:00 | 38.7807 | 49.4541
2028-05-27 20:00 | 35.7721 | 49.9396
2028-05-27 21:00 | 33.999 | 50.5242
2028-05-27 22:00 | 31.8294 | 49.4698
2028-05-27 23:00 | 29.4247 | 47.7235
2028-05-28 | 28.1083 | 48.7118
2028-05-28 01:00 | 27.2264 | 46.2189
2028-05-28 02:00 | 27.5534 | 44.7774
2028-05-28 03:00 | 28.1398 | 45.5014
2028-05-28 04:00 | 28.4195 | 44.555
2028-05-28 05:00 | 28.8038 | 45.994
2028-05-28 06:00 | 30.7214 | 47.8422
2028-05-28 07:00 | 36.1226 | 48.2241
2028-05-28 08:00 | 37.7769 | 46.8211
2028-05-28 09:00 | 37.6266 | 46.8787
2028-05-28 10:00 | 37.1015 | 44.6108
2028-05-28 11:00 | 36.3701 | 44.4486
2028-05-28 12:00 | 35.9457 | 47.7877
2028-05-28 13:00 | 35.858 | 47.2498
2028-05-28 14:00 | 35.4358 | 44.2828
2028-05-28 15:00 | 35.9126 | 47.6351
2028-05-28 16:00 | 38.4959 | 50.2475
2028-05-28 17:00 | 41.5463 | 54.1867
2028-05-28 18:00 | 42.5577 | 56.164
2028-05-28 19:00 | 39.267 | 57.6443
2028-05-28 20:00 | 36.2344 | 56.505
2028-05-28 21:00 | 34.4403 | 55.4922
2028-05-28 22:00 | 32.1526 | 54.0594
2028-05-28 23:00 | 29.7158 | 51.6784
2028-05-29 | 28.6557 | 49.569
2028-05-29 01:00 | 27.6082 | 48.5811
2028-05-29 02:00 | 28.1449 | 47.6471
2028-05-29 03:00 | 28.9596 | 48.2654
2028-05-29 04:00 | 29.4525 | 47.7713
2028-05-29 05:00 | 30.8321 | 50.2643
2028-05-29 06:00 | 35.7476 | 53.9689
2028-05-29 07:00 | 42.841 | 58.2091
2028-05-29 08:00 | 44.2838 | 58.4054
2028-05-29 09:00 | 43.3 | 58.0248
2028-05-29 10:00 | 42.3643 | 57.3994
2028-05-29 11:00 | 41.3801 | 57.4989
2028-05-29 12:00 | 40.7354 | 56.0325
2028-05-29 13:00 | 40.8783 | 55.6458
2028-05-29 14:00 | 40.4953 | 52.5297
2028-05-29 15:00 | 40.9949 | 54.8867
2028-05-29 16:00 | 42.5996 | 57.4536
2028-05-29 17:00 | 44.6915 | 60.0776
2028-05-29 18:00 | 45.4659 | 59.0346
2028-05-29 19:00 | 43.1364 | 60.841
2028-05-29 20:00 | 40.466 | 59.8488
2028-05-29 21:00 | 38.5689 | 58.4948
2028-05-29 22:00 | 35.4364 | 55.5753
2028-05-29 23:00 | 31.8814 | 52.0512
2028-05-30 | 30.081 | 49.7348
2028-05-30 01:00 | 28.7436 | 47.5259
2028-05-30 02:00 | 29.1726 | 46.0005
2028-05-30 03:00 | 29.8678 | 46.5045
2028-05-30 04:00 | 30.3308 | 45.9249
2028-05-30 05:00 | 31.7283 | 48.2478
2028-05-30 06:00 | 35.7496 | 56.352
2028-05-30 07:00 | 42.5369 | 60.4545
2028-05-30 08:00 | 44.2685 | 59.2955
2028-05-30 09:00 | 43.5178 | 57.063
2028-05-30 10:00 | 43.0677 | 54.8716
2028-05-30 11:00 | 42.5915 | 55.4227
2028-05-30 12:00 | 42.4516 | 46.0406
2028-05-30 13:00 | 43.1281 | 44.959
2028-05-30 14:00 | 43.4291 | 40.3984
2028-05-30 15:00 | 44.5773 | 44.3642
2028-05-30 16:00 | 46.5931 | 48.8606
2028-05-30 17:00 | 49.0883 | 53.8854
2028-05-30 18:00 | 48.2858 | 53.5862
2028-05-30 19:00 | 45.1825 | 56.5962
2028-05-30 20:00 | 41.9621 | 57.1153
2028-05-30 21:00 | 39.6175 | 56.5872
2028-05-30 22:00 | 36.282 | 54.0668
2028-05-30 23:00 | 32.5533 | 50.9706
2028-05-31 | 31.4983 | 51.8972
2028-05-31 01:00 | 29.6693 | 48.6889
2028-05-31 02:00 | 30.0122 | 46.9789
2028-05-31 03:00 | 30.636 | 47.3812
2028-05-31 04:00 | 31.0041 | 47.1052
2028-05-31 05:00 | 32.2927 | 49.2506
2028-05-31 06:00 | 37.0177 | 55.004
2028-05-31 07:00 | 44.3763 | 58.6746
2028-05-31 08:00 | 46.0045 | 56.1463
2028-05-31 09:00 | 45.1364 | 53.3647
2028-05-31 10:00 | 44.1109 | 49.9831
2028-05-31 11:00 | 42.8546 | 51.1477
2028-05-31 12:00 | 41.9393 | 53.655
2028-05-31 13:00 | 42.0771 | 53.2995
2028-05-31 14:00 | 41.6447 | 49.7177
2028-05-31 15:00 | 42.0712 | 52.3343
2028-05-31 16:00 | 43.6372 | 54.9401
2028-05-31 17:00 | 45.7687 | 58.5017
2028-05-31 18:00 | 46.3418 | 60.0165
2028-05-31 19:00 | 43.477 | 62.3579
2028-05-31 20:00 | 40.6292 | 61.3508
2028-05-31 21:00 | 38.5611 | 60.4656
2028-05-31 22:00 | 35.5118 | 57.3991
2028-05-31 23:00 | 32.0396 | 53.443
2028-06-01 | 30.4842 | 51.7137
2028-06-01 01:00 | 30.5137 | 50.7553
2028-06-01 02:00 | 30.865 | 49.4178
2028-06-01 03:00 | 31.4516 | 49.3342
2028-06-01 04:00 | 31.7563 | 48.505
2028-06-01 05:00 | 33.057 | 50.993
2028-06-01 06:00 | 36.8018 | 57.2823
2028-06-01 07:00 | 44.5715 | 61.0252
2028-06-01 08:00 | 46.5207 | 60.3811
2028-06-01 09:00 | 45.7986 | 59.5265
2028-06-01 10:00 | 44.7522 | 57.414
2028-06-01 11:00 | 43.815 | 57.0399
2028-06-01 12:00 | 42.3591 | 56.921
2028-06-01 13:00 | 42.2662 | 55.6607
2028-06-01 14:00 | 41.9546 | 51.8625
2028-06-01 15:00 | 42.5206 | 54.7037
2028-06-01 16:00 | 43.8225 | 57.531
2028-06-01 17:00 | 45.3151 | 61.3226
2028-06-01 18:00 | 45.9994 | 63.6435
2028-06-01 19:00 | 43.6681 | 65.4013
2028-06-01 20:00 | 41.1634 | 64.1377
2028-06-01 21:00 | 39.3427 | 62.7232
2028-06-01 22:00 | 36.6518 | 60.226
2028-06-01 23:00 | 33.2828 | 56.7431
2028-06-02 | 31.0356 | 54.8651
2028-06-02 01:00 | 30.2535 | 50.6257
2028-06-02 02:00 | 30.6022 | 49.0954
2028-06-02 03:00 | 31.1833 | 49.2253
2028-06-02 04:00 | 31.534 | 48.306
2028-06-02 05:00 | 32.8743 | 50.1173
2028-06-02 06:00 | 37.1462 | 55.4902
2028-06-02 07:00 | 43.8981 | 59.6253
2028-06-02 08:00 | 45.4552 | 59.3724
2028-06-02 09:00 | 44.3953 | 58.7409
2028-06-02 10:00 | 43.4418 | 56.598
2028-06-02 11:00 | 42.3532 | 55.7644
2028-06-02 12:00 | 42.3337 | 57.1616
2028-06-02 13:00 | 42.3279 | 55.8331
2028-06-02 14:00 | 41.8359 | 51.7393
2028-06-02 15:00 | 42.0682 | 53.9205
2028-06-02 16:00 | 42.9359 | 55.962
2028-06-02 17:00 | 44.4701 | 59.3126
2028-06-02 18:00 | 44.806 | 61.494
2028-06-02 19:00 | 42.5125 | 62.7176
2028-06-02 20:00 | 39.8544 | 60.6426
2028-06-02 21:00 | 38.2718 | 59.0728
2028-06-02 22:00 | 35.6207 | 56.9581
2028-06-02 23:00 | 32.2633 | 53.5148
2028-06-03 | 30.1182 | 52.0255
2028-06-03 01:00 | 28.7429 | 49.9735
2028-06-03 02:00 | 28.9234 | 48.7014
2028-06-03 03:00 | 29.2842 | 48.6263
2028-06-03 04:00 | 29.4107 | 47.2981
2028-06-03 05:00 | 29.6709 | 48.5936
2028-06-03 06:00 | 31.9313 | 51.6615
2028-06-03 07:00 | 37.7621 | 52.3098
2028-06-03 08:00 | 40.323 | 53.1133
2028-06-03 09:00 | 40.6053 | 54.8063
2028-06-03 10:00 | 40.2286 | 53.9687
2028-06-03 11:00 | 39.5832 | 54.5606
2028-06-03 12:00 | 39.4475 | 51.8217
2028-06-03 13:00 | 38.8638 | 50.9991
2028-06-03 14:00 | 37.9532 | 48.4137
2028-06-03 15:00 | 38.0379 | 51.6052
2028-06-03 16:00 | 39.935 | 54.154
2028-06-03 17:00 | 42.362 | 57.0096
2028-06-03 18:00 | 43.6188 | 56.8718
2028-06-03 19:00 | 40.0694 | 57.7974
2028-06-03 20:00 | 36.5842 | 56.0487
2028-06-03 21:00 | 34.6171 | 55.7204
2028-06-03 22:00 | 32.8829 | 55.0118
2028-06-03 23:00 | 30.5784 | 53.1529
2028-06-04 | 29.3973 | 51.0669
2028-06-04 01:00 | 28.1639 | 50.5025
2028-06-04 02:00 | 28.2372 | 48.7225
2028-06-04 03:00 | 28.5763 | 48.598
2028-06-04 04:00 | 28.7068 | 47.5391
2028-06-04 05:00 | 28.9775 | 48.2286
2028-06-04 06:00 | 31.0234 | 51.3587
2028-06-04 07:00 | 36.1584 | 50.1348
2028-06-04 08:00 | 37.9782 | 47.3113
2028-06-04 09:00 | 37.9934 | 48.1235
2028-06-04 10:00 | 37.2801 | 45.9431
2028-06-04 11:00 | 36.2276 | 47.4132
2028-06-04 12:00 | 36.4128 | 49.902
2028-06-04 13:00 | 36.0046 | 49.9114
2028-06-04 14:00 | 35.8211 | 46.1374
2028-06-04 15:00 | 36.4143 | 51.4341
2028-06-04 16:00 | 38.9016 | 54.8772
2028-06-04 17:00 | 41.6679 | 59.5466
2028-06-04 18:00 | 42.2779 | 63.1144
2028-06-04 19:00 | 39.3443 | 63.6367
2028-06-04 20:00 | 36.581 | 61.2815
2028-06-04 21:00 | 35.1733 | 59.5206
2028-06-04 22:00 | 33.2104 | 58.1666
2028-06-04 23:00 | 30.7435 | 55.6998
2028-06-05 | 29.4434 | 53.8552
2028-06-05 01:00 | 28.7398 | 50.4015
2028-06-05 02:00 | 29.1473 | 49.2043
2028-06-05 03:00 | 29.7828 | 48.7808
2028-06-05 04:00 | 30.1313 | 47.7054
2028-06-05 05:00 | 31.4088 | 49.9784
2028-06-05 06:00 | 36.1652 | 56.3
2028-06-05 07:00 | 42.9204 | 60.5754
2028-06-05 08:00 | 43.974 | 61.4058
2028-06-05 09:00 | 42.6788 | 62.1129
2028-06-05 10:00 | 41.5293 | 61.8762
2028-06-05 11:00 | 40.7629 | 61.7718
2028-06-05 12:00 | 41.2909 | 59.8759
2028-06-05 13:00 | 41.5664 | 59.1757
2028-06-05 14:00 | 41.2922 | 56.3453
2028-06-05 15:00 | 42.1334 | 59.6763
2028-06-05 16:00 | 43.7794 | 62.656
2028-06-05 17:00 | 45.796 | 66.1924
2028-06-05 18:00 | 46.4935 | 67.7126
2028-06-05 19:00 | 44.3389 | 68.1434
2028-06-05 20:00 | 41.8226 | 66.113
2028-06-05 21:00 | 40.0363 | 63.8889
2028-06-05 22:00 | 37.1746 | 61.2406
2028-06-05 23:00 | 33.5544 | 57.786
2028-06-06 | 31.5148 | 56.0679
2028-06-06 01:00 | 29.8079 | 49.4435
2028-06-06 02:00 | 30.1506 | 47.6818
2028-06-06 03:00 | 30.7441 | 47.3772
2028-06-06 04:00 | 31.1069 | 46.2245
2028-06-06 05:00 | 32.4397 | 48.3871
2028-06-06 06:00 | 36.7962 | 57.0701
2028-06-06 07:00 | 43.464 | 62.024
2028-06-06 08:00 | 44.9249 | 64.0655
2028-06-06 09:00 | 43.7348 | 66.7741
2028-06-06 10:00 | 43.0215 | 66.3067
2028-06-06 11:00 | 42.2709 | 65.3505
2028-06-06 12:00 | 41.8996 | 59.5814
2028-06-06 13:00 | 41.9576 | 58.9363
2028-06-06 14:00 | 41.6048 | 55.4605
2028-06-06 15:00 | 42.3843 | 59.2454
2028-06-06 16:00 | 44.0542 | 62.621
2028-06-06 17:00 | 45.9891 | 65.6252
2028-06-06 18:00 | 46.3694 | 68.9067
2028-06-06 19:00 | 43.2646 | 68.6305
2028-06-06 20:00 | 40.632 | 66.2052
2028-06-06 21:00 | 38.4314 | 63.7685
2028-06-06 22:00 | 35.7666 | 61.5495
2028-06-06 23:00 | 32.5786 | 58.5594
2028-06-07 | 31.3334 | 55.9085
2028-06-07 01:00 | 30.0927 | 54.5463
2028-06-07 02:00 | 30.4612 | 53.0243
2028-06-07 03:00 | 31.0776 | 52.6902
2028-06-07 04:00 | 31.4546 | 52.2901
2028-06-07 05:00 | 32.7956 | 53.9404
2028-06-07 06:00 | 36.7768 | 60.2635
2028-06-07 07:00 | 44.2617 | 64.6841
2028-06-07 08:00 | 46.0762 | 66.1842
2028-06-07 09:00 | 45.1112 | 68.6688
2028-06-07 10:00 | 43.6398 | 69.4157
2028-06-07 11:00 | 42.2406 | 68.2154
2028-06-07 12:00 | 39.651 | 64.843
2028-06-07 13:00 | 39.4323 | 65.6552
2028-06-07 14:00 | 38.9882 | 62.1104
2028-06-07 15:00 | 39.3195 | 66.07
2028-06-07 16:00 | 40.8289 | 69.1981
2028-06-07 17:00 | 43.2867 | 72.4688
2028-06-07 18:00 | 42.0747 | 77.1127
2028-06-07 19:00 | 40.7222 | 77.2711
2028-06-07 20:00 | 39.4272 | 74.6268
2028-06-07 21:00 | 38.0101 | 71.3361
2028-06-07 22:00 | 35.5321 | 68.097
2028-06-07 23:00 | 32.2439 | 63.9527
2028-06-08 | 30.8405 | 61.5072
2028-06-08 01:00 | 29.861 | 56.1731
2028-06-08 02:00 | 30.2673 | 53.9271
2028-06-08 03:00 | 30.9087 | 53.0692
2028-06-08 04:00 | 31.3335 | 52.0594
2028-06-08 05:00 | 32.7298 | 53.3977
2028-06-08 06:00 | 37.0747 | 64.0734
2028-06-08 07:00 | 43.7217 | 68.2229
2028-06-08 08:00 | 45.0231 | 69.8695
2028-06-08 09:00 | 43.5834 | 72.9597
2028-06-08 10:00 | 42.3787 | 74.1857
2028-06-08 11:00 | 41.4324 | 71.989
2028-06-08 12:00 | 41.7884 | 70.2274
2028-06-08 13:00 | 41.7005 | 69.5066
2028-06-08 14:00 | 41.3142 | 65.548
2028-06-08 15:00 | 41.924 | 68.4204
2028-06-08 16:00 | 43.1827 | 69.8193
2028-06-08 17:00 | 44.8563 | 70.6987
2028-06-08 18:00 | 45.0867 | 75.7282
2028-06-08 19:00 | 42.9675 | 74.3266
2028-06-08 20:00 | 40.6918 | 71.397
2028-06-08 21:00 | 39.2696 | 67.362
2028-06-08 22:00 | 36.67 | 64.6705
2028-06-08 23:00 | 33.3491 | 60.9055
2028-06-09 | 31.2279 | 60.385
2028-06-09 01:00 | 30.0284 | 53.8517
2028-06-09 02:00 | 30.3126 | 51.4524
2028-06-09 03:00 | 30.8766 | 50.6596
2028-06-09 04:00 | 31.2388 | 49.5238
2028-06-09 05:00 | 32.4976 | 50.6395
2028-06-09 06:00 | 36.7719 | 60.8858
2028-06-09 07:00 | 43.2427 | 65.4216
2028-06-09 08:00 | 44.3931 | 66.6669
2028-06-09 09:00 | 43.1509 | 69.4772
2028-06-09 10:00 | 42.1196 | 69.7073
2028-06-09 11:00 | 41.1637 | 67.0165
2028-06-09 12:00 | 41.4481 | 62.5266
2028-06-09 13:00 | 41.3073 | 61.4245
2028-06-09 14:00 | 40.8596 | 56.3235
2028-06-09 15:00 | 41.0991 | 59.6603
2028-06-09 16:00 | 42.144 | 60.8539
2028-06-09 17:00 | 43.7696 | 62.8681
2028-06-09 18:00 | 44.194 | 67.546
2028-06-09 19:00 | 42.0278 | 66.5623
2028-06-09 20:00 | 39.5875 | 63.3392
2028-06-09 21:00 | 38.0192 | 59.5674
2028-06-09 22:00 | 35.4568 | 57.665
2028-06-09 23:00 | 32.1989 | 54.099
2028-06-10 | 30.3551 | 54.8632
2028-06-10 01:00 | 29.2186 | 49.5395
2028-06-10 02:00 | 29.4109 | 47.5366
2028-06-10 03:00 | 29.773 | 46.8418
2028-06-10 04:00 | 30.0143 | 45.6083
2028-06-10 05:00 | 30.4182 | 46.2661
2028-06-10 06:00 | 31.7244 | 49.5591
2028-06-10 07:00 | 37.4032 | 50.8886
2028-06-10 08:00 | 39.4921 | 52.0445
2028-06-10 09:00 | 40.0189 | 55.845
2028-06-10 10:00 | 39.7969 | 56.8135
2028-06-10 11:00 | 39.1864 | 56.7634
2028-06-10 12:00 | 38.4827 | 50.1067
2028-06-10 13:00 | 38.7723 | 51.5815
2028-06-10 14:00 | 38.9013 | 50.4427
2028-06-10 15:00 | 39.9185 | 56.5674
2028-06-10 16:00 | 42.6658 | 61.8614
2028-06-10 17:00 | 45.6014 | 68.3075
2028-06-10 18:00 | 47.042 | 71.7791
2028-06-10 19:00 | 43.4367 | 72.5261
2028-06-10 20:00 | 39.4055 | 67.4623
2028-06-10 21:00 | 36.8639 | 64.3929
2028-06-10 22:00 | 34.4097 | 61.8694
2028-06-10 23:00 | 31.5414 | 57.652
2028-06-11 | 29.3782 | 53.2635
2028-06-11 01:00 | 28.4495 | 48.376
2028-06-11 02:00 | 28.443 | 46.1797
2028-06-11 03:00 | 28.661 | 45.2546
2028-06-11 04:00 | 28.7144 | 44.2804
2028-06-11 05:00 | 28.8953 | 44.9959
2028-06-11 06:00 | 30.3541 | 48.5054
2028-06-11 07:00 | 35.8637 | 49.4716
2028-06-11 08:00 | 38.5828 | 50.9591
2028-06-11 09:00 | 39.8297 | 55.2877
2028-06-11 10:00 | 40.0252 | 56.8897
2028-06-11 11:00 | 39.8276 | 57.2471
2028-06-11 12:00 | 38.9346 | 51.0885
2028-06-11 13:00 | 39.7657 | 52.472
2028-06-11 14:00 | 40.6546 | 52.5882
2028-06-11 15:00 | 42.3516 | 59.7404
2028-06-11 16:00 | 45.8079 | 64.9435
2028-06-11 17:00 | 49.3958 | 71.8387
2028-06-11 18:00 | 50.4876 | 75.0159
2028-06-11 19:00 | 47.1274 | 74.908
2028-06-11 20:00 | 42.8843 | 70.1947
2028-06-11 21:00 | 40.2395 | 66.6083
2028-06-11 22:00 | 37.3433 | 64.2713
2028-06-11 23:00 | 33.9716 | 60.0459
2028-06-12 | 31.6787 | 57.8592
2028-06-12 01:00 | 30.0585 | 53.3476
2028-06-12 02:00 | 30.2658 | 51.6464
2028-06-12 03:00 | 30.7241 | 50.9869
2028-06-12 04:00 | 30.9793 | 50.0927
2028-06-12 05:00 | 32.1407 | 51.7305
2028-06-12 06:00 | 36.7031 | 59.9001
2028-06-12 07:00 | 44.1129 | 64.6354
2028-06-12 08:00 | 45.571 | 66.6281
2028-06-12 09:00 | 44.5756 | 70.383
2028-06-12 10:00 | 43.6044 | 71.5525
2028-06-12 11:00 | 42.6944 | 70.1798
2028-06-12 12:00 | 42.3298 | 66.1802
2028-06-12 13:00 | 42.6139 | 66.7257
2028-06-12 14:00 | 42.2843 | 63.5439
2028-06-12 15:00 | 43.1672 | 67.8082
2028-06-12 16:00 | 45.0157 | 71.6633
2028-06-12 17:00 | 46.9764 | 75.7037
2028-06-12 18:00 | 47.5769 | 80.8299
2028-06-12 19:00 | 44.5589 | 80.3739
2028-06-12 20:00 | 41.7265 | 77.0602
2028-06-12 21:00 | 39.3144 | 73.4104
2028-06-12 22:00 | 36.4796 | 69.7146
2028-06-12 23:00 | 33.0612 | 65.6639
2028-06-13 | 31.5919 | 61.9359
2028-06-13 01:00 | 30.8981 | 57.2641
2028-06-13 02:00 | 31.2265 | 54.9377
2028-06-13 03:00 | 31.7645 | 54.2145
2028-06-13 04:00 | 32.1509 | 53.2731
2028-06-13 05:00 | 33.4381 | 54.7132
2028-06-13 06:00 | 37.1361 | 60.3207
2028-06-13 07:00 | 43.9898 | 64.6275
2028-06-13 08:00 | 46.0525 | 65.7902
2028-06-13 09:00 | 45.7094 | 67.8544
2028-06-13 10:00 | 45.5723 | 68.4953
2028-06-13 11:00 | 45.6319 | 67.9112
2028-06-13 12:00 | 45.5603 | 64.2431
2028-06-13 13:00 | 46.4678 | 64.8215
2028-06-13 14:00 | 47.0717 | 61.8352
2028-06-13 15:00 | 48.7456 | 66.6851
2028-06-13 16:00 | 50.9127 | 70.5135
2028-06-13 17:00 | 53.2542 | 73.4612
2028-06-13 18:00 | 52.1461 | 75.3995
2028-06-13 19:00 | 48.9657 | 75.45
2028-06-13 20:00 | 45.546 | 71.6198
2028-06-13 21:00 | 43.1194 | 67.2336
2028-06-13 22:00 | 39.8854 | 64.4098
2028-06-13 23:00 | 35.8437 | 60.1217
2028-06-14 | 33.8556 | 58.7937
2028-06-14 01:00 | 31.9337 | 53.2386
2028-06-14 02:00 | 31.9878 | 51.0635
2028-06-14 03:00 | 32.2859 | 50.491
2028-06-14 04:00 | 32.3792 | 49.5741
2028-06-14 05:00 | 33.4944 | 50.9605
2028-06-14 06:00 | 37.9246 | 57.6809
2028-06-14 07:00 | 45.3329 | 61.8045
2028-06-14 08:00 | 47.5111 | 62.833
2028-06-14 09:00 | 47.4336 | 64.2488
2028-06-14 10:00 | 46.678 | 63.8973
2028-06-14 11:00 | 45.606 | 63.2243
2028-06-14 12:00 | 44.3535 | 63.412
2028-06-14 13:00 | 44.285 | 62.5281
2028-06-14 14:00 | 43.9589 | 58.2972
2028-06-14 15:00 | 44.5045 | 60.9392
2028-06-14 16:00 | 45.945 | 63.5289
2028-06-14 17:00 | 47.7079 | 67.2631
2028-06-14 18:00 | 48.1109 | 69.9437
2028-06-14 19:00 | 45.3972 | 70.2066
2028-06-14 20:00 | 42.623 | 67.3838
2028-06-14 21:00 | 40.5455 | 64.8624
2028-06-14 22:00 | 37.6644 | 62.3275
2028-06-14 23:00 | 34.0019 | 58.423
2028-06-15 | 31.9564 | 55.993
2028-06-15 01:00 | 30.2948 | 52.1551
2028-06-15 02:00 | 30.5736 | 50.4166
2028-06-15 03:00 | 31.1254 | 50.0517
2028-06-15 04:00 | 31.4686 | 49.6078
2028-06-15 05:00 | 32.6861 | 51.4766
2028-06-15 06:00 | 37.0189 | 56.7086
2028-06-15 07:00 | 43.8966 | 60.8415
2028-06-15 08:00 | 45.0465 | 61.4796
2028-06-15 09:00 | 43.7178 | 63.1333
2028-06-15 10:00 | 42.5446 | 63.5852
2028-06-15 11:00 | 41.6128 | 62.5243
2028-06-15 12:00 | 41.8943 | 56.2745
2028-06-15 13:00 | 42.1053 | 57.5982
2028-06-15 14:00 | 41.8684 | 54.799
2028-06-15 15:00 | 42.7368 | 59.9613
2028-06-15 16:00 | 44.3502 | 65.3462
2028-06-15 17:00 | 46.1471 | 70.7915
2028-06-15 18:00 | 46.6368 | 74.6892
2028-06-15 19:00 | 44.3586 | 75.0372
2028-06-15 20:00 | 41.8521 | 72.2886
2028-06-15 21:00 | 39.9934 | 69.2717
2028-06-15 22:00 | 37.2559 | 65.9081
2028-06-15 23:00 | 33.6797 | 62.1955
2028-06-16 | 31.846 | 58.2242
2028-06-16 01:00 | 30.1019 | 55.607
2028-06-16 02:00 | 30.3021 | 54.2079
2028-06-16 03:00 | 30.7857 | 53.6639
2028-06-16 04:00 | 31.0876 | 52.9776
2028-06-16 05:00 | 32.2986 | 54.478
2028-06-16 06:00 | 37.0468 | 60.0594
2028-06-16 07:00 | 44.1105 | 64.1689
2028-06-16 08:00 | 45.7703 | 65.7554
2028-06-16 09:00 | 45.1132 | 67.8279
2028-06-16 10:00 | 44.2985 | 69.4572
2028-06-16 11:00 | 43.2131 | 70.307
2028-06-16 12:00 | 42.4517 | 68.0454
2028-06-16 13:00 | 42.6051 | 69.5927
2028-06-16 14:00 | 42.2637 | 69.0724
2028-06-16 15:00 | 42.6416 | 73.7372
2028-06-16 16:00 | 43.8879 | 78.4936
2028-06-16 17:00 | 45.5756 | 82.0239
2028-06-16 18:00 | 46.1068 | 84.9626
2028-06-16 19:00 | 43.2547 | 85.9005
2028-06-16 20:00 | 40.4068 | 82.4157
2028-06-16 21:00 | 38.2318 | 78.7393
2028-06-16 22:00 | 35.5476 | 74.2052
2028-06-16 23:00 | 32.2307 | 69.4558
2028-06-17 | 30.7421 | 64.7367
2028-06-17 01:00 | 28.5645 | 59.0091
2028-06-17 02:00 | 28.6583 | 55.7265
2028-06-17 03:00 | 28.9918 | 54.5018
2028-06-17 04:00 | 29.0569 | 53.1352
2028-06-17 05:00 | 29.3572 | 53.5713
2028-06-17 06:00 | 31.7553 | 55.2017
2028-06-17 07:00 | 37.7186 | 56.0571
2028-06-17 08:00 | 40.6028 | 57.3708
2028-06-17 09:00 | 41.5787 | 59.8727
2028-06-17 10:00 | 41.2234 | 61.1205
2028-06-17 11:00 | 40.151 | 61.2922
2028-06-17 12:00 | 38.6685 | 56.0649
2028-06-17 13:00 | 37.9646 | 57.6487
2028-06-17 14:00 | 37.3369 | 56.2283
2028-06-17 15:00 | 37.6021 | 61.2492
2028-06-17 16:00 | 39.4136 | 65.8833
2028-06-17 17:00 | 41.7315 | 71.2039
2028-06-17 18:00 | 42.5091 | 73.1024
2028-06-17 19:00 | 39.4775 | 72.7251
2028-06-17 20:00 | 36.3513 | 68.1473
2028-06-17 21:00 | 34.6695 | 65.4505
2028-06-17 22:00 | 32.9518 | 62.8096
2028-06-17 23:00 | 30.6729 | 59.4005
2028-06-18 | 29.358 | 53.2769
2028-06-18 01:00 | 28.0796 | 52.1053
2028-06-18 02:00 | 28.2396 | 50.6091
2028-06-18 03:00 | 28.5771 | 49.7821
2028-06-18 04:00 | 28.577 | 48.4809
2028-06-18 05:00 | 28.7257 | 48.9887
2028-06-18 06:00 | 30.2481 | 47.9562
2028-06-18 07:00 | 36.3336 | 47.6716
2028-06-18 08:00 | 39.0283 | 46.6074
2028-06-18 09:00 | 39.8276 | 46.9341
2028-06-18 10:00 | 39.0649 | 48.5012
2028-06-18 11:00 | 38.3732 | 51.0053
2028-06-18 12:00 | 36.1462 | 49.5854
2028-06-18 13:00 | 36.2318 | 52.4302
2028-06-18 14:00 | 35.8794 | 52.43
2028-06-18 15:00 | 36.8773 | 59.1982
2028-06-18 16:00 | 39.3976 | 64.4731
2028-06-18 17:00 | 42.3787 | 69.172
2028-06-18 18:00 | 43.4797 | 71.4209
2028-06-18 19:00 | 40.4224 | 70.9624
2028-06-18 20:00 | 37.4512 | 67.9046
2028-06-18 21:00 | 35.5687 | 66.1522
2028-06-18 22:00 | 33.5305 | 63.9783
2028-06-18 23:00 | 31.0375 | 60.8495
2028-06-19 | 29.9907 | 54.6792
2028-06-19 01:00 | 29.7807 | 54.8199
2028-06-19 02:00 | 30.3211 | 53.3866
2028-06-19 03:00 | 30.8701 | 52.9657
2028-06-19 04:00 | 31.2704 | 52.1882
2028-06-19 05:00 | 32.4881 | 54.0183
2028-06-19 06:00 | 36.2782 | 59.5723
2028-06-19 07:00 | 43.254 | 63.062
2028-06-19 08:00 | 44.9979 | 63.7649
2028-06-19 09:00 | 44.1711 | 65.3463
2028-06-19 10:00 | 43.5134 | 66.2972
2028-06-19 11:00 | 43.1363 | 66.6987
2028-06-19 12:00 | 42.6147 | 62.8626
2028-06-19 13:00 | 43.2475 | 65.4836
2028-06-19 14:00 | 43.705 | 64.3002
2028-06-19 15:00 | 45.2732 | 69.4766
2028-06-19 16:00 | 47.4508 | 75.2693
2028-06-19 17:00 | 49.5789 | 80.7014
2028-06-19 18:00 | 50.6149 | 83.5972
2028-06-19 19:00 | 48.0035 | 84.3366
2028-06-19 20:00 | 44.6134 | 80.1686
2028-06-19 21:00 | 42.3227 | 75.7605
2028-06-19 22:00 | 39.2431 | 71.2664
2028-06-19 23:00 | 35.343 | 66.4209
2028-06-20 | 30.9891 | 61.6137
2028-06-20 01:00 | 29.9403 | 54.6863
2028-06-20 02:00 | 30.1922 | 52.1674
2028-06-20 03:00 | 30.7182 | 51.1564
2028-06-20 04:00 | 31.0271 | 50.1285
2028-06-20 05:00 | 32.2762 | 51.4523
2028-06-20 06:00 | 36.7744 | 61.3844
2028-06-20 07:00 | 43.6606 | 65.4293
2028-06-20 08:00 | 44.9039 | 66.4495
2028-06-20 09:00 | 43.7517 | 68.8013
2028-06-20 10:00 | 42.8007 | 69.338
2028-06-20 11:00 | 42.0017 | 67.9102
2028-06-20 12:00 | 42.449 | 61.4429
2028-06-20 13:00 | 42.4633 | 62.0065
2028-06-20 14:00 | 42.2658 | 59.2027
2028-06-20 15:00 | 43.0242 | 64.5914
2028-06-20 16:00 | 44.6098 | 69.0087
2028-06-20 17:00 | 46.4711 | 72.8472
2028-06-20 18:00 | 46.757 | 76.5683
2028-06-20 19:00 | 44.2588 | 77.532
2028-06-20 20:00 | 41.7366 | 73.1923
2028-06-20 21:00 | 39.7975 | 68.5859
2028-06-20 22:00 | 36.9931 | 65.2496
2028-06-20 23:00 | 33.4747 | 60.6035
2028-06-21 | 31.6924 | 59.2717
2028-06-21 01:00 | 30.1688 | 52.4795
2028-06-21 02:00 | 30.4486 | 50.4003
2028-06-21 03:00 | 30.965 | 49.8981
2028-06-21 04:00 | 31.2346 | 49.0329
2028-06-21 05:00 | 32.4444 | 50.3236
2028-06-21 06:00 | 37.0936 | 56.9253
2028-06-21 07:00 | 44.4592 | 61.7444
2028-06-21 08:00 | 46.2557 | 63.8145
2028-06-21 09:00 | 45.9299 | 66.2699
2028-06-21 10:00 | 44.9028 | 66.7893
2028-06-21 11:00 | 43.7946 | 65.0652
2028-06-21 12:00 | 42.074 | 61.9231
2028-06-21 13:00 | 42.3379 | 60.8301
2028-06-21 14:00 | 42.0682 | 56.2279
2028-06-21 15:00 | 42.8297 | 58.8891
2028-06-21 16:00 | 44.4644 | 61.6748
2028-06-21 17:00 | 46.5246 | 65.9357
2028-06-21 18:00 | 47.1872 | 69.4529
2028-06-21 19:00 | 44.4717 | 69.6211
2028-06-21 20:00 | 41.8619 | 66.6991
2028-06-21 21:00 | 39.7737 | 64.0989
2028-06-21 22:00 | 37.0105 | 61.673
2028-06-21 23:00 | 33.5305 | 57.5909
2028-06-22 | 31.9736 | 56.1475
2028-06-22 01:00 | 30.7818 | 51.3919
2028-06-22 02:00 | 31.0841 | 49.6004
2028-06-22 03:00 | 31.6077 | 49.0906
2028-06-22 04:00 | 31.9485 | 48.465
2028-06-22 05:00 | 33.226 | 50.0818
2028-06-22 06:00 | 37.6777 | 56.1509
2028-06-22 07:00 | 44.6166 | 60.0729
2028-06-22 08:00 | 46.5911 | 59.9223
2028-06-22 09:00 | 46.1776 | 61.2861
2028-06-22 10:00 | 45.7084 | 61.3702
2028-06-22 11:00 | 45.0705 | 60.8606
2028-06-22 12:00 | 44.8129 | 57.3187
2028-06-22 13:00 | 45.5653 | 58.1235
2028-06-22 14:00 | 46.1719 | 54.9893
2028-06-22 15:00 | 47.673 | 60.1048
2028-06-22 16:00 | 49.9289 | 65.2252
2028-06-22 17:00 | 52.1452 | 70.6053
2028-06-22 18:00 | 52.957 | 74.1367
2028-06-22 19:00 | 50.2592 | 75.2876
2028-06-22 20:00 | 46.701 | 71.7315
2028-06-22 21:00 | 44.1415 | 67.6414
2028-06-22 22:00 | 40.8539 | 64.3409
2028-06-22 23:00 | 36.7148 | 59.9878
2028-06-23 | 33.4594 | 58.3956
2028-06-23 01:00 | 32.0288 | 55.5003
2028-06-23 02:00 | 32.0177 | 54.0292
2028-06-23 03:00 | 32.3491 | 53.3706
2028-06-23 04:00 | 32.5267 | 52.5583
2028-06-23 05:00 | 33.6793 | 53.8244
2028-06-23 06:00 | 37.6182 | 60.8897
2028-06-23 07:00 | 44.6413 | 65.0617
2028-06-23 08:00 | 46.9881 | 66.1428
2028-06-23 09:00 | 47.0815 | 68.5629
2028-06-23 10:00 | 47.223 | 69.917
2028-06-23 11:00 | 47.166 | 70.8949
2028-06-23 12:00 | 47.2823 | 70.6226
2028-06-23 13:00 | 48.1066 | 72.0235
2028-06-23 14:00 | 48.6297 | 71.0765
2028-06-23 15:00 | 49.7134 | 75.6489
2028-06-23 16:00 | 51.3953 | 79.9199
2028-06-23 17:00 | 53.3132 | 82.8588
2028-06-23 18:00 | 54.3791 | 84.032
2028-06-23 19:00 | 51.6583 | 84.3427
2028-06-23 20:00 | 47.7434 | 81.0981
2028-06-23 21:00 | 45.1558 | 77.2182
2028-06-23 22:00 | 41.7125 | 73.1657
2028-06-23 23:00 | 37.4082 | 68.652
2028-06-24 | 33.8895 | 65.9936
2028-06-24 01:00 | 31.9326 | 61.1721
2028-06-24 02:00 | 31.6954 | 57.7734
2028-06-24 03:00 | 31.7015 | 56.4739
2028-06-24 04:00 | 31.5836 | 54.9952
2028-06-24 05:00 | 31.7071 | 55.2561
2028-06-24 06:00 | 33.2164 | 56.1857
2028-06-24 07:00 | 38.8062 | 57.1606
2028-06-24 08:00 | 41.8443 | 58.2174
2028-06-24 09:00 | 42.654 | 60.4845
2028-06-24 10:00 | 42.6896 | 62.2105
2028-06-24 11:00 | 42.4009 | 63.9027
2028-06-24 12:00 | 41.9738 | 67.7254
2028-06-24 13:00 | 41.9479 | 67.9869
2028-06-24 14:00 | 42.092 | 64.9053
2028-06-24 15:00 | 43.129 | 69.0604
2028-06-24 16:00 | 45.3497 | 70.9946
2028-06-24 17:00 | 47.8068 | 73.7112
2028-06-24 18:00 | 48.4406 | 77.4593
2028-06-24 19:00 | 45.1197 | 75.8768
2028-06-24 20:00 | 40.944 | 70.8367
2028-06-24 21:00 | 38.7434 | 66.894
2028-06-24 22:00 | 36.4638 | 64.5406
2028-06-24 23:00 | 33.5056 | 60.8003
2028-06-25 | 30.6441 | 57.6971
2028-06-25 01:00 | 29.5342 | 55.9043
2028-06-25 02:00 | 29.4961 | 53.7739
2028-06-25 03:00 | 29.6386 | 52.4902
2028-06-25 04:00 | 29.5426 | 50.8787
2028-06-25 05:00 | 29.6025 | 51.0902
2028-06-25 06:00 | 30.0339 | 53.2571
2028-06-25 07:00 | 35.2974 | 53.5728
2028-06-25 08:00 | 38.212 | 53.0727
2028-06-25 09:00 | 39.229 | 54.3963
2028-06-25 10:00 | 39.3286 | 57.0779
2028-06-25 11:00 | 39.1554 | 60.1736
2028-06-25 12:00 | 39.3611 | 62.8696
2028-06-25 13:00 | 39.7519 | 65.2307
2028-06-25 14:00 | 40.1255 | 64.5884
2028-06-25 15:00 | 41.5049 | 71.2
2028-06-25 16:00 | 44.584 | 74.7572
2028-06-25 17:00 | 47.9602 | 77.5041
2028-06-25 18:00 | 49.8334 | 80.3624
2028-06-25 19:00 | 46.7007 | 79.9029
2028-06-25 20:00 | 42.0159 | 75.8878
2028-06-25 21:00 | 39.2918 | 72.5458
2028-06-25 22:00 | 36.4872 | 69.8015
2028-06-25 23:00 | 33.0784 | 65.6834
2028-06-26 | 30.5459 | 62.4699
2028-06-26 01:00 | 29.9665 | 56.1631
2028-06-26 02:00 | 30.1983 | 53.5035
2028-06-26 03:00 | 30.6385 | 52.4032
2028-06-26 04:00 | 30.8956 | 51.2842
2028-06-26 05:00 | 32.0376 | 52.7945
2028-06-26 06:00 | 36.0835 | 59.3967
2028-06-26 07:00 | 43.1743 | 63.3369
2028-06-26 08:00 | 45.5957 | 64.6956
2028-06-26 09:00 | 45.6042 | 66.7275
2028-06-26 10:00 | 45.5888 | 67.5365
2028-06-26 11:00 | 45.3857 | 67.0732
2028-06-26 12:00 | 45.1726 | 65.1046
2028-06-26 13:00 | 46.0681 | 66.1444
2028-06-26 14:00 | 46.7001 | 62.5236
2028-06-26 15:00 | 48.371 | 66.0207
2028-06-26 16:00 | 50.9439 | 68.8224
2028-06-26 17:00 | 53.5208 | 72.0353
2028-06-26 18:00 | 53.0267 | 73.235
2028-06-26 19:00 | 49.8654 | 70.7365
2028-06-26 20:00 | 45.9775 | 67.4051
2028-06-26 21:00 | 43.0224 | 63.3182
2028-06-26 22:00 | 39.5313 | 60.7634
2028-06-26 23:00 | 35.3551 | 57.3677
2028-06-27 | 33.1221 | 57.6891
2028-06-27 01:00 | 31.2472 | 52.4562
2028-06-27 02:00 | 31.3354 | 50.2793
2028-06-27 03:00 | 31.7098 | 49.7128
2028-06-27 04:00 | 31.9333 | 48.718
2028-06-27 05:00 | 33.1311 | 50.0082
2028-06-27 06:00 | 37.2274 | 57.8908
2028-06-27 07:00 | 44.4543 | 62.1256
2028-06-27 08:00 | 47.0012 | 63.0156
2028-06-27 09:00 | 47.1914 | 64.5663
2028-06-27 10:00 | 47.3017 | 64.0735
2028-06-27 11:00 | 47.1257 | 63.2726
2028-06-27 12:00 | 46.6399 | 63.1703
2028-06-27 13:00 | 47.5281 | 62.9754
2028-06-27 14:00 | 48.2454 | 58.9883
2028-06-27 15:00 | 49.8783 | 63.0746
2028-06-27 16:00 | 52.1934 | 66.6867
2028-06-27 17:00 | 54.6153 | 69.5899
2028-06-27 18:00 | 56.0938 | 70.5206
2028-06-27 19:00 | 52.8811 | 71.0409
2028-06-27 20:00 | 48.385 | 68.3491
2028-06-27 21:00 | 45.1335 | 65.7197
2028-06-27 22:00 | 41.2546 | 62.9944
2028-06-27 23:00 | 36.6142 | 59.1362
2028-06-28 | 34.4292 | 57.9274
2028-06-28 01:00 | 32.6648 | 52.7672
2028-06-28 02:00 | 32.6713 | 50.7544
2028-06-28 03:00 | 32.9565 | 50.1271
2028-06-28 04:00 | 33.0898 | 49.3691
2028-06-28 05:00 | 34.217 | 50.5127
2028-06-28 06:00 | 38.1216 | 57.1997
2028-06-28 07:00 | 45.0536 | 61.1015
2028-06-28 08:00 | 47.411 | 62.0799
2028-06-28 09:00 | 47.4065 | 64.1149
2028-06-28 10:00 | 47.452 | 64.2903
2028-06-28 11:00 | 47.6515 | 63.5627
2028-06-28 12:00 | 47.7497 | 62.1308
2028-06-28 13:00 | 48.7597 | 62.5889
2028-06-28 14:00 | 49.4441 | 59.4845
2028-06-28 15:00 | 51.0877 | 63.1853
2028-06-28 16:00 | 53.2976 | 66.5071
2028-06-28 17:00 | 55.6448 | 69.6525
2028-06-28 18:00 | 56.389 | 71.7275
2028-06-28 19:00 | 53.3844 | 71.0851
2028-06-28 20:00 | 49.3214 | 68.4231
2028-06-28 21:00 | 46.59 | 65.3042
2028-06-28 22:00 | 42.9391 | 62.5445
2028-06-28 23:00 | 38.3968 | 58.9308
2028-06-29 | 35.0501 | 57.5033
2028-06-29 01:00 | 33.8971 | 52.0865
2028-06-29 02:00 | 33.8374 | 50.4914
2028-06-29 03:00 | 34.0521 | 50.0712
2028-06-29 04:00 | 34.145 | 49.316
2028-06-29 05:00 | 35.2661 | 50.8279
2028-06-29 06:00 | 39.666 | 57.8551
2028-06-29 07:00 | 47.0886 | 62.1476
2028-06-29 08:00 | 50.0319 | 62.9653
2028-06-29 09:00 | 50.4846 | 65.396
2028-06-29 10:00 | 50.8644 | 66.0703
2028-06-29 11:00 | 51.0132 | 64.644
2028-06-29 12:00 | 50.6138 | 60.3571
2028-06-29 13:00 | 51.6061 | 60.7557
2028-06-29 14:00 | 52.2009 | 57.7205
2028-06-29 15:00 | 53.6919 | 62.4134
2028-06-29 16:00 | 55.7312 | 66.5269
2028-06-29 17:00 | 57.7537 | 70.3739
2028-06-29 18:00 | 56.7253 | 72.8339
2028-06-29 19:00 | 53.5229 | 72.8746
2028-06-29 20:00 | 49.7247 | 70.5169
2028-06-29 21:00 | 46.8514 | 67.266
2028-06-29 22:00 | 43.2098 | 64.5605
2028-06-29 23:00 | 38.7908 | 61.0751
2028-06-30 | 36.447 | 58.6431
2028-06-30 01:00 | 35.5818 | 56.7316
2028-06-30 02:00 | 35.3098 | 55.0364
2028-06-30 03:00 | 35.417 | 54.5529
2028-06-30 04:00 | 35.4333 | 53.7963
2028-06-30 05:00 | 36.4971 | 55.1667
2028-06-30 06:00 | 40.4297 | 61.5342
2028-06-30 07:00 | 48.1143 | 65.5222
2028-06-30 08:00 | 51.7309 | 66.9309
2028-06-30 09:00 | 52.9542 | 69.1952
2028-06-30 10:00 | 54.1169 | 70.4203
2028-06-30 11:00 | 54.5851 | 69.5029
2028-06-30 12:00 | 54.5048 | 65.3577
2028-06-30 13:00 | 55.7048 | 66.1634
2028-06-30 14:00 | 56.238 | 64.0496
2028-06-30 15:00 | 57.4336 | 68.0899
2028-06-30 16:00 | 59.1102 | 71.8507
2028-06-30 17:00 | 61.0145 | 74.9921
2028-06-30 18:00 | 62.5075 | 78.2341
2028-06-30 19:00 | 59.3835 | 77.1871
2028-06-30 20:00 | 54.3586 | 74.2437
2028-06-30 21:00 | 50.9443 | 70.8509
2028-06-30 22:00 | 46.6214 | 67.6617
2028-06-30 23:00 | 41.4628 | 64.038
2028-07-01 | 37.6536 | 59.8432
2028-07-01 01:00 | 34.4619 | 57.0208
2028-07-01 02:00 | 33.5 | 53.4884
2028-07-01 03:00 | 33.2096 | 52.0461
2028-07-01 04:00 | 32.7846 | 50.7721
2028-07-01 05:00 | 32.6621 | 51.4903
2028-07-01 06:00 | 33.7708 | 54.2313
2028-07-01 07:00 | 39.1071 | 56.1729
2028-07-01 08:00 | 42.8838 | 58.5957
2028-07-01 09:00 | 45.2568 | 65.5856
2028-07-01 10:00 | 47.0064 | 67.7206
2028-07-01 11:00 | 48.9477 | 68.5942
2028-07-01 12:00 | 50.211 | 67.7085
2028-07-01 13:00 | 51.0842 | 69.0452
2028-07-01 14:00 | 51.1807 | 68.7461
2028-07-01 15:00 | 52.3768 | 72.4627
2028-07-01 16:00 | 54.1257 | 77.5624
2028-07-01 17:00 | 55.5225 | 83.1847
2028-07-01 18:00 | 56.5287 | 83.7409
2028-07-01 19:00 | 53.4242 | 82.2493
2028-07-01 20:00 | 48.2623 | 76.1463
2028-07-01 21:00 | 44.4112 | 71.4378
2028-07-01 22:00 | 41.5884 | 69.4727
2028-07-01 23:00 | 38.8482 | 67.0676
2028-07-02 | 36.301 | 65.0804
2028-07-02 01:00 | 34.739 | 61.9347
2028-07-02 02:00 | 33.9385 | 58.3104
2028-07-02 03:00 | 33.6556 | 56.2054
2028-07-02 04:00 | 33.1803 | 54.2192
2028-07-02 05:00 | 33.0768 | 54.0075
2028-07-02 06:00 | 33.7682 | 56.7139
2028-07-02 07:00 | 38.6495 | 57.4326
2028-07-02 08:00 | 42.6077 | 60.0927
2028-07-02 09:00 | 45.3204 | 64.6261
2028-07-02 10:00 | 46.8774 | 68.0708
2028-07-02 11:00 | 48.0016 | 68.9944
2028-07-02 12:00 | 49.7277 | 69.7847
2028-07-02 13:00 | 50.6702 | 70.2422
2028-07-02 14:00 | 51.5082 | 67.6305
2028-07-02 15:00 | 52.9285 | 72.4257
2028-07-02 16:00 | 56.1144 | 74.9924
2028-07-02 17:00 | 59.1017 | 78.7508
2028-07-02 18:00 | 59.5555 | 83.2748
2028-07-02 19:00 | 56.4139 | 81.0533
2028-07-02 20:00 | 51.8786 | 76.0188
2028-07-02 21:00 | 48.8911 | 72.5758
2028-07-02 22:00 | 45.5597 | 70.4861
2028-07-02 23:00 | 41.5967 | 67.114
2028-07-03 | 37.9479 | 65.015
2028-07-03 01:00 | 36.2373 | 60.6097
2028-07-03 02:00 | 35.8556 | 58.3006
2028-07-03 03:00 | 35.7812 | 57.195
2028-07-03 04:00 | 35.5294 | 56.0855
2028-07-03 05:00 | 35.7767 | 57.2414
2028-07-03 06:00 | 36.6942 | 63.5837
2028-07-03 07:00 | 42.4134 | 65.8517
2028-07-03 08:00 | 46.3375 | 70.265
2028-07-03 09:00 | 48.8447 | 78.2659
2028-07-03 10:00 | 50.189 | 81.5819
2028-07-03 11:00 | 50.6986 | 80.5396
2028-07-03 12:00 | 51.5066 | 79.1963
2028-07-03 13:00 | 52.6172 | 79.3814
2028-07-03 14:00 | 54.0348 | 76.2712
2028-07-03 15:00 | 55.273 | 79.9855
2028-07-03 16:00 | 58.6595 | 83.4656
2028-07-03 17:00 | 61.5769 | 88.305
2028-07-03 18:00 | 61.7943 | 94.9458
2028-07-03 19:00 | 57.9954 | 94.5914
2028-07-03 20:00 | 53.0897 | 88.9908
2028-07-03 21:00 | 49.6337 | 84.8771
2028-07-03 22:00 | 45.9869 | 82.3174
2028-07-03 23:00 | 41.3425 | 77.5526
2028-07-04 | 38.0468 | 74.5709
2028-07-04 01:00 | 36.3504 | 71.5531
2028-07-04 02:00 | 35.6692 | 67.6206
2028-07-04 03:00 | 35.414 | 65.698
2028-07-04 04:00 | 35.1853 | 64.0626
2028-07-04 05:00 | 36.0805 | 64.9497
2028-07-04 06:00 | 40.1394 | 74.2803
2028-07-04 07:00 | 46.8759 | 78.0971
2028-07-04 08:00 | 49.8354 | 80.374
2028-07-04 09:00 | 50.7833 | 85.4411
2028-07-04 10:00 | 51.0312 | 87.5658
2028-07-04 11:00 | 50.8757 | 89.8831
2028-07-04 12:00 | 50.49 | 93.2309
2028-07-04 13:00 | 51.4104 | 95.139
2028-07-04 14:00 | 52.1002 | 93.3391
2028-07-04 15:00 | 53.4171 | 97.6848
2028-07-04 16:00 | 55.791 | 101.7174
2028-07-04 17:00 | 58.2641 | 104.0372
2028-07-04 18:00 | 57.8714 | 108.578
2028-07-04 19:00 | 54.5382 | 106.8705
2028-07-04 20:00 | 50.2763 | 101.2918
2028-07-04 21:00 | 46.872 | 96.7508
2028-07-04 22:00 | 43.0025 | 91.0287
2028-07-04 23:00 | 38.5125 | 85.8418
2028-07-05 | 35.5316 | 79.5176
2028-07-05 01:00 | 33.8811 | 73.5603
2028-07-05 02:00 | 33.6129 | 69.3186
2028-07-05 03:00 | 33.8235 | 67.3587
2028-07-05 04:00 | 33.9138 | 65.9433
2028-07-05 05:00 | 34.9754 | 67.0565
2028-07-05 06:00 | 38.7301 | 73.1589
2028-07-05 07:00 | 45.1616 | 78.5763
2028-07-05 08:00 | 48.0448 | 83.502
2028-07-05 09:00 | 49.2043 | 90.1355
2028-07-05 10:00 | 49.9419 | 93.3824
2028-07-05 11:00 | 50.645 | 94.9537
2028-07-05 12:00 | 51.3526 | 95.8841
2028-07-05 13:00 | 52.8278 | 96.6918
2028-07-05 14:00 | 53.6882 | 93.9552
2028-07-05 15:00 | 55.2799 | 96.9101
2028-07-05 16:00 | 57.5237 | 99.6444
2028-07-05 17:00 | 59.7749 | 102.4961
2028-07-05 18:00 | 60.6728 | 106.0408
2028-07-05 19:00 | 57.5841 | 102.4438
2028-07-05 20:00 | 53.2573 | 97.7798
2028-07-05 21:00 | 49.9182 | 94.2567
2028-07-05 22:00 | 45.824 | 89.2646
2028-07-05 23:00 | 40.927 | 84.3874
2028-07-06 | 37.8486 | 79.2513
2028-07-06 01:00 | 36.2713 | 73.8499
2028-07-06 02:00 | 35.9094 | 69.5756
2028-07-06 03:00 | 35.9892 | 67.6462
2028-07-06 04:00 | 35.9585 | 66.1016
2028-07-06 05:00 | 37.1067 | 67.4388
2028-07-06 06:00 | 40.377 | 74.7816
2028-07-06 07:00 | 47.0123 | 79.5475
2028-07-06 08:00 | 50.2681 | 83.4603
2028-07-06 09:00 | 51.7092 | 89.4394
2028-07-06 10:00 | 52.8378 | 92.6107
2028-07-06 11:00 | 53.6675 | 94.9775
2028-07-06 12:00 | 54.4543 | 95.2529
2028-07-06 13:00 | 55.9387 | 97.169
2028-07-06 14:00 | 57.015 | 95.5769
2028-07-06 15:00 | 58.5205 | 100.0886
2028-07-06 16:00 | 60.6266 | 104.2432
2028-07-06 17:00 | 62.4263 | 107.6145
2028-07-06 18:00 | 63.1758 | 109.6767
2028-07-06 19:00 | 60.2029 | 108.0474
2028-07-06 20:00 | 56.2226 | 102.3141
2028-07-06 21:00 | 52.965 | 97.6622
2028-07-06 22:00 | 48.8717 | 91.7163
2028-07-06 23:00 | 43.9981 | 85.8731
2028-07-07 | 39.5194 | 81.3125
2028-07-07 01:00 | 37.4729 | 73.7966
2028-07-07 02:00 | 36.8694 | 69.3092
2028-07-07 03:00 | 36.7981 | 67.1234
2028-07-07 04:00 | 36.6952 | 65.4867
2028-07-07 05:00 | 37.7339 | 66.4268
2028-07-07 06:00 | 41.2372 | 73.0323
2028-07-07 07:00 | 48.1466 | 77.6904
2028-07-07 08:00 | 51.6001 | 81.9466
2028-07-07 09:00 | 53.3263 | 87.6238
2028-07-07 10:00 | 54.7615 | 90.8108
2028-07-07 11:00 | 55.5304 | 93.4223
2028-07-07 12:00 | 56.4804 | 92.3043
2028-07-07 13:00 | 57.8047 | 94.3068
2028-07-07 14:00 | 58.2801 | 92.9718
2028-07-07 15:00 | 59.2049 | 97.6033
2028-07-07 16:00 | 60.834 | 101.5887
2028-07-07 17:00 | 62.5715 | 105.178
2028-07-07 18:00 | 61.8621 | 103.7708
2028-07-07 19:00 | 58.6548 | 102.2665
2028-07-07 20:00 | 54.4351 | 96.4694
2028-07-07 21:00 | 51.1834 | 91.7351
2028-07-07 22:00 | 47.1186 | 86.3709
2028-07-07 23:00 | 42.3334 | 80.8517
2028-07-08 | 38.965 | 78.6799
2028-07-08 01:00 | 36.6492 | 68.9144
2028-07-08 02:00 | 35.7499 | 64.8083
2028-07-08 03:00 | 35.3805 | 62.7257
2028-07-08 04:00 | 34.9075 | 60.2098
2028-07-08 05:00 | 34.8837 | 60.369
2028-07-08 06:00 | 37.3876 | 64.6836
2028-07-08 07:00 | 42.9122 | 66.2179
2028-07-08 08:00 | 47.2706 | 67.9471
2028-07-08 09:00 | 50.303 | 72.3959
2028-07-08 10:00 | 52.1628 | 75.978
2028-07-08 11:00 | 53.2657 | 78.7848
2028-07-08 12:00 | 55.0566 | 82.7821
2028-07-08 13:00 | 55.3431 | 84.366
2028-07-08 14:00 | 55.142 | 81.0421
2028-07-08 15:00 | 55.2589 | 85.5576
2028-07-08 16:00 | 57.3672 | 88.0471
2028-07-08 17:00 | 59.472 | 90.8941
2028-07-08 18:00 | 59.8244 | 93.1363
2028-07-08 19:00 | 56.0151 | 89.7212
2028-07-08 20:00 | 51.5765 | 84.2094
2028-07-08 21:00 | 48.2599 | 80.3348
2028-07-08 22:00 | 45.031 | 77.1015
2028-07-08 23:00 | 41.3822 | 73.2458
2028-07-09 | 39.5401 | 71.1423
2028-07-09 01:00 | 36.9574 | 63.4053
2028-07-09 02:00 | 35.9746 | 59.9375
2028-07-09 03:00 | 35.5606 | 58.1928
2028-07-09 04:00 | 34.971 | 56.0641
2028-07-09 05:00 | 34.8177 | 56.5105
2028-07-09 06:00 | 36.5432 | 59.6133
2028-07-09 07:00 | 41.7891 | 60.7083
2028-07-09 08:00 | 46.4873 | 62.0518
2028-07-09 09:00 | 49.9462 | 66.442
2028-07-09 10:00 | 52.1563 | 70.2072
2028-07-09 11:00 | 53.9156 | 74.0732
2028-07-09 12:00 | 55.8137 | 77.9588
2028-07-09 13:00 | 57.0993 | 80.3526
2028-07-09 14:00 | 58.1981 | 78.9929
2028-07-09 15:00 | 59.6923 | 84.9292
2028-07-09 16:00 | 62.9952 | 88.3288
2028-07-09 17:00 | 65.9655 | 92.1653
2028-07-09 18:00 | 66.3238 | 95.5271
2028-07-09 19:00 | 62.8704 | 93.5055
2028-07-09 20:00 | 57.8009 | 88.6089
2028-07-09 21:00 | 54.3102 | 85.1875
2028-07-09 22:00 | 50.3331 | 81.5459
2028-07-09 23:00 | 45.7538 | 77.3558
2028-07-10 | 42.2304 | 73.8256
2028-07-10 01:00 | 39.9781 | 65.9026
2028-07-10 02:00 | 39.1772 | 62.3357
2028-07-10 03:00 | 38.9364 | 60.8241
2028-07-10 04:00 | 38.6766 | 59.3105
2028-07-10 05:00 | 39.6359 | 60.6311
2028-07-10 06:00 | 43.6028 | 66.1042
2028-07-10 07:00 | 51.0035 | 69.2069
2028-07-10 08:00 | 55.4511 | 70.1855
2028-07-10 09:00 | 57.798 | 72.8403
2028-07-10 10:00 | 59.8327 | 73.9091
2028-07-10 11:00 | 61.2183 | 75.6274
2028-07-10 12:00 | 62.9438 | 74.8983
2028-07-10 13:00 | 64.5417 | 77.1172
2028-07-10 14:00 | 64.9834 | 74.8608
2028-07-10 15:00 | 66.2793 | 79.7286
2028-07-10 16:00 | 68.0982 | 84.0749
2028-07-10 17:00 | 69.7587 | 88.9621
2028-07-10 18:00 | 68.0168 | 91.5072
2028-07-10 19:00 | 64.2659 | 90.7517
2028-07-10 20:00 | 59.8322 | 85.0527
2028-07-10 21:00 | 56.3993 | 80.5165
2028-07-10 22:00 | 51.887 | 76.1018
2028-07-10 23:00 | 46.6601 | 71.1955
2028-07-11 | 43.0888 | 67.437
2028-07-11 01:00 | 39.2118 | 60.9406
2028-07-11 02:00 | 38.2707 | 57.8828
2028-07-11 03:00 | 37.7891 | 56.7273
2028-07-11 04:00 | 37.4175 | 55.439
2028-07-11 05:00 | 38.2116 | 56.9118
2028-07-11 06:00 | 42.0097 | 64.9708
2028-07-11 07:00 | 48.5516 | 69.2548
2028-07-11 08:00 | 51.4936 | 72.2721
2028-07-11 09:00 | 52.1555 | 76.2201
2028-07-11 10:00 | 52.1605 | 78.0452
2028-07-11 11:00 | 52.0649 | 78.0246
2028-07-11 12:00 | 51.6942 | 74.95
2028-07-11 13:00 | 52.4291 | 75.975
2028-07-11 14:00 | 52.8974 | 72.6638
2028-07-11 15:00 | 54.1243 | 77.0196
2028-07-11 16:00 | 56.1417 | 81.2068
2028-07-11 17:00 | 58.3403 | 85.0273
2028-07-11 18:00 | 57.0846 | 88.4491
2028-07-11 19:00 | 53.6651 | 87.6578
2028-07-11 20:00 | 49.6705 | 82.7132
2028-07-11 21:00 | 46.7839 | 78.8365
2028-07-11 22:00 | 43.2233 | 75.1925
2028-07-11 23:00 | 38.9369 | 70.7515
2028-07-12 | 35.2771 | 68.5503
2028-07-12 01:00 | 33.6104 | 62.0248
2028-07-12 02:00 | 33.3217 | 59.1197
2028-07-12 03:00 | 33.5018 | 57.9852
2028-07-12 04:00 | 33.5865 | 56.9354
2028-07-12 05:00 | 34.5722 | 58.2816
2028-07-12 06:00 | 38.2526 | 62.7526
2028-07-12 07:00 | 44.3214 | 66.1671
2028-07-12 08:00 | 46.8764 | 68.2517
2028-07-12 09:00 | 47.591 | 71.0104
2028-07-12 10:00 | 47.7374 | 72.5905
2028-07-12 11:00 | 48.0335 | 73.3098
2028-07-12 12:00 | 48.8298 | 71.6391
2028-07-12 13:00 | 50.0668 | 73.4515
2028-07-12 14:00 | 50.8179 | 71.0666
2028-07-12 15:00 | 52.2769 | 74.6594
2028-07-12 16:00 | 54.5159 | 78.8339
2028-07-12 17:00 | 56.8764 | 83.4512
2028-07-12 18:00 | 57.2151 | 85.1203
2028-07-12 19:00 | 54.275 | 83.377
2028-07-12 20:00 | 50.3591 | 79.7741
2028-07-12 21:00 | 47.3868 | 76.823
2028-07-12 22:00 | 43.7293 | 73.5633
2028-07-12 23:00 | 39.2509 | 70.0229
2028-07-13 | 35.7463 | 66.4596
2028-07-13 01:00 | 33.6036 | 58.5837
2028-07-13 02:00 | 33.3889 | 55.8222
2028-07-13 03:00 | 33.5224 | 54.8774
2028-07-13 04:00 | 33.5291 | 53.6682
2028-07-13 05:00 | 34.61 | 55.0217
2028-07-13 06:00 | 38.0906 | 63.1943
2028-07-13 07:00 | 44.2119 | 66.6493
2028-07-13 08:00 | 46.8006 | 67.849
2028-07-13 09:00 | 47.6044 | 70.7628
2028-07-13 10:00 | 48 | 71.8118
2028-07-13 11:00 | 48.3044 | 70.8246
2028-07-13 12:00 | 49.4325 | 67.1188
2028-07-13 13:00 | 50.6401 | 67.9879
2028-07-13 14:00 | 51.7851 | 64.8361
2028-07-13 15:00 | 53.1727 | 68.9877
2028-07-13 16:00 | 55.3695 | 72.7917
2028-07-13 17:00 | 57.255 | 76.6693
2028-07-13 18:00 | 57.7122 | 79.1923
2028-07-13 19:00 | 54.7591 | 78.847
2028-07-13 20:00 | 51.1011 | 74.8037
2028-07-13 21:00 | 48.1013 | 71.1809
2028-07-13 22:00 | 44.4655 | 68.5788
2028-07-13 23:00 | 40.0565 | 64.8495
2028-07-14 | 36.2347 | 63.5402
2028-07-14 01:00 | 34.7995 | 57.5433
2028-07-14 02:00 | 34.602 | 55.2284
2028-07-14 03:00 | 34.8425 | 54.4266
2028-07-14 04:00 | 34.9842 | 53.2486
2028-07-14 05:00 | 36.1743 | 54.2801
2028-07-14 06:00 | 39.3543 | 62.4688
2028-07-14 07:00 | 46.135 | 66.3802
2028-07-14 08:00 | 49.1072 | 68.4746
2028-07-14 09:00 | 50.4613 | 72.4845
2028-07-14 10:00 | 51.5538 | 73.8177
2028-07-14 11:00 | 52.0977 | 72.0499
2028-07-14 12:00 | 52.823 | 69.6605
2028-07-14 13:00 | 54.1483 | 69.7694
2028-07-14 14:00 | 54.8295 | 65.4735
2028-07-14 15:00 | 55.8421 | 68.6535
2028-07-14 16:00 | 57.6576 | 70.648
2028-07-14 17:00 | 59.4833 | 72.7932
2028-07-14 18:00 | 58.734 | 78.2295
2028-07-14 19:00 | 55.6795 | 77.828
2028-07-14 20:00 | 51.7506 | 73.8545
2028-07-14 21:00 | 48.6514 | 70.5773
2028-07-14 22:00 | 44.8314 | 68.0213
2028-07-14 23:00 | 40.2816 | 64.5321
2028-07-15 | 37.0876 | 62.2214
2028-07-15 01:00 | 35.3625 | 56.8191
2028-07-15 02:00 | 34.6785 | 54.0867
2028-07-15 03:00 | 34.4462 | 53.1947
2028-07-15 04:00 | 34.1333 | 51.7858
2028-07-15 05:00 | 34.2066 | 52.4172
2028-07-15 06:00 | 36.7637 | 54.0696
2028-07-15 07:00 | 42.0419 | 54.6411
2028-07-15 08:00 | 45.9102 | 56.3079
2028-07-15 09:00 | 48.3899 | 60.6798
2028-07-15 10:00 | 49.6784 | 62.0476
2028-07-15 11:00 | 50.4784 | 61.8522
2028-07-15 12:00 | 52.8821 | 58.2893
2028-07-15 13:00 | 53.1035 | 58.9338
2028-07-15 14:00 | 52.9991 | 56.4908
2028-07-15 15:00 | 53.0967 | 61.477
2028-07-15 16:00 | 55.0081 | 65.5393
2028-07-15 17:00 | 56.9413 | 71.4677
2028-07-15 18:00 | 57.705 | 74.0097
2028-07-15 19:00 | 53.7935 | 72.7092
2028-07-15 20:00 | 49.3078 | 67.6544
2028-07-15 21:00 | 46.1495 | 65.0817
2028-07-15 22:00 | 43.004 | 63.7091
2028-07-15 23:00 | 39.3862 | 60.7514
2028-07-16 | 37.9325 | 57.433
2028-07-16 01:00 | 34.6415 | 53.0496
2028-07-16 02:00 | 33.7949 | 50.7294
2028-07-16 03:00 | 33.4008 | 49.7221
2028-07-16 04:00 | 32.8384 | 48.3475
2028-07-16 05:00 | 32.6115 | 48.7978
2028-07-16 06:00 | 35.2149 | 51.2696
2028-07-16 07:00 | 40.2982 | 51.5492
2028-07-16 08:00 | 43.5357 | 52.8344
2028-07-16 09:00 | 44.8889 | 57.1665
2028-07-16 10:00 | 44.9876 | 59.2536
2028-07-16 11:00 | 44.782 | 59.9462
2028-07-16 12:00 | 45.2369 | 58.7975
2028-07-16 13:00 | 45.3256 | 60.2049
2028-07-16 14:00 | 45.1056 | 58.9266
2028-07-16 15:00 | 45.7649 | 64.5451
2028-07-16 16:00 | 48.0933 | 68.1526
2028-07-16 17:00 | 50.5184 | 72.7663
2028-07-16 18:00 | 51.6387 | 77.8792
2028-07-16 19:00 | 48.3636 | 76.7895
2028-07-16 20:00 | 44.4576 | 72.7624
2028-07-16 21:00 | 41.736 | 70.8872
2028-07-16 22:00 | 38.9927 | 69.2134
2028-07-16 23:00 | 35.7555 | 66.3802
2028-07-17 | 33.6929 | 61.7757
2028-07-17 01:00 | 33.5809 | 57.8421
2028-07-17 02:00 | 33.3776 | 55.8203
2028-07-17 03:00 | 33.673 | 55.2671
2028-07-17 04:00 | 33.8219 | 54.2819
2028-07-17 05:00 | 34.9381 | 56.0799
2028-07-17 06:00 | 40.2243 | 61.1444
2028-07-17 07:00 | 47.3401 | 64.566
2028-07-17 08:00 | 50.8605 | 66.507
2028-07-17 09:00 | 52.5009 | 69.2271
2028-07-17 10:00 | 53.8764 | 70.6047
2028-07-17 11:00 | 54.8223 | 69.9583
2028-07-17 12:00 | 56.6361 | 66.9396
2028-07-17 13:00 | 57.941 | 68.2066
2028-07-17 14:00 | 57.9622 | 65.3075
2028-07-17 15:00 | 58.8617 | 68.6975
2028-07-17 16:00 | 60.4704 | 73.1551
2028-07-17 17:00 | 62.0032 | 78.0472
2028-07-17 18:00 | 62.7617 | 83.539
2028-07-17 19:00 | 59.3434 | 82.4764
2028-07-17 20:00 | 55.2139 | 78.8229
2028-07-17 21:00 | 51.7223 | 76.1986
2028-07-17 22:00 | 47.4776 | 72.9267
2028-07-17 23:00 | 42.5723 | 69.7194
2028-07-18 | 40.3638 | 63.4693
2028-07-18 01:00 | 37.1087 | 58.3968
2028-07-18 02:00 | 36.4594 | 55.9949
2028-07-18 03:00 | 36.191 | 55.1812
2028-07-18 04:00 | 35.9243 | 54.0682
2028-07-18 05:00 | 36.8742 | 55.5336
2028-07-18 06:00 | 41.396 | 60.2895
2028-07-18 07:00 | 48.5486 | 63.4887
2028-07-18 08:00 | 51.9245 | 63.3752
2028-07-18 09:00 | 53.3194 | 64.4591
2028-07-18 10:00 | 53.9532 | 64.8087
2028-07-18 11:00 | 53.8706 | 66.9021
2028-07-18 12:00 | 53.6352 | 70.2016
2028-07-18 13:00 | 54.5806 | 71.1385
2028-07-18 14:00 | 55.0832 | 68.2105
2028-07-18 15:00 | 56.0415 | 73.1206
2028-07-18 16:00 | 58.0823 | 77.4393
2028-07-18 17:00 | 60.189 | 80.9349
2028-07-18 18:00 | 58.8346 | 82.2574
2028-07-18 19:00 | 55.1485 | 80.7827
2028-07-18 20:00 | 51.3519 | 76.7378
2028-07-18 21:00 | 48.0827 | 72.8765
2028-07-18 22:00 | 44.2536 | 70.5579
2028-07-18 23:00 | 39.8724 | 67.0361
2028-07-19 | 37.5298 | 67.1575
2028-07-19 01:00 | 35.148 | 59.2546
2028-07-19 02:00 | 34.703 | 56.3705
2028-07-19 03:00 | 34.7616 | 55.2272
2028-07-19 04:00 | 34.7467 | 54.0635
2028-07-19 05:00 | 35.7746 | 55.0704
2028-07-19 06:00 | 40.3906 | 63.608
2028-07-19 07:00 | 46.9571 | 67.2148
2028-07-19 08:00 | 49.6889 | 69.1293
2028-07-19 09:00 | 50.6196 | 72.7101
2028-07-19 10:00 | 51.0814 | 73.7957
2028-07-19 11:00 | 51.4509 | 71.8843
2028-07-19 12:00 | 52.0519 | 70.1308
2028-07-19 13:00 | 53.2651 | 70.0159
2028-07-19 14:00 | 53.7232 | 65.2381
2028-07-19 15:00 | 55.0288 | 67.7899
2028-07-19 16:00 | 57.0717 | 69.2653
2028-07-19 17:00 | 59.2112 | 71.5599
2028-07-19 18:00 | 58.3355 | 75.2824
2028-07-19 19:00 | 55.181 | 73.0935
2028-07-19 20:00 | 51.4313 | 69.6617
2028-07-19 21:00 | 48.5831 | 66.2747
2028-07-19 22:00 | 44.878 | 64.6302
2028-07-19 23:00 | 40.3566 | 61.5643
2028-07-20 | 37.595 | 61.7275
2028-07-20 01:00 | 36.8315 | 56.2947
2028-07-20 02:00 | 36.4372 | 54.0656
2028-07-20 03:00 | 36.5452 | 53.4131
2028-07-20 04:00 | 36.529 | 52.2771
2028-07-20 05:00 | 37.7015 | 53.6227
2028-07-20 06:00 | 41.9492 | 58.6116
2028-07-20 07:00 | 49.0345 | 61.4738
2028-07-20 08:00 | 52.9004 | 60.5928
2028-07-20 09:00 | 54.9573 | 61.228
2028-07-20 10:00 | 56.5822 | 61.2453
2028-07-20 11:00 | 57.581 | 62.2708
2028-07-20 12:00 | 58.5179 | 64.1395
2028-07-20 13:00 | 60.1352 | 64.6312
2028-07-20 14:00 | 60.9368 | 61.0989
2028-07-20 15:00 | 62.2001 | 65.8905
2028-07-20 16:00 | 64.1165 | 69.7211
2028-07-20 17:00 | 65.7673 | 73.7948
2028-07-20 18:00 | 64.2064 | 76.4243
2028-07-20 19:00 | 60.8765 | 76.3353
2028-07-20 20:00 | 57.211 | 72.5121
2028-07-20 21:00 | 54.0529 | 68.7983
2028-07-20 22:00 | 49.9539 | 66.5936
2028-07-20 23:00 | 45.0971 | 62.895
2028-07-21 | 41.9665 | 61.8609
2028-07-21 01:00 | 39.7262 | 57.141
2028-07-21 02:00 | 38.9457 | 54.9478
2028-07-21 03:00 | 38.6591 | 54.0789
2028-07-21 04:00 | 38.3817 | 52.9678
2028-07-21 05:00 | 39.368 | 54.0462
2028-07-21 06:00 | 43.0789 | 58.1525
2028-07-21 07:00 | 49.922 | 61.0618
2028-07-21 08:00 | 53.573 | 60.8218
2028-07-21 09:00 | 55.3809 | 62.1906
2028-07-21 10:00 | 56.9492 | 62.5128
2028-07-21 11:00 | 57.8807 | 63.9454
2028-07-21 12:00 | 58.7434 | 64.2588
2028-07-21 13:00 | 60.0821 | 65.4784
2028-07-21 14:00 | 60.57 | 63.2963
2028-07-21 15:00 | 61.4481 | 68.3003
2028-07-21 16:00 | 62.8931 | 73.093
2028-07-21 17:00 | 64.3889 | 78.0408
2028-07-21 18:00 | 63.3513 | 80.953
2028-07-21 19:00 | 59.9132 | 81.4282
2028-07-21 20:00 | 55.7106 | 76.9592
2028-07-21 21:00 | 52.3941 | 73.0281
2028-07-21 22:00 | 48.2426 | 69.913
2028-07-21 23:00 | 43.4161 | 65.9217
2028-07-22 | 39.8609 | 63.2655
2028-07-22 01:00 | 38.0353 | 55.8097
2028-07-22 02:00 | 37.1637 | 52.9393
2028-07-22 03:00 | 36.7222 | 51.7519
2028-07-22 04:00 | 36.1964 | 50.3365
2028-07-22 05:00 | 36.1701 | 50.9728
2028-07-22 06:00 | 37.9031 | 54.5294
2028-07-22 07:00 | 43.221 | 55.7171
2028-07-22 08:00 | 47.4296 | 58.4485
2028-07-22 09:00 | 50.3192 | 63.7179
2028-07-22 10:00 | 52.1806 | 65.9748
2028-07-22 11:00 | 53.1469 | 66.0215
2028-07-22 12:00 | 54.5291 | 65.3751
2028-07-22 13:00 | 54.9009 | 65.6224
2028-07-22 14:00 | 54.9447 | 62.9165
2028-07-22 15:00 | 55.4462 | 67.3503
2028-07-22 16:00 | 57.7123 | 70.5154
2028-07-22 17:00 | 59.771 | 75.2465
2028-07-22 18:00 | 59.2809 | 79.2199
2028-07-22 19:00 | 55.5677 | 77.2023
2028-07-22 20:00 | 51.1323 | 72.2696
2028-07-22 21:00 | 47.9507 | 69.3565
2028-07-22 22:00 | 44.8432 | 67.8032
2028-07-22 23:00 | 41.2189 | 64.8213
2028-07-23 | 38.4793 | 62.9021
2028-07-23 01:00 | 37.1514 | 56.194
2028-07-23 02:00 | 36.297 | 53.3865
2028-07-23 03:00 | 35.9446 | 51.8671
2028-07-23 04:00 | 35.3868 | 50.3445
2028-07-23 05:00 | 35.3365 | 50.7116
2028-07-23 06:00 | 37.1865 | 54.0786
2028-07-23 07:00 | 42.0533 | 54.3176
2028-07-23 08:00 | 46.6423 | 55.766
2028-07-23 09:00 | 50.3112 | 60.0128
2028-07-23 10:00 | 52.885 | 62.5846
2028-07-23 11:00 | 54.9983 | 63.7809
2028-07-23 12:00 | 57.8932 | 63.4205
2028-07-23 13:00 | 59.1948 | 65.0811
2028-07-23 14:00 | 59.9744 | 64.1742
2028-07-23 15:00 | 61.1338 | 70.2111
2028-07-23 16:00 | 64.0959 | 73.9028
2028-07-23 17:00 | 66.6705 | 78.3419
2028-07-23 18:00 | 67.9918 | 80.3446
2028-07-23 19:00 | 64.5047 | 77.9664
2028-07-23 20:00 | 59.6598 | 74.2978
2028-07-23 21:00 | 56.1054 | 71.8651
2028-07-23 22:00 | 52.0491 | 70.302
2028-07-23 23:00 | 47.4479 | 67.6911
2028-07-24 | 43.754 | 65.2825
2028-07-24 01:00 | 41.4085 | 62.5548
2028-07-24 02:00 | 40.4874 | 60.2211
2028-07-24 03:00 | 40.1341 | 59.1907
2028-07-24 04:00 | 39.7569 | 58.0134
2028-07-24 05:00 | 40.7492 | 59.5933
2028-07-24 06:00 | 46.0469 | 65.1695
2028-07-24 07:00 | 53.5244 | 68.0798
2028-07-24 08:00 | 58.2469 | 68.4178
2028-07-24 09:00 | 60.848 | 70.3834
2028-07-24 10:00 | 63.1982 | 71.4289
2028-07-24 11:00 | 64.7471 | 74.1994
2028-07-24 12:00 | 66.5722 | 78.4294
2028-07-24 13:00 | 68.0993 | 80.2969
2028-07-24 14:00 | 68.1048 | 78.5007
2028-07-24 15:00 | 68.9409 | 83.0556
2028-07-24 16:00 | 70.3085 | 88.2301
2028-07-24 17:00 | 71.5344 | 93.2652
2028-07-24 18:00 | 71.7992 | 95.4234
2028-07-24 19:00 | 67.9612 | 94.3053
2028-07-24 20:00 | 63.2987 | 89.5701
2028-07-24 21:00 | 59.557 | 85.1027
2028-07-24 22:00 | 54.6783 | 80.795
2028-07-24 23:00 | 49.108 | 76.1301
2028-07-25 | 45.1937 | 72.2752
2028-07-25 01:00 | 41.3917 | 67.0958
2028-07-25 02:00 | 40.2086 | 63.5719
2028-07-25 03:00 | 39.655 | 61.9733
2028-07-25 04:00 | 39.1802 | 60.5811
2028-07-25 05:00 | 40.0642 | 61.759
2028-07-25 06:00 | 44.6831 | 66.1764
2028-07-25 07:00 | 51.5206 | 69.1922
2028-07-25 08:00 | 55.4437 | 69.9214
2028-07-25 09:00 | 57.2562 | 71.6434
2028-07-25 10:00 | 58.5034 | 72.5948
2028-07-25 11:00 | 59.1046 | 75.6175
2028-07-25 12:00 | 59.3267 | 79.7795
2028-07-25 13:00 | 60.4029 | 81.0637
2028-07-25 14:00 | 60.5804 | 78.7348
2028-07-25 15:00 | 61.6547 | 83.6305
2028-07-25 16:00 | 63.3566 | 87.8497
2028-07-25 17:00 | 65.2097 | 91.0666
2028-07-25 18:00 | 63.3681 | 94.5209
2028-07-25 19:00 | 59.4694 | 93.5483
2028-07-25 20:00 | 55.2226 | 88.5809
2028-07-25 21:00 | 51.6685 | 84.1035
2028-07-25 22:00 | 47.4412 | 79.8748
2028-07-25 23:00 | 42.6499 | 75.2405
2028-07-26 | 40.6074 | 70.6605
2028-07-26 01:00 | 37.7757 | 66.7474
2028-07-26 02:00 | 37.0597 | 63.4851
2028-07-26 03:00 | 36.8662 | 61.9306
2028-07-26 04:00 | 36.649 | 60.8015
2028-07-26 05:00 | 37.5925 | 62.1722
2028-07-26 06:00 | 42.1536 | 65.1521
2028-07-26 07:00 | 48.3352 | 68.9915
2028-07-26 08:00 | 51.332 | 70.7427
2028-07-26 09:00 | 52.4028 | 73.4832
2028-07-26 10:00 | 52.6546 | 75.0562
2028-07-26 11:00 | 52.5651 | 78.6224
2028-07-26 12:00 | 53.4706 | 81.8149
2028-07-26 13:00 | 54.2658 | 83.6725
2028-07-26 14:00 | 54.1077 | 82.2318
2028-07-26 15:00 | 54.7101 | 86.9499
2028-07-26 16:00 | 56.1763 | 91.8215
2028-07-26 17:00 | 57.9275 | 96.7994
2028-07-26 18:00 | 57.088 | 98.4665
2028-07-26 19:00 | 53.6046 | 96.8417
2028-07-26 20:00 | 50.2147 | 92.7456
2028-07-26 21:00 | 47.306 | 89.2129
2028-07-26 22:00 | 43.7787 | 84.5301
2028-07-26 23:00 | 39.5954 | 79.739
2028-07-27 | 37.2565 | 74.3799
2028-07-27 01:00 | 34.9994 | 66.9014
2028-07-27 02:00 | 34.645 | 63.0995
2028-07-27 03:00 | 34.6856 | 61.3745
2028-07-27 04:00 | 34.6242 | 60.0336
2028-07-27 05:00 | 35.7257 | 61.4149
2028-07-27 06:00 | 39.5949 | 69.1851
2028-07-27 07:00 | 45.8006 | 72.6151
2028-07-27 08:00 | 48.8124 | 74.9878
2028-07-27 09:00 | 50.1531 | 79.1484
2028-07-27 10:00 | 50.6238 | 80.8733
2028-07-27 11:00 | 50.2892 | 80.5018
2028-07-27 12:00 | 50.1836 | 81.2707
2028-07-27 13:00 | 51.3397 | 81.9053
2028-07-27 14:00 | 52.1852 | 77.9552
2028-07-27 15:00 | 53.4893 | 81.024
2028-07-27 16:00 | 55.6731 | 82.8699
2028-07-27 17:00 | 57.6397 | 84.4444
2028-07-27 18:00 | 58.2275 | 88.7488
2028-07-27 19:00 | 55.117 | 86.7915
2028-07-27 20:00 | 51.2439 | 83.2755
2028-07-27 21:00 | 47.6724 | 79.8018
2028-07-27 22:00 | 43.7859 | 76.0689
2028-07-27 23:00 | 39.2958 | 72.4494
2028-07-28 | 36.4218 | 68.123
2028-07-28 01:00 | 34.0525 | 62.4688
2028-07-28 02:00 | 33.7811 | 59.558
2028-07-28 03:00 | 33.9119 | 58.433
2028-07-28 04:00 | 33.9321 | 57.3494
2028-07-28 05:00 | 35.1078 | 58.7887
2028-07-28 06:00 | 40.0516 | 62.2901
2028-07-28 07:00 | 46.4719 | 65.1554
2028-07-28 08:00 | 49.1704 | 66.0699
2028-07-28 09:00 | 50.33 | 67.3771
2028-07-28 10:00 | 50.7994 | 68.1998
2028-07-28 11:00 | 50.2782 | 69.0525
2028-07-28 12:00 | 49.9146 | 72.013
2028-07-28 13:00 | 50.8638 | 72.7988
2028-07-28 14:00 | 51.2088 | 68.8629
2028-07-28 15:00 | 51.8328 | 71.9968
2028-07-28 16:00 | 53.4076 | 73.6559
2028-07-28 17:00 | 55.0228 | 75.2556
2028-07-28 18:00 | 54.9965 | 78.3137
2028-07-28 19:00 | 51.694 | 76.323
2028-07-28 20:00 | 48.0137 | 73.2472
2028-07-28 21:00 | 44.5999 | 70.3435
2028-07-28 22:00 | 40.9329 | 67.8221
2028-07-28 23:00 | 36.75 | 64.8199
2028-07-29 | 35.1705 | 61.5263
2028-07-29 01:00 | 32.6844 | 56.9466
2028-07-29 02:00 | 32.2807 | 54.3567
2028-07-29 03:00 | 32.281 | 53.5769
2028-07-29 04:00 | 32.1067 | 52.28
2028-07-29 05:00 | 32.4251 | 53.4457
2028-07-29 06:00 | 34.6109 | 56.1733
2028-07-29 07:00 | 39.6779 | 56.4325
2028-07-29 08:00 | 43.4572 | 56.7623
2028-07-29 09:00 | 46.4322 | 60.6239
2028-07-29 10:00 | 48.052 | 61.8794
2028-07-29 11:00 | 48.5358 | 64.1136
2028-07-29 12:00 | 48.4806 | 66.5068
2028-07-29 13:00 | 49.2769 | 67.9535
2028-07-29 14:00 | 49.9959 | 66.3735
2028-07-29 15:00 | 51.107 | 71.983
2028-07-29 16:00 | 53.8433 | 76.1885
2028-07-29 17:00 | 56.3226 | 81.9192
2028-07-29 18:00 | 56.9629 | 83.979
2028-07-29 19:00 | 53.7397 | 82.2149
2028-07-29 20:00 | 49.6062 | 77.3554
2028-07-29 21:00 | 46.5583 | 73.8824
2028-07-29 22:00 | 43.5523 | 71.6045
2028-07-29 23:00 | 40.0458 | 68.0485
2028-07-30 | 36.8101 | 64.8599
2028-07-30 01:00 | 34.4032 | 58.1106
2028-07-30 02:00 | 33.7252 | 54.7433
2028-07-30 03:00 | 33.4934 | 52.8616
2028-07-30 04:00 | 33.0781 | 51.3756
2028-07-30 05:00 | 33.163 | 51.8231
2028-07-30 06:00 | 34.9869 | 52.0391
2028-07-30 07:00 | 39.7966 | 51.625
2028-07-30 08:00 | 44.0301 | 52.1964
2028-07-30 09:00 | 47.2773 | 55.0814
2028-07-30 10:00 | 49.0988 | 56.5988
2028-07-30 11:00 | 50.1483 | 59.356
2028-07-30 12:00 | 51.8028 | 63.7972
2028-07-30 13:00 | 52.8044 | 64.8655
2028-07-30 14:00 | 53.5845 | 63.3365
2028-07-30 15:00 | 54.7342 | 69.0397
2028-07-30 16:00 | 57.6617 | 72.3002
2028-07-30 17:00 | 60.3312 | 77.1196
2028-07-30 18:00 | 61.8108 | 80.6857
2028-07-30 19:00 | 58.3916 | 78.4225
2028-07-30 20:00 | 53.7097 | 74.5332
2028-07-30 21:00 | 50.0245 | 71.5912
2028-07-30 22:00 | 46.2063 | 69.5387
2028-07-30 23:00 | 41.958 | 66.6963
2028-07-31 | 39.4621 | 63.3481
2028-07-31 01:00 | 37.2192 | 59.7092
2028-07-31 02:00 | 36.7039 | 57.5057
2028-07-31 03:00 | 36.6292 | 56.5123
2028-07-31 04:00 | 36.4688 | 55.4649
2028-07-31 05:00 | 37.6182 | 57.2629
2028-07-31 06:00 | 42.2196 | 60.6493
2028-07-31 07:00 | 49.0964 | 64.1585
2028-07-31 08:00 | 52.8214 | 65.0057
2028-07-31 09:00 | 54.8431 | 67.1653
2028-07-31 10:00 | 56.6333 | 67.8925
2028-07-31 11:00 | 57.5418 | 70.2102
2028-07-31 12:00 | 59.0474 | 73.7061
2028-07-31 13:00 | 60.2976 | 75.0738
2028-07-31 14:00 | 60.36 | 72.608
2028-07-31 15:00 | 61.3518 | 77.1969
2028-07-31 16:00 | 63.0261 | 81.9025
2028-07-31 17:00 | 64.4252 | 86.761
2028-07-31 18:00 | 63.2863 | 89.2395
2028-07-31 19:00 | 59.6595 | 88.5168
2028-07-31 20:00 | 55.7405 | 84.1823
2028-07-31 21:00 | 52.2105 | 79.6788
2028-07-31 22:00 | 47.95 | 75.9356
2028-07-31 23:00 | 43.084 | 71.4869
2028-08-01 | 40.7895 | 68.9979
2028-08-01 01:00 | 38.6412 | 60.2532
2028-08-01 02:00 | 38.0119 | 57.0657
2028-08-01 03:00 | 37.8448 | 55.7635
2028-08-01 04:00 | 37.7276 | 54.5498
2028-08-01 05:00 | 38.8938 | 56.2524
2028-08-01 06:00 | 44.4181 | 64.4356
2028-08-01 07:00 | 51.0209 | 68.3686
2028-08-01 08:00 | 55.1798 | 71.5347
2028-08-01 09:00 | 57.3668 | 76.7623
2028-08-01 10:00 | 59.165 | 78.7602
2028-08-01 11:00 | 60.4312 | 77.4977
2028-08-01 12:00 | 61.1515 | 74.117
2028-08-01 13:00 | 62.968 | 75.1533
2028-08-01 14:00 | 63.6672 | 71.7859
2028-08-01 15:00 | 64.8324 | 75.6328
2028-08-01 16:00 | 66.7048 | 79.5323
2028-08-01 17:00 | 68.7138 | 82.9994
2028-08-01 18:00 | 68.6775 | 86.2939
2028-08-01 19:00 | 64.6404 | 83.5339
2028-08-01 20:00 | 60.0648 | 79.9218
2028-08-01 21:00 | 56.3664 | 76.1427
2028-08-01 22:00 | 51.4122 | 72.3049
2028-08-01 23:00 | 46.0911 | 68.9088
2028-08-02 | 42.3013 | 65.0465
2028-08-02 01:00 | 40.192 | 57.3496
2028-08-02 02:00 | 39.3686 | 54.2829
2028-08-02 03:00 | 39.0486 | 52.931
2028-08-02 04:00 | 38.7663 | 51.8015
2028-08-02 05:00 | 39.8361 | 53.708
2028-08-02 06:00 | 45.8119 | 59.5602
2028-08-02 07:00 | 52.5346 | 62.3092
2028-08-02 08:00 | 56.87 | 62.186
2028-08-02 09:00 | 59.1595 | 63.4718
2028-08-02 10:00 | 60.812 | 62.5179
2028-08-02 11:00 | 62.0202 | 62.3083
2028-08-02 12:00 | 64.2227 | 63.3805
2028-08-02 13:00 | 65.5915 | 63.7384
2028-08-02 14:00 | 65.4618 | 59.5097
2028-08-02 15:00 | 65.5595 | 62.795
2028-08-02 16:00 | 66.4862 | 66.0012
2028-08-02 17:00 | 67.6854 | 70.2857
2028-08-02 18:00 | 67.936 | 72.9209
2028-08-02 19:00 | 63.6607 | 72.2556
2028-08-02 20:00 | 59.4129 | 69.5708
2028-08-02 21:00 | 56.0806 | 66.8962
2028-08-02 22:00 | 51.3427 | 63.9681
2028-08-02 23:00 | 46.1794 | 60.3631
2028-08-03 | 42.8852 | 59.4344
2028-08-03 01:00 | 40.3464 | 51.978
2028-08-03 02:00 | 39.5308 | 49.8238
2028-08-03 03:00 | 39.1233 | 49.4002
2028-08-03 04:00 | 38.8151 | 48.4963
2028-08-03 05:00 | 39.8366 | 50.6339
2028-08-03 06:00 | 43.4837 | 57.3904
2028-08-03 07:00 | 49.3842 | 59.7632
2028-08-03 08:00 | 53.2645 | 58.8844
2028-08-03 09:00 | 55.1297 | 59.4438
2028-08-03 10:00 | 56.5814 | 58.5537
2028-08-03 11:00 | 57.8041 | 58.7756
2028-08-03 12:00 | 58.7907 | 63.4995
2028-08-03 13:00 | 60.2374 | 63.7172
2028-08-03 14:00 | 60.8273 | 59.6144
2028-08-03 15:00 | 61.837 | 62.8916
2028-08-03 16:00 | 63.4736 | 66.3579
2028-08-03 17:00 | 65.1701 | 70.0113
2028-08-03 18:00 | 64.1808 | 73.2825
2028-08-03 19:00 | 60.1298 | 71.4436
2028-08-03 20:00 | 56.0058 | 68.7051
2028-08-03 21:00 | 52.5507 | 65.4601
2028-08-03 22:00 | 48.0777 | 62.8076
2028-08-03 23:00 | 43.2669 | 59.8826
2028-08-04 | 39.9478 | 58.4958
2028-08-04 01:00 | 37.2933 | 51.3411
2028-08-04 02:00 | 36.5756 | 49.3237
2028-08-04 03:00 | 36.3153 | 48.6637
2028-08-04 04:00 | 36.1261 | 47.925
2028-08-04 05:00 | 37.1266 | 49.8186
2028-08-04 06:00 | 41.3495 | 56.4876
2028-08-04 07:00 | 47.1724 | 59.246
2028-08-04 08:00 | 50.6565 | 59.2796
2028-08-04 09:00 | 52.2612 | 61.0721
2028-08-04 10:00 | 53.1844 | 60.6899
2028-08-04 11:00 | 53.5753 | 58.9781
2028-08-04 12:00 | 52.9376 | 60.0057
2028-08-04 13:00 | 54.3192 | 60.2157
2028-08-04 14:00 | 55.1088 | 55.7156
2028-08-04 15:00 | 56.0991 | 58.6398
2028-08-04 16:00 | 57.8862 | 61.9531
2028-08-04 17:00 | 59.9976 | 65.9328
2028-08-04 18:00 | 59.3702 | 70.5809
2028-08-04 19:00 | 55.434 | 69.2339
2028-08-04 20:00 | 50.9487 | 66.9118
2028-08-04 21:00 | 47.4387 | 63.855
2028-08-04 22:00 | 43.1771 | 61.3258
2028-08-04 23:00 | 38.593 | 59.0979
2028-08-05 | 35.9075 | 57.0716
2028-08-05 01:00 | 32.8089 | 50.3049
2028-08-05 02:00 | 32.4525 | 48.1051
2028-08-05 03:00 | 32.3765 | 47.1078
2028-08-05 04:00 | 32.1102 | 45.9418
2028-08-05 05:00 | 32.3529 | 47.3287
2028-08-05 06:00 | 34.5024 | 50.0435
2028-08-05 07:00 | 38.8997 | 50.0568
2028-08-05 08:00 | 42.2073 | 51.1396
2028-08-05 09:00 | 44.3159 | 55.1838
2028-08-05 10:00 | 45.429 | 56.132
2028-08-05 11:00 | 45.9299 | 56.1621
2028-08-05 12:00 | 45.978 | 57.4836
2028-08-05 13:00 | 46.6746 | 57.6624
2028-08-05 14:00 | 47.0867 | 54.8211
2028-08-05 15:00 | 47.9309 | 58.8124
2028-08-05 16:00 | 50.7063 | 61.6056
2028-08-05 17:00 | 53.3806 | 64.9472
2028-08-05 18:00 | 53.5098 | 66.5053
2028-08-05 19:00 | 49.647 | 64.2138
2028-08-05 20:00 | 45.2557 | 60.8603
2028-08-05 21:00 | 42.0757 | 58.9126
2028-08-05 22:00 | 38.9178 | 57.846
2028-08-05 23:00 | 35.6537 | 56.1401
2028-08-06 | 33.3346 | 54.3916
2028-08-06 01:00 | 31.4134 | 48.6037
2028-08-06 02:00 | 31.1206 | 46.4289
2028-08-06 03:00 | 31.0971 | 45.7431
2028-08-06 04:00 | 30.8576 | 44.8162
2028-08-06 05:00 | 31.052 | 45.9074
2028-08-06 06:00 | 32.7415 | 46.7752
2028-08-06 07:00 | 36.5469 | 46.1557
2028-08-06 08:00 | 39.8046 | 46.0275
2028-08-06 09:00 | 41.9491 | 49.2378
2028-08-06 10:00 | 43.0035 | 50.34
2028-08-06 11:00 | 44.0049 | 51.9797
2028-08-06 12:00 | 45.2487 | 51.5479
2028-08-06 13:00 | 46.4284 | 53.3294
2028-08-06 14:00 | 47.3615 | 52.9072
2028-08-06 15:00 | 48.6825 | 59.1822
2028-08-06 16:00 | 51.9162 | 64.5896
2028-08-06 17:00 | 55.1086 | 71.4134
2028-08-06 18:00 | 55.7852 | 73.7095
2028-08-06 19:00 | 52.0275 | 72.3188
2028-08-06 20:00 | 47.7107 | 67.9942
2028-08-06 21:00 | 44.4078 | 64.5053
2028-08-06 22:00 | 40.8272 | 62.6103
2028-08-06 23:00 | 37.1739 | 59.5376
2028-08-07 | 34.8996 | 57.5207
2028-08-07 01:00 | 32.4311 | 52.5842
2028-08-07 02:00 | 32.1882 | 50.3567
2028-08-07 03:00 | 32.2554 | 49.5021
2028-08-07 04:00 | 32.2289 | 48.1028
2028-08-07 05:00 | 32.7243 | 49.2194
2028-08-07 06:00 | 35.3639 | 51.0646
2028-08-07 07:00 | 39.7496 | 52.0905
2028-08-07 08:00 | 43.3059 | 51.6023
2028-08-07 09:00 | 46.449 | 55.3106
2028-08-07 10:00 | 48.6351 | 57.004
2028-08-07 11:00 | 49.6481 | 58.8117
2028-08-07 12:00 | 51.1038 | 60.9854
2028-08-07 13:00 | 51.8819 | 63.7103
2028-08-07 14:00 | 51.0207 | 62.0077
2028-08-07 15:00 | 49.6943 | 67.5282
2028-08-07 16:00 | 51.4654 | 71.5013
2028-08-07 17:00 | 54.3923 | 76.0829
2028-08-07 18:00 | 54.3764 | 78.1008
2028-08-07 19:00 | 50.9951 | 76.914
2028-08-07 20:00 | 47.6866 | 72.6856
2028-08-07 21:00 | 45.152 | 69.0734
2028-08-07 22:00 | 41.8428 | 66.7682
2028-08-07 23:00 | 38.4026 | 63.6173
2028-08-08 | 37.1361 | 62.9379
2028-08-08 01:00 | 35.5902 | 59.8253
2028-08-08 02:00 | 35.2046 | 57.4656
2028-08-08 03:00 | 35.1705 | 56.6665
2028-08-08 04:00 | 35.1348 | 55.8301
2028-08-08 05:00 | 36.4173 | 58.003
2028-08-08 06:00 | 41.7311 | 61.8492
2028-08-08 07:00 | 47.8059 | 65.2896
2028-08-08 08:00 | 50.7523 | 66.5093
2028-08-08 09:00 | 51.8655 | 69.2473
2028-08-08 10:00 | 52.4319 | 70.3856
2028-08-08 11:00 | 52.5526 | 72.2087
2028-08-08 12:00 | 52.5091 | 75.9798
2028-08-08 13:00 | 53.6019 | 77.1397
2028-08-08 14:00 | 54.1099 | 74.6202
2028-08-08 15:00 | 55.0369 | 78.689
2028-08-08 16:00 | 56.9135 | 83.2972
2028-08-08 17:00 | 58.8976 | 86.7396
2028-08-08 18:00 | 58.9825 | 90.7604
2028-08-08 19:00 | 55.1108 | 88.5412
2028-08-08 20:00 | 51.2497 | 85.169
2028-08-08 21:00 | 47.7039 | 81.1349
2028-08-08 22:00 | 43.4775 | 76.8946
2028-08-08 23:00 | 39.013 | 73.2691
2028-08-09 | 36.5115 | 68.7384
2028-08-09 01:00 | 35.2794 | 64.7783
2028-08-09 02:00 | 35.062 | 61.6916
2028-08-09 03:00 | 35.2129 | 60.3758
2028-08-09 04:00 | 35.2866 | 59.4334
2028-08-09 05:00 | 36.5911 | 61.1339
2028-08-09 06:00 | 41.0125 | 64.0162
2028-08-09 07:00 | 47.1915 | 67.1728
2028-08-09 08:00 | 50.7036 | 68.1709
2028-08-09 09:00 | 52.6047 | 70.6466
2028-08-09 10:00 | 53.9459 | 71.9236
2028-08-09 11:00 | 54.8509 | 74.7407
2028-08-09 12:00 | 55.6047 | 76.9801
2028-08-09 13:00 | 57.1093 | 78.7747
2028-08-09 14:00 | 57.5994 | 77.5205
2028-08-09 15:00 | 58.5361 | 81.9501
2028-08-09 16:00 | 60.2641 | 87.1428
2028-08-09 17:00 | 62.0966 | 92.4993
2028-08-09 18:00 | 61.6829 | 93.922
2028-08-09 19:00 | 57.8576 | 92.4757
2028-08-09 20:00 | 54.1164 | 88.2083
2028-08-09 21:00 | 50.682 | 83.3272
2028-08-09 22:00 | 46.3168 | 78.4246
2028-08-09 23:00 | 41.5994 | 73.5753
2028-08-10 | 39.0444 | 69.3591
2028-08-10 01:00 | 37.3726 | 63.5516
2028-08-10 02:00 | 36.928 | 60.1304
2028-08-10 03:00 | 36.8188 | 58.6687
2028-08-10 04:00 | 36.6724 | 57.4996
2028-08-10 05:00 | 37.9298 | 59.3332
2028-08-10 06:00 | 42.7785 | 64.3175
2028-08-10 07:00 | 48.9139 | 67.9694
2028-08-10 08:00 | 52.6077 | 68.9362
2028-08-10 09:00 | 54.5198 | 72.236
2028-08-10 10:00 | 55.9663 | 73.3934
2028-08-10 11:00 | 56.8737 | 75.7095
2028-08-10 12:00 | 57.0662 | 76.8692
2028-08-10 13:00 | 58.4761 | 78.3324
2028-08-10 14:00 | 59.069 | 76.8215
2028-08-10 15:00 | 59.9782 | 81.6786
2028-08-10 16:00 | 61.5827 | 87.2212
2028-08-10 17:00 | 63.0951 | 92.6635
2028-08-10 18:00 | 62.0923 | 94.3921
2028-08-10 19:00 | 58.2117 | 92.9436
2028-08-10 20:00 | 54.8804 | 88.4074
2028-08-10 21:00 | 51.6208 | 83.293
2028-08-10 22:00 | 47.4259 | 78.2177
2028-08-10 23:00 | 42.8978 | 73.3316
2028-08-11 | 39.9 | 69.7817
2028-08-11 01:00 | 37.9788 | 64.1819
2028-08-11 02:00 | 37.4169 | 60.9027
2028-08-11 03:00 | 37.3116 | 59.3833
2028-08-11 04:00 | 37.2063 | 58.1651
2028-08-11 05:00 | 38.4564 | 59.6309
2028-08-11 06:00 | 43.6398 | 65.0329
2028-08-11 07:00 | 49.7801 | 68.4941
2028-08-11 08:00 | 53.2961 | 69.5399
2028-08-11 09:00 | 55.0648 | 72.9816
2028-08-11 10:00 | 56.3455 | 74.1932
2028-08-11 11:00 | 56.8557 | 76.7514
2028-08-11 12:00 | 57.0354 | 77.5078
2028-08-11 13:00 | 58.3204 | 79.4602
2028-08-11 14:00 | 58.565 | 78.4823
2028-08-11 15:00 | 59.1115 | 83.3745
2028-08-11 16:00 | 60.3024 | 88.9796
2028-08-11 17:00 | 61.7464 | 94.5019
2028-08-11 18:00 | 60.1047 | 94.3881
2028-08-11 19:00 | 56.098 | 92.6908
2028-08-11 20:00 | 52.4696 | 87.8902
2028-08-11 21:00 | 49.0317 | 82.5837
2028-08-11 22:00 | 44.8547 | 77.4251
2028-08-11 23:00 | 40.4537 | 72.5708
2028-08-12 | 38.4203 | 69.3899
2028-08-12 01:00 | 35.7154 | 61.8086
2028-08-12 02:00 | 35.0175 | 58.2048
2028-08-12 03:00 | 34.7117 | 56.5549
2028-08-12 04:00 | 34.2637 | 54.7986
2028-08-12 05:00 | 34.4813 | 55.8017
2028-08-12 06:00 | 36.7413 | 60.1992
2028-08-12 07:00 | 41.0386 | 61.1941
2028-08-12 08:00 | 44.8786 | 63.1273
2028-08-12 09:00 | 47.3795 | 67.8654
2028-08-12 10:00 | 48.9039 | 70.8634
2028-08-12 11:00 | 49.7127 | 73.2943
2028-08-12 12:00 | 50.8529 | 74.5236
2028-08-12 13:00 | 51.2927 | 76.2159
2028-08-12 14:00 | 51.4484 | 74.8459
2028-08-12 15:00 | 51.9725 | 80.0653
2028-08-12 16:00 | 54.212 | 84.7935
2028-08-12 17:00 | 56.3294 | 90.6727
2028-08-12 18:00 | 56.165 | 90.7313
2028-08-12 19:00 | 51.8875 | 87.3574
2028-08-12 20:00 | 47.4228 | 82.5186
2028-08-12 21:00 | 43.7927 | 77.9198
2028-08-12 22:00 | 40.3582 | 74.2645
2028-08-12 23:00 | 36.8777 | 70.5979
2028-08-13 | 35.7508 | 68.2017
2028-08-13 01:00 | 33.146 | 61.645
2028-08-13 02:00 | 32.6613 | 58.2636
2028-08-13 03:00 | 32.4566 | 56.4327
2028-08-13 04:00 | 32.0171 | 54.691
2028-08-13 05:00 | 32.1393 | 55.5058
2028-08-13 06:00 | 34.0567 | 58.0919
2028-08-13 07:00 | 38.105 | 58.6575
2028-08-13 08:00 | 41.4961 | 60.2439
2028-08-13 09:00 | 43.5716 | 64.9372
2028-08-13 10:00 | 44.4629 | 68.3411
2028-08-13 11:00 | 44.8486 | 71.0126
2028-08-13 12:00 | 45.9458 | 73.053
2028-08-13 13:00 | 46.4917 | 75.1486
2028-08-13 14:00 | 46.6159 | 74.3139
2028-08-13 15:00 | 47.3328 | 80.1482
2028-08-13 16:00 | 49.8748 | 84.3267
2028-08-13 17:00 | 52.373 | 89.125
2028-08-13 18:00 | 53.1412 | 91.9116
2028-08-13 19:00 | 49.2018 | 88.0805
2028-08-13 20:00 | 45.0606 | 84.4079
2028-08-13 21:00 | 41.6606 | 80.6349
2028-08-13 22:00 | 38.2849 | 76.8212
2028-08-13 23:00 | 34.8566 | 73.6352
2028-08-14 | 33.6256 | 68.7114
2028-08-14 01:00 | 32.581 | 64.4723
2028-08-14 02:00 | 32.57 | 61.3976
2028-08-14 03:00 | 32.7756 | 60.1685
2028-08-14 04:00 | 32.8805 | 59.1556
2028-08-14 05:00 | 34.1949 | 61.4462
2028-08-14 06:00 | 38.7874 | 65.411
2028-08-14 07:00 | 44.5355 | 68.2957
2028-08-14 08:00 | 47.4168 | 69.5052
2028-08-14 09:00 | 48.6103 | 71.9467
2028-08-14 10:00 | 49.2416 | 73.1253
2028-08-14 11:00 | 49.347 | 75.2487
2028-08-14 12:00 | 50.0614 | 75.7563
2028-08-14 13:00 | 50.9644 | 78.2006
2028-08-14 14:00 | 51.1545 | 76.6944
2028-08-14 15:00 | 51.8702 | 80.9696
2028-08-14 16:00 | 53.4899 | 86.2431
2028-08-14 17:00 | 55.0233 | 91.6482
2028-08-14 18:00 | 55.6615 | 93.4194
2028-08-14 19:00 | 51.8496 | 90.3108
2028-08-14 20:00 | 48.3785 | 86.5005
2028-08-14 21:00 | 44.7329 | 82.0967
2028-08-14 22:00 | 40.7348 | 77.004
2028-08-14 23:00 | 36.5848 | 73.1049
2028-08-15 | 34.5778 | 67.1895
2028-08-15 01:00 | 33.0909 | 64.5054
2028-08-15 02:00 | 33.0675 | 61.5198
2028-08-15 03:00 | 33.3846 | 60.2973
2028-08-15 04:00 | 33.5646 | 59.301
2028-08-15 05:00 | 35.0649 | 61.3905
2028-08-15 06:00 | 41.2949 | 68.3557
2028-08-15 07:00 | 47.0582 | 72.3502
2028-08-15 08:00 | 49.7785 | 75.363
2028-08-15 09:00 | 50.8498 | 80.3777
2028-08-15 10:00 | 51.5305 | 82.3006
2028-08-15 11:00 | 51.7734 | 83.0315
2028-08-15 12:00 | 51.8729 | 83.8505
2028-08-15 13:00 | 53.1012 | 84.9459
2028-08-15 14:00 | 53.5812 | 82.1174
2028-08-15 15:00 | 54.5382 | 85.9103
2028-08-15 16:00 | 56.2422 | 90.4563
2028-08-15 17:00 | 57.9818 | 94.1432
2028-08-15 18:00 | 57.5613 | 97.6629
2028-08-15 19:00 | 53.6857 | 94.6713
2028-08-15 20:00 | 50.6886 | 90.1755
2028-08-15 21:00 | 47.2132 | 84.6637
2028-08-15 22:00 | 43.2135 | 79.5214
2028-08-15 23:00 | 39.0511 | 75.0023
2028-08-16 | 37.5457 | 71.4547
2028-08-16 01:00 | 36.3685 | 65.8536
2028-08-16 02:00 | 36.2351 | 62.3334
2028-08-16 03:00 | 36.4247 | 60.5786
2028-08-16 04:00 | 36.4849 | 59.5337
2028-08-16 05:00 | 37.9885 | 61.1703
2028-08-16 06:00 | 42.4463 | 68.5491
2028-08-16 07:00 | 48.216 | 72.4188
2028-08-16 08:00 | 51.2957 | 75.1284
2028-08-16 09:00 | 52.8257 | 80.5497
2028-08-16 10:00 | 54.0836 | 82.2738
2028-08-16 11:00 | 55.0219 | 82.9965
2028-08-16 12:00 | 56.5077 | 84.9269
2028-08-16 13:00 | 57.8654 | 85.6006
2028-08-16 14:00 | 58.1986 | 82.48
2028-08-16 15:00 | 58.9468 | 85.5441
2028-08-16 16:00 | 60.3871 | 88.9217
2028-08-16 17:00 | 61.8276 | 92.8141
2028-08-16 18:00 | 61.525 | 96.4353
2028-08-16 19:00 | 57.8452 | 92.7854
2028-08-16 20:00 | 54.8512 | 88.893
2028-08-16 21:00 | 51.6647 | 83.6802
2028-08-16 22:00 | 47.5291 | 78.6594
2028-08-16 23:00 | 43.0507 | 74.382
2028-08-17 | 39.5443 | 71.3129
2028-08-17 01:00 | 37.7446 | 65.2538
2028-08-17 02:00 | 37.2991 | 61.8673
2028-08-17 03:00 | 37.2515 | 60.3998
2028-08-17 04:00 | 37.1417 | 59.4092
2028-08-17 05:00 | 38.5515 | 61.5657
2028-08-17 06:00 | 42.6214 | 67.1405
2028-08-17 07:00 | 48.3299 | 70.6922
2028-08-17 08:00 | 51.634 | 72.33
2028-08-17 09:00 | 53.3084 | 75.8433
2028-08-17 10:00 | 54.6737 | 77.3096
2028-08-17 11:00 | 55.5154 | 79.4755
2028-08-17 12:00 | 55.6667 | 82.1579
2028-08-17 13:00 | 57.078 | 83.5466
2028-08-17 14:00 | 57.8339 | 81.5477
2028-08-17 15:00 | 59.1597 | 85.5995
2028-08-17 16:00 | 61.0734 | 90.0114
2028-08-17 17:00 | 62.7993 | 93.8324
2028-08-17 18:00 | 61.1664 | 96.4137
2028-08-17 19:00 | 57.5866 | 93.6159
2028-08-17 20:00 | 54.366 | 90.232
2028-08-17 21:00 | 50.9919 | 85.6786
2028-08-17 22:00 | 46.8435 | 80.4542
2028-08-17 23:00 | 42.3618 | 76.3778
2028-08-18 | 39.0705 | 71.7667
2028-08-18 01:00 | 36.6717 | 66.6071
2028-08-18 02:00 | 36.1835 | 63.2953
2028-08-18 03:00 | 36.0382 | 61.8348
2028-08-18 04:00 | 35.8918 | 60.8683
2028-08-18 05:00 | 37.1286 | 62.753
2028-08-18 06:00 | 41.6747 | 69.0131
2028-08-18 07:00 | 47.0484 | 72.2002
2028-08-18 08:00 | 49.8468 | 74.0464
2028-08-18 09:00 | 50.964 | 77.8563
2028-08-18 10:00 | 51.6451 | 79.3306
2028-08-18 11:00 | 51.8395 | 80.4541
2028-08-18 12:00 | 51.3384 | 82.9892
2028-08-18 13:00 | 52.3368 | 84.1479
2028-08-18 14:00 | 52.7394 | 81.3093
2028-08-18 15:00 | 53.4864 | 84.7339
2028-08-18 16:00 | 55.1434 | 87.1328
2028-08-18 17:00 | 57.0418 | 88.9074
2028-08-18 18:00 | 55.7075 | 90.4717
2028-08-18 19:00 | 51.9242 | 87.6662
2028-08-18 20:00 | 48.2675 | 84.1132
2028-08-18 21:00 | 44.591 | 79.0717
2028-08-18 22:00 | 40.6145 | 74.5334
2028-08-18 23:00 | 36.4615 | 70.691
2028-08-19 | 34.4695 | 68.5698
2028-08-19 01:00 | 32.2257 | 60.6624
2028-08-19 02:00 | 32.0583 | 57.2436
2028-08-19 03:00 | 32.0757 | 55.2498
2028-08-19 04:00 | 31.8646 | 53.2329
2028-08-19 05:00 | 32.3105 | 53.7502
2028-08-19 06:00 | 34.5448 | 56.7812
2028-08-19 07:00 | 38.4267 | 56.4396
2028-08-19 08:00 | 41.2833 | 55.8831
2028-08-19 09:00 | 43.1021 | 57.2807
2028-08-19 10:00 | 44.0329 | 56.1734
2028-08-19 11:00 | 44.2721 | 56.5813
2028-08-19 12:00 | 45.0661 | 60.9714
2028-08-19 13:00 | 45.0815 | 60.5237
2028-08-19 14:00 | 44.5207 | 56.0798
2028-08-19 15:00 | 44.5307 | 59.147
2028-08-19 16:00 | 46.2724 | 62.0477
2028-08-19 17:00 | 48.0446 | 66.6237
2028-08-19 18:00 | 47.4756 | 69.7259
2028-08-19 19:00 | 43.4531 | 67.3719
2028-08-19 20:00 | 40.4696 | 63.7485
2028-08-19 21:00 | 37.8028 | 60.4191
2028-08-19 22:00 | 35.4246 | 58.1189
2028-08-19 23:00 | 32.9791 | 55.511
2028-08-20 | 31.8987 | 55.1102
2028-08-20 01:00 | 31.219 | 50.7324
2028-08-20 02:00 | 31.1628 | 48.8561
2028-08-20 03:00 | 31.3194 | 48.1005
2028-08-20 04:00 | 31.1922 | 46.8264
2028-08-20 05:00 | 31.6845 | 48.1628
2028-08-20 06:00 | 33.8765 | 51.5107
2028-08-20 07:00 | 37.3391 | 50.2815
2028-08-20 08:00 | 40.4155 | 48.2131
2028-08-20 09:00 | 42.663 | 50.6023
2028-08-20 10:00 | 43.8158 | 49.5627
2028-08-20 11:00 | 44.7869 | 51.232
2028-08-20 12:00 | 45.6459 | 54.9098
2028-08-20 13:00 | 46.8462 | 56.0652
2028-08-20 14:00 | 47.7554 | 53.0436
2028-08-20 15:00 | 49.134 | 58.2377
2028-08-20 16:00 | 52.2503 | 62.0025
2028-08-20 17:00 | 55.2605 | 67.0865
2028-08-20 18:00 | 54.4653 | 71.1295
2028-08-20 19:00 | 50.7024 | 68.8383
2028-08-20 20:00 | 47.3943 | 66.0965
2028-08-20 21:00 | 44.1691 | 62.6304
2028-08-20 22:00 | 40.8838 | 60.6881
2028-08-20 23:00 | 37.6081 | 58.1634
2028-08-21 | 35.6457 | 57.6826
2028-08-21 01:00 | 34.6534 | 53.0512
2028-08-21 02:00 | 34.6163 | 51.5816
2028-08-21 03:00 | 34.8373 | 50.943
2028-08-21 04:00 | 34.9013 | 50.3124
2028-08-21 05:00 | 36.4308 | 52.6653
2028-08-21 06:00 | 42.2145 | 58.12
2028-08-21 07:00 | 47.9448 | 60.3615
2028-08-21 08:00 | 50.8609 | 60.3174
2028-08-21 09:00 | 52.1423 | 61.8448
2028-08-21 10:00 | 53.3162 | 61.9012
2028-08-21 11:00 | 53.9893 | 62.5601
2028-08-21 12:00 | 54.9478 | 62.2746
2028-08-21 13:00 | 56.1717 | 64.3045
2028-08-21 14:00 | 56.3867 | 62.7967
2028-08-21 15:00 | 57.2963 | 67.2479
2028-08-21 16:00 | 58.9434 | 72.954
2028-08-21 17:00 | 60.3861 | 78.6737
2028-08-21 18:00 | 60.9392 | 79.7405
2028-08-21 19:00 | 57.2138 | 77.6177
2028-08-21 20:00 | 53.9329 | 75.0152
2028-08-21 21:00 | 50.034 | 70.2865
2028-08-21 22:00 | 45.668 | 66.5488
2028-08-21 23:00 | 41.1751 | 63.6753
2028-08-22 | 38.3583 | 61.4984
2028-08-22 01:00 | 36.883 | 59.5762
2028-08-22 02:00 | 36.5886 | 57.5954
2028-08-22 03:00 | 36.6443 | 56.7405
2028-08-22 04:00 | 36.6171 | 55.8744
2028-08-22 05:00 | 38.1295 | 57.9649
2028-08-22 06:00 | 42.5682 | 67.577
2028-08-22 07:00 | 47.9483 | 71.5068
2028-08-22 08:00 | 50.9803 | 73.9044
2028-08-22 09:00 | 52.4543 | 78.7563
2028-08-22 10:00 | 53.9289 | 79.8882
2028-08-22 11:00 | 55.02 | 80.1616
2028-08-22 12:00 | 56.1572 | 82.148
2028-08-22 13:00 | 57.5331 | 82.5569
2028-08-22 14:00 | 58.1244 | 79.6691
2028-08-22 15:00 | 59.4138 | 83.5473
2028-08-22 16:00 | 61.2194 | 87.8065
2028-08-22 17:00 | 62.9319 | 90.7264
2028-08-22 18:00 | 62.3794 | 95.2721
2028-08-22 19:00 | 58.7448 | 93.0468
2028-08-22 20:00 | 55.4032 | 89.4461
2028-08-22 21:00 | 51.7464 | 83.4968
2028-08-22 22:00 | 47.3921 | 78.8477
2028-08-22 23:00 | 42.7512 | 74.7108
2028-08-23 | 39.2754 | 73.0276
2028-08-23 01:00 | 38.0907 | 67.8582
2028-08-23 02:00 | 37.7377 | 64.3604
2028-08-23 03:00 | 37.7067 | 62.5005
2028-08-23 04:00 | 37.5862 | 61.4927
2028-08-23 05:00 | 39.0123 | 63.0383
2028-08-23 06:00 | 43.3679 | 68.3573
2028-08-23 07:00 | 48.9981 | 72.0329
2028-08-23 08:00 | 52.3227 | 73.2735
2028-08-23 09:00 | 54.0343 | 77.5154
2028-08-23 10:00 | 55.3492 | 78.3118
2028-08-23 11:00 | 56.2527 | 81.0161
2028-08-23 12:00 | 56.7477 | 81.9716
2028-08-23 13:00 | 57.9676 | 83.2409
2028-08-23 14:00 | 58.1616 | 82.7899
2028-08-23 15:00 | 58.9652 | 87.6648
2028-08-23 16:00 | 60.5316 | 94.0469
2028-08-23 17:00 | 62.1897 | 100.6634
2028-08-23 18:00 | 60.7069 | 101.6402
2028-08-23 19:00 | 56.6945 | 99.6056
2028-08-23 20:00 | 53.5415 | 95.1121
2028-08-23 21:00 | 49.699 | 88.8331
2028-08-23 22:00 | 45.4037 | 83.0855
2028-08-23 23:00 | 40.9793 | 77.9277
2028-08-24 | 39.037 | 73.9796
2028-08-24 01:00 | 37.5283 | 68.2504
2028-08-24 02:00 | 37.0893 | 64.5481
2028-08-24 03:00 | 37.0832 | 62.7985
2028-08-24 04:00 | 36.9563 | 61.6604
2028-08-24 05:00 | 38.427 | 63.5317
2028-08-24 06:00 | 43.5904 | 68.2678
2028-08-24 07:00 | 48.9993 | 72.3876
2028-08-24 08:00 | 52.3064 | 73.7144
2028-08-24 09:00 | 53.9902 | 77.6069
2028-08-24 10:00 | 55.334 | 78.577
2028-08-24 11:00 | 56.1071 | 81.779
2028-08-24 12:00 | 57.1416 | 84.7422
2028-08-24 13:00 | 58.2212 | 85.7704
2028-08-24 14:00 | 58.3115 | 84.4725
2028-08-24 15:00 | 58.9685 | 89.4379
2028-08-24 16:00 | 60.2465 | 94.7166
2028-08-24 17:00 | 61.4468 | 99.4925
2028-08-24 18:00 | 61.1713 | 99.9861
2028-08-24 19:00 | 57.5366 | 97.206
2028-08-24 20:00 | 54.6406 | 93.1786
2028-08-24 21:00 | 51.0577 | 87.3322
2028-08-24 22:00 | 46.924 | 81.9163
2028-08-24 23:00 | 42.5356 | 77.1175
2028-08-25 | 39.7839 | 73.7732
2028-08-25 01:00 | 38.8119 | 71.817
2028-08-25 02:00 | 38.389 | 68.3096
2028-08-25 03:00 | 38.3987 | 66.4929
2028-08-25 04:00 | 38.3028 | 65.4313
2028-08-25 05:00 | 39.7903 | 67.2096
2028-08-25 06:00 | 44.9971 | 74.8736
2028-08-25 07:00 | 50.676 | 78.9721
2028-08-25 08:00 | 54.3831 | 81.6807
2028-08-25 09:00 | 56.475 | 87.9109
2028-08-25 10:00 | 58.4072 | 89.8576
2028-08-25 11:00 | 59.5951 | 92.1279
2028-08-25 12:00 | 59.881 | 95.0144
2028-08-25 13:00 | 61.507 | 96.6614
2028-08-25 14:00 | 62.1308 | 95.2194
2028-08-25 15:00 | 63.1231 | 99.7117
2028-08-25 16:00 | 64.348 | 103.5055
2028-08-25 17:00 | 65.5267 | 106.1661
2028-08-25 18:00 | 65.459 | 107.2909
2028-08-25 19:00 | 61.8019 | 103.8271
2028-08-25 20:00 | 58.0723 | 99.6469
2028-08-25 21:00 | 54.0697 | 93.5899
2028-08-25 22:00 | 49.4225 | 87.2348
2028-08-25 23:00 | 44.5045 | 82.3756
2028-08-26 | 40.7067 | 78.4702
2028-08-26 01:00 | 37.3198 | 70.7967
2028-08-26 02:00 | 36.4832 | 66.2843
2028-08-26 03:00 | 36.0251 | 63.6552
2028-08-26 04:00 | 35.3645 | 61.5439
2028-08-26 05:00 | 35.6042 | 62.1877
2028-08-26 06:00 | 37.0648 | 65.7236
2028-08-26 07:00 | 40.6724 | 65.8063
2028-08-26 08:00 | 43.9006 | 66.5725
2028-08-26 09:00 | 45.2846 | 70.1089
2028-08-26 10:00 | 46.0181 | 71.8575
2028-08-26 11:00 | 46.2189 | 73.6049
2028-08-26 12:00 | 46.0879 | 74.6923
2028-08-26 13:00 | 45.9923 | 75.7162
2028-08-26 14:00 | 45.8189 | 72.7117
2028-08-26 15:00 | 46.5717 | 77.6625
2028-08-26 16:00 | 48.7372 | 81.437
2028-08-26 17:00 | 50.7772 | 86.1619
2028-08-26 18:00 | 51.79 | 85.0951
2028-08-26 19:00 | 48.1257 | 81.5204
2028-08-26 20:00 | 44.1264 | 76.81
2028-08-26 21:00 | 40.2635 | 70.9317
2028-08-26 22:00 | 37.0509 | 67.1729
2028-08-26 23:00 | 33.8598 | 63.7182
2028-08-27 | 31.6713 | 62.6022
2028-08-27 01:00 | 30.2418 | 58.6395
2028-08-27 02:00 | 30.2254 | 56.4242
2028-08-27 03:00 | 30.4403 | 54.9494
2028-08-27 04:00 | 30.2586 | 53.3038
2028-08-27 05:00 | 30.7998 | 54.4128
2028-08-27 06:00 | 32.8013 | 56.4216
2028-08-27 07:00 | 36.0339 | 55.9891
2028-08-27 08:00 | 38.0536 | 55.6026
2028-08-27 09:00 | 39.4602 | 58.4782
2028-08-27 10:00 | 40.0214 | 60.2432
2028-08-27 11:00 | 39.897 | 62.4726
2028-08-27 12:00 | 40.5939 | 63.3442
2028-08-27 13:00 | 40.7872 | 65.7238
2028-08-27 14:00 | 40.2527 | 63.8058
2028-08-27 15:00 | 40.8005 | 69.7208
2028-08-27 16:00 | 43.142 | 73.9712
2028-08-27 17:00 | 45.4639 | 77.689
2028-08-27 18:00 | 46.2996 | 79.9303
2028-08-27 19:00 | 43.3124 | 76.6119
2028-08-27 20:00 | 40.8568 | 74.1153
2028-08-27 21:00 | 38.1136 | 70.3819
2028-08-27 22:00 | 35.5702 | 67.2726
2028-08-27 23:00 | 32.92 | 64.8021
2028-08-28 | 31.3343 | 60.9791
2028-08-28 01:00 | 30.8251 | 60.3758
2028-08-28 02:00 | 31.1445 | 58.4494
2028-08-28 03:00 | 31.6635 | 57.5945
2028-08-28 04:00 | 31.9049 | 57.0126
2028-08-28 05:00 | 33.5664 | 59.7095
2028-08-28 06:00 | 38.4361 | 65.3733
2028-08-28 07:00 | 43.0939 | 67.3291
2028-08-28 08:00 | 44.425 | 67.1398
2028-08-28 09:00 | 44.3971 | 69.2272
2028-08-28 10:00 | 44.4853 | 69.4198
2028-08-28 11:00 | 44.5922 | 71.372
2028-08-28 12:00 | 45.8099 | 72.8243
2028-08-28 13:00 | 46.5899 | 75.2168
2028-08-28 14:00 | 46.8175 | 73.6269
2028-08-28 15:00 | 47.7223 | 79.1392
2028-08-28 16:00 | 49.5576 | 85.1922
2028-08-28 17:00 | 51.0864 | 91.2476
2028-08-28 18:00 | 51.4689 | 93.048
2028-08-28 19:00 | 48.0627 | 90.6351
2028-08-28 20:00 | 45.9445 | 86.7599
2028-08-28 21:00 | 42.2698 | 80.3591
2028-08-28 22:00 | 38.7135 | 75.0507
2028-08-28 23:00 | 35.1469 | 70.9651
2028-08-29 | 33.5668 | 68.2605
2028-08-29 01:00 | 31.8379 | 62.8231
2028-08-29 02:00 | 32.1528 | 59.9846
2028-08-29 03:00 | 32.6256 | 58.6409
2028-08-29 04:00 | 32.8858 | 57.9277
2028-08-29 05:00 | 34.6409 | 60.2314
2028-08-29 06:00 | 39.9358 | 68.1749
2028-08-29 07:00 | 44.839 | 71.0583
2028-08-29 08:00 | 46.6838 | 72.1011
2028-08-29 09:00 | 47.1738 | 75.5168
2028-08-29 10:00 | 47.5872 | 75.9028
2028-08-29 11:00 | 47.7169 | 76.5383
2028-08-29 12:00 | 47.5238 | 78.6453
2028-08-29 13:00 | 48.4923 | 79.4914
2028-08-29 14:00 | 49.0204 | 76.7962
2028-08-29 15:00 | 50.1895 | 80.9009
2028-08-29 16:00 | 52.0697 | 84.8747
2028-08-29 17:00 | 53.7836 | 87.4369
2028-08-29 18:00 | 55.9305 | 90.6469
2028-08-29 19:00 | 52.5566 | 87.6279
2028-08-29 20:00 | 49.4567 | 84.7903
2028-08-29 21:00 | 45.3673 | 79.3041
2028-08-29 22:00 | 41.2434 | 74.8386
2028-08-29 23:00 | 36.9927 | 71.6613
2028-08-30 | 34.6563 | 69.1473
2028-08-30 01:00 | 33.4213 | 60.5379
2028-08-30 02:00 | 33.5443 | 57.4865
2028-08-30 03:00 | 33.8941 | 56.0975
2028-08-30 04:00 | 34.0193 | 55.3145
2028-08-30 05:00 | 35.7136 | 57.1156
2028-08-30 06:00 | 40.3919 | 63.0832
2028-08-30 07:00 | 45.287 | 65.5009
2028-08-30 08:00 | 47.3531 | 64.5818
2028-08-30 09:00 | 48.1379 | 65.4202
2028-08-30 10:00 | 48.8734 | 64.5427
2028-08-30 11:00 | 49.4933 | 65.7216
2028-08-30 12:00 | 50.0555 | 65.7854
2028-08-30 13:00 | 51.2088 | 66.475
2028-08-30 14:00 | 51.8634 | 64.1966
2028-08-30 15:00 | 53.0933 | 68.6588
2028-08-30 16:00 | 54.9283 | 73.3816
2028-08-30 17:00 | 56.4943 | 78.8981
2028-08-30 18:00 | 56.5469 | 80.5221
2028-08-30 19:00 | 53.2971 | 78.5856
2028-08-30 20:00 | 50.6001 | 75.4347
2028-08-30 21:00 | 47.0676 | 70.0654
2028-08-30 22:00 | 43.157 | 66.3867
2028-08-30 23:00 | 38.9684 | 62.7129
2028-08-31 | 35.9323 | 60.5175
2028-08-31 01:00 | 35.0185 | 57.0866
2028-08-31 02:00 | 35.0664 | 55.0387
2028-08-31 03:00 | 35.3303 | 54.282
2028-08-31 04:00 | 35.4213 | 53.6771
2028-08-31 05:00 | 37.1141 | 56.0365
2028-08-31 06:00 | 42.3634 | 61.5277
2028-08-31 07:00 | 47.2245 | 64.0681
2028-08-31 08:00 | 49.2461 | 63.186
2028-08-31 09:00 | 49.7901 | 64.1509
2028-08-31 10:00 | 50.4297 | 63.7063
2028-08-31 11:00 | 51.0182 | 65.4381
2028-08-31 12:00 | 52.042 | 66.8824
2028-08-31 13:00 | 52.8754 | 68.469
2028-08-31 14:00 | 52.9644 | 66.7557
2028-08-31 15:00 | 53.6801 | 71.9947
2028-08-31 16:00 | 54.9638 | 77.587
2028-08-31 17:00 | 55.9625 | 82.5267
2028-08-31 18:00 | 56.765 | 83.514
2028-08-31 19:00 | 53.5758 | 81.0858
2028-08-31 20:00 | 51.0067 | 79.0462
2028-08-31 21:00 | 47.515 | 74.4459
2028-08-31 22:00 | 43.6747 | 70.4724
2028-08-31 23:00 | 39.5482 | 67.6285
2028-09-01 | 36.4662 | 64.0763
2028-09-01 01:00 | 35.1593 | 58.3097
2028-09-01 02:00 | 35.1064 | 56.02
2028-09-01 03:00 | 35.1904 | 55.2
2028-09-01 04:00 | 35.2441 | 54.3584
2028-09-01 05:00 | 36.7985 | 56.2301
2028-09-01 06:00 | 41.1536 | 62.0606
2028-09-01 07:00 | 46.8179 | 64.8099
2028-09-01 08:00 | 49.3857 | 64.8173
2028-09-01 09:00 | 50.3688 | 65.5219
2028-09-01 10:00 | 51.4701 | 66.0777
2028-09-01 11:00 | 51.7555 | 67.0938
2028-09-01 12:00 | 51.898 | 66.9867
2028-09-01 13:00 | 52.8575 | 69.1223
2028-09-01 14:00 | 53.0299 | 67.8603
2028-09-01 15:00 | 53.7669 | 72.9121
2028-09-01 16:00 | 55.0815 | 78.1007
2028-09-01 17:00 | 56.5499 | 81.7087
2028-09-01 18:00 | 55.0419 | 84.8962
2028-09-01 19:00 | 51.7094 | 82.9812
2028-09-01 20:00 | 49.2823 | 80.5968
2028-09-01 21:00 | 45.8312 | 75.1812
2028-09-01 22:00 | 42.0652 | 70.0807
2028-09-01 23:00 | 38.0938 | 66.8006
2028-09-02 | 35.4547 | 61.4514
2028-09-02 01:00 | 33.4737 | 56.0559
2028-09-02 02:00 | 33.2683 | 53.403
2028-09-02 03:00 | 33.1551 | 52.2888
2028-09-02 04:00 | 32.9351 | 50.9313
2028-09-02 05:00 | 33.5037 | 51.9856
2028-09-02 06:00 | 36.4425 | 54.3398
2028-09-02 07:00 | 40.7242 | 54.6104
2028-09-02 08:00 | 43.6323 | 55.0666
2028-09-02 09:00 | 45.1021 | 57.2157
2028-09-02 10:00 | 45.8982 | 58.1407
2028-09-02 11:00 | 45.812 | 58.355
2028-09-02 12:00 | 45.7837 | 56.2503
2028-09-02 13:00 | 45.8047 | 57.6931
2028-09-02 14:00 | 45.4648 | 55.8811
2028-09-02 15:00 | 45.8925 | 61.5883
2028-09-02 16:00 | 47.8842 | 66.5788
2028-09-02 17:00 | 49.9917 | 71.3883
2028-09-02 18:00 | 49.9469 | 71.6091
2028-09-02 19:00 | 46.0468 | 69.6387
2028-09-02 20:00 | 42.7799 | 65.853
2028-09-02 21:00 | 39.1641 | 60.5088
2028-09-02 22:00 | 36.1922 | 57.707
2028-09-02 23:00 | 33.2649 | 54.7715
2028-09-03 | 32.4852 | 53.3131
2028-09-03 01:00 | 31.3379 | 49.8378
2028-09-03 02:00 | 31.3858 | 47.8518
2028-09-03 03:00 | 31.354 | 46.8625
2028-09-03 04:00 | 31.1518 | 45.5571
2028-09-03 05:00 | 31.6185 | 46.5706
2028-09-03 06:00 | 33.9626 | 50.902
2028-09-03 07:00 | 37.9528 | 50.7881
2028-09-03 08:00 | 40.4223 | 50.1609
2028-09-03 09:00 | 41.5682 | 52.1119
2028-09-03 10:00 | 41.8967 | 52.2306
2028-09-03 11:00 | 41.5714 | 52.7041
2028-09-03 12:00 | 42.1399 | 52.9079
2028-09-03 13:00 | 42.2731 | 53.9992
2028-09-03 14:00 | 41.7867 | 52.7125
2028-09-03 15:00 | 42.2284 | 58.8125
2028-09-03 16:00 | 44.5023 | 63.4053
2028-09-03 17:00 | 46.9793 | 67.451
2028-09-03 18:00 | 47.222 | 69.0311
2028-09-03 19:00 | 43.7985 | 67.7658
2028-09-03 20:00 | 41.1476 | 65.1592
2028-09-03 21:00 | 37.9134 | 60.6202
2028-09-03 22:00 | 35.1165 | 57.9603
2028-09-03 23:00 | 32.3753 | 55.1312
2028-09-04 | 30.8262 | 54.2614
2028-09-04 01:00 | 29.1387 | 48.8034
2028-09-04 02:00 | 29.3993 | 46.5766
2028-09-04 03:00 | 29.7998 | 46.4699
2028-09-04 04:00 | 30.004 | 45.372
2028-09-04 05:00 | 30.6101 | 47.2652
2028-09-04 06:00 | 32.4816 | 50.6556
2028-09-04 07:00 | 35.5682 | 49.7546
2028-09-04 08:00 | 37.3475 | 50.2502
2028-09-04 09:00 | 38.816 | 53.8388
2028-09-04 10:00 | 39.191 | 55.7446
2028-09-04 11:00 | 39.7375 | 56.5266
2028-09-04 12:00 | 40.0716 | 54.1538
2028-09-04 13:00 | 40.6319 | 55.5218
2028-09-04 14:00 | 39.5223 | 55.5198
2028-09-04 15:00 | 38.1819 | 60.7014
2028-09-04 16:00 | 41.6505 | 62.3495
2028-09-04 17:00 | 44.3252 | 64.3994
2028-09-04 18:00 | 45.648 | 65.0494
2028-09-04 19:00 | 43.1568 | 64.347
2028-09-04 20:00 | 41.2381 | 61.2285
2028-09-04 21:00 | 37.4943 | 56.8656
2028-09-04 22:00 | 34.374 | 54.4417
2028-09-04 23:00 | 31.6277 | 51.9222
2028-09-05 | 29.9533 | 50.883
2028-09-05 01:00 | 31.1703 | 49.6993
2028-09-05 02:00 | 31.6471 | 48.0412
2028-09-05 03:00 | 32.0823 | 48.0231
2028-09-05 04:00 | 32.4423 | 47.4907
2028-09-05 05:00 | 34.2092 | 49.7593
2028-09-05 06:00 | 39.6498 | 57.1344
2028-09-05 07:00 | 44.7576 | 61.0282
2028-09-05 08:00 | 45.7696 | 60.8409
2028-09-05 09:00 | 45.0368 | 61.1066
2028-09-05 10:00 | 44.6568 | 59.9891
2028-09-05 11:00 | 44.3562 | 58.6598
2028-09-05 12:00 | 44.3275 | 61.3129
2028-09-05 13:00 | 44.9585 | 61.1855
2028-09-05 14:00 | 45.1466 | 57.3491
2028-09-05 15:00 | 46.1838 | 61.362
2028-09-05 16:00 | 47.8184 | 66.3289
2028-09-05 17:00 | 49.438 | 69.7894
2028-09-05 18:00 | 49.0897 | 72.2999
2028-09-05 19:00 | 46.0712 | 71.4524
2028-09-05 20:00 | 44.2252 | 68.8457
2028-09-05 21:00 | 40.9467 | 63.594
2028-09-05 22:00 | 37.6343 | 60.0817
2028-09-05 23:00 | 34.1932 | 57.1415
2028-09-06 | 31.986 | 55.6712
2028-09-06 01:00 | 31.6415 | 50.0573
2028-09-06 02:00 | 32.0798 | 48.4997
2028-09-06 03:00 | 32.5825 | 48.358
2028-09-06 04:00 | 32.942 | 47.9637
2028-09-06 05:00 | 34.7487 | 50.2286
2028-09-06 06:00 | 39.5811 | 57.6797
2028-09-06 07:00 | 45.0255 | 61.6587
2028-09-06 08:00 | 46.5937 | 61.9104
2028-09-06 09:00 | 46.6828 | 62.5737
2028-09-06 10:00 | 46.9753 | 62.1741
2028-09-06 11:00 | 46.9903 | 61.5582
2028-09-06 12:00 | 46.7173 | 60.3515
2028-09-06 13:00 | 47.9292 | 60.4374
2028-09-06 14:00 | 48.619 | 57.656
2028-09-06 15:00 | 50.1801 | 61.5418
2028-09-06 16:00 | 52.2844 | 65.9713
2028-09-06 17:00 | 54.2159 | 69.5873
2028-09-06 18:00 | 54.4269 | 71.583
2028-09-06 19:00 | 51.5849 | 70.7819
2028-09-06 20:00 | 49.0254 | 68.5086
2028-09-06 21:00 | 45.2933 | 63.4093
2028-09-06 22:00 | 41.386 | 59.743
2028-09-06 23:00 | 37.2758 | 56.3858
2028-09-07 | 34.5141 | 55.5439
2028-09-07 01:00 | 33.116 | 50.6684
2028-09-07 02:00 | 33.2824 | 48.9021
2028-09-07 03:00 | 33.5132 | 48.6264
2028-09-07 04:00 | 33.669 | 48.0015
2028-09-07 05:00 | 35.369 | 50.4848
2028-09-07 06:00 | 40.6889 | 59.3855
2028-09-07 07:00 | 46.2269 | 62.9919
2028-09-07 08:00 | 47.8858 | 61.7143
2028-09-07 09:00 | 47.9423 | 61.7937
2028-09-07 10:00 | 48.2026 | 60.2119
2028-09-07 11:00 | 48.0936 | 59.9089
2028-09-07 12:00 | 47.9673 | 56.1076
2028-09-07 13:00 | 48.9412 | 56.4511
2028-09-07 14:00 | 49.5375 | 53.5502
2028-09-07 15:00 | 50.8923 | 58.6842
2028-09-07 16:00 | 52.7933 | 64.0624
2028-09-07 17:00 | 54.3548 | 68.1152
2028-09-07 18:00 | 54.0123 | 71.5235
2028-09-07 19:00 | 51.334 | 71.137
2028-09-07 20:00 | 48.9173 | 69.8813
2028-09-07 21:00 | 45.3492 | 64.7937
2028-09-07 22:00 | 41.5955 | 60.953
2028-09-07 23:00 | 37.5993 | 58.2074
2028-09-08 | 34.483 | 57.0029
2028-09-08 01:00 | 32.7275 | 50.1806
2028-09-08 02:00 | 32.8123 | 48.7839
2028-09-08 03:00 | 33.0604 | 48.9531
2028-09-08 04:00 | 33.2212 | 47.9414
2028-09-08 05:00 | 34.8449 | 50.3508
2028-09-08 06:00 | 39.6181 | 57.5022
2028-09-08 07:00 | 44.9228 | 61.0859
2028-09-08 08:00 | 45.7414 | 60.8658
2028-09-08 09:00 | 45.2078 | 60.7653
2028-09-08 10:00 | 45.0609 | 59.43
2028-09-08 11:00 | 44.8174 | 59.5242
2028-09-08 12:00 | 44.8729 | 58.8068
2028-09-08 13:00 | 45.2001 | 58.1315
2028-09-08 14:00 | 44.9748 | 55.703
2028-09-08 15:00 | 45.5473 | 59.342
2028-09-08 16:00 | 46.7624 | 63.0719
2028-09-08 17:00 | 47.9629 | 65.7019
2028-09-08 18:00 | 47.3287 | 66.4272
2028-09-08 19:00 | 44.9553 | 66.1135
2028-09-08 20:00 | 42.9447 | 63.7213
2028-09-08 21:00 | 39.5929 | 58.7873
2028-09-08 22:00 | 36.2881 | 55.553
2028-09-08 23:00 | 32.8601 | 52.5712
2028-09-09 | 31.1247 | 51.3208
2028-09-09 01:00 | 28.8479 | 48.9056
2028-09-09 02:00 | 29.0803 | 47.4119
2028-09-09 03:00 | 29.4051 | 47.4901
2028-09-09 04:00 | 29.5243 | 46.114
2028-09-09 05:00 | 30.3776 | 47.8123
2028-09-09 06:00 | 33.3418 | 53.2582
2028-09-09 07:00 | 37.0191 | 54.4961
2028-09-09 08:00 | 38.3888 | 56.4518
2028-09-09 09:00 | 38.7134 | 60.3624
2028-09-09 10:00 | 38.9018 | 58.9274
2028-09-09 11:00 | 38.5333 | 56.9641
2028-09-09 12:00 | 39.0778 | 52.0363
2028-09-09 13:00 | 39.0322 | 51.5387
2028-09-09 14:00 | 38.4789 | 49.168
2028-09-09 15:00 | 38.9278 | 52.4397
2028-09-09 16:00 | 41.0533 | 56.0092
2028-09-09 17:00 | 43.2923 | 59.9803
2028-09-09 18:00 | 43.7859 | 63.0151
2028-09-09 19:00 | 41.2524 | 61.3092
2028-09-09 20:00 | 38.8597 | 58.8184
2028-09-09 21:00 | 35.8599 | 54.9971
2028-09-09 22:00 | 33.4894 | 53.2941
2028-09-09 23:00 | 31.1592 | 51.7282
2028-09-10 | 29.5519 | 50.5594
2028-09-10 01:00 | 28.0359 | 48.6591
2028-09-10 02:00 | 28.2788 | 46.989
2028-09-10 03:00 | 28.6034 | 46.4603
2028-09-10 04:00 | 28.6374 | 45.48
2028-09-10 05:00 | 29.3559 | 46.8081
2028-09-10 06:00 | 31.8974 | 52.9931
2028-09-10 07:00 | 35.0962 | 53.1671
2028-09-10 08:00 | 36.3533 | 54.4261
2028-09-10 09:00 | 36.4697 | 60.0092
2028-09-10 10:00 | 36.3445 | 61.1957
2028-09-10 11:00 | 36.5015 | 60.9853
2028-09-10 12:00 | 37.7756 | 51.7061
2028-09-10 13:00 | 37.9671 | 52.0653
2028-09-10 14:00 | 37.8536 | 49.9935
2028-09-10 15:00 | 38.8692 | 56.5996
2028-09-10 16:00 | 41.3458 | 61.1338
2028-09-10 17:00 | 43.8901 | 65.2098
2028-09-10 18:00 | 44.3179 | 67.2353
2028-09-10 19:00 | 42.0242 | 65.5926
2028-09-10 20:00 | 39.8097 | 63.19
2028-09-10 21:00 | 36.7338 | 58.489
2028-09-10 22:00 | 34.0433 | 55.9547
2028-09-10 23:00 | 31.4658 | 54.1105
2028-09-11 | 30.0056 | 52.9018
2028-09-11 01:00 | 28.9271 | 54.9504
2028-09-11 02:00 | 29.4659 | 53.984
2028-09-11 03:00 | 30.0935 | 54.1215
2028-09-11 04:00 | 30.5429 | 53.4435
2028-09-11 05:00 | 32.4076 | 55.9472
2028-09-11 06:00 | 37.8678 | 63.9732
2028-09-11 07:00 | 43.0866 | 68.0375
2028-09-11 08:00 | 43.8712 | 67.4918
2028-09-11 09:00 | 43.308 | 68.611
2028-09-11 10:00 | 43.3037 | 67.8946
2028-09-11 11:00 | 43.099 | 68.4026
2028-09-11 12:00 | 43.0717 | 68.3243
2028-09-11 13:00 | 43.6705 | 69.5992
2028-09-11 14:00 | 43.599 | 68.6352
2028-09-11 15:00 | 44.7256 | 74.1801
2028-09-11 16:00 | 46.6626 | 80.3528
2028-09-11 17:00 | 48.251 | 85.4202
2028-09-11 18:00 | 48.1801 | 86.7345
2028-09-11 19:00 | 45.7476 | 85.6294
2028-09-11 20:00 | 43.7612 | 82.7696
2028-09-11 21:00 | 40.0061 | 77.047
2028-09-11 22:00 | 36.5778 | 71.6235
2028-09-11 23:00 | 33.2051 | 67.6603
2028-09-12 | 31.5788 | 63.9449
2028-09-12 01:00 | 29.7911 | 64.1721
2028-09-12 02:00 | 30.2421 | 61.1942
2028-09-12 03:00 | 30.8373 | 60.3311
2028-09-12 04:00 | 31.2826 | 58.9535
2028-09-12 05:00 | 33.2073 | 60.7088
2028-09-12 06:00 | 38.2785 | 69.1499
2028-09-12 07:00 | 43.5443 | 73.6193
2028-09-12 08:00 | 44.2857 | 73.7109
2028-09-12 09:00 | 43.3579 | 75.686
2028-09-12 10:00 | 43.0783 | 75.02
2028-09-12 11:00 | 42.646 | 76.6793
2028-09-12 12:00 | 43.102 | 78.5249
2028-09-12 13:00 | 43.4137 | 79.492
2028-09-12 14:00 | 43.3476 | 77.8854
2028-09-12 15:00 | 44.1984 | 83.3308
2028-09-12 16:00 | 45.8641 | 88.9796
2028-09-12 17:00 | 47.4123 | 92.6607
2028-09-12 18:00 | 47.3229 | 92.8118
2028-09-12 19:00 | 45.1634 | 91.0203
2028-09-12 20:00 | 43.311 | 86.856
2028-09-12 21:00 | 39.838 | 79.7194
2028-09-12 22:00 | 36.467 | 74.2334
2028-09-12 23:00 | 33.1472 | 69.8892
2028-09-13 | 31.2014 | 67.5918
2028-09-13 01:00 | 30.2527 | 60.3706
2028-09-13 02:00 | 30.789 | 56.8452
2028-09-13 03:00 | 31.4181 | 55.9861
2028-09-13 04:00 | 31.8803 | 54.6318
2028-09-13 05:00 | 33.8005 | 56.6002
2028-09-13 06:00 | 38.4099 | 62.5954
2028-09-13 07:00 | 44.0897 | 66.975
2028-09-13 08:00 | 44.8757 | 67.3906
2028-09-13 09:00 | 44.0009 | 68.1044
2028-09-13 10:00 | 43.362 | 66.9527
2028-09-13 11:00 | 42.9121 | 68.6916
2028-09-13 12:00 | 42.1965 | 67.3852
2028-09-13 13:00 | 42.6917 | 66.7028
2028-09-13 14:00 | 42.4879 | 63.5548
2028-09-13 15:00 | 43.2217 | 67.0986
2028-09-13 16:00 | 44.8763 | 70.3783
2028-09-13 17:00 | 46.6272 | 73.1759
2028-09-13 18:00 | 46.5727 | 73.4499
2028-09-13 19:00 | 44.4866 | 72.03
2028-09-13 20:00 | 42.6719 | 68.6052
2028-09-13 21:00 | 39.3073 | 63.1878
2028-09-13 22:00 | 35.9832 | 59.4086
2028-09-13 23:00 | 32.7038 | 55.89
2028-09-14 | 30.9631 | 53.7057
2028-09-14 01:00 | 30.5195 | 51.1009
2028-09-14 02:00 | 31.0293 | 49.4843
2028-09-14 03:00 | 31.5645 | 49.7187
2028-09-14 04:00 | 32.0054 | 49.191
2028-09-14 05:00 | 33.9013 | 51.8002
2028-09-14 06:00 | 39.7396 | 59.6363
2028-09-14 07:00 | 45.2841 | 64.5956
2028-09-14 08:00 | 46.3397 | 65.5171
2028-09-14 09:00 | 45.6961 | 66.6642
2028-09-14 10:00 | 45.3644 | 66.2102
2028-09-14 11:00 | 44.9091 | 64.6834
2028-09-14 12:00 | 44.8167 | 59.5693
2028-09-14 13:00 | 45.4738 | 59.155
2028-09-14 14:00 | 45.4576 | 53.945
2028-09-14 15:00 | 46.3594 | 57.4816
2028-09-14 16:00 | 47.9907 | 62.6204
2028-09-14 17:00 | 49.4002 | 67.6591
2028-09-14 18:00 | 49.3065 | 73.5338
2028-09-14 19:00 | 47.1195 | 72.1021
2028-09-14 20:00 | 45.093 | 68.5396
2028-09-14 21:00 | 41.5486 | 63.3299
2028-09-14 22:00 | 38.1112 | 59.5658
2028-09-14 23:00 | 34.625 | 56.3144
2028-09-15 | 32.6008 | 54.7414
2028-09-15 01:00 | 32.885 | 50.9688
2028-09-15 02:00 | 33.1349 | 49.6734
2028-09-15 03:00 | 33.6094 | 49.4753
2028-09-15 04:00 | 33.9765 | 49.2187
2028-09-15 05:00 | 35.8388 | 51.9011
2028-09-15 06:00 | 40.7111 | 60.0208
2028-09-15 07:00 | 46.7203 | 64.173
2028-09-15 08:00 | 48.9092 | 65.2988
2028-09-15 09:00 | 49.6962 | 67.5431
2028-09-15 10:00 | 51.034 | 67.7278
2028-09-15 11:00 | 51.7031 | 66.3903
2028-09-15 12:00 | 51.7807 | 61.2322
2028-09-15 13:00 | 53.2569 | 62.0538
2028-09-15 14:00 | 53.9364 | 59.0656
2028-09-15 15:00 | 55.2327 | 62.8054
2028-09-15 16:00 | 56.9807 | 67.102
2028-09-15 17:00 | 58.4262 | 69.6332
2028-09-15 18:00 | 57.837 | 70.864
2028-09-15 19:00 | 55.5919 | 70.3594
2028-09-15 20:00 | 52.6358 | 67.5991
2028-09-15 21:00 | 48.5301 | 62.5422
2028-09-15 22:00 | 44.2867 | 58.3137
2028-09-15 23:00 | 39.9594 | 55.9394
2028-09-16 | 36.8788 | 53.4616
2028-09-16 01:00 | 34.3657 | 48.7188
2028-09-16 02:00 | 33.8252 | 47.209
2028-09-16 03:00 | 33.597 | 47.3193
2028-09-16 04:00 | 33.2829 | 46.5212
2028-09-16 05:00 | 33.8729 | 48.2679
2028-09-16 06:00 | 36.0823 | 53.0363
2028-09-16 07:00 | 40.6255 | 54.261
2028-09-16 08:00 | 42.6779 | 54.2239
2028-09-16 09:00 | 43.0936 | 55.8094
2028-09-16 10:00 | 42.9293 | 56.0244
2028-09-16 11:00 | 42.4307 | 56.3198
2028-09-16 12:00 | 41.2058 | 54.288
2028-09-16 13:00 | 40.7302 | 53.7652
2028-09-16 14:00 | 40.0437 | 50.9306
2028-09-16 15:00 | 40.5461 | 56.0277
2028-09-16 16:00 | 42.3847 | 60.8806
2028-09-16 17:00 | 44.1376 | 64.2238
2028-09-16 18:00 | 44.0361 | 64.2479
2028-09-16 19:00 | 41.4459 | 62.8305
2028-09-16 20:00 | 38.7095 | 59.5072
2028-09-16 21:00 | 34.9884 | 55.3449
2028-09-16 22:00 | 32.2377 | 52.9239
2028-09-16 23:00 | 29.7987 | 51.5919
2028-09-17 | 28.9022 | 50.6564
2028-09-17 01:00 | 28.5389 | 46.401
2028-09-17 02:00 | 28.9434 | 45.112
2028-09-17 03:00 | 29.2478 | 45.2756
2028-09-17 04:00 | 29.3661 | 44.5317
2028-09-17 05:00 | 30.1382 | 46.3003
2028-09-17 06:00 | 32.4221 | 51.5296
2028-09-17 07:00 | 36.0734 | 52.221
2028-09-17 08:00 | 37.5802 | 50.6054
2028-09-17 09:00 | 38.1669 | 48.4072
2028-09-17 10:00 | 38.5811 | 45.7377
2028-09-17 11:00 | 38.9679 | 44.8214
2028-09-17 12:00 | 39.375 | 42.6436
2028-09-17 13:00 | 40.013 | 41.3205
2028-09-17 14:00 | 39.9695 | 39.1707
2028-09-17 15:00 | 41.166 | 44.0913
2028-09-17 16:00 | 43.9041 | 50.1302
2028-09-17 17:00 | 46.532 | 57.3309
2028-09-17 18:00 | 46.5298 | 63.3598
2028-09-17 19:00 | 43.904 | 63.1275
2028-09-17 20:00 | 40.6326 | 60.0443
2028-09-17 21:00 | 36.9939 | 56.056
2028-09-17 22:00 | 34.1948 | 53.935
2028-09-17 23:00 | 31.4548 | 52.2056
2028-09-18 | 29.7186 | 51.6115
2028-09-18 01:00 | 30.7289 | 47.1919
2028-09-18 02:00 | 31.2611 | 46.2886
2028-09-18 03:00 | 31.6835 | 47.052
2028-09-18 04:00 | 32.0491 | 46.7014
2028-09-18 05:00 | 33.8247 | 49.6517
2028-09-18 06:00 | 38.5066 | 57.6095
2028-09-18 07:00 | 44.1516 | 62.5672
2028-09-18 08:00 | 45.5166 | 62.4772
2028-09-18 09:00 | 45.1668 | 63.4959
2028-09-18 10:00 | 45.161 | 62.5164
2028-09-18 11:00 | 44.8363 | 62.3308
2028-09-18 12:00 | 45.5806 | 60.3384
2028-09-18 13:00 | 46.1884 | 60.7942
2028-09-18 14:00 | 46.2157 | 56.8131
2028-09-18 15:00 | 46.9933 | 60.9614
2028-09-18 16:00 | 48.893 | 65.686
2028-09-18 17:00 | 50.3344 | 69.3649
2028-09-18 18:00 | 49.7279 | 71.4843
2028-09-18 19:00 | 47.0797 | 69.7916
2028-09-18 20:00 | 44.3595 | 65.904
2028-09-18 21:00 | 39.9784 | 60.6906
2028-09-18 22:00 | 36.2167 | 57.0831
2028-09-18 23:00 | 32.65 | 54.4975
2028-09-19 | 30.9563 | 52.71
2028-09-19 01:00 | 29.6012 | 49.3862
2028-09-19 02:00 | 29.9744 | 48.1521
2028-09-19 03:00 | 30.5464 | 48.6692
2028-09-19 04:00 | 31.028 | 48.2652
2028-09-19 05:00 | 32.968 | 50.986
2028-09-19 06:00 | 38.2653 | 58.9622
2028-09-19 07:00 | 43.9254 | 63.6575
2028-09-19 08:00 | 44.7341 | 63.9912
2028-09-19 09:00 | 44.1051 | 64.2492
2028-09-19 10:00 | 43.7844 | 62.7312
2028-09-19 11:00 | 43.2375 | 62.6423
2028-09-19 12:00 | 42.8899 | 61.7652
2028-09-19 13:00 | 43.275 | 61.0885
2028-09-19 14:00 | 43.2191 | 58.0752
2028-09-19 15:00 | 44.1414 | 61.7378
2028-09-19 16:00 | 45.8934 | 66.0984
2028-09-19 17:00 | 47.4182 | 68.5067
2028-09-19 18:00 | 47.3329 | 68.1255
2028-09-19 19:00 | 45.3571 | 67.7467
2028-09-19 20:00 | 43.2092 | 64.4131
2028-09-19 21:00 | 39.3339 | 59.7624
2028-09-19 22:00 | 35.9416 | 56.1733
2028-09-19 23:00 | 32.679 | 53.2829
2028-09-20 | 31.0242 | 52.5941
2028-09-20 01:00 | 30.2786 | 49.7051
2028-09-20 02:00 | 30.7567 | 48.1158
2028-09-20 03:00 | 31.3283 | 48.4321
2028-09-20 04:00 | 31.7606 | 48.0488
2028-09-20 05:00 | 33.6649 | 50.5396
2028-09-20 06:00 | 38.5077 | 57.7138
2028-09-20 07:00 | 44.2145 | 62.3611
2028-09-20 08:00 | 44.8891 | 61.0188
2028-09-20 09:00 | 44.2781 | 59.7774
2028-09-20 10:00 | 43.7993 | 56.52
2028-09-20 11:00 | 43.3952 | 55.5224
2028-09-20 12:00 | 42.7199 | 56.5551
2028-09-20 13:00 | 43.3384 | 55.7954
2028-09-20 14:00 | 43.351 | 51.8203
2028-09-20 15:00 | 44.3735 | 55.1639
2028-09-20 16:00 | 46.1513 | 59.6328
2028-09-20 17:00 | 47.6488 | 64.8422
2028-09-20 18:00 | 47.6238 | 68.5082
2028-09-20 19:00 | 45.8303 | 68.5232
2028-09-20 20:00 | 43.6505 | 66.0452
2028-09-20 21:00 | 39.8928 | 61.6551
2028-09-20 22:00 | 36.475 | 57.6612
2028-09-20 23:00 | 33.0746 | 54.7776
2028-09-21 | 31.2684 | 53.1316
2028-09-21 01:00 | 29.7408 | 50.7296
2028-09-21 02:00 | 30.1463 | 49.161
2028-09-21 03:00 | 30.6984 | 49.2917
2028-09-21 04:00 | 31.1896 | 48.5692
2028-09-21 05:00 | 33.1224 | 51.4491
2028-09-21 06:00 | 38.5026 | 59.6529
2028-09-21 07:00 | 44.1068 | 64.0257
2028-09-21 08:00 | 44.6884 | 62.853
2028-09-21 09:00 | 43.9139 | 62.6405
2028-09-21 10:00 | 43.4564 | 60.0483
2028-09-21 11:00 | 42.6617 | 60.4271
2028-09-21 12:00 | 41.9356 | 54.1796
2028-09-21 13:00 | 42.5599 | 53.7118
2028-09-21 14:00 | 42.4131 | 50.481
2028-09-21 15:00 | 43.3136 | 54.996
2028-09-21 16:00 | 45.3226 | 60.1642
2028-09-21 17:00 | 46.965 | 64.7094
2028-09-21 18:00 | 47.0752 | 67.3299
2028-09-21 19:00 | 45.2254 | 67.6373
2028-09-21 20:00 | 43.1675 | 65.3384
2028-09-21 21:00 | 39.249 | 60.6649
2028-09-21 22:00 | 35.963 | 56.7272
2028-09-21 23:00 | 32.7261 | 53.7521
2028-09-22 | 31.4292 | 53.6344
2028-09-22 01:00 | 30.1869 | 48.3218
2028-09-22 02:00 | 30.5481 | 46.8529
2028-09-22 03:00 | 31.0072 | 47.4091
2028-09-22 04:00 | 31.4697 | 46.6508
2028-09-22 05:00 | 33.3108 | 49.1225
2028-09-22 06:00 | 38.0719 | 56.6268
2028-09-22 07:00 | 43.522 | 61.1469
2028-09-22 08:00 | 44.2714 | 60.1149
2028-09-22 09:00 | 43.7364 | 59.0787
2028-09-22 10:00 | 43.5656 | 55.9898
2028-09-22 11:00 | 43.0094 | 55.2039
2028-09-22 12:00 | 42.4794 | 57.0858
2028-09-22 13:00 | 43.2884 | 55.9604
2028-09-22 14:00 | 43.6131 | 52.4539
2028-09-22 15:00 | 44.5319 | 55.7276
2028-09-22 16:00 | 46.3212 | 59.468
2028-09-22 17:00 | 47.874 | 63.0562
2028-09-22 18:00 | 46.0111 | 64.8564
2028-09-22 19:00 | 44.1277 | 64.9358
2028-09-22 20:00 | 41.7661 | 61.4297
2028-09-22 21:00 | 37.9907 | 56.7455
2028-09-22 22:00 | 34.7288 | 53.2629
2028-09-22 23:00 | 31.4828 | 50.3413
2028-09-23 | 29.9713 | 49.4941
2028-09-23 01:00 | 29.0719 | 47.6777
2028-09-23 02:00 | 29.2938 | 46.0473
2028-09-23 03:00 | 29.5845 | 46.4549
2028-09-23 04:00 | 29.8871 | 45.4784
2028-09-23 05:00 | 30.8827 | 47.3256
2028-09-23 06:00 | 33.3916 | 52.6617
2028-09-23 07:00 | 37.594 | 54.0059
2028-09-23 08:00 | 39.3232 | 53.4706
2028-09-23 09:00 | 40.2498 | 55.5306
2028-09-23 10:00 | 40.6957 | 53.1108
2028-09-23 11:00 | 40.4125 | 52.2394
2028-09-23 12:00 | 40.5685 | 55.1198
2028-09-23 13:00 | 40.8438 | 54.7601
2028-09-23 14:00 | 40.6601 | 51.2906
2028-09-23 15:00 | 41.2497 | 55.4819
2028-09-23 16:00 | 43.308 | 59.4386
2028-09-23 17:00 | 45.1457 | 63.0148
2028-09-23 18:00 | 44.8544 | 63.9855
2028-09-23 19:00 | 42.4742 | 63.0146
2028-09-23 20:00 | 39.5251 | 59.7685
2028-09-23 21:00 | 35.9093 | 55.5729
2028-09-23 22:00 | 33.376 | 53.2236
2028-09-23 23:00 | 31.0322 | 52.0519
2028-09-24 | 29.5842 | 50.253
2028-09-24 01:00 | 28.9438 | 49.7634
2028-09-24 02:00 | 29.0398 | 48.0438
2028-09-24 03:00 | 29.2036 | 47.8044
2028-09-24 04:00 | 29.3482 | 46.8916
2028-09-24 05:00 | 30.1346 | 47.999
2028-09-24 06:00 | 33.8609 | 51.5703
2028-09-24 07:00 | 37.8568 | 51.6903
2028-09-24 08:00 | 39.7122 | 50.1104
2028-09-24 09:00 | 40.65 | 51.5529
2028-09-24 10:00 | 40.9824 | 50.6207
2028-09-24 11:00 | 40.9437 | 52.0656
2028-09-24 12:00 | 42.1781 | 50.5309
2028-09-24 13:00 | 42.6268 | 50.7768
2028-09-24 14:00 | 42.3211 | 49.0397
2028-09-24 15:00 | 42.8087 | 55.9141
2028-09-24 16:00 | 45.105 | 61.126
2028-09-24 17:00 | 47.3195 | 65.0379
2028-09-24 18:00 | 47.2636 | 65.2749
2028-09-24 19:00 | 45.0341 | 64.7015
2028-09-24 20:00 | 42.2791 | 61.3097
2028-09-24 21:00 | 38.7461 | 56.8216
2028-09-24 22:00 | 35.9736 | 54.0153
2028-09-24 23:00 | 33.3544 | 52.3215
2028-09-25 | 31.8718 | 50.8643
2028-09-25 01:00 | 32.0801 | 47.4455
2028-09-25 02:00 | 32.3912 | 46.3228
2028-09-25 03:00 | 32.8439 | 46.7415
2028-09-25 04:00 | 33.3138 | 45.8692
2028-09-25 05:00 | 35.2541 | 48.9482
2028-09-25 06:00 | 41.6211 | 56.22
2028-09-25 07:00 | 48.0483 | 61.1905
2028-09-25 08:00 | 49.8622 | 61.0981
2028-09-25 09:00 | 50.2083 | 61.319
2028-09-25 10:00 | 51.0086 | 59.265
2028-09-25 11:00 | 51.0573 | 59.2052
2028-09-25 12:00 | 52.0198 | 58.8531
2028-09-25 13:00 | 53.1251 | 58.631
2028-09-25 14:00 | 52.8678 | 55.8463
2028-09-25 15:00 | 53.6753 | 59.8334
2028-09-25 16:00 | 55.4509 | 64.292
2028-09-25 17:00 | 56.7216 | 68.0825
2028-09-25 18:00 | 56.7007 | 68.8159
2028-09-25 19:00 | 54.6289 | 68.2846
2028-09-25 20:00 | 51.3657 | 64.8491
2028-09-25 21:00 | 46.7432 | 59.7884
2028-09-25 22:00 | 42.4634 | 55.971
2028-09-25 23:00 | 38.2142 | 53.3577
2028-09-26 | 35.9501 | 51.2419
2028-09-26 01:00 | 35.7901 | 48.5637
2028-09-26 02:00 | 35.723 | 47.1266
2028-09-26 03:00 | 35.8837 | 47.4505
2028-09-26 04:00 | 36.1612 | 46.7864
2028-09-26 05:00 | 38.0412 | 49.4079
2028-09-26 06:00 | 44.349 | 57.6307
2028-09-26 07:00 | 50.5774 | 62.2945
2028-09-26 08:00 | 52.7296 | 61.2231
2028-09-26 09:00 | 53.3363 | 60.7679
2028-09-26 10:00 | 54.7136 | 58.5159
2028-09-26 11:00 | 55.6337 | 59.2593
2028-09-26 12:00 | 57.8351 | 58.0024
2028-09-26 13:00 | 59.1062 | 57.6929
2028-09-26 14:00 | 58.8955 | 53.3089
2028-09-26 15:00 | 59.6024 | 58.1413
2028-09-26 16:00 | 61.0674 | 63.3804
2028-09-26 17:00 | 62.1641 | 67.1232
2028-09-26 18:00 | 61.3484 | 69.769
2028-09-26 19:00 | 58.8171 | 69.2901
2028-09-26 20:00 | 55.1379 | 65.5533
2028-09-26 21:00 | 50.4533 | 60.7168
2028-09-26 22:00 | 45.8272 | 57.1771
2028-09-26 23:00 | 41.1261 | 54.5677
2028-09-27 | 39.4605 | 53.1596
2028-09-27 01:00 | 37.8909 | 49.2465
2028-09-27 02:00 | 37.55 | 48.0137
2028-09-27 03:00 | 37.3008 | 48.4404
2028-09-27 04:00 | 37.3019 | 48.2699
2028-09-27 05:00 | 38.8935 | 50.8913
2028-09-27 06:00 | 43.8358 | 58.1075
2028-09-27 07:00 | 49.7103 | 63.3473
2028-09-27 08:00 | 51.3276 | 64.0996
2028-09-27 09:00 | 51.292 | 65.7105
2028-09-27 10:00 | 51.519 | 65.1111
2028-09-27 11:00 | 51.4857 | 64.7917
2028-09-27 12:00 | 52.6918 | 63.7884
2028-09-27 13:00 | 53.3688 | 63.5959
2028-09-27 14:00 | 52.8774 | 59.7816
2028-09-27 15:00 | 53.3112 | 63.5729
2028-09-27 16:00 | 54.6417 | 67.3439
2028-09-27 17:00 | 55.7772 | 70.4704
2028-09-27 18:00 | 54.5456 | 69.1996
2028-09-27 19:00 | 52.0999 | 69.9095
2028-09-27 20:00 | 48.6795 | 66.7604
2028-09-27 21:00 | 44.4227 | 62.4206
2028-09-27 22:00 | 40.439 | 58.578
2028-09-27 23:00 | 36.3762 | 55.3819
2028-09-28 | 34.3831 | 53.8966
2028-09-28 01:00 | 33.3123 | 50.1827
2028-09-28 02:00 | 33.2457 | 48.8957
2028-09-28 03:00 | 33.4211 | 49.5356
2028-09-28 04:00 | 33.7407 | 49.2911
2028-09-28 05:00 | 35.4477 | 52.4447
2028-09-28 06:00 | 40.3139 | 60.8772
2028-09-28 07:00 | 46.0131 | 65.7744
2028-09-28 08:00 | 47.0209 | 65.4524
2028-09-28 09:00 | 46.5391 | 64.498
2028-09-28 10:00 | 46.15 | 61.3791
2028-09-28 11:00 | 45.4677 | 59.4485
2028-09-28 12:00 | 45.1374 | 57.0861
2028-09-28 13:00 | 45.6864 | 55.5086
2028-09-28 14:00 | 45.4286 | 51.2344
2028-09-28 15:00 | 46.3329 | 55.0201
2028-09-28 16:00 | 48.0247 | 59.6597
2028-09-28 17:00 | 49.3322 | 64.8909
2028-09-28 18:00 | 49.0295 | 69.1482
2028-09-28 19:00 | 47.5051 | 70.0356
2028-09-28 20:00 | 44.7546 | 66.9561
2028-09-28 21:00 | 40.7001 | 62.5984
2028-09-28 22:00 | 37.25 | 58.667
2028-09-28 23:00 | 33.7275 | 55.5626
2028-09-29 | 31.9509 | 54.4524
2028-09-29 01:00 | 31.8387 | 50.9815
2028-09-29 02:00 | 32.1035 | 49.5564
2028-09-29 03:00 | 32.5147 | 49.9222
2028-09-29 04:00 | 33.0302 | 49.403
2028-09-29 05:00 | 34.9014 | 52.0587
2028-09-29 06:00 | 40.7828 | 61.3016
2028-09-29 07:00 | 46.236 | 65.7365
2028-09-29 08:00 | 47.4452 | 64.8994
2028-09-29 09:00 | 47.2603 | 64.88
2028-09-29 10:00 | 47.6328 | 61.2376
2028-09-29 11:00 | 47.7177 | 60.8044
2028-09-29 12:00 | 49.8873 | 56.6784
2028-09-29 13:00 | 50.817 | 56.4973
2028-09-29 14:00 | 50.5209 | 53.8772
2028-09-29 15:00 | 50.5897 | 57.8807
2028-09-29 16:00 | 51.6006 | 61.2953
2028-09-29 17:00 | 52.3659 | 63.6179
2028-09-29 18:00 | 52.3588 | 64.8676
2028-09-29 19:00 | 50.3148 | 65.4664
2028-09-29 20:00 | 46.9046 | 62.6007
2028-09-29 21:00 | 42.5229 | 58.3777
2028-09-29 22:00 | 38.6391 | 54.5692
2028-09-29 23:00 | 34.6814 | 52.2297
2028-09-30 | 33.533 | 50.5082
2028-09-30 01:00 | 31.1188 | 46.7753
2028-09-30 02:00 | 30.9368 | 45.5204
2028-09-30 03:00 | 30.965 | 45.9864
2028-09-30 04:00 | 31.0094 | 44.9674
2028-09-30 05:00 | 31.8211 | 47.0416
2028-09-30 06:00 | 34.6693 | 53.8678
2028-09-30 07:00 | 39.0334 | 55.4641
2028-09-30 08:00 | 40.7024 | 54.9629
2028-09-30 09:00 | 41.1488 | 56.7195
2028-09-30 10:00 | 41.1461 | 56.9255
2028-09-30 11:00 | 40.4389 | 58.1084
2028-09-30 12:00 | 39.0185 | 54.5224
2028-09-30 13:00 | 38.9425 | 53.9984
2028-09-30 14:00 | 38.4601 | 50.4708
2028-09-30 15:00 | 39.062 | 54.6186
2028-09-30 16:00 | 41.2707 | 58.5869
2028-09-30 17:00 | 43.0239 | 61.538
2028-09-30 18:00 | 43.3419 | 61.6674
2028-09-30 19:00 | 41.5729 | 61.6394
2028-09-30 20:00 | 38.3885 | 57.6673
2028-09-30 21:00 | 34.5248 | 53.7932
2028-09-30 22:00 | 32.0338 | 51.2269
2028-09-30 23:00 | 29.7312 | 50.0433
2028-10-01 | 28.8311 | 49.4793
2028-10-01 01:00 | 27.5043 | 47.1308
2028-10-01 02:00 | 27.7752 | 45.9696
2028-10-01 03:00 | 28.1384 | 46.28
2028-10-01 04:00 | 28.4812 | 45.6643
2028-10-01 05:00 | 29.3239 | 47.7627
2028-10-01 06:00 | 31.4695 | 53.4742
2028-10-01 07:00 | 35.8976 | 54.6356
2028-10-01 08:00 | 37.6764 | 52.6831
2028-10-01 09:00 | 38.3131 | 52.5094
2028-10-01 10:00 | 38.4508 | 51.3061
2028-10-01 11:00 | 38.027 | 51.7871
2028-10-01 12:00 | 36.9443 | 46.845
2028-10-01 13:00 | 37.2936 | 46.187
2028-10-01 14:00 | 36.8389 | 43.4364
2028-10-01 15:00 | 37.6266 | 49.5387
2028-10-01 16:00 | 40.0731 | 54.2174
2028-10-01 17:00 | 42.4773 | 59.6984
2028-10-01 18:00 | 43.8532 | 65.3812
2028-10-01 19:00 | 42.4577 | 65.6482
2028-10-01 20:00 | 38.9423 | 62.0789
2028-10-01 21:00 | 35.32 | 58.5011
2028-10-01 22:00 | 32.8237 | 56.1259
2028-10-01 23:00 | 30.5026 | 55.0444
2028-10-02 | 29.0951 | 51.8166
2028-10-02 01:00 | 29.5733 | 51.021
2028-10-02 02:00 | 30.1885 | 49.7586
2028-10-02 03:00 | 30.7925 | 49.6771
2028-10-02 04:00 | 31.483 | 49.3647
2028-10-02 05:00 | 33.3751 | 52.7553
2028-10-02 06:00 | 38.6947 | 59.1465
2028-10-02 07:00 | 44.6543 | 64.6425
2028-10-02 08:00 | 45.6811 | 65.6327
2028-10-02 09:00 | 44.6577 | 67.9522
2028-10-02 10:00 | 44.468 | 68.3236
2028-10-02 11:00 | 44.1509 | 68.0264
2028-10-02 12:00 | 44.3227 | 66.0093
2028-10-02 13:00 | 45.0481 | 65.8645
2028-10-02 14:00 | 45.0908 | 62.2628
2028-10-02 15:00 | 46.0561 | 65.9453
2028-10-02 16:00 | 47.8964 | 68.4708
2028-10-02 17:00 | 49.3512 | 71.194
2028-10-02 18:00 | 49.9014 | 68.5496
2028-10-02 19:00 | 48.4712 | 69.0538
2028-10-02 20:00 | 44.8783 | 65.0044
2028-10-02 21:00 | 40.6305 | 60.5914
2028-10-02 22:00 | 36.9685 | 56.9614
2028-10-02 23:00 | 33.357 | 54.4131
2028-10-03 | 31.3077 | 54.0109
2028-10-03 01:00 | 30.1726 | 49.4186
2028-10-03 02:00 | 30.624 | 47.8648
2028-10-03 03:00 | 31.2365 | 48.0513
2028-10-03 04:00 | 31.9248 | 47.7742
2028-10-03 05:00 | 33.8944 | 51.3278
2028-10-03 06:00 | 37.9177 | 59.9618
2028-10-03 07:00 | 44.5944 | 66.0125
2028-10-03 08:00 | 45.789 | 67.7571
2028-10-03 09:00 | 44.6905 | 69.6827
2028-10-03 10:00 | 44.2314 | 69.2522
2028-10-03 11:00 | 43.552 | 67.7955
2028-10-03 12:00 | 42.9927 | 67.7719
2028-10-03 13:00 | 43.0754 | 66.9656
2028-10-03 14:00 | 42.7663 | 63.1705
2028-10-03 15:00 | 43.2206 | 66.9587
2028-10-03 16:00 | 44.6008 | 69.5829
2028-10-03 17:00 | 45.8161 | 71.6389
2028-10-03 18:00 | 46.5305 | 68.7066
2028-10-03 19:00 | 45.225 | 69.4397
2028-10-03 20:00 | 42.1393 | 65.3863
2028-10-03 21:00 | 38.34 | 61.021
2028-10-03 22:00 | 35.1178 | 57.4458
2028-10-03 23:00 | 32.0564 | 54.8456
2028-10-04 | 30.0427 | 53.8393
2028-10-04 01:00 | 30.3326 | 49.4732
2028-10-04 02:00 | 30.9317 | 48.0249
2028-10-04 03:00 | 31.6095 | 48.1265
2028-10-04 04:00 | 32.3184 | 47.9433
2028-10-04 05:00 | 34.2772 | 51.3648
2028-10-04 06:00 | 38.2983 | 58.9553
2028-10-04 07:00 | 44.5699 | 65.2151
2028-10-04 08:00 | 45.3559 | 67.2526
2028-10-04 09:00 | 44.251 | 70.0914
2028-10-04 10:00 | 43.4737 | 70.5295
2028-10-04 11:00 | 43.0157 | 69.4406
2028-10-04 12:00 | 41.9851 | 66.6948
2028-10-04 13:00 | 42.4862 | 66.3024
2028-10-04 14:00 | 42.1673 | 63.0378
2028-10-04 15:00 | 42.8347 | 66.414
2028-10-04 16:00 | 44.2767 | 68.435
2028-10-04 17:00 | 45.8078 | 70.7444
2028-10-04 18:00 | 46.4097 | 68.3221
2028-10-04 19:00 | 45.3804 | 68.7598
2028-10-04 20:00 | 42.4457 | 64.6441
2028-10-04 21:00 | 38.9638 | 60.3334
2028-10-04 22:00 | 35.7615 | 56.6733
2028-10-04 23:00 | 32.5482 | 53.8771
2028-10-05 | 30.7703 | 52.4856
2028-10-05 01:00 | 31.6428 | 51.9193
2028-10-05 02:00 | 32.1317 | 49.9999
2028-10-05 03:00 | 32.8052 | 49.5154
2028-10-05 04:00 | 33.5643 | 49.3434
2028-10-05 05:00 | 35.581 | 52.242
2028-10-05 06:00 | 41.6549 | 62.1679
2028-10-05 07:00 | 48.3349 | 66.7212
2028-10-05 08:00 | 50.4764 | 63.8649
2028-10-05 09:00 | 50.5739 | 62.6169
2028-10-05 10:00 | 51.478 | 59.2384
2028-10-05 11:00 | 51.8349 | 57.6446
2028-10-05 12:00 | 52.7486 | 57.2567
2028-10-05 13:00 | 53.7749 | 57.2198
2028-10-05 14:00 | 53.6093 | 53.5344
2028-10-05 15:00 | 54.2917 | 58.9698
2028-10-05 16:00 | 55.6611 | 63.3846
2028-10-05 17:00 | 56.6131 | 68.6893
2028-10-05 18:00 | 56.548 | 71.2572
2028-10-05 19:00 | 55.1412 | 72.317
2028-10-05 20:00 | 51.8706 | 68.9131
2028-10-05 21:00 | 48.0479 | 64.2065
2028-10-05 22:00 | 44.1904 | 59.8527
2028-10-05 23:00 | 40.1777 | 57.2382
2028-10-06 | 37.8386 | 56.6937
2028-10-06 01:00 | 34.8531 | 52.6449
2028-10-06 02:00 | 34.5936 | 50.6471
2028-10-06 03:00 | 34.5824 | 49.8891
2028-10-06 04:00 | 34.7756 | 49.1358
2028-10-06 05:00 | 36.3669 | 51.8209
2028-10-06 06:00 | 40.1705 | 62.056
2028-10-06 07:00 | 46.6736 | 67.3786
2028-10-06 08:00 | 48.0491 | 67.4313
2028-10-06 09:00 | 47.4231 | 67.986
2028-10-06 10:00 | 46.8516 | 66.4491
2028-10-06 11:00 | 45.7617 | 64.6806
2028-10-06 12:00 | 44.7699 | 63.7408
2028-10-06 13:00 | 44.5123 | 62.3796
2028-10-06 14:00 | 43.9669 | 59.4773
2028-10-06 15:00 | 43.7412 | 63.7995
2028-10-06 16:00 | 44.5891 | 66.2133
2028-10-06 17:00 | 45.4382 | 69.1831
2028-10-06 18:00 | 45.7472 | 71.0073
2028-10-06 19:00 | 44.0986 | 71.3158
2028-10-06 20:00 | 40.8166 | 67.2072
2028-10-06 21:00 | 36.9388 | 61.613
2028-10-06 22:00 | 33.8516 | 57.6651
2028-10-06 23:00 | 30.9475 | 54.7462
2028-10-07 | 29.4281 | 56.0611
2028-10-07 01:00 | 28.8416 | 49.8607
2028-10-07 02:00 | 29.2075 | 47.8479
2028-10-07 03:00 | 29.5986 | 47.0927
2028-10-07 04:00 | 30.0701 | 46.0627
2028-10-07 05:00 | 31.0521 | 48.3924
2028-10-07 06:00 | 32.9408 | 54.2326
2028-10-07 07:00 | 37.6156 | 57.0196
2028-10-07 08:00 | 39.6807 | 57.2331
2028-10-07 09:00 | 40.7129 | 58.282
2028-10-07 10:00 | 41.0201 | 58.4752
2028-10-07 11:00 | 40.4585 | 59.0064
2028-10-07 12:00 | 39.6784 | 57.7995
2028-10-07 13:00 | 39.0899 | 57.4573
2028-10-07 14:00 | 37.9729 | 55.8606
2028-10-07 15:00 | 37.9949 | 59.5222
2028-10-07 16:00 | 39.7647 | 62.4994
2028-10-07 17:00 | 41.8174 | 65.726
2028-10-07 18:00 | 42.0835 | 68.3779
2028-10-07 19:00 | 40.4867 | 67.4367
2028-10-07 20:00 | 36.9545 | 61.3885
2028-10-07 21:00 | 33.8862 | 56.6686
2028-10-07 22:00 | 31.7805 | 54.3483
2028-10-07 23:00 | 29.7257 | 52.9455
2028-10-08 | 28.5681 | 51.6674
2028-10-08 01:00 | 27.6394 | 48.9174
2028-10-08 02:00 | 28.0187 | 47.9712
2028-10-08 03:00 | 28.5357 | 47.2734
2028-10-08 04:00 | 28.8877 | 46.1789
2028-10-08 05:00 | 29.7308 | 48.4102
2028-10-08 06:00 | 31.8918 | 52.9264
2028-10-08 07:00 | 36.2255 | 55.4083
2028-10-08 08:00 | 38.3085 | 56.6005
2028-10-08 09:00 | 38.1593 | 62.1128
2028-10-08 10:00 | 37.382 | 62.7445
2028-10-08 11:00 | 36.8893 | 61.4819
2028-10-08 12:00 | 36.3368 | 59.8869
2028-10-08 13:00 | 35.9695 | 59.6059
2028-10-08 14:00 | 35.1725 | 58.0028
2028-10-08 15:00 | 35.8213 | 62.8457
2028-10-08 16:00 | 38.3444 | 64.7223
2028-10-08 17:00 | 41.4162 | 68.298
2028-10-08 18:00 | 42.1763 | 68.4526
2028-10-08 19:00 | 41.6015 | 68.0706
2028-10-08 20:00 | 38.657 | 63.7003
2028-10-08 21:00 | 35.4647 | 59.3084
2028-10-08 22:00 | 32.9723 | 57.1093
2028-10-08 23:00 | 30.5998 | 55.5406
2028-10-09 | 29.6289 | 54.5464
2028-10-09 01:00 | 27.5717 | 47.6613
2028-10-09 02:00 | 27.9549 | 45.5525
2028-10-09 03:00 | 28.5457 | 45.5111
2028-10-09 04:00 | 29.2262 | 45.3132
2028-10-09 05:00 | 30.1592 | 47.018
2028-10-09 06:00 | 31.5639 | 51.5088
2028-10-09 07:00 | 35.9048 | 52.8162
2028-10-09 08:00 | 38.2867 | 56.051
2028-10-09 09:00 | 39.4004 | 58.262
2028-10-09 10:00 | 39.7768 | 61.2546
2028-10-09 11:00 | 39.324 | 59.4117
2028-10-09 12:00 | 37.6743 | 55.9091
2028-10-09 13:00 | 37.0678 | 55.3507
2028-10-09 14:00 | 36.7024 | 53.5391
2028-10-09 15:00 | 37.2011 | 59.3788
2028-10-09 16:00 | 39.5537 | 61.044
2028-10-09 17:00 | 41.5122 | 64.2097
2028-10-09 18:00 | 42.3217 | 67.2705
2028-10-09 19:00 | 40.7223 | 67.5196
2028-10-09 20:00 | 37.7129 | 62.5327
2028-10-09 21:00 | 34.6794 | 57.7929
2028-10-09 22:00 | 32.2116 | 54.6884
2028-10-09 23:00 | 30.1139 | 52.9993
2028-10-10 | 28.6865 | 52.8405
2028-10-10 01:00 | 29.7824 | 50.7576
2028-10-10 02:00 | 30.3019 | 49.3025
2028-10-10 03:00 | 30.9876 | 49.4101
2028-10-10 04:00 | 31.8007 | 49.0116
2028-10-10 05:00 | 33.7191 | 52.2876
2028-10-10 06:00 | 38.0013 | 61.4902
2028-10-10 07:00 | 44.2411 | 67.0482
2028-10-10 08:00 | 44.8173 | 66.8804
2028-10-10 09:00 | 43.497 | 66.0061
2028-10-10 10:00 | 42.4161 | 63.3706
2028-10-10 11:00 | 41.6861 | 61.8571
2028-10-10 12:00 | 40.5743 | 62.706
2028-10-10 13:00 | 40.9254 | 62.066
2028-10-10 14:00 | 40.8208 | 58.6111
2028-10-10 15:00 | 41.6256 | 63.2053
2028-10-10 16:00 | 43.3722 | 66.9525
2028-10-10 17:00 | 45.1058 | 70.0073
2028-10-10 18:00 | 45.8849 | 70.806
2028-10-10 19:00 | 44.7188 | 71.1487
2028-10-10 20:00 | 42.0392 | 67.6626
2028-10-10 21:00 | 38.6266 | 63.3271
2028-10-10 22:00 | 35.5696 | 59.583
2028-10-10 23:00 | 32.538 | 57.1045
2028-10-11 | 31.1975 | 54.5366
2028-10-11 01:00 | 29.998 | 51.0625
2028-10-11 02:00 | 30.4408 | 49.5663
2028-10-11 03:00 | 31.0751 | 49.8064
2028-10-11 04:00 | 31.8167 | 49.7062
2028-10-11 05:00 | 33.637 | 52.9677
2028-10-11 06:00 | 37.7378 | 60.5496
2028-10-11 07:00 | 44.4918 | 67.0657
2028-10-11 08:00 | 45.6548 | 69.1768
2028-10-11 09:00 | 44.6711 | 72.0275
2028-10-11 10:00 | 43.6458 | 72.2529
2028-10-11 11:00 | 42.5475 | 71.062
2028-10-11 12:00 | 41.0922 | 61.3771
2028-10-11 13:00 | 41.1567 | 60.4397
2028-10-11 14:00 | 40.8261 | 57.0296
2028-10-11 15:00 | 41.2173 | 61.013
2028-10-11 16:00 | 42.8789 | 64.6447
2028-10-11 17:00 | 44.5276 | 69.8019
2028-10-11 18:00 | 45.3725 | 72.4326
2028-10-11 19:00 | 43.9606 | 72.6675
2028-10-11 20:00 | 41.2152 | 68.5395
2028-10-11 21:00 | 37.6693 | 63.7746
2028-10-11 22:00 | 34.64 | 59.6264
2028-10-11 23:00 | 31.7347 | 56.4707
2028-10-12 | 30.3312 | 55.4548
2028-10-12 01:00 | 29.5269 | 51.0622
2028-10-12 02:00 | 29.9729 | 49.7053
2028-10-12 03:00 | 30.6495 | 50.0559
2028-10-12 04:00 | 31.4567 | 49.8823
2028-10-12 05:00 | 33.3717 | 53.5766
2028-10-12 06:00 | 37.8112 | 62.4044
2028-10-12 07:00 | 44.6508 | 68.701
2028-10-12 08:00 | 45.5214 | 70.1657
2028-10-12 09:00 | 43.9532 | 71.6109
2028-10-12 10:00 | 42.4636 | 70.7477
2028-10-12 11:00 | 41.0991 | 68.3507
2028-10-12 12:00 | 40.3074 | 64.3199
2028-10-12 13:00 | 40.5462 | 63.0419
2028-10-12 14:00 | 40.1795 | 59.8085
2028-10-12 15:00 | 40.4891 | 63.4192
2028-10-12 16:00 | 42.0323 | 66.5144
2028-10-12 17:00 | 43.6928 | 70.1453
2028-10-12 18:00 | 44.9816 | 71.1819
2028-10-12 19:00 | 43.784 | 71.3676
2028-10-12 20:00 | 41.0691 | 67.3086
2028-10-12 21:00 | 37.6541 | 62.4986
2028-10-12 22:00 | 34.6538 | 58.6604
2028-10-12 23:00 | 31.6961 | 55.7327
2028-10-13 | 30.0944 | 54.724
2028-10-13 01:00 | 29.755 | 50.64
2028-10-13 02:00 | 30.2308 | 49.3938
2028-10-13 03:00 | 30.9172 | 49.4515
2028-10-13 04:00 | 31.7915 | 48.9927
2028-10-13 05:00 | 33.7097 | 51.9782
2028-10-13 06:00 | 38.0106 | 60.2624
2028-10-13 07:00 | 44.809 | 66.051
2028-10-13 08:00 | 45.8689 | 66.2635
2028-10-13 09:00 | 44.4517 | 66.9635
2028-10-13 10:00 | 43.453 | 65.76
2028-10-13 11:00 | 42.2143 | 64.6053
2028-10-13 12:00 | 41.0959 | 62.6782
2028-10-13 13:00 | 41.369 | 62.0605
2028-10-13 14:00 | 40.7665 | 59.0016
2028-10-13 15:00 | 40.9458 | 62.7969
2028-10-13 16:00 | 42.213 | 65.1777
2028-10-13 17:00 | 43.6415 | 67.3949
2028-10-13 18:00 | 44.3788 | 69.028
2028-10-13 19:00 | 42.7102 | 67.9387
2028-10-13 20:00 | 39.6257 | 62.9144
2028-10-13 21:00 | 36.1303 | 57.8348
2028-10-13 22:00 | 33.2216 | 54.0399
2028-10-13 23:00 | 30.4099 | 51.6547
2028-10-14 | 29.0359 | 51.3405
2028-10-14 01:00 | 28.5386 | 49.2244
2028-10-14 02:00 | 28.9042 | 47.8452
2028-10-14 03:00 | 29.4469 | 47.9309
2028-10-14 04:00 | 30.0962 | 47.1834
2028-10-14 05:00 | 31.0594 | 49.8564
2028-10-14 06:00 | 33.0918 | 56.26
2028-10-14 07:00 | 38.4055 | 58.9505
2028-10-14 08:00 | 40.0433 | 59.302
2028-10-14 09:00 | 39.7178 | 62.092
2028-10-14 10:00 | 38.9695 | 62.2254
2028-10-14 11:00 | 38.1022 | 61.7379
2028-10-14 12:00 | 37.2888 | 57.5157
2028-10-14 13:00 | 36.8619 | 57.4753
2028-10-14 14:00 | 36.0499 | 54.4435
2028-10-14 15:00 | 36.3956 | 58.7506
2028-10-14 16:00 | 38.6422 | 62.4643
2028-10-14 17:00 | 40.9718 | 65.0623
2028-10-14 18:00 | 42.0426 | 65.3938
2028-10-14 19:00 | 40.0391 | 63.9506
2028-10-14 20:00 | 36.7151 | 59.8382
2028-10-14 21:00 | 33.4389 | 55.394
2028-10-14 22:00 | 31.3308 | 52.7893
2028-10-14 23:00 | 29.3876 | 52.0323
2028-10-15 | 28.302 | 50.5648
2028-10-15 01:00 | 27.8966 | 48.7065
2028-10-15 02:00 | 28.2144 | 47.2653
2028-10-15 03:00 | 28.7027 | 47.1098
2028-10-15 04:00 | 29.2598 | 46.4925
2028-10-15 05:00 | 30.068 | 48.4893
2028-10-15 06:00 | 31.8801 | 53.9616
2028-10-15 07:00 | 37.0095 | 55.7274
2028-10-15 08:00 | 38.5149 | 55.0558
2028-10-15 09:00 | 38.3485 | 56.9639
2028-10-15 10:00 | 37.5181 | 56.7984
2028-10-15 11:00 | 36.8244 | 57.2761
2028-10-15 12:00 | 36.05 | 51.3479
2028-10-15 13:00 | 36.1068 | 51.8402
2028-10-15 14:00 | 35.6502 | 50.5531
2028-10-15 15:00 | 36.4626 | 57.1731
2028-10-15 16:00 | 39.2232 | 62.2259
2028-10-15 17:00 | 41.9732 | 65.8618
2028-10-15 18:00 | 43.4747 | 64.2135
2028-10-15 19:00 | 41.51 | 63.7941
2028-10-15 20:00 | 38.2708 | 60.4793
2028-10-15 21:00 | 34.9205 | 56.0388
2028-10-15 22:00 | 32.5041 | 53.1977
2028-10-15 23:00 | 30.2641 | 51.7896
2028-10-16 | 28.9881 | 51.1118
2028-10-16 01:00 | 28.4035 | 48.5288
2028-10-16 02:00 | 28.9537 | 47.4022
2028-10-16 03:00 | 29.6879 | 47.3898
2028-10-16 04:00 | 30.6168 | 46.7139
2028-10-16 05:00 | 32.4591 | 50.0166
2028-10-16 06:00 | 37.0551 | 58.3761
2028-10-16 07:00 | 43.8753 | 64.1647
2028-10-16 08:00 | 44.9877 | 64.4603
2028-10-16 09:00 | 43.7998 | 64.4567
2028-10-16 10:00 | 42.9108 | 62.3533
2028-10-16 11:00 | 42.0613 | 60.7446
2028-10-16 12:00 | 41.3284 | 59.7749
2028-10-16 13:00 | 41.3864 | 59.1704
2028-10-16 14:00 | 40.8889 | 55.9069
2028-10-16 15:00 | 41.3586 | 59.8484
2028-10-16 16:00 | 43.1489 | 63.973
2028-10-16 17:00 | 44.9322 | 68.6837
2028-10-16 18:00 | 46.1586 | 69.1174
2028-10-16 19:00 | 44.4968 | 68.5651
2028-10-16 20:00 | 41.5021 | 64.3961
2028-10-16 21:00 | 38.0359 | 59.3652
2028-10-16 22:00 | 34.9733 | 55.7514
2028-10-16 23:00 | 32.0348 | 52.8793
2028-10-17 | 30.3213 | 52.5366
2028-10-17 01:00 | 29.5303 | 47.6385
2028-10-17 02:00 | 30.0647 | 46.3125
2028-10-17 03:00 | 30.8195 | 46.4301
2028-10-17 04:00 | 31.7657 | 46.1437
2028-10-17 05:00 | 33.7296 | 49.4505
2028-10-17 06:00 | 37.9721 | 57.9351
2028-10-17 07:00 | 45.2459 | 64.6309
2028-10-17 08:00 | 46.3566 | 66.2834
2028-10-17 09:00 | 44.7588 | 69.3445
2028-10-17 10:00 | 43.2077 | 69.7833
2028-10-17 11:00 | 41.8442 | 69.3033
2028-10-17 12:00 | 40.2066 | 65.0837
2028-10-17 13:00 | 40.5978 | 64.9019
2028-10-17 14:00 | 40.3063 | 61.2417
2028-10-17 15:00 | 41.0752 | 65.4087
2028-10-17 16:00 | 42.7912 | 69.2394
2028-10-17 17:00 | 44.5535 | 71.7717
2028-10-17 18:00 | 45.5596 | 72.0918
2028-10-17 19:00 | 43.783 | 70.6932
2028-10-17 20:00 | 40.8822 | 65.8693
2028-10-17 21:00 | 37.4485 | 60.6123
2028-10-17 22:00 | 34.4671 | 57.0623
2028-10-17 23:00 | 31.5854 | 54.5062
2028-10-18 | 30.1019 | 52.893
2028-10-18 01:00 | 29.82 | 49.4926
2028-10-18 02:00 | 30.329 | 48.2699
2028-10-18 03:00 | 31.0173 | 48.1078
2028-10-18 04:00 | 31.9753 | 48.0615
2028-10-18 05:00 | 33.8176 | 51.1782
2028-10-18 06:00 | 38.3576 | 59.0013
2028-10-18 07:00 | 45.2136 | 65.0885
2028-10-18 08:00 | 46.5468 | 66.296
2028-10-18 09:00 | 45.4783 | 67.8162
2028-10-18 10:00 | 44.3801 | 67.6006
2028-10-18 11:00 | 43.3001 | 66.2673
2028-10-18 12:00 | 42.429 | 67.5319
2028-10-18 13:00 | 42.5034 | 67.3794
2028-10-18 14:00 | 41.9585 | 64.621
2028-10-18 15:00 | 42.3765 | 68.0063
2028-10-18 16:00 | 44.0887 | 70.8
2028-10-18 17:00 | 45.9559 | 72.6066
2028-10-18 18:00 | 46.4938 | 72.9086
2028-10-18 19:00 | 44.7454 | 71.4435
2028-10-18 20:00 | 41.8861 | 67.1183
2028-10-18 21:00 | 38.6619 | 62.1859
2028-10-18 22:00 | 35.7044 | 58.4026
2028-10-18 23:00 | 32.7828 | 55.5827
2028-10-19 | 31.3652 | 52.7186
2028-10-19 01:00 | 30.337 | 51.2545
2028-10-19 02:00 | 30.8145 | 49.8326
2028-10-19 03:00 | 31.5295 | 49.6024
2028-10-19 04:00 | 32.4506 | 49.2185
2028-10-19 05:00 | 34.3508 | 52.3348
2028-10-19 06:00 | 38.5974 | 61.0718
2028-10-19 07:00 | 45.386 | 66.7322
2028-10-19 08:00 | 46.5118 | 66.8178
2028-10-19 09:00 | 45.1469 | 68.4133
2028-10-19 10:00 | 43.6201 | 68.349
2028-10-19 11:00 | 42.1914 | 68.0593
2028-10-19 12:00 | 40.552 | 64.9248
2028-10-19 13:00 | 40.5041 | 64.394
2028-10-19 14:00 | 40.0179 | 61.1747
2028-10-19 15:00 | 40.4205 | 64.6304
2028-10-19 16:00 | 42.0343 | 68.0572
2028-10-19 17:00 | 43.8488 | 70.0872
2028-10-19 18:00 | 45.5558 | 71.3722
2028-10-19 19:00 | 43.8523 | 70.6024
2028-10-19 20:00 | 41.0463 | 67.3329
2028-10-19 21:00 | 37.8087 | 62.8189
2028-10-19 22:00 | 34.8824 | 59.1591
2028-10-19 23:00 | 32.0372 | 56.6088
2028-10-20 | 30.4067 | 53.5762
2028-10-20 01:00 | 29.8332 | 51.1396
2028-10-20 02:00 | 30.2378 | 49.7293
2028-10-20 03:00 | 30.8943 | 49.5711
2028-10-20 04:00 | 31.8327 | 49.2136
2028-10-20 05:00 | 33.6373 | 52.053
2028-10-20 06:00 | 37.7624 | 59.4631
2028-10-20 07:00 | 44.5927 | 65.4078
2028-10-20 08:00 | 45.8316 | 65.7208
2028-10-20 09:00 | 45.0523 | 67.028
2028-10-20 10:00 | 44.1698 | 66.5195
2028-10-20 11:00 | 43.1305 | 66.4471
2028-10-20 12:00 | 42.0422 | 64.201
2028-10-20 13:00 | 42.0978 | 63.7396
2028-10-20 14:00 | 41.5788 | 60.8013
2028-10-20 15:00 | 41.5756 | 64.5595
2028-10-20 16:00 | 42.7417 | 67.4627
2028-10-20 17:00 | 44.1471 | 69.5836
2028-10-20 18:00 | 44.8767 | 70.0011
2028-10-20 19:00 | 42.7516 | 69.0926
2028-10-20 20:00 | 39.5274 | 64.7329
2028-10-20 21:00 | 36.2284 | 59.786
2028-10-20 22:00 | 33.3711 | 56.015
2028-10-20 23:00 | 30.6066 | 53.252
2028-10-21 | 29.338 | 52.7561
2028-10-21 01:00 | 29.0095 | 49.5359
2028-10-21 02:00 | 29.3659 | 48.3686
2028-10-21 03:00 | 29.8985 | 48.4634
2028-10-21 04:00 | 30.6444 | 48.0709
2028-10-21 05:00 | 31.6385 | 50.4894
2028-10-21 06:00 | 34.0926 | 56.5572
2028-10-21 07:00 | 39.5896 | 59.9282
2028-10-21 08:00 | 41.8091 | 60.8439
2028-10-21 09:00 | 42.8213 | 63.2178
2028-10-21 10:00 | 42.7954 | 62.6883
2028-10-21 11:00 | 42.1247 | 59.7139
2028-10-21 12:00 | 40.2883 | 58.5898
2028-10-21 13:00 | 39.8586 | 56.9135
2028-10-21 14:00 | 39.0701 | 53.305
2028-10-21 15:00 | 39.5227 | 56.7286
2028-10-21 16:00 | 41.7791 | 60.4004
2028-10-21 17:00 | 44.1836 | 64.4331
2028-10-21 18:00 | 44.9778 | 65.4877
2028-10-21 19:00 | 42.3918 | 64.38
2028-10-21 20:00 | 38.7405 | 60.201
2028-10-21 21:00 | 35.3982 | 56.1546
2028-10-21 22:00 | 33.1748 | 53.8769
2028-10-21 23:00 | 31.0337 | 52.6543
2028-10-22 | 29.5053 | 52.1542
2028-10-22 01:00 | 28.4837 | 51.6983
2028-10-22 02:00 | 28.7979 | 50.1719
2028-10-22 03:00 | 29.3011 | 50.1854
2028-10-22 04:00 | 29.9729 | 49.5033
2028-10-22 05:00 | 30.8255 | 51.0712
2028-10-22 06:00 | 32.96 | 56.7257
2028-10-22 07:00 | 37.9447 | 57.3224
2028-10-22 08:00 | 39.6097 | 54.5131
2028-10-22 09:00 | 39.9926 | 54.6413
2028-10-22 10:00 | 39.3908 | 51.626
2028-10-22 11:00 | 38.7846 | 51.5298
2028-10-22 12:00 | 36.7322 | 48.9825
2028-10-22 13:00 | 36.4757 | 49.1889
2028-10-22 14:00 | 35.9076 | 47.1641
2028-10-22 15:00 | 36.5657 | 53.0275
2028-10-22 16:00 | 39.2853 | 58.4041
2028-10-22 17:00 | 42.3414 | 63.0959
2028-10-22 18:00 | 43.7136 | 65.2086
2028-10-22 19:00 | 41.9323 | 64.1444
2028-10-22 20:00 | 38.9488 | 60.4267
2028-10-22 21:00 | 35.8274 | 55.7541
2028-10-22 22:00 | 33.4271 | 53.2777
2028-10-22 23:00 | 31.1386 | 52.0295
2028-10-23 | 29.8762 | 51.0898
2028-10-23 01:00 | 29.2387 | 48.2385
2028-10-23 02:00 | 29.8278 | 47.1621
2028-10-23 03:00 | 30.6386 | 47.2583
2028-10-23 04:00 | 31.6972 | 46.8906
2028-10-23 05:00 | 33.5527 | 50.3545
2028-10-23 06:00 | 38.137 | 59.1989
2028-10-23 07:00 | 45.307 | 65.4617
2028-10-23 08:00 | 46.5966 | 66.5242
2028-10-23 09:00 | 44.9973 | 67.3283
2028-10-23 10:00 | 43.3074 | 65.6259
2028-10-23 11:00 | 41.6189 | 63.2279
2028-10-23 12:00 | 41.1775 | 62.1288
2028-10-23 13:00 | 41.1794 | 60.7455
2028-10-23 14:00 | 40.6636 | 57.1991
2028-10-23 15:00 | 41.2035 | 59.8353
2028-10-23 16:00 | 43.0648 | 63.7855
2028-10-23 17:00 | 45.0098 | 68.7777
2028-10-23 18:00 | 47.201 | 70.9741
2028-10-23 19:00 | 45.0787 | 70.1092
2028-10-23 20:00 | 41.9093 | 66.348
2028-10-23 21:00 | 38.5206 | 61.3586
2028-10-23 22:00 | 35.4981 | 57.434
2028-10-23 23:00 | 32.5591 | 54.4571
2028-10-24 | 30.7141 | 52.6904
2028-10-24 01:00 | 30.1095 | 49.9342
2028-10-24 02:00 | 30.6075 | 48.3882
2028-10-24 03:00 | 31.3408 | 48.1276
2028-10-24 04:00 | 32.3314 | 47.8677
2028-10-24 05:00 | 34.1908 | 51.2254
2028-10-24 06:00 | 38.3035 | 59.2245
2028-10-24 07:00 | 45.1492 | 66.0212
2028-10-24 08:00 | 46.1181 | 67.325
2028-10-24 09:00 | 44.5035 | 68.9491
2028-10-24 10:00 | 42.8963 | 68.1005
2028-10-24 11:00 | 41.6699 | 66.8665
2028-10-24 12:00 | 40.6236 | 64.2147
2028-10-24 13:00 | 40.6025 | 63.3329
2028-10-24 14:00 | 40.2131 | 59.954
2028-10-24 15:00 | 40.7153 | 63.152
2028-10-24 16:00 | 42.4108 | 67.0126
2028-10-24 17:00 | 44.3544 | 69.9738
2028-10-24 18:00 | 45.3382 | 71.6094
2028-10-24 19:00 | 43.4141 | 69.9563
2028-10-24 20:00 | 40.6172 | 65.43
2028-10-24 21:00 | 37.3441 | 60.2435
2028-10-24 22:00 | 34.4842 | 56.6427
2028-10-24 23:00 | 31.6777 | 53.9158
2028-10-25 | 30.3471 | 53.1494
2028-10-25 01:00 | 29.9498 | 48.6645
2028-10-25 02:00 | 30.4259 | 47.5177
2028-10-25 03:00 | 31.1199 | 47.492
2028-10-25 04:00 | 32.0957 | 47.2845
2028-10-25 05:00 | 33.8661 | 50.2952
2028-10-25 06:00 | 37.966 | 59.0213
2028-10-25 07:00 | 45.304 | 65.1646
2028-10-25 08:00 | 46.4398 | 65.7988
2028-10-25 09:00 | 45.0536 | 67.4572
2028-10-25 10:00 | 43.2621 | 67.1993
2028-10-25 11:00 | 41.8258 | 66.9765
2028-10-25 12:00 | 40.6654 | 66.3658
2028-10-25 13:00 | 40.7454 | 66.2017
2028-10-25 14:00 | 40.6097 | 63.4006
2028-10-25 15:00 | 41.3246 | 66.9712
2028-10-25 16:00 | 42.9983 | 70.1431
2028-10-25 17:00 | 44.6426 | 72.6274
2028-10-25 18:00 | 45.7851 | 73.0946
2028-10-25 19:00 | 43.8043 | 71.1316
2028-10-25 20:00 | 40.9709 | 66.4468
2028-10-25 21:00 | 37.6309 | 61.1961
2028-10-25 22:00 | 34.7958 | 57.1586
2028-10-25 23:00 | 31.9154 | 54.149
2028-10-26 | 30.4512 | 52.8557
2028-10-26 01:00 | 29.8766 | 49.6724
2028-10-26 02:00 | 30.2854 | 48.4258
2028-10-26 03:00 | 30.9408 | 48.5706
2028-10-26 04:00 | 31.8485 | 48.2663
2028-10-26 05:00 | 33.6077 | 51.5634
2028-10-26 06:00 | 38.0252 | 60.646
2028-10-26 07:00 | 45.2947 | 66.8181
2028-10-26 08:00 | 46.4786 | 66.9696
2028-10-26 09:00 | 45.392 | 67.7211
2028-10-26 10:00 | 43.8017 | 66.6778
2028-10-26 11:00 | 42.6387 | 66.1565
2028-10-26 12:00 | 40.4572 | 64.5358
2028-10-26 13:00 | 40.587 | 63.8806
2028-10-26 14:00 | 40.4276 | 61.0508
2028-10-26 15:00 | 41.205 | 64.8503
2028-10-26 16:00 | 42.969 | 68.6916
2028-10-26 17:00 | 44.5455 | 71.5527
2028-10-26 18:00 | 45.6099 | 74.1733
2028-10-26 19:00 | 43.7533 | 72.6275
2028-10-26 20:00 | 41.0392 | 68.6113
2028-10-26 21:00 | 37.7012 | 63.4657
2028-10-26 22:00 | 34.899 | 59.5182
2028-10-26 23:00 | 32.0379 | 56.6361
2028-10-27 | 30.7574 | 54.109
2028-10-27 01:00 | 29.9278 | 51.2366
2028-10-27 02:00 | 30.2746 | 50.0117
2028-10-27 03:00 | 30.9221 | 49.9103
2028-10-27 04:00 | 31.8999 | 49.4921
2028-10-27 05:00 | 33.6217 | 52.3773
2028-10-27 06:00 | 38.1024 | 61.2538
2028-10-27 07:00 | 45.3018 | 67.166
2028-10-27 08:00 | 46.7461 | 67.1011
2028-10-27 09:00 | 45.5113 | 67.6214
2028-10-27 10:00 | 44.0586 | 66.3942
2028-10-27 11:00 | 42.3236 | 65.8323
2028-10-27 12:00 | 43.5006 | 63.136
2028-10-27 13:00 | 43.5728 | 62.5515
2028-10-27 14:00 | 42.9724 | 59.8768
2028-10-27 15:00 | 43.0271 | 63.5307
2028-10-27 16:00 | 44.292 | 66.7232
2028-10-27 17:00 | 45.6841 | 69.0326
2028-10-27 18:00 | 45.2155 | 72.0817
2028-10-27 19:00 | 43.2058 | 70.5034
2028-10-27 20:00 | 40.1014 | 66.2059
2028-10-27 21:00 | 36.9189 | 61.1863
2028-10-27 22:00 | 34.1494 | 57.4251
2028-10-27 23:00 | 31.3627 | 54.6568
2028-10-28 | 29.5667 | 52.8245
2028-10-28 01:00 | 28.7237 | 49.9682
2028-10-28 02:00 | 28.9986 | 48.7437
2028-10-28 03:00 | 29.457 | 48.7223
2028-10-28 04:00 | 30.1836 | 48.2164
2028-10-28 05:00 | 31.0089 | 50.7773
2028-10-28 06:00 | 33.5802 | 57.3094
2028-10-28 07:00 | 39.1543 | 60.615
2028-10-28 08:00 | 41.3439 | 61.079
2028-10-28 09:00 | 41.5733 | 64.2409
2028-10-28 10:00 | 40.5145 | 64.8776
2028-10-28 11:00 | 39.3093 | 63.5655
2028-10-28 12:00 | 38.6862 | 62.8119
2028-10-28 13:00 | 38.1301 | 62.1428
2028-10-28 14:00 | 37.1845 | 59.6637
2028-10-28 15:00 | 37.602 | 63.4005
2028-10-28 16:00 | 39.7663 | 66.3208
2028-10-28 17:00 | 42.3009 | 69.0706
2028-10-28 18:00 | 43.5236 | 70.6416
2028-10-28 19:00 | 40.844 | 67.8539
2028-10-28 20:00 | 37.3349 | 62.0873
2028-10-28 21:00 | 34.2504 | 56.6957
2028-10-28 22:00 | 32.0885 | 54.0287
2028-10-28 23:00 | 30.0282 | 52.9545
2028-10-29 | 28.9608 | 52.7362
2028-10-29 01:00 | 27.7852 | 50.7052
2028-10-29 02:00 | 28.0312 | 49.764
2028-10-29 03:00 | 28.4941 | 49.6661
2028-10-29 04:00 | 29.1935 | 49.1711
2028-10-29 05:00 | 29.8893 | 51.1506
2028-10-29 06:00 | 32.1773 | 57.4596
2028-10-29 07:00 | 37.2358 | 59.91
2028-10-29 08:00 | 39.1124 | 58.8416
2028-10-29 09:00 | 39.3423 | 61.9049
2028-10-29 10:00 | 38.6005 | 63.4924
2028-10-29 11:00 | 38.1507 | 63.8914
2028-10-29 12:00 | 37.6309 | 62.6286
2028-10-29 13:00 | 37.2016 | 62.6735
2028-10-29 14:00 | 36.4045 | 61.4543
2028-10-29 15:00 | 37.0006 | 66.6761
2028-10-29 16:00 | 39.716 | 70.0532
2028-10-29 17:00 | 42.7392 | 72.3308
2028-10-29 18:00 | 45.0595 | 73.2975
2028-10-29 19:00 | 42.3436 | 70.7871
2028-10-29 20:00 | 38.6798 | 65.7006
2028-10-29 21:00 | 35.5034 | 60.3325
2028-10-29 22:00 | 33.1995 | 57.4819
2028-10-29 23:00 | 30.926 | 56.0606
2028-10-30 | 29.7454 | 55.0039
2028-10-30 01:00 | 29.052 | 52.8109
2028-10-30 02:00 | 29.6134 | 51.8398
2028-10-30 03:00 | 30.4099 | 51.9217
2028-10-30 04:00 | 31.5424 | 51.5088
2028-10-30 05:00 | 33.3305 | 54.7013
2028-10-30 06:00 | 37.8855 | 63.175
2028-10-30 07:00 | 45.3652 | 69.8023
2028-10-30 08:00 | 46.9787 | 71.6694
2028-10-30 09:00 | 45.982 | 75.429
2028-10-30 10:00 | 44.5998 | 76.2742
2028-10-30 11:00 | 43.2367 | 75.3756
2028-10-30 12:00 | 42.9995 | 68.0891
2028-10-30 13:00 | 43.1264 | 67.3763
2028-10-30 14:00 | 42.5499 | 64.3641
2028-10-30 15:00 | 43.191 | 67.481
2028-10-30 16:00 | 45.0415 | 70.9968
2028-10-30 17:00 | 46.8731 | 74.6044
2028-10-30 18:00 | 48.3897 | 74.6433
2028-10-30 19:00 | 45.8317 | 73.9157
2028-10-30 20:00 | 42.5012 | 70.3459
2028-10-30 21:00 | 39.1474 | 65.3725
2028-10-30 22:00 | 36.1577 | 61.1983
2028-10-30 23:00 | 33.1827 | 57.9507
2028-10-31 | 30.9704 | 57.0966
2028-10-31 01:00 | 30.5062 | 52.2951
2028-10-31 02:00 | 30.9932 | 50.9436
2028-10-31 03:00 | 31.7237 | 50.9596
2028-10-31 04:00 | 32.7495 | 50.6735
2028-10-31 05:00 | 34.5179 | 54.0102
2028-10-31 06:00 | 38.3976 | 62.9705
2028-10-31 07:00 | 45.9562 | 69.9543
2028-10-31 08:00 | 47.1536 | 71.7019
2028-10-31 09:00 | 45.81 | 72.9155
2028-10-31 10:00 | 43.9671 | 71.3141
2028-10-31 11:00 | 42.7338 | 68.6293
2028-10-31 12:00 | 40.833 | 71.0423
2028-10-31 13:00 | 40.8913 | 70.3525
2028-10-31 14:00 | 40.6819 | 67.8781
2028-10-31 15:00 | 41.5213 | 71.6891
2028-10-31 16:00 | 43.2574 | 74.9054
2028-10-31 17:00 | 44.9943 | 76.4725
2028-10-31 18:00 | 45.9406 | 77.4837
2028-10-31 19:00 | 43.8158 | 75.1741
2028-10-31 20:00 | 40.9411 | 70.4799
2028-10-31 21:00 | 37.7407 | 64.9255
2028-10-31 22:00 | 34.9234 | 60.777
2028-10-31 23:00 | 32.0642 | 57.857
2028-11-01 | 30.6004 | 56.1764
2028-11-01 01:00 | 30.1274 | 55.346
2028-11-01 02:00 | 30.6491 | 53.4896
2028-11-01 03:00 | 31.4493 | 53.3983
2028-11-01 04:00 | 32.4868 | 52.9516
2028-11-01 05:00 | 34.224 | 55.7009
2028-11-01 06:00 | 38.3783 | 63.5934
2028-11-01 07:00 | 45.3913 | 69.6944
2028-11-01 08:00 | 46.5223 | 69.5898
2028-11-01 09:00 | 44.5487 | 70.5162
2028-11-01 10:00 | 42.7717 | 68.9734
2028-11-01 11:00 | 40.982 | 68.9278
2028-11-01 12:00 | 40.1968 | 65.9305
2028-11-01 13:00 | 40.0909 | 66.0545
2028-11-01 14:00 | 39.7617 | 62.8114
2028-11-01 15:00 | 40.1291 | 67.7037
2028-11-01 16:00 | 41.8935 | 70.0835
2028-11-01 17:00 | 43.9413 | 74.1117
2028-11-01 18:00 | 45.7666 | 74.4194
2028-11-01 19:00 | 43.5016 | 73.3877
2028-11-01 20:00 | 40.5612 | 69.6203
2028-11-01 21:00 | 37.4049 | 64.6022
2028-11-01 22:00 | 34.5184 | 60.4326
2028-11-01 23:00 | 31.6747 | 57.243
2028-11-02 | 30.2153 | 57.1451
2028-11-02 01:00 | 30.0861 | 54.1256
2028-11-02 02:00 | 30.5789 | 52.2647
2028-11-02 03:00 | 31.3515 | 52.2251
2028-11-02 04:00 | 32.351 | 51.7682
2028-11-02 05:00 | 34.1074 | 54.7886
2028-11-02 06:00 | 38.6486 | 63.237
2028-11-02 07:00 | 45.5338 | 69.1886
2028-11-02 08:00 | 46.6153 | 68.5642
2028-11-02 09:00 | 44.7828 | 69.1533
2028-11-02 10:00 | 42.9918 | 67.6756
2028-11-02 11:00 | 41.2868 | 67.727
2028-11-02 12:00 | 40.5186 | 65.6273
2028-11-02 13:00 | 40.3923 | 65.6054
2028-11-02 14:00 | 40.176 | 62.3708
2028-11-02 15:00 | 40.7711 | 67.3044
2028-11-02 16:00 | 42.424 | 69.9242
2028-11-02 17:00 | 44.2061 | 73.1398
2028-11-02 18:00 | 45.88 | 75.9593
2028-11-02 19:00 | 43.8776 | 73.4478
2028-11-02 20:00 | 41.0717 | 68.8145
2028-11-02 21:00 | 37.9894 | 63.0954
2028-11-02 22:00 | 35.1189 | 58.9409
2028-11-02 23:00 | 32.2309 | 56.2557
2028-11-03 | 30.688 | 55.8321
2028-11-03 01:00 | 30.1388 | 54.0529
2028-11-03 02:00 | 30.5464 | 52.26
2028-11-03 03:00 | 31.2731 | 52.0777
2028-11-03 04:00 | 32.3335 | 51.4754
2028-11-03 05:00 | 33.9955 | 54.4914
2028-11-03 06:00 | 38.5631 | 61.1865
2028-11-03 07:00 | 45.5289 | 67.2473
2028-11-03 08:00 | 47.1595 | 66.9331
2028-11-03 09:00 | 46.1903 | 66.49
2028-11-03 10:00 | 45.333 | 63.1214
2028-11-03 11:00 | 43.912 | 62.5981
2028-11-03 12:00 | 43.5579 | 56.9598
2028-11-03 13:00 | 43.4907 | 56.8621
2028-11-03 14:00 | 42.8493 | 54.1101
2028-11-03 15:00 | 42.874 | 58.5377
2028-11-03 16:00 | 44.2321 | 61.3696
2028-11-03 17:00 | 45.8267 | 65.5681
2028-11-03 18:00 | 47.1677 | 67.6179
2028-11-03 19:00 | 44.382 | 66.5343
2028-11-03 20:00 | 40.8764 | 63.3404
2028-11-03 21:00 | 37.6034 | 58.3652
2028-11-03 22:00 | 34.6829 | 54.5918
2028-11-03 23:00 | 31.8232 | 52.1976
2028-11-04 | 30.23 | 51.3051
2028-11-04 01:00 | 29.3842 | 51.7331
2028-11-04 02:00 | 29.712 | 49.7656
2028-11-04 03:00 | 30.28 | 49.7448
2028-11-04 04:00 | 31.0858 | 48.9977
2028-11-04 05:00 | 31.9126 | 51.1249
2028-11-04 06:00 | 34.5568 | 57.6969
2028-11-04 07:00 | 39.7356 | 60.8099
2028-11-04 08:00 | 41.4141 | 60.7312
2028-11-04 09:00 | 41.0564 | 64.4042
2028-11-04 10:00 | 40.0289 | 65.2873
2028-11-04 11:00 | 38.7069 | 65.8919
2028-11-04 12:00 | 38.7011 | 65.9595
2028-11-04 13:00 | 38.1803 | 66.1108
2028-11-04 14:00 | 37.3829 | 63.692
2028-11-04 15:00 | 37.8224 | 68.2987
2028-11-04 16:00 | 40.113 | 69.599
2028-11-04 17:00 | 42.7655 | 72.2528
2028-11-04 18:00 | 45.662 | 73.5684
2028-11-04 19:00 | 42.403 | 70.6429
2028-11-04 20:00 | 38.6224 | 64.8809
2028-11-04 21:00 | 35.4084 | 59.0564
2028-11-04 22:00 | 33.0522 | 56.0951
2028-11-04 23:00 | 30.8816 | 54.8996
2028-11-05 | 29.3953 | 54.7955
2028-11-05 01:00 | 29.8555 | 55.1506
2028-11-05 02:00 | 29.9379 | 52.7625
2028-11-05 03:00 | 30.3888 | 52.4175
2028-11-05 04:00 | 30.7097 | 51.8156
2028-11-05 05:00 | 30.638 | 52.1254
2028-11-05 06:00 | 31.136 | 54.7561
2028-11-05 07:00 | 35.4465 | 56.4527
2028-11-05 08:00 | 38.9796 | 59.1254
2028-11-05 09:00 | 40.0899 | 63.6424
2028-11-05 10:00 | 39.5578 | 65.7408
2028-11-05 11:00 | 39.0212 | 63.9702
2028-11-05 12:00 | 39.6159 | 63.7051
2028-11-05 13:00 | 39.1563 | 63.5415
2028-11-05 14:00 | 38.7312 | 61.3398
2028-11-05 15:00 | 39.4077 | 67.9447
2028-11-05 16:00 | 41.9822 | 70.9218
2028-11-05 17:00 | 45.4776 | 75.6169
2028-11-05 18:00 | 48.2699 | 77.727
2028-11-05 19:00 | 45.1122 | 74.3464
2028-11-05 20:00 | 41.6072 | 69.7522
2028-11-05 21:00 | 38.5984 | 65.9789
2028-11-05 22:00 | 36.6307 | 64.7422
2028-11-05 23:00 | 34.4134 | 63.2176
2028-11-06 | 32.8634 | 61.2316
2028-11-06 01:00 | 31.3947 | 56.6189
2028-11-06 02:00 | 31.709 | 54.0946
2028-11-06 03:00 | 32.4296 | 53.6826
2028-11-06 04:00 | 33.1012 | 52.8642
2028-11-06 05:00 | 33.9311 | 54.6497
2028-11-06 06:00 | 36.7632 | 60.2159
2028-11-06 07:00 | 43.359 | 64.8844
2028-11-06 08:00 | 46.8444 | 68.3803
2028-11-06 09:00 | 46.8073 | 69.8145
2028-11-06 10:00 | 45.4956 | 68.317
2028-11-06 11:00 | 44.4258 | 65.044
2028-11-06 12:00 | 44.1008 | 62.5497
2028-11-06 13:00 | 43.876 | 61.6584
2028-11-06 14:00 | 43.5558 | 57.2751
2028-11-06 15:00 | 44.2321 | 61.3119
2028-11-06 16:00 | 46.0567 | 64.7729
2028-11-06 17:00 | 48.4564 | 71.8986
2028-11-06 18:00 | 50.2343 | 77.5013
2028-11-06 19:00 | 47.3655 | 75.3038
2028-11-06 20:00 | 44.2077 | 71.9172
2028-11-06 21:00 | 41.3681 | 68.3665
2028-11-06 22:00 | 38.8245 | 65.8722
2028-11-06 23:00 | 35.9566 | 62.8607
2028-11-07 | 33.4553 | 60.6781
2028-11-07 01:00 | 31.9503 | 57.0853
2028-11-07 02:00 | 32.1433 | 53.9599
2028-11-07 03:00 | 32.8024 | 53.3019
2028-11-07 04:00 | 33.4623 | 52.619
2028-11-07 05:00 | 34.294 | 54.195
2028-11-07 06:00 | 37.2315 | 59.0978
2028-11-07 07:00 | 43.7511 | 64.0575
2028-11-07 08:00 | 47.1651 | 67.7346
2028-11-07 09:00 | 46.8496 | 68.9362
2028-11-07 10:00 | 45.2841 | 67.7453
2028-11-07 11:00 | 43.8623 | 65.4968
2028-11-07 12:00 | 44.514 | 63.1066
2028-11-07 13:00 | 44.1803 | 61.755
2028-11-07 14:00 | 44.1375 | 57.4536
2028-11-07 15:00 | 44.6378 | 61.6787
2028-11-07 16:00 | 46.4594 | 65.5612
2028-11-07 17:00 | 48.9503 | 72.0378
2028-11-07 18:00 | 50.9138 | 77.4667
2028-11-07 19:00 | 48.0679 | 75.316
2028-11-07 20:00 | 45.0332 | 71.9444
2028-11-07 21:00 | 42.2703 | 68.3012
2028-11-07 22:00 | 39.8252 | 65.7798
2028-11-07 23:00 | 36.9229 | 62.7867
2028-11-08 | 34.4567 | 60.815
2028-11-08 01:00 | 32.5099 | 55.2122
2028-11-08 02:00 | 32.6631 | 52.2606
2028-11-08 03:00 | 33.2368 | 51.8496
2028-11-08 04:00 | 33.7574 | 51.3207
2028-11-08 05:00 | 34.5028 | 52.9039
2028-11-08 06:00 | 37.2168 | 58.3772
2028-11-08 07:00 | 43.5535 | 63.2618
2028-11-08 08:00 | 46.7881 | 66.6391
2028-11-08 09:00 | 46.6088 | 66.5396
2028-11-08 10:00 | 45.0755 | 64.0708
2028-11-08 11:00 | 43.9841 | 61.1399
2028-11-08 12:00 | 42.8831 | 64.5663
2028-11-08 13:00 | 42.4404 | 64.2393
2028-11-08 14:00 | 42.3612 | 60.9873
2028-11-08 15:00 | 42.8939 | 65.5879
2028-11-08 16:00 | 44.644 | 68.8109
2028-11-08 17:00 | 47.3506 | 74.8875
2028-11-08 18:00 | 50.6112 | 79.7026
2028-11-08 19:00 | 47.4357 | 76.5294
2028-11-08 20:00 | 44.1998 | 72.0443
2028-11-08 21:00 | 41.4218 | 67.882
2028-11-08 22:00 | 38.9354 | 65.0668
2028-11-08 23:00 | 36.0334 | 61.7193
2028-11-09 | 33.1079 | 59.7817
2028-11-09 01:00 | 31.6061 | 55.075
2028-11-09 02:00 | 31.7682 | 52.3136
2028-11-09 03:00 | 32.3772 | 51.9791
2028-11-09 04:00 | 32.9517 | 51.159
2028-11-09 05:00 | 33.7202 | 52.7744
2028-11-09 06:00 | 36.5985 | 59.3172
2028-11-09 07:00 | 43.1002 | 64.0449
2028-11-09 08:00 | 46.5869 | 67.7118
2028-11-09 09:00 | 46.4692 | 70.0395
2028-11-09 10:00 | 45.0776 | 70.187
2028-11-09 11:00 | 43.7698 | 68.7709
2028-11-09 12:00 | 43.3743 | 67.4214
2028-11-09 13:00 | 42.8703 | 66.7717
2028-11-09 14:00 | 42.8766 | 63.2795
2028-11-09 15:00 | 43.1648 | 67.3734
2028-11-09 16:00 | 44.8989 | 70.2468
2028-11-09 17:00 | 47.3684 | 74.9873
2028-11-09 18:00 | 50.2843 | 78.9479
2028-11-09 19:00 | 47.5666 | 75.7805
2028-11-09 20:00 | 44.6889 | 71.6986
2028-11-09 21:00 | 42.0463 | 67.6856
2028-11-09 22:00 | 39.7251 | 65.1487
2028-11-09 23:00 | 36.8713 | 62.1126
2028-11-10 | 34.2989 | 59.4969
2028-11-10 01:00 | 32.8296 | 55.5661
2028-11-10 02:00 | 32.9749 | 52.7021
2028-11-10 03:00 | 33.5927 | 52.3464
2028-11-10 04:00 | 34.1679 | 51.5747
2028-11-10 05:00 | 34.9192 | 52.8347
2028-11-10 06:00 | 37.8284 | 58.1437
2028-11-10 07:00 | 44.3033 | 63.1694
2028-11-10 08:00 | 47.7923 | 67.7219
2028-11-10 09:00 | 47.1717 | 71.175
2028-11-10 10:00 | 45.3233 | 71.7381
2028-11-10 11:00 | 43.5115 | 70.1599
2028-11-10 12:00 | 44.5814 | 64.6055
2028-11-10 13:00 | 44.1039 | 63.4556
2028-11-10 14:00 | 43.7458 | 59.4744
2028-11-10 15:00 | 43.7836 | 63.2381
2028-11-10 16:00 | 45.1455 | 65.9823
2028-11-10 17:00 | 47.5144 | 72.0471
2028-11-10 18:00 | 50.3618 | 75.8709
2028-11-10 19:00 | 47.3387 | 73.75
2028-11-10 20:00 | 44.1218 | 69.7547
2028-11-10 21:00 | 41.35 | 65.9807
2028-11-10 22:00 | 38.936 | 63.4185
2028-11-10 23:00 | 36.1253 | 60.1174
2028-11-11 | 33.5919 | 59.0389
2028-11-11 01:00 | 31.8858 | 56.3674
2028-11-11 02:00 | 31.8909 | 53.8469
2028-11-11 03:00 | 32.3449 | 53.4087
2028-11-11 04:00 | 32.6971 | 52.4752
2028-11-11 05:00 | 32.8382 | 52.9163
2028-11-11 06:00 | 34.2295 | 55.7225
2028-11-11 07:00 | 38.9849 | 57.5199
2028-11-11 08:00 | 42.1995 | 60.7441
2028-11-11 09:00 | 43.322 | 64.4665
2028-11-11 10:00 | 42.913 | 65.7049
2028-11-11 11:00 | 41.8705 | 63.9097
2028-11-11 12:00 | 40.8496 | 63.698
2028-11-11 13:00 | 40.1568 | 63.4389
2028-11-11 14:00 | 39.6632 | 59.4929
2028-11-11 15:00 | 39.7883 | 64.4518
2028-11-11 16:00 | 41.7785 | 67.8124
2028-11-11 17:00 | 44.9802 | 71.8573
2028-11-11 18:00 | 48.5467 | 74.3233
2028-11-11 19:00 | 45.4525 | 69.7452
2028-11-11 20:00 | 42.0843 | 65.5453
2028-11-11 21:00 | 39.0233 | 62.7533
2028-11-11 22:00 | 37.1423 | 61.8196
2028-11-11 23:00 | 35.0736 | 60.5194
2028-11-12 | 33.0708 | 58.4603
2028-11-12 01:00 | 31.8013 | 54.0944
2028-11-12 02:00 | 31.8264 | 51.2194
2028-11-12 03:00 | 32.2982 | 50.143
2028-11-12 04:00 | 32.6001 | 48.8311
2028-11-12 05:00 | 32.7318 | 49.3425
2028-11-12 06:00 | 34.0233 | 50.5835
2028-11-12 07:00 | 38.2503 | 50.9748
2028-11-12 08:00 | 40.9428 | 53.8071
2028-11-12 09:00 | 41.4918 | 57.0387
2028-11-12 10:00 | 40.7115 | 58.7358
2028-11-12 11:00 | 39.6242 | 58.9675
2028-11-12 12:00 | 40.6011 | 58.2641
2028-11-12 13:00 | 40.3637 | 58.6541
2028-11-12 14:00 | 40.1091 | 56.3771
2028-11-12 15:00 | 40.5884 | 61.7363
2028-11-12 16:00 | 42.9502 | 65.1452
2028-11-12 17:00 | 46.678 | 70.3588
2028-11-12 18:00 | 49.582 | 73.5962
2028-11-12 19:00 | 47.1223 | 69.3888
2028-11-12 20:00 | 44.0231 | 64.1728
2028-11-12 21:00 | 40.8949 | 60.0811
2028-11-12 22:00 | 38.7867 | 58.8914
2028-11-12 23:00 | 36.4487 | 57.3176
2028-11-13 | 34.3193 | 56.9368
2028-11-13 01:00 | 33.2685 | 51.7445
2028-11-13 02:00 | 33.5654 | 49.2701
2028-11-13 03:00 | 34.2878 | 48.9905
2028-11-13 04:00 | 34.8582 | 48.1691
2028-11-13 05:00 | 35.5882 | 49.7992
2028-11-13 06:00 | 38.2574 | 56.1768
2028-11-13 07:00 | 44.6964 | 60.8822
2028-11-13 08:00 | 48.2931 | 64.7396
2028-11-13 09:00 | 48.1973 | 67.0732
2028-11-13 10:00 | 46.8561 | 67.0208
2028-11-13 11:00 | 45.786 | 66.3326
2028-11-13 12:00 | 45.0176 | 65.4355
2028-11-13 13:00 | 44.5361 | 65.6793
2028-11-13 14:00 | 44.4738 | 62.4553
2028-11-13 15:00 | 45.1235 | 66.4838
2028-11-13 16:00 | 47.1878 | 70.1143
2028-11-13 17:00 | 49.9596 | 75.6289
2028-11-13 18:00 | 53.3747 | 78.5191
2028-11-13 19:00 | 50.2912 | 75.1818
2028-11-13 20:00 | 46.9644 | 71.068
2028-11-13 21:00 | 43.9889 | 67.1394
2028-11-13 22:00 | 41.3852 | 64.5906
2028-11-13 23:00 | 38.2879 | 61.3304
2028-11-14 | 35.1291 | 58.0216
2028-11-14 01:00 | 33.2927 | 53.4659
2028-11-14 02:00 | 33.453 | 50.6482
2028-11-14 03:00 | 34.0663 | 50.2873
2028-11-14 04:00 | 34.5674 | 49.3907
2028-11-14 05:00 | 35.2846 | 50.9207
2028-11-14 06:00 | 37.8127 | 56.7859
2028-11-14 07:00 | 44.2174 | 61.9956
2028-11-14 08:00 | 47.8069 | 66.9479
2028-11-14 09:00 | 47.8287 | 70.1564
2028-11-14 10:00 | 46.6178 | 70.5076
2028-11-14 11:00 | 45.5067 | 69.7324
2028-11-14 12:00 | 44.6206 | 68.2908
2028-11-14 13:00 | 44.0763 | 68.0968
2028-11-14 14:00 | 44.2415 | 64.7646
2028-11-14 15:00 | 44.6775 | 69.4297
2028-11-14 16:00 | 46.5595 | 72.8689
2028-11-14 17:00 | 49.3462 | 77.6184
2028-11-14 18:00 | 52.0366 | 80.3016
2028-11-14 19:00 | 48.9406 | 76.6515
2028-11-14 20:00 | 45.8483 | 71.8503
2028-11-14 21:00 | 43.0142 | 67.7567
2028-11-14 22:00 | 40.5505 | 65.2678
2028-11-14 23:00 | 37.5538 | 61.9166
2028-11-15 | 35.0188 | 60.0604
2028-11-15 01:00 | 33.8371 | 55.0173
2028-11-15 02:00 | 34.0598 | 52.198
2028-11-15 03:00 | 34.6891 | 51.733
2028-11-15 04:00 | 35.226 | 50.9874
2028-11-15 05:00 | 35.8908 | 52.4436
2028-11-15 06:00 | 38.4145 | 57.6507
2028-11-15 07:00 | 44.9772 | 62.447
2028-11-15 08:00 | 48.9388 | 66.639
2028-11-15 09:00 | 49.1824 | 68.9677
2028-11-15 10:00 | 47.8975 | 68.5878
2028-11-15 11:00 | 46.7968 | 67.7446
2028-11-15 12:00 | 44.8579 | 68.4487
2028-11-15 13:00 | 44.1502 | 68.5503
2028-11-15 14:00 | 44.1653 | 65.5815
2028-11-15 15:00 | 44.5047 | 69.8111
2028-11-15 16:00 | 46.575 | 72.521
2028-11-15 17:00 | 49.7143 | 77.685
2028-11-15 18:00 | 53.6205 | 79.9185
2028-11-15 19:00 | 50.9682 | 76.982
2028-11-15 20:00 | 48.1033 | 73.0346
2028-11-15 21:00 | 45.4578 | 69.5245
2028-11-15 22:00 | 43.0333 | 67.0038
2028-11-15 23:00 | 39.9522 | 63.3463
2028-11-16 | 36.773 | 60.0309
2028-11-16 01:00 | 35.2277 | 56.5073
2028-11-16 02:00 | 35.4288 | 53.563
2028-11-16 03:00 | 36.1046 | 53.1777
2028-11-16 04:00 | 36.6389 | 52.438
2028-11-16 05:00 | 37.3344 | 54.0817
2028-11-16 06:00 | 40.1096 | 59.4113
2028-11-16 07:00 | 46.4298 | 64.0368
2028-11-16 08:00 | 50.1567 | 67.8552
2028-11-16 09:00 | 49.8721 | 68.6729
2028-11-16 10:00 | 48.1316 | 66.321
2028-11-16 11:00 | 46.7721 | 63.0773
2028-11-16 12:00 | 44.9744 | 63.1872
2028-11-16 13:00 | 44.2084 | 61.8032
2028-11-16 14:00 | 44.0578 | 57.7376
2028-11-16 15:00 | 44.474 | 61.4087
2028-11-16 16:00 | 46.5962 | 65.2054
2028-11-16 17:00 | 49.655 | 72.9275
2028-11-16 18:00 | 53.3413 | 78.4765
2028-11-16 19:00 | 51.0683 | 76.4845
2028-11-16 20:00 | 48.4188 | 73.0196
2028-11-16 21:00 | 45.7894 | 69.5373
2028-11-16 22:00 | 43.3871 | 66.9437
2028-11-16 23:00 | 40.3575 | 63.2746
2028-11-17 | 37.5559 | 61.4677
2028-11-17 01:00 | 35.9744 | 58.4333
2028-11-17 02:00 | 36.0985 | 55.4502
2028-11-17 03:00 | 36.7628 | 54.6139
2028-11-17 04:00 | 37.2713 | 53.7357
2028-11-17 05:00 | 37.9073 | 54.8626
2028-11-17 06:00 | 40.5087 | 59.2278
2028-11-17 07:00 | 46.8631 | 63.4792
2028-11-17 08:00 | 50.6598 | 67.0682
2028-11-17 09:00 | 50.3902 | 68.8318
2028-11-17 10:00 | 48.6696 | 68.346
2028-11-17 11:00 | 46.9031 | 67.5529
2028-11-17 12:00 | 46.5731 | 67.8312
2028-11-17 13:00 | 45.9529 | 67.8776
2028-11-17 14:00 | 45.8184 | 65.1885
2028-11-17 15:00 | 45.8512 | 69.3044
2028-11-17 16:00 | 47.5237 | 71.6754
2028-11-17 17:00 | 50.1136 | 75.4211
2028-11-17 18:00 | 53.6426 | 78.2977
2028-11-17 19:00 | 50.704 | 75.3267
2028-11-17 20:00 | 47.3555 | 71.2844
2028-11-17 21:00 | 44.4642 | 67.7521
2028-11-17 22:00 | 42.0119 | 65.41
2028-11-17 23:00 | 38.942 | 62.146
2028-11-18 | 36.164 | 59.5121
2028-11-18 01:00 | 34.6049 | 58.6743
2028-11-18 02:00 | 34.5602 | 55.4597
2028-11-18 03:00 | 34.9257 | 54.5067
2028-11-18 04:00 | 35.1991 | 53.4756
2028-11-18 05:00 | 35.4301 | 54.205
2028-11-18 06:00 | 36.7474 | 57.3069
2028-11-18 07:00 | 41.1802 | 58.1667
2028-11-18 08:00 | 43.8252 | 60.7435
2028-11-18 09:00 | 45.0766 | 63.8863
2028-11-18 10:00 | 45.0887 | 64.3791
2028-11-18 11:00 | 44.4485 | 63.0902
2028-11-18 12:00 | 43.8558 | 66.5285
2028-11-18 13:00 | 43.4315 | 66.4029
2028-11-18 14:00 | 42.9787 | 63.6557
2028-11-18 15:00 | 42.9362 | 66.9842
2028-11-18 16:00 | 44.5568 | 69.2137
2028-11-18 17:00 | 47.6859 | 74.173
2028-11-18 18:00 | 50.9913 | 76.2329
2028-11-18 19:00 | 47.7829 | 73.5623
2028-11-18 20:00 | 43.9515 | 68.6285
2028-11-18 21:00 | 40.7122 | 64.8144
2028-11-18 22:00 | 38.6514 | 63.5046
2028-11-18 23:00 | 36.4175 | 61.6678
2028-11-19 | 34.5608 | 61.2673
2028-11-19 01:00 | 32.7637 | 57.6301
2028-11-19 02:00 | 32.7476 | 55.3034
2028-11-19 03:00 | 33.1569 | 54.8215
2028-11-19 04:00 | 33.3619 | 53.9812
2028-11-19 05:00 | 33.4656 | 54.0527
2028-11-19 06:00 | 34.5408 | 56.4253
2028-11-19 07:00 | 38.5898 | 57.1092
2028-11-19 08:00 | 41.2624 | 58.5463
2028-11-19 09:00 | 42.5056 | 60.6002
2028-11-19 10:00 | 42.5315 | 60.6673
2028-11-19 11:00 | 42.5162 | 59.5116
2028-11-19 12:00 | 41.9914 | 58.4016
2028-11-19 13:00 | 41.8034 | 58.4066
2028-11-19 14:00 | 41.5133 | 55.7443
2028-11-19 15:00 | 41.844 | 61.8484
2028-11-19 16:00 | 44.0325 | 66.517
2028-11-19 17:00 | 47.8545 | 72.8046
2028-11-19 18:00 | 51.2766 | 78.818
2028-11-19 19:00 | 48.4546 | 75.0916
2028-11-19 20:00 | 44.7842 | 71.3305
2028-11-19 21:00 | 41.7191 | 68.513
2028-11-19 22:00 | 39.6133 | 67.32
2028-11-19 23:00 | 37.1442 | 65.3458
2028-11-20 | 34.8217 | 62.1289
2028-11-20 01:00 | 33.895 | 58.9012
2028-11-20 02:00 | 34.2457 | 56.1313
2028-11-20 03:00 | 35.0134 | 55.2894
2028-11-20 04:00 | 35.5707 | 54.3085
2028-11-20 05:00 | 36.2484 | 55.6071
2028-11-20 06:00 | 38.715 | 60.0439
2028-11-20 07:00 | 45.3985 | 63.8884
2028-11-20 08:00 | 49.6154 | 66.9682
2028-11-20 09:00 | 49.6265 | 67.4818
2028-11-20 10:00 | 48.3281 | 64.7154
2028-11-20 11:00 | 46.9934 | 62.0027
2028-11-20 12:00 | 48.2381 | 62.0644
2028-11-20 13:00 | 47.722 | 61.6068
2028-11-20 14:00 | 47.688 | 57.6741
2028-11-20 15:00 | 48.2353 | 61.3814
2028-11-20 16:00 | 50.3949 | 65.4002
2028-11-20 17:00 | 53.2846 | 73.2859
2028-11-20 18:00 | 55.4555 | 80.5147
2028-11-20 19:00 | 52.5826 | 77.1427
2028-11-20 20:00 | 49.5139 | 72.8694
2028-11-20 21:00 | 46.6474 | 69.1027
2028-11-20 22:00 | 44.1 | 66.3052
2028-11-20 23:00 | 40.9188 | 62.9002
2028-11-21 | 37.3982 | 62.0069
2028-11-21 01:00 | 35.426 | 56.4394
2028-11-21 02:00 | 35.599 | 53.4463
2028-11-21 03:00 | 36.2924 | 52.9795
2028-11-21 04:00 | 36.7315 | 52.0518
2028-11-21 05:00 | 37.4244 | 53.3467
2028-11-21 06:00 | 39.9432 | 59.2835
2028-11-21 07:00 | 46.2844 | 63.713
2028-11-21 08:00 | 49.9776 | 67.9263
2028-11-21 09:00 | 49.3487 | 70.1474
2028-11-21 10:00 | 47.5264 | 69.8479
2028-11-21 11:00 | 45.9359 | 69.8843
2028-11-21 12:00 | 46.15 | 68.8608
2028-11-21 13:00 | 45.5605 | 68.8127
2028-11-21 14:00 | 45.4709 | 65.8645
2028-11-21 15:00 | 45.8927 | 70.6088
2028-11-21 16:00 | 47.8468 | 74.4379
2028-11-21 17:00 | 50.8843 | 79.5876
2028-11-21 18:00 | 53.9547 | 83.1673
2028-11-21 19:00 | 50.8849 | 79.5387
2028-11-21 20:00 | 47.8078 | 74.7161
2028-11-21 21:00 | 44.9742 | 70.5608
2028-11-21 22:00 | 42.4512 | 67.7241
2028-11-21 23:00 | 39.3783 | 64.1451
2028-11-22 | 36.3576 | 62.4612
2028-11-22 01:00 | 34.3384 | 57.6056
2028-11-22 02:00 | 34.4397 | 54.7098
2028-11-22 03:00 | 35.0478 | 54.2964
2028-11-22 04:00 | 35.4119 | 53.4996
2028-11-22 05:00 | 35.976 | 54.8334
2028-11-22 06:00 | 38.4132 | 60.1851
2028-11-22 07:00 | 44.8162 | 64.7812
2028-11-22 08:00 | 48.5327 | 69.7864
2028-11-22 09:00 | 48.7251 | 73.1078
2028-11-22 10:00 | 47.5891 | 73.3793
2028-11-22 11:00 | 46.6712 | 72.9233
2028-11-22 12:00 | 45.2898 | 71.5827
2028-11-22 13:00 | 44.7479 | 71.7531
2028-11-22 14:00 | 44.8992 | 69.1486
2028-11-22 15:00 | 45.0809 | 73.2985
2028-11-22 16:00 | 46.9436 | 76.0648
2028-11-22 17:00 | 49.8607 | 81.3469
2028-11-22 18:00 | 53.2831 | 81.2855
2028-11-22 19:00 | 50.0956 | 79.4225
2028-11-22 20:00 | 46.9417 | 75.9999
2028-11-22 21:00 | 44.1802 | 72.8278
2028-11-22 22:00 | 41.7525 | 70.1406
2028-11-22 23:00 | 38.654 | 65.9262
2028-11-23 | 35.7459 | 63.1379
2028-11-23 01:00 | 33.7501 | 59.9867
2028-11-23 02:00 | 33.8567 | 56.9655
2028-11-23 03:00 | 34.4463 | 56.7461
2028-11-23 04:00 | 34.8035 | 56.0095
2028-11-23 05:00 | 35.3987 | 57.6679
2028-11-23 06:00 | 38.01 | 62.5192
2028-11-23 07:00 | 44.3567 | 67.1411
2028-11-23 08:00 | 48.1065 | 72.4295
2028-11-23 09:00 | 48.0827 | 76.6712
2028-11-23 10:00 | 46.8832 | 77.2935
2028-11-23 11:00 | 45.824 | 76.2535
2028-11-23 12:00 | 45.2557 | 73.8028
2028-11-23 13:00 | 44.6215 | 73.6613
2028-11-23 14:00 | 44.7436 | 70.7528
2028-11-23 15:00 | 44.9316 | 75.5509
2028-11-23 16:00 | 46.7188 | 78.4802
2028-11-23 17:00 | 49.5127 | 83.7378
2028-11-23 18:00 | 52.4517 | 86.1415
2028-11-23 19:00 | 49.4237 | 83.4506
2028-11-23 20:00 | 46.5565 | 79.3083
2028-11-23 21:00 | 43.8498 | 75.4669
2028-11-23 22:00 | 41.4915 | 72.456
2028-11-23 23:00 | 38.5081 | 68.4547
2028-11-24 | 35.8811 | 65.836
2028-11-24 01:00 | 33.3782 | 61.6562
2028-11-24 02:00 | 33.4067 | 58.6561
2028-11-24 03:00 | 33.9996 | 57.9254
2028-11-24 04:00 | 34.3392 | 57.0486
2028-11-24 05:00 | 34.9166 | 58.3169
2028-11-24 06:00 | 37.5602 | 63.3813
2028-11-24 07:00 | 43.952 | 67.2025
2028-11-24 08:00 | 47.6606 | 70.9024
2028-11-24 09:00 | 47.7577 | 72.1739
2028-11-24 10:00 | 46.7982 | 70.9593
2028-11-24 11:00 | 45.8683 | 69.7087
2028-11-24 12:00 | 44.3107 | 69.1982
2028-11-24 13:00 | 43.6618 | 69.2857
2028-11-24 14:00 | 43.5127 | 67.1456
2028-11-24 15:00 | 43.2621 | 71.528
2028-11-24 16:00 | 44.6017 | 73.8919
2028-11-24 17:00 | 47.3172 | 78.0247
2028-11-24 18:00 | 49.3698 | 81.5994
2028-11-24 19:00 | 46.757 | 78.9519
2028-11-24 20:00 | 44.0028 | 74.9758
2028-11-24 21:00 | 41.5567 | 71.5994
2028-11-24 22:00 | 39.3628 | 69.0929
2028-11-24 23:00 | 36.5813 | 65.4654
2028-11-25 | 33.9277 | 62.3495
2028-11-25 01:00 | 32.0206 | 59.5124
2028-11-25 02:00 | 31.9735 | 56.7192
2028-11-25 03:00 | 32.4972 | 55.8561
2028-11-25 04:00 | 32.6502 | 54.3749
2028-11-25 05:00 | 32.6793 | 55.0249
2028-11-25 06:00 | 33.5773 | 58.3577
2028-11-25 07:00 | 38.3746 | 58.5894
2028-11-25 08:00 | 41.9343 | 60.571
2028-11-25 09:00 | 43.2156 | 63.5209
2028-11-25 10:00 | 43.1814 | 64.6766
2028-11-25 11:00 | 42.8344 | 65.3553
2028-11-25 12:00 | 42.5551 | 66.0844
2028-11-25 13:00 | 41.9092 | 66.7174
2028-11-25 14:00 | 41.45 | 63.3059
2028-11-25 15:00 | 41.4291 | 66.7512
2028-11-25 16:00 | 43.3924 | 69.6613
2028-11-25 17:00 | 46.7157 | 73.9928
2028-11-25 18:00 | 49.5549 | 77.6825
2028-11-25 19:00 | 45.8963 | 73.3186
2028-11-25 20:00 | 42.2191 | 68.5579
2028-11-25 21:00 | 39.4034 | 65.2876
2028-11-25 22:00 | 37.6475 | 64.142
2028-11-25 23:00 | 35.5178 | 62.632
2028-11-26 | 32.7861 | 60.3456
2028-11-26 01:00 | 31.4257 | 57.1452
2028-11-26 02:00 | 31.3968 | 54.3519
2028-11-26 03:00 | 31.9066 | 53.7044
2028-11-26 04:00 | 31.9866 | 52.4953
2028-11-26 05:00 | 31.8657 | 52.5165
2028-11-26 06:00 | 32.8311 | 55.3018
2028-11-26 07:00 | 37.1954 | 55.6672
2028-11-26 08:00 | 40.5481 | 57.7733
2028-11-26 09:00 | 41.425 | 61.8424
2028-11-26 10:00 | 41.1014 | 64.0029
2028-11-26 11:00 | 40.7589 | 65.2646
2028-11-26 12:00 | 41.2415 | 62.4162
2028-11-26 13:00 | 40.9233 | 63.2844
2028-11-26 14:00 | 40.8103 | 61.8675
2028-11-26 15:00 | 41.2465 | 67.0344
2028-11-26 16:00 | 43.7746 | 70.2357
2028-11-26 17:00 | 47.7707 | 75.5674
2028-11-26 18:00 | 50.6509 | 76.9217
2028-11-26 19:00 | 47.5796 | 74.4323
2028-11-26 20:00 | 44.2721 | 70.6164
2028-11-26 21:00 | 41.3913 | 67.4257
2028-11-26 22:00 | 39.4333 | 65.7267
2028-11-26 23:00 | 37.0371 | 63.1994
2028-11-27 | 34.4404 | 61.993
2028-11-27 01:00 | 32.8258 | 57.4802
2028-11-27 02:00 | 33.0708 | 54.792
2028-11-27 03:00 | 33.8901 | 54.4265
2028-11-27 04:00 | 34.3052 | 53.6205
2028-11-27 05:00 | 34.9858 | 55.3797
2028-11-27 06:00 | 37.7303 | 60.6001
2028-11-27 07:00 | 44.4176 | 64.7841
2028-11-27 08:00 | 48.1735 | 69.3682
2028-11-27 09:00 | 47.3809 | 71.5873
2028-11-27 10:00 | 45.7554 | 70.6534
2028-11-27 11:00 | 44.2911 | 69.6492
2028-11-27 12:00 | 45.3998 | 65.7576
2028-11-27 13:00 | 45.0126 | 65.883
2028-11-27 14:00 | 44.8464 | 63.1526
2028-11-27 15:00 | 45.1697 | 67.4118
2028-11-27 16:00 | 47.1011 | 71.4273
2028-11-27 17:00 | 50.0467 | 78.5855
2028-11-27 18:00 | 53.0724 | 83.6409
2028-11-27 19:00 | 49.7922 | 80.5653
2028-11-27 20:00 | 46.6619 | 76.151
2028-11-27 21:00 | 43.8586 | 72.3801
2028-11-27 22:00 | 41.343 | 69.5643
2028-11-27 23:00 | 38.3242 | 65.6016
2028-11-28 | 35.22 | 63.1976
2028-11-28 01:00 | 33.3798 | 58.6007
2028-11-28 02:00 | 33.467 | 55.6281
2028-11-28 03:00 | 34.1757 | 55.2427
2028-11-28 04:00 | 34.5412 | 54.2629
2028-11-28 05:00 | 35.1844 | 55.7643
2028-11-28 06:00 | 37.9778 | 61.1642
2028-11-28 07:00 | 44.4637 | 65.7246
2028-11-28 08:00 | 48.0842 | 71.2394
2028-11-28 09:00 | 47.4948 | 74.7102
2028-11-28 10:00 | 46.0525 | 74.4323
2028-11-28 11:00 | 44.8265 | 73.443
2028-11-28 12:00 | 44.1732 | 70.8545
2028-11-28 13:00 | 43.628 | 70.3538
2028-11-28 14:00 | 43.6888 | 67.1414
2028-11-28 15:00 | 43.8598 | 71.5038
2028-11-28 16:00 | 45.754 | 74.8546
2028-11-28 17:00 | 48.8804 | 80.9087
2028-11-28 18:00 | 51.9443 | 84.0456
2028-11-28 19:00 | 49.0872 | 81.1368
2028-11-28 20:00 | 46.3441 | 76.6845
2028-11-28 21:00 | 43.7998 | 73.0403
2028-11-28 22:00 | 41.4701 | 70.2427
2028-11-28 23:00 | 38.5176 | 66.3345
2028-11-29 | 35.6782 | 64.5997
2028-11-29 01:00 | 33.5229 | 59.2747
2028-11-29 02:00 | 33.5872 | 56.2636
2028-11-29 03:00 | 34.2373 | 55.7682
2028-11-29 04:00 | 34.5166 | 55.0054
2028-11-29 05:00 | 35.086 | 56.4684
2028-11-29 06:00 | 37.5418 | 61.8841
2028-11-29 07:00 | 43.9709 | 66.1034
2028-11-29 08:00 | 47.5745 | 70.9382
2028-11-29 09:00 | 47.4297 | 72.4564
2028-11-29 10:00 | 46.2495 | 70.3684
2028-11-29 11:00 | 45.4461 | 67.8959
2028-11-29 12:00 | 45.2163 | 67.3072
2028-11-29 13:00 | 44.8693 | 66.63
2028-11-29 14:00 | 44.892 | 63.4982
2028-11-29 15:00 | 45.0408 | 66.8159
2028-11-29 16:00 | 46.7382 | 70.0987
2028-11-29 17:00 | 49.6177 | 77.4957
2028-11-29 18:00 | 52.2445 | 82.0921
2028-11-29 19:00 | 48.8488 | 80.0531
2028-11-29 20:00 | 45.7855 | 76.3772
2028-11-29 21:00 | 43.1329 | 73.2236
2028-11-29 22:00 | 40.7385 | 70.3842
2028-11-29 23:00 | 37.7632 | 66.1497
2028-11-30 | 34.7922 | 63.7008
2028-11-30 01:00 | 32.751 | 59.7627
2028-11-30 02:00 | 32.8082 | 56.6951
2028-11-30 03:00 | 33.4885 | 56.0371
2028-11-30 04:00 | 33.7692 | 55.1503
2028-11-30 05:00 | 34.398 | 56.688
2028-11-30 06:00 | 36.9478 | 61.6289
2028-11-30 07:00 | 43.3691 | 65.4627
2028-11-30 08:00 | 46.8989 | 69.5027
2028-11-30 09:00 | 46.3064 | 71.1886
2028-11-30 10:00 | 44.9118 | 69.7706
2028-11-30 11:00 | 43.7116 | 68.3192
2028-11-30 12:00 | 43.4419 | 69.8447
2028-11-30 13:00 | 42.897 | 69.9696
2028-11-30 14:00 | 42.9625 | 67.3492
2028-11-30 15:00 | 42.9512 | 71.5763
2028-11-30 16:00 | 44.6094 | 74.6655
2028-11-30 17:00 | 47.4623 | 79.5075
2028-11-30 18:00 | 50.6065 | 83.3594
2028-11-30 19:00 | 47.656 | 79.9415
2028-11-30 20:00 | 44.96 | 75.6939
2028-11-30 21:00 | 42.4899 | 72.0643
2028-11-30 22:00 | 40.273 | 69.2678
2028-11-30 23:00 | 37.432 | 65.6894
2028-12-01 | 34.501 | 62.848
2028-12-01 01:00 | 32.6804 | 59.6003
2028-12-01 02:00 | 32.6768 | 56.4324
2028-12-01 03:00 | 33.4101 | 55.5217
2028-12-01 04:00 | 33.6264 | 54.6897
2028-12-01 05:00 | 34.3439 | 55.7249
2028-12-01 06:00 | 37.0057 | 61.1092
2028-12-01 07:00 | 43.5185 | 65.2441
2028-12-01 08:00 | 46.8759 | 68.2774
2028-12-01 09:00 | 47.3466 | 70.0582
2028-12-01 10:00 | 46.4977 | 69.6134
2028-12-01 11:00 | 45.5632 | 68.7783
2028-12-01 12:00 | 44.3381 | 67.2469
2028-12-01 13:00 | 43.7191 | 66.479
2028-12-01 14:00 | 43.6875 | 63.16
2028-12-01 15:00 | 43.6639 | 67.4449
2028-12-01 16:00 | 45.0058 | 70.5033
2028-12-01 17:00 | 47.697 | 75.6467
2028-12-01 18:00 | 50.8023 | 81.4041
2028-12-01 19:00 | 47.5857 | 78.3983
2028-12-01 20:00 | 44.8383 | 73.8687
2028-12-01 21:00 | 42.0767 | 69.7309
2028-12-01 22:00 | 39.7681 | 67.4409
2028-12-01 23:00 | 36.7953 | 63.576
2028-12-02 | 33.7286 | 62.097
2028-12-02 01:00 | 32.0593 | 56.8491
2028-12-02 02:00 | 32.0268 | 54.1396
2028-12-02 03:00 | 32.7004 | 53.6952
2028-12-02 04:00 | 32.7564 | 52.6065
2028-12-02 05:00 | 32.8572 | 53.0528
2028-12-02 06:00 | 33.8631 | 57.3785
2028-12-02 07:00 | 38.7505 | 58.8557
2028-12-02 08:00 | 42.0338 | 61.4308
2028-12-02 09:00 | 43.7777 | 65.563
2028-12-02 10:00 | 43.8585 | 67.3647
2028-12-02 11:00 | 43.3575 | 67.2696
2028-12-02 12:00 | 42.2998 | 65.3134
2028-12-02 13:00 | 41.5233 | 64.9642
2028-12-02 14:00 | 41.2053 | 61.6789
2028-12-02 15:00 | 41.4081 | 66.5635
2028-12-02 16:00 | 43.5456 | 69.8262
2028-12-02 17:00 | 47.0934 | 74.5941
2028-12-02 18:00 | 50.4137 | 79.2951
2028-12-02 19:00 | 47.0367 | 75.4423
2028-12-02 20:00 | 44.0228 | 71.0267
2028-12-02 21:00 | 40.8876 | 67.7626
2028-12-02 22:00 | 39.1396 | 66.9231
2028-12-02 23:00 | 36.8273 | 64.735
2028-12-03 | 34.4799 | 61.6819
2028-12-03 01:00 | 32.2931 | 58.6374
2028-12-03 02:00 | 32.1942 | 55.7495
2028-12-03 03:00 | 32.8056 | 54.6435
2028-12-03 04:00 | 32.77 | 53.5705
2028-12-03 05:00 | 32.7499 | 53.8769
2028-12-03 06:00 | 33.7063 | 56.5847
2028-12-03 07:00 | 38.1732 | 56.7402
2028-12-03 08:00 | 41.0196 | 58.4485
2028-12-03 09:00 | 42.4953 | 62.3903
2028-12-03 10:00 | 42.2482 | 64.7568
2028-12-03 11:00 | 41.7144 | 65.7194
2028-12-03 12:00 | 41.2213 | 63.3351
2028-12-03 13:00 | 40.8369 | 63.355
2028-12-03 14:00 | 40.9283 | 61.2957
2028-12-03 15:00 | 41.4935 | 67.0469
2028-12-03 16:00 | 44.0192 | 70.5732
2028-12-03 17:00 | 48.015 | 76.0101
2028-12-03 18:00 | 51.9122 | 80.436
2028-12-03 19:00 | 48.7932 | 76.7778
2028-12-03 20:00 | 45.9583 | 71.5531
2028-12-03 21:00 | 42.6644 | 67.4013
2028-12-03 22:00 | 40.5116 | 66.4319
2028-12-03 23:00 | 37.9071 | 63.9619
2028-12-04 | 35.4497 | 63.4125
2028-12-04 01:00 | 33.7491 | 57.9324
2028-12-04 02:00 | 33.9359 | 55.2684
2028-12-04 03:00 | 34.8457 | 54.6544
2028-12-04 04:00 | 35.1863 | 53.6697
2028-12-04 05:00 | 35.8995 | 55.1865
2028-12-04 06:00 | 38.7142 | 61.1319
2028-12-04 07:00 | 45.5037 | 65.5855
2028-12-04 08:00 | 49.2985 | 69.9167
2028-12-04 09:00 | 49.947 | 73.7078
2028-12-04 10:00 | 48.9984 | 74.6297
2028-12-04 11:00 | 47.9381 | 74.1511
2028-12-04 12:00 | 46.9816 | 70.5493
2028-12-04 13:00 | 46.5035 | 70.5353
2028-12-04 14:00 | 46.4759 | 67.4304
2028-12-04 15:00 | 47.0166 | 71.9623
2028-12-04 16:00 | 49.1135 | 75.2926
2028-12-04 17:00 | 52.0496 | 80.6342
2028-12-04 18:00 | 55.3277 | 84.5936
2028-12-04 19:00 | 52.3106 | 81.3488
2028-12-04 20:00 | 49.4876 | 77.0735
2028-12-04 21:00 | 46.5261 | 73.0618
2028-12-04 22:00 | 44.0013 | 70.7626
2028-12-04 23:00 | 40.6949 | 66.7931
2028-12-05 | 37.1248 | 63.8663
2028-12-05 01:00 | 35.3044 | 60.4316
2028-12-05 02:00 | 35.4012 | 57.1813
2028-12-05 03:00 | 36.205 | 56.3083
2028-12-05 04:00 | 36.475 | 55.3947
2028-12-05 05:00 | 37.1787 | 56.7537
2028-12-05 06:00 | 39.5382 | 62.7297
2028-12-05 07:00 | 46.0163 | 66.9697
2028-12-05 08:00 | 49.824 | 71.0472
2028-12-05 09:00 | 50.6112 | 74.0907
2028-12-05 10:00 | 49.7556 | 74.4696
2028-12-05 11:00 | 48.8176 | 74.224
2028-12-05 12:00 | 48.2078 | 75.0511
2028-12-05 13:00 | 47.6407 | 74.5247
2028-12-05 14:00 | 47.825 | 71.124
2028-12-05 15:00 | 48.4407 | 75.8039
2028-12-05 16:00 | 50.4674 | 78.9403
2028-12-05 17:00 | 53.4718 | 83.1047
2028-12-05 18:00 | 55.9323 | 85.5683
2028-12-05 19:00 | 52.6022 | 82.4016
2028-12-05 20:00 | 49.7339 | 77.8291
2028-12-05 21:00 | 46.7335 | 73.7077
2028-12-05 22:00 | 44.2213 | 71.3587
2028-12-05 23:00 | 40.9145 | 67.3117
2028-12-06 | 37.4988 | 66.017
2028-12-06 01:00 | 35.4335 | 59.6391
2028-12-06 02:00 | 35.5224 | 56.5342
2028-12-06 03:00 | 36.3068 | 55.8305
2028-12-06 04:00 | 36.5455 | 55.0981
2028-12-06 05:00 | 37.1943 | 56.5717
2028-12-06 06:00 | 39.6539 | 61.93
2028-12-06 07:00 | 46.1593 | 66.3928
2028-12-06 08:00 | 49.6985 | 70.5756
2028-12-06 09:00 | 49.6942 | 72.6442
2028-12-06 10:00 | 48.0259 | 71.9001
2028-12-06 11:00 | 46.4275 | 70.6429
2028-12-06 12:00 | 46.7779 | 70.4642
2028-12-06 13:00 | 46.0954 | 69.6967
2028-12-06 14:00 | 46.2129 | 66.4938
2028-12-06 15:00 | 46.5871 | 70.5174
2028-12-06 16:00 | 48.5858 | 73.5673
2028-12-06 17:00 | 51.7458 | 79.7108
2028-12-06 18:00 | 54.818 | 85.1928
2028-12-06 19:00 | 51.7672 | 82.5082
2028-12-06 20:00 | 49.1396 | 78.4135
2028-12-06 21:00 | 46.2875 | 74.6706
2028-12-06 22:00 | 43.853 | 72.3033
2028-12-06 23:00 | 40.5782 | 67.9285
2028-12-07 | 37.4557 | 64.9028
2028-12-07 01:00 | 35.2942 | 60.482
2028-12-07 02:00 | 35.3545 | 57.4186
2028-12-07 03:00 | 36.1602 | 56.6504
2028-12-07 04:00 | 36.4053 | 55.6746
2028-12-07 05:00 | 37.1045 | 57.1344
2028-12-07 06:00 | 39.6829 | 63.2699
2028-12-07 07:00 | 46.0855 | 67.1193
2028-12-07 08:00 | 49.6038 | 70.5041
2028-12-07 09:00 | 49.6505 | 73.0892
2028-12-07 10:00 | 48.0775 | 73.236
2028-12-07 11:00 | 46.5053 | 72.8536
2028-12-07 12:00 | 46.8794 | 71.9755
2028-12-07 13:00 | 46.2078 | 71.4323
2028-12-07 14:00 | 46.354 | 68.1461
2028-12-07 15:00 | 46.7956 | 72.5437
2028-12-07 16:00 | 48.7549 | 75.5652
2028-12-07 17:00 | 51.6536 | 80.0338
2028-12-07 18:00 | 54.6955 | 82.3391
2028-12-07 19:00 | 51.7272 | 80.3836
2028-12-07 20:00 | 49.1667 | 77.1747
2028-12-07 21:00 | 46.308 | 73.81
2028-12-07 22:00 | 43.9275 | 71.658
2028-12-07 23:00 | 40.7102 | 67.6489
2028-12-08 | 37.34 | 64.8021
2028-12-08 01:00 | 35.2039 | 60.7475
2028-12-08 02:00 | 35.18 | 57.604
2028-12-08 03:00 | 35.9095 | 56.4764
2028-12-08 04:00 | 36.0978 | 55.4185
2028-12-08 05:00 | 36.7007 | 56.3495
2028-12-08 06:00 | 38.999 | 61.5388
2028-12-08 07:00 | 45.366 | 65.294
2028-12-08 08:00 | 48.9127 | 68.7235
2028-12-08 09:00 | 49.4745 | 71.4871
2028-12-08 10:00 | 48.4776 | 71.9816
2028-12-08 11:00 | 47.2721 | 72.0318
2028-12-08 12:00 | 46.3917 | 71.3662
2028-12-08 13:00 | 45.7116 | 71.1391
2028-12-08 14:00 | 45.699 | 68.1217
2028-12-08 15:00 | 45.7031 | 72.1926
2028-12-08 16:00 | 47.1428 | 74.4725
2028-12-08 17:00 | 49.8289 | 77.755
2028-12-08 18:00 | 52.4572 | 81.3414
2028-12-08 19:00 | 49.3112 | 78.6758
2028-12-08 20:00 | 46.4867 | 75.2108
2028-12-08 21:00 | 43.6479 | 71.9076
2028-12-08 22:00 | 41.3374 | 69.944
2028-12-08 23:00 | 38.2543 | 66.3751
2028-12-09 | 35.3865 | 62.1859
2028-12-09 01:00 | 33.5172 | 61.2558
2028-12-09 02:00 | 33.4305 | 57.7595
2028-12-09 03:00 | 34.0703 | 56.7105
2028-12-09 04:00 | 34.1387 | 55.6889
2028-12-09 05:00 | 34.3499 | 56.3397
2028-12-09 06:00 | 35.5447 | 60.4007
2028-12-09 07:00 | 40.1865 | 61.0495
2028-12-09 08:00 | 43.0416 | 63.132
2028-12-09 09:00 | 44.769 | 67.7306
2028-12-09 10:00 | 45.0264 | 69.7279
2028-12-09 11:00 | 44.5252 | 70.1354
2028-12-09 12:00 | 44.2377 | 68.9486
2028-12-09 13:00 | 43.6211 | 68.2493
2028-12-09 14:00 | 43.2193 | 65.6753
2028-12-09 15:00 | 43.3762 | 68.8287
2028-12-09 16:00 | 45.2866 | 70.6957
2028-12-09 17:00 | 48.8294 | 76.3341
2028-12-09 18:00 | 51.1861 | 81.4319
2028-12-09 19:00 | 48.0629 | 79.791
2028-12-09 20:00 | 44.8878 | 75.1516
2028-12-09 21:00 | 41.7286 | 71.1793
2028-12-09 22:00 | 39.9663 | 69.9724
2028-12-09 23:00 | 37.6361 | 67.5346
2028-12-10 | 35.2633 | 66.0283
2028-12-10 01:00 | 33.1862 | 62.9993
2028-12-10 02:00 | 33.0682 | 60.479
2028-12-10 03:00 | 33.6893 | 59.8544
2028-12-10 04:00 | 33.6427 | 59.5077
2028-12-10 05:00 | 33.6637 | 59.9322
2028-12-10 06:00 | 34.7268 | 62.0196
2028-12-10 07:00 | 39.0716 | 63.0245
2028-12-10 08:00 | 41.6851 | 64.2342
2028-12-10 09:00 | 42.7582 | 66.5666
2028-12-10 10:00 | 42.2748 | 66.0023
2028-12-10 11:00 | 41.5675 | 62.8458
2028-12-10 12:00 | 41.0956 | 62.3402
2028-12-10 13:00 | 40.6244 | 60.8664
2028-12-10 14:00 | 40.6292 | 57.6583
2028-12-10 15:00 | 40.9832 | 63.4611
2028-12-10 16:00 | 43.3501 | 67.7224
2028-12-10 17:00 | 47.5212 | 76.0628
2028-12-10 18:00 | 51.7402 | 82.284
2028-12-10 19:00 | 48.9557 | 80.0543
2028-12-10 20:00 | 46.0493 | 76.0127
2028-12-10 21:00 | 42.9233 | 72.9715
2028-12-10 22:00 | 40.885 | 72.0898
2028-12-10 23:00 | 38.2735 | 69.3693
2028-12-11 | 35.6439 | 68.7356
2028-12-11 01:00 | 33.988 | 61.5463
2028-12-11 02:00 | 34.1586 | 58.8243
2028-12-11 03:00 | 35.0698 | 58.2613
2028-12-11 04:00 | 35.3915 | 57.2032
2028-12-11 05:00 | 36.0432 | 58.909
2028-12-11 06:00 | 38.6298 | 64.321
2028-12-11 07:00 | 45.3743 | 68.2549
2028-12-11 08:00 | 49.1857 | 72.2371
2028-12-11 09:00 | 49.5975 | 74.2945
2028-12-11 10:00 | 48.4812 | 72.3834
2028-12-11 11:00 | 47.1994 | 69.514
2028-12-11 12:00 | 47.3826 | 70.5086
2028-12-11 13:00 | 46.895 | 70.0664
2028-12-11 14:00 | 46.8967 | 66.2877
2028-12-11 15:00 | 47.4106 | 70.9841
2028-12-11 16:00 | 49.5009 | 74.0085
2028-12-11 17:00 | 52.4436 | 80.4702
2028-12-11 18:00 | 54.7454 | 84.3123
2028-12-11 19:00 | 51.9816 | 81.9997
2028-12-11 20:00 | 49.3983 | 78.07
2028-12-11 21:00 | 46.5984 | 74.4846
2028-12-11 22:00 | 44.2003 | 71.9641
2028-12-11 23:00 | 40.9617 | 68.0296
2028-12-12 | 37.5511 | 66.3395
2028-12-12 01:00 | 35.0242 | 61.9336
2028-12-12 02:00 | 35.0523 | 58.6707
2028-12-12 03:00 | 35.8741 | 57.8364
2028-12-12 04:00 | 36.0854 | 56.8057
2028-12-12 05:00 | 36.7875 | 58.0702
2028-12-12 06:00 | 39.0359 | 63.9567
2028-12-12 07:00 | 45.3734 | 67.8536
2028-12-12 08:00 | 48.8203 | 71.5862
2028-12-12 09:00 | 49.1262 | 72.8359
2028-12-12 10:00 | 47.9865 | 71.4667
2028-12-12 11:00 | 46.9023 | 70.3382
2028-12-12 12:00 | 45.6417 | 67.9832
2028-12-12 13:00 | 44.9817 | 66.7504
2028-12-12 14:00 | 45.1369 | 63.0471
2028-12-12 15:00 | 45.7027 | 67.6129
2028-12-12 16:00 | 47.6628 | 71.7359
2028-12-12 17:00 | 50.8293 | 78.286
2028-12-12 18:00 | 53.9178 | 84.7538
2028-12-12 19:00 | 50.6459 | 82.7484
2028-12-12 20:00 | 47.9244 | 79.336
2028-12-12 21:00 | 45.065 | 75.823
2028-12-12 22:00 | 42.6604 | 73.3985
2028-12-12 23:00 | 39.5036 | 69.4981
2028-12-13 | 36.0745 | 66.8375
2028-12-13 01:00 | 33.7716 | 63.0968
2028-12-13 02:00 | 33.7553 | 59.7764
2028-12-13 03:00 | 34.4943 | 58.578
2028-12-13 04:00 | 34.6398 | 57.6815
2028-12-13 05:00 | 35.2293 | 58.8287
2028-12-13 06:00 | 37.5461 | 63.0182
2028-12-13 07:00 | 43.9467 | 66.7479
2028-12-13 08:00 | 47.185 | 70.4912
2028-12-13 09:00 | 47.3741 | 72.8227
2028-12-13 10:00 | 46.1747 | 72.8899
2028-12-13 11:00 | 45.1117 | 73.1869
2028-12-13 12:00 | 43.7061 | 71.0453
2028-12-13 13:00 | 43.0294 | 70.6049
2028-12-13 14:00 | 43.2688 | 67.576
2028-12-13 15:00 | 43.5055 | 71.5334
2028-12-13 16:00 | 45.3233 | 74.4933
2028-12-13 17:00 | 48.4761 | 79.7693
2028-12-13 18:00 | 53.1849 | 82.864
2028-12-13 19:00 | 49.7839 | 81.3959
2028-12-13 20:00 | 47.0144 | 78.7684
2028-12-13 21:00 | 44.2514 | 75.915
2028-12-13 22:00 | 41.9285 | 73.7311
2028-12-13 23:00 | 38.7746 | 69.5517
2028-12-14 | 35.4062 | 65.9882
2028-12-14 01:00 | 33.8441 | 61.9531
2028-12-14 02:00 | 33.8965 | 58.6379
2028-12-14 03:00 | 34.6987 | 57.7852
2028-12-14 04:00 | 34.9565 | 56.8971
2028-12-14 05:00 | 35.5951 | 58.454
2028-12-14 06:00 | 38.0991 | 62.9564
2028-12-14 07:00 | 44.6388 | 66.6323
2028-12-14 08:00 | 48.4328 | 70.4186
2028-12-14 09:00 | 48.8193 | 73.4566
2028-12-14 10:00 | 47.6983 | 73.7475
2028-12-14 11:00 | 46.4534 | 73.921
2028-12-14 12:00 | 46.7006 | 66.5152
2028-12-14 13:00 | 46.0641 | 65.3242
2028-12-14 14:00 | 46.1792 | 61.3804
2028-12-14 15:00 | 46.5681 | 65.9331
2028-12-14 16:00 | 48.503 | 69.8068
2028-12-14 17:00 | 51.4475 | 76.9407
2028-12-14 18:00 | 53.344 | 82.4022
2028-12-14 19:00 | 50.7765 | 80.9552
2028-12-14 20:00 | 48.5915 | 77.8774
2028-12-14 21:00 | 46.0724 | 74.6478
2028-12-14 22:00 | 43.8992 | 72.3313
2028-12-14 23:00 | 40.8373 | 68.3096
2028-12-15 | 37.5821 | 66.446
2028-12-15 01:00 | 35.6717 | 60.8324
2028-12-15 02:00 | 35.6802 | 57.6856
2028-12-15 03:00 | 36.5352 | 57.0464
2028-12-15 04:00 | 36.809 | 56.1513
2028-12-15 05:00 | 37.4441 | 57.6049
2028-12-15 06:00 | 39.8466 | 62.7254
2028-12-15 07:00 | 46.3571 | 66.6609
2028-12-15 08:00 | 50.1972 | 70.8451
2028-12-15 09:00 | 50.6304 | 72.1964
2028-12-15 10:00 | 49.4213 | 70.5206
2028-12-15 11:00 | 48.0514 | 68.7085
2028-12-15 12:00 | 47.511 | 68.1607
2028-12-15 13:00 | 46.8928 | 67.1562
2028-12-15 14:00 | 46.5793 | 63.7389
2028-12-15 15:00 | 46.7043 | 68.1072
2028-12-15 16:00 | 48.3223 | 71.0644
2028-12-15 17:00 | 51.1908 | 76.9791
2028-12-15 18:00 | 53.892 | 82.567
2028-12-15 19:00 | 51.1942 | 80.5905
2028-12-15 20:00 | 48.559 | 76.508
2028-12-15 21:00 | 45.948 | 72.9713
2028-12-15 22:00 | 43.7018 | 70.7379
2028-12-15 23:00 | 40.64 | 66.7246
2028-12-16 | 36.8228 | 64.7138
2028-12-16 01:00 | 34.7641 | 60.303
2028-12-16 02:00 | 34.5922 | 57.6684
2028-12-16 03:00 | 35.2167 | 57.0316
2028-12-16 04:00 | 35.2735 | 55.7998
2028-12-16 05:00 | 35.4766 | 56.5753
2028-12-16 06:00 | 36.6997 | 59.989
2028-12-16 07:00 | 41.3086 | 60.8853
2028-12-16 08:00 | 43.9871 | 63.9193
2028-12-16 09:00 | 45.1659 | 68.6081
2028-12-16 10:00 | 44.8967 | 70.4955
2028-12-16 11:00 | 43.4279 | 70.2867
2028-12-16 12:00 | 44.1863 | 68.2759
2028-12-16 13:00 | 43.723 | 68.0282
2028-12-16 14:00 | 43.3617 | 64.167
2028-12-16 15:00 | 43.4845 | 68.8294
2028-12-16 16:00 | 45.2829 | 71.7405
2028-12-16 17:00 | 48.6045 | 76.4738
2028-12-16 18:00 | 52.23 | 80.0377
2028-12-16 19:00 | 48.9405 | 75.9138
2028-12-16 20:00 | 45.8315 | 70.6923
2028-12-16 21:00 | 42.5066 | 67.389
2028-12-16 22:00 | 40.5568 | 66.6809
2028-12-16 23:00 | 38.2699 | 64.8748
2028-12-17 | 35.4848 | 63.8981
2028-12-17 01:00 | 33.8438 | 58.4247
2028-12-17 02:00 | 33.6348 | 55.6512
2028-12-17 03:00 | 34.1829 | 54.7314
2028-12-17 04:00 | 34.1354 | 53.2897
2028-12-17 05:00 | 34.1522 | 53.8835
2028-12-17 06:00 | 34.9071 | 57.0357
2028-12-17 07:00 | 39.0717 | 56.8373
2028-12-17 08:00 | 41.7281 | 59.1266
2028-12-17 09:00 | 42.8927 | 63.566
2028-12-17 10:00 | 42.4779 | 66.1373
2028-12-17 11:00 | 41.6225 | 67.504
2028-12-17 12:00 | 41.9134 | 67.8399
2028-12-17 13:00 | 41.6025 | 68.4001
2028-12-17 14:00 | 41.3754 | 66.0543
2028-12-17 15:00 | 41.801 | 71.139
2028-12-17 16:00 | 44.034 | 73.7314
2028-12-17 17:00 | 47.9512 | 77.8856
2028-12-17 18:00 | 51.3206 | 80.8579
2028-12-17 19:00 | 48.2234 | 77.5399
2028-12-17 20:00 | 45.0343 | 72.9579
2028-12-17 21:00 | 42.0807 | 69.3412
2028-12-17 22:00 | 40.0357 | 68.4013
2028-12-17 23:00 | 37.564 | 66.3672
2028-12-18 | 34.9953 | 63.4686
2028-12-18 01:00 | 33.2725 | 59.4392
2028-12-18 02:00 | 33.3845 | 56.6736
2028-12-18 03:00 | 34.2195 | 56.0165
2028-12-18 04:00 | 34.497 | 54.8871
2028-12-18 05:00 | 35.0657 | 56.4746
2028-12-18 06:00 | 37.5166 | 61.9159
2028-12-18 07:00 | 44.1126 | 65.8122
2028-12-18 08:00 | 47.87 | 70.7041
2028-12-18 09:00 | 48.3888 | 74.709
2028-12-18 10:00 | 47.4801 | 75.6042
2028-12-18 11:00 | 46.3105 | 75.6039
2028-12-18 12:00 | 45.7232 | 75.1608
2028-12-18 13:00 | 45.0484 | 75.3937
2028-12-18 14:00 | 45.1956 | 72.3218
2028-12-18 15:00 | 45.683 | 76.7352
2028-12-18 16:00 | 47.7261 | 79.3084
2028-12-18 17:00 | 50.7899 | 83.5719
2028-12-18 18:00 | 55.0384 | 85.3478
2028-12-18 19:00 | 51.6148 | 82.1711
2028-12-18 20:00 | 48.6797 | 77.8454
2028-12-18 21:00 | 45.7426 | 74.0325
2028-12-18 22:00 | 43.3457 | 71.6403
2028-12-18 23:00 | 40.1301 | 67.9495
2028-12-19 | 36.6624 | 65.3168
2028-12-19 01:00 | 34.6799 | 61.0578
2028-12-19 02:00 | 34.7173 | 57.8878
2028-12-19 03:00 | 35.5107 | 57.0162
2028-12-19 04:00 | 35.7914 | 55.8086
2028-12-19 05:00 | 36.3822 | 57.2291
2028-12-19 06:00 | 38.8671 | 61.9894
2028-12-19 07:00 | 45.3371 | 66.0473
2028-12-19 08:00 | 49.2365 | 71.109
2028-12-19 09:00 | 49.8104 | 74.7827
2028-12-19 10:00 | 48.8378 | 75.3101
2028-12-19 11:00 | 47.7451 | 75.4812
2028-12-19 12:00 | 47.2987 | 75.4759
2028-12-19 13:00 | 46.6751 | 75.2882
2028-12-19 14:00 | 46.7281 | 71.8566
2028-12-19 15:00 | 47.3174 | 76.7781
2028-12-19 16:00 | 49.3553 | 79.6245
2028-12-19 17:00 | 52.5239 | 83.1482
2028-12-19 18:00 | 54.5843 | 86.2814
2028-12-19 19:00 | 51.5197 | 83.3436
2028-12-19 20:00 | 48.9974 | 79.5379
2028-12-19 21:00 | 46.2636 | 76.1748
2028-12-19 22:00 | 43.9374 | 74.0326
2028-12-19 23:00 | 40.8236 | 70.5195
2028-12-20 | 38.0234 | 66.5779
2028-12-20 01:00 | 35.3643 | 64.4766
2028-12-20 02:00 | 35.3567 | 61.1211
2028-12-20 03:00 | 36.1745 | 60.0877
2028-12-20 04:00 | 36.4028 | 59.0882
2028-12-20 05:00 | 36.971 | 60.3016
2028-12-20 06:00 | 39.4168 | 63.8461
2028-12-20 07:00 | 45.8924 | 67.6136
2028-12-20 08:00 | 49.5238 | 72.6642
2028-12-20 09:00 | 49.8385 | 76.6181
2028-12-20 10:00 | 48.4438 | 77.1597
2028-12-20 11:00 | 47.1286 | 76.9949
2028-12-20 12:00 | 46.8064 | 75.8982
2028-12-20 13:00 | 46.3787 | 75.8387
2028-12-20 14:00 | 46.2822 | 72.5157
2028-12-20 15:00 | 46.7167 | 77.3299
2028-12-20 16:00 | 48.6117 | 79.757
2028-12-20 17:00 | 51.5877 | 84.518
2028-12-20 18:00 | 54.6112 | 86.1435
2028-12-20 19:00 | 51.3281 | 84.3899
2028-12-20 20:00 | 48.558 | 81.1404
2028-12-20 21:00 | 45.7745 | 78.092
2028-12-20 22:00 | 43.4011 | 75.6584
2028-12-20 23:00 | 40.2411 | 71.5502
2028-12-21 | 37.1775 | 69.0486
2028-12-21 01:00 | 35.1685 | 64.003
2028-12-21 02:00 | 35.1313 | 60.8213
2028-12-21 03:00 | 35.9158 | 60.5604
2028-12-21 04:00 | 36.1482 | 59.632
2028-12-21 05:00 | 36.6858 | 61.4889
2028-12-21 06:00 | 39.0969 | 66.6606
2028-12-21 07:00 | 45.4153 | 70.5695
2028-12-21 08:00 | 49.0238 | 75.5873
2028-12-21 09:00 | 49.5514 | 77.7577
2028-12-21 10:00 | 48.4514 | 76.0968
2028-12-21 11:00 | 47.2945 | 73.5722
2028-12-21 12:00 | 46.554 | 71.1564
2028-12-21 13:00 | 46.0289 | 69.4132
2028-12-21 14:00 | 46.1223 | 65.2768
2028-12-21 15:00 | 46.5259 | 70.1369
2028-12-21 16:00 | 48.4266 | 73.5864
2028-12-21 17:00 | 51.1697 | 81.5521
2028-12-21 18:00 | 54.397 | 88.8348
2028-12-21 19:00 | 51.409 | 87.3942
2028-12-21 20:00 | 48.7623 | 83.6331
2028-12-21 21:00 | 46.0507 | 80.0254
2028-12-21 22:00 | 43.823 | 77.3386
2028-12-21 23:00 | 40.7005 | 73.0815
2028-12-22 | 37.6593 | 71.3136
2028-12-22 01:00 | 36.0412 | 65.1428
2028-12-22 02:00 | 36.0121 | 62.1963
2028-12-22 03:00 | 36.8022 | 61.699
2028-12-22 04:00 | 37.1164 | 60.5012
2028-12-22 05:00 | 37.6106 | 62.017
2028-12-22 06:00 | 40.1256 | 67.974
2028-12-22 07:00 | 46.556 | 71.6677
2028-12-22 08:00 | 50.5688 | 77.0544
2028-12-22 09:00 | 51.0363 | 81.0098
2028-12-22 10:00 | 49.763 | 81.6475
2028-12-22 11:00 | 48.0753 | 80.6181
2028-12-22 12:00 | 48.0801 | 79.0908
2028-12-22 13:00 | 47.3876 | 78.6472
2028-12-22 14:00 | 47.2369 | 75.7824
2028-12-22 15:00 | 47.2989 | 80.3941
2028-12-22 16:00 | 48.9836 | 81.513
2028-12-22 17:00 | 51.7616 | 84.1922
2028-12-22 18:00 | 55.0439 | 86.7892
2028-12-22 19:00 | 52.492 | 85.0147
2028-12-22 20:00 | 49.8306 | 81.4725
2028-12-22 21:00 | 47.2532 | 78.3748
2028-12-22 22:00 | 45.1116 | 76.1732
2028-12-22 23:00 | 41.9863 | 72.5117
2028-12-23 | 38.2063 | 68.0906
2028-12-23 01:00 | 36.0912 | 64.7875
2028-12-23 02:00 | 35.9423 | 61.8293
2028-12-23 03:00 | 36.6064 | 61.0224
2028-12-23 04:00 | 36.7188 | 59.7035
2028-12-23 05:00 | 36.9856 | 61.126
2028-12-23 06:00 | 38.1529 | 65.3381
2028-12-23 07:00 | 42.6592 | 65.665
2028-12-23 08:00 | 45.0357 | 67.5588
2028-12-23 09:00 | 46.8748 | 72.9755
2028-12-23 10:00 | 47.2269 | 75.9944
2028-12-23 11:00 | 46.331 | 76.6842
2028-12-23 12:00 | 45.5365 | 77.0996
2028-12-23 13:00 | 45.2414 | 77.6895
2028-12-23 14:00 | 45.0668 | 74.19
2028-12-23 15:00 | 45.1664 | 77.5408
2028-12-23 16:00 | 46.8016 | 78.4255
2028-12-23 17:00 | 50.0894 | 81.8238
2028-12-23 18:00 | 54.5503 | 84.2794
2028-12-23 19:00 | 51.4012 | 81.8856
2028-12-23 20:00 | 48.0556 | 77.2187
2028-12-23 21:00 | 44.3586 | 73.5397
2028-12-23 22:00 | 42.3358 | 72.5849
2028-12-23 23:00 | 39.8713 | 71.2517
2028-12-24 | 37.0222 | 67.7112
2028-12-24 01:00 | 35.1517 | 66.1583
2028-12-24 02:00 | 34.7491 | 63.3575
2028-12-24 03:00 | 35.2155 | 62.7352
2028-12-24 04:00 | 35.0497 | 62.2835
2028-12-24 05:00 | 35.0472 | 62.95
2028-12-24 06:00 | 35.8919 | 65.8376
2028-12-24 07:00 | 38.9709 | 65.4097
2028-12-24 08:00 | 40.5651 | 64.1696
2028-12-24 09:00 | 42.5551 | 70.747
2028-12-24 10:00 | 43.3122 | 75.6062
2028-12-24 11:00 | 42.3154 | 75.2721
2028-12-24 12:00 | 41.9845 | 69.0143
2028-12-24 13:00 | 42.0956 | 70.2004
2028-12-24 14:00 | 41.5832 | 70.2292
2028-12-24 15:00 | 41.8258 | 75.6448
2028-12-24 16:00 | 43.2003 | 75.3608
2028-12-24 17:00 | 47.0356 | 80.1928
2028-12-24 18:00 | 51.0411 | 83.7378
2028-12-24 19:00 | 47.9359 | 80.9458
2028-12-24 20:00 | 44.3712 | 75.0583
2028-12-24 21:00 | 40.9415 | 70.6057
2028-12-24 22:00 | 39.6729 | 70.7542
2028-12-24 23:00 | 38.2765 | 70.1755
2028-12-25 | 36.808 | 70.3294
2028-12-25 01:00 | 34.6745 | 64.9112
2028-12-25 02:00 | 34.3582 | 62.3558
2028-12-25 03:00 | 34.8164 | 61.8364
2028-12-25 04:00 | 34.9355 | 60.56
2028-12-25 05:00 | 35.2586 | 61.4035
2028-12-25 06:00 | 36.6749 | 66.5855
2028-12-25 07:00 | 41.2538 | 69.1203
2028-12-25 08:00 | 43.9357 | 71.7614
2028-12-25 09:00 | 45.8314 | 77.3112
2028-12-25 10:00 | 45.8659 | 79.8503
2028-12-25 11:00 | 44.8387 | 77.6348
2028-12-25 12:00 | 42.3072 | 74.8557
2028-12-25 13:00 | 41.8205 | 74.5204
2028-12-25 14:00 | 41.5139 | 71.8413
2028-12-25 15:00 | 41.7658 | 77.123
2028-12-25 16:00 | 43.838 | 78.4722
2028-12-25 17:00 | 46.7741 | 81.7013
2028-12-25 18:00 | 49.2789 | 82.1919
2028-12-25 19:00 | 45.9459 | 79.0684
2028-12-25 20:00 | 43.2868 | 76.8496
2028-12-25 21:00 | 40.9844 | 74.8048
2028-12-25 22:00 | 39.9383 | 74.5475
2028-12-25 23:00 | 38.0928 | 73.5554
2028-12-26 | 36.0812 | 71.8262
2028-12-26 01:00 | 32.8643 | 66.6044
2028-12-26 02:00 | 32.773 | 63.5442
2028-12-26 03:00 | 33.4201 | 62.6533
2028-12-26 04:00 | 33.5667 | 61.7579
2028-12-26 05:00 | 33.8089 | 62.627
2028-12-26 06:00 | 34.9924 | 67.1282
2028-12-26 07:00 | 38.7995 | 67.0797
2028-12-26 08:00 | 39.9833 | 66.8949
2028-12-26 09:00 | 40.5386 | 70.2339
2028-12-26 10:00 | 41.255 | 70.833
2028-12-26 11:00 | 41.628 | 69.3194
2028-12-26 12:00 | 39.8819 | 67.7097
2028-12-26 13:00 | 39.6309 | 67.5565
2028-12-26 14:00 | 39.1439 | 64.4827
2028-12-26 15:00 | 39.2944 | 69.7334
2028-12-26 16:00 | 40.9666 | 71.5663
2028-12-26 17:00 | 44.3003 | 76.291
2028-12-26 18:00 | 48.5304 | 84.1975
2028-12-26 19:00 | 45.8281 | 82.2548
2028-12-26 20:00 | 42.985 | 76.1969
2028-12-26 21:00 | 40.3543 | 71.6187
2028-12-26 22:00 | 38.8684 | 70.2437
2028-12-26 23:00 | 36.7818 | 70.1232
2028-12-27 | 34.2942 | 70.3192
2028-12-27 01:00 | 34.4573 | 67.6395
2028-12-27 02:00 | 34.4383 | 64.3311
2028-12-27 03:00 | 35.2243 | 63.6395
2028-12-27 04:00 | 35.4494 | 62.6563
2028-12-27 05:00 | 36.0099 | 64.1216
2028-12-27 06:00 | 37.9536 | 68.6535
2028-12-27 07:00 | 44.2495 | 72.4192
2028-12-27 08:00 | 47.741 | 78.1177
2028-12-27 09:00 | 47.9689 | 82.2311
2028-12-27 10:00 | 46.643 | 83.0296
2028-12-27 11:00 | 45.3219 | 82.1879
2028-12-27 12:00 | 44.4551 | 79.8708
2028-12-27 13:00 | 43.8025 | 79.9047
2028-12-27 14:00 | 43.8344 | 77.2882
2028-12-27 15:00 | 44.232 | 82.529
2028-12-27 16:00 | 46.0675 | 84.2862
2028-12-27 17:00 | 49.1714 | 87.7593
2028-12-27 18:00 | 52.8487 | 90.3869
2028-12-27 19:00 | 49.6496 | 88.4896
2028-12-27 20:00 | 46.9988 | 85.0905
2028-12-27 21:00 | 44.3821 | 81.7137
2028-12-27 22:00 | 42.1839 | 78.7968
2028-12-27 23:00 | 39.1702 | 75.1476
2028-12-28 | 35.7923 | 71.0329
2028-12-28 01:00 | 34.203 | 69.4063
2028-12-28 02:00 | 34.1834 | 65.9648
2028-12-28 03:00 | 35.0107 | 65.2056
2028-12-28 04:00 | 35.2997 | 64.0992
2028-12-28 05:00 | 35.8849 | 65.5466
2028-12-28 06:00 | 38.25 | 69.8112
2028-12-28 07:00 | 44.6251 | 73.0226
2028-12-28 08:00 | 48.2351 | 77.6282
2028-12-28 09:00 | 48.2501 | 79.9367
2028-12-28 10:00 | 46.7603 | 78.7138
2028-12-28 11:00 | 45.1243 | 76.3445
2028-12-28 12:00 | 46.5204 | 73.1781
2028-12-28 13:00 | 46.1063 | 71.9359
2028-12-28 14:00 | 46.0973 | 67.9572
2028-12-28 15:00 | 46.5918 | 73.1755
2028-12-28 16:00 | 48.4208 | 76.2844
2028-12-28 17:00 | 51.0524 | 82.5415
2028-12-28 18:00 | 54.306 | 90.9229
2028-12-28 19:00 | 51.0857 | 89.0601
2028-12-28 20:00 | 48.3508 | 85.6347
2028-12-28 21:00 | 45.6734 | 82.0551
2028-12-28 22:00 | 43.4761 | 79.0977
2028-12-28 23:00 | 40.4461 | 75.638
2028-12-29 | 36.9627 | 73.126
2028-12-29 01:00 | 34.7715 | 67.6072
2028-12-29 02:00 | 34.656 | 64.3911
2028-12-29 03:00 | 35.441 | 63.461
2028-12-29 04:00 | 35.7004 | 62.2107
2028-12-29 05:00 | 36.2203 | 63.5026
2028-12-29 06:00 | 38.4094 | 68.4639
2028-12-29 07:00 | 44.6787 | 71.5567
2028-12-29 08:00 | 48.2247 | 76.3161
2028-12-29 09:00 | 48.7615 | 79.5729
2028-12-29 10:00 | 47.7431 | 80.1649
2028-12-29 11:00 | 46.5231 | 79.7024
2028-12-29 12:00 | 45.8922 | 77.4852
2028-12-29 13:00 | 45.5031 | 77.2637
2028-12-29 14:00 | 45.2274 | 74.4974
2028-12-29 15:00 | 45.3855 | 79.4226
2028-12-29 16:00 | 46.7538 | 80.6167
2028-12-29 17:00 | 49.1891 | 82.8722
2028-12-29 18:00 | 52.384 | 86.1213
2028-12-29 19:00 | 49.0333 | 83.8138
2028-12-29 20:00 | 45.9944 | 79.8344
2028-12-29 21:00 | 43.2963 | 76.4124
2028-12-29 22:00 | 41.119 | 74.025
2028-12-29 23:00 | 38.2095 | 70.9124
2028-12-30 | 35.0874 | 68.3125
2028-12-30 01:00 | 33.0226 | 64.5817
2028-12-30 02:00 | 32.769 | 61.7272
2028-12-30 03:00 | 33.3478 | 60.8054
2028-12-30 04:00 | 33.4292 | 59.1683
2028-12-30 05:00 | 33.3648 | 60.2047
2028-12-30 06:00 | 34.2366 | 63.6924
2028-12-30 07:00 | 38.8226 | 63.5135
2028-12-30 08:00 | 42.1185 | 65.3945
2028-12-30 09:00 | 44.1248 | 69.444
2028-12-30 10:00 | 44.3679 | 71.4474
2028-12-30 11:00 | 43.7079 | 72.0158
2028-12-30 12:00 | 42.8665 | 73.0865
2028-12-30 13:00 | 42.3592 | 73.8197
2028-12-30 14:00 | 41.7652 | 69.4293
2028-12-30 15:00 | 42.0409 | 73.4892
2028-12-30 16:00 | 43.9457 | 75.1348
2028-12-30 17:00 | 47.1099 | 77.7058
2028-12-30 18:00 | 50.1418 | 80.806
2028-12-30 19:00 | 46.5239 | 77.0359
2028-12-30 20:00 | 43.1356 | 72.5863
2028-12-30 21:00 | 40.2635 | 69.5963
2028-12-30 22:00 | 38.6519 | 68.7711
2028-12-30 23:00 | 36.5655 | 67.8925
2028-12-31 | 34.3344 | 65.6619
2028-12-31 01:00 | 31.7874 | 60.7145
2028-12-31 02:00 | 31.5194 | 59.1663
2028-12-31 03:00 | 31.9779 | 58.1693
2028-12-31 04:00 | 31.8776 | 57.5954
2028-12-31 05:00 | 31.5263 | 57.4828
2028-12-31 06:00 | 31.9088 | 61.4371
2028-12-31 07:00 | 34.6006 | 59.1403
2028-12-31 08:00 | 36.2685 | 57.3431
2028-12-31 09:00 | 37.9309 | 61.5255
2028-12-31 10:00 | 38.469 | 64.5913
2028-12-31 11:00 | 38.7403 | 65.7732
2028-12-31 12:00 | 39.1598 | 70.3609
2028-12-31 13:00 | 39.568 | 70.1612
2028-12-31 14:00 | 38.6817 | 70.9707
2028-12-31 15:00 | 38.4867 | 75.1123
2028-12-31 16:00 | 40.6245 | 75.4992
2028-12-31 17:00 | 44.9408 | 78.4192
2028-12-31 18:00 | 48.3463 | 81.4634
2028-12-31 19:00 | 45.0438 | 78.7364
2028-12-31 20:00 | 40.9143 | 72.6833
2028-12-31 21:00 | 37.283 | 69.6488
2028-12-31 22:00 | 35.8789 | 69.2317
2028-12-31 23:00 | 34.8008 | 68.857
2029-01-01 | 34.0646 | 70.1409
2029-01-01 01:00 | 35.7859 | 61.7284
2029-01-01 02:00 | 35.5811 | 59.1135
2029-01-01 03:00 | 35.7282 | 58.3455
2029-01-01 04:00 | 35.5078 | 57.4174
2029-01-01 05:00 | 35.4918 | 58.8151
2029-01-01 06:00 | 36.3624 | 61.6179
2029-01-01 07:00 | 39.9418 | 60.5548
2029-01-01 08:00 | 41.2577 | 59.9952
2029-01-01 09:00 | 41.8099 | 64.3703
2029-01-01 10:00 | 41.9786 | 66.312
2029-01-01 11:00 | 41.9547 | 68.1928
2029-01-01 12:00 | 41.7371 | 67.8264
2029-01-01 13:00 | 42.1331 | 68.902
2029-01-01 14:00 | 42.5035 | 67.387
2029-01-01 15:00 | 43.0295 | 72.4191
2029-01-01 16:00 | 45.3717 | 74.0239
2029-01-01 17:00 | 49.0589 | 78.1488
2029-01-01 18:00 | 52.8632 | 81.4008
2029-01-01 19:00 | 49.7032 | 77.8289
2029-01-01 20:00 | 46.1747 | 73.6901
2029-01-01 21:00 | 42.6903 | 69.7978
2029-01-01 22:00 | 40.6203 | 68.0011
2029-01-01 23:00 | 38.1023 | 67.3426
2029-01-02 | 36.3639 | 65.735
2029-01-02 01:00 | 36.5529 | 64.2435
2029-01-02 02:00 | 36.7509 | 61.1581
2029-01-02 03:00 | 37.5008 | 60.3532
2029-01-02 04:00 | 37.8785 | 59.2943
2029-01-02 05:00 | 38.5319 | 60.3207
2029-01-02 06:00 | 40.9874 | 64.8019
2029-01-02 07:00 | 47.3923 | 68.9598
2029-01-02 08:00 | 51.2598 | 73.7404
2029-01-02 09:00 | 51.794 | 76.2912
2029-01-02 10:00 | 50.5808 | 74.8416
2029-01-02 11:00 | 49.485 | 72.8635
2029-01-02 12:00 | 47.9459 | 75.1609
2029-01-02 13:00 | 47.391 | 74.9617
2029-01-02 14:00 | 47.4708 | 72.097
2029-01-02 15:00 | 47.8727 | 76.4074
2029-01-02 16:00 | 50.0802 | 79.6151
2029-01-02 17:00 | 53.0925 | 83.8793
2029-01-02 18:00 | 55.9975 | 88.0586
2029-01-02 19:00 | 52.92 | 84.6913
2029-01-02 20:00 | 49.9255 | 79.9517
2029-01-02 21:00 | 46.8902 | 75.7826
2029-01-02 22:00 | 44.4423 | 73.206
2029-01-02 23:00 | 41.3334 | 69.3348
2029-01-03 | 38.4747 | 68.1067
2029-01-03 01:00 | 36.7095 | 61.5616
2029-01-03 02:00 | 36.9497 | 58.6956
2029-01-03 03:00 | 37.7285 | 58.145
2029-01-03 04:00 | 38.1465 | 57.1853
2029-01-03 05:00 | 38.7614 | 58.1538
2029-01-03 06:00 | 41.4513 | 63.5945
2029-01-03 07:00 | 47.967 | 67.8154
2029-01-03 08:00 | 51.6752 | 72.9104
2029-01-03 09:00 | 51.2044 | 76.9417
2029-01-03 10:00 | 48.9847 | 77.1954
2029-01-03 11:00 | 47.0757 | 76.4705
2029-01-03 12:00 | 46.9501 | 74.6096
2029-01-03 13:00 | 46.3099 | 74.781
2029-01-03 14:00 | 46.2389 | 72.2671
2029-01-03 15:00 | 46.4746 | 75.9925
2029-01-03 16:00 | 48.802 | 78.6999
2029-01-03 17:00 | 52.0527 | 83.0833
2029-01-03 18:00 | 56.5091 | 86.615
2029-01-03 19:00 | 53.3858 | 83.4653
2029-01-03 20:00 | 50.414 | 78.9261
2029-01-03 21:00 | 47.3748 | 74.8964
2029-01-03 22:00 | 44.8895 | 72.1941
2029-01-03 23:00 | 41.7487 | 68.1251
2029-01-04 | 39.5334 | 65.8133
2029-01-04 01:00 | 36.7912 | 60.955
2029-01-04 02:00 | 36.946 | 58.1049
2029-01-04 03:00 | 37.7175 | 57.6636
2029-01-04 04:00 | 38.0921 | 56.6264
2029-01-04 05:00 | 38.7494 | 57.8143
2029-01-04 06:00 | 41.507 | 62.8389
2029-01-04 07:00 | 47.8927 | 67.0316
2029-01-04 08:00 | 51.6683 | 71.7568
2029-01-04 09:00 | 52.0651 | 75.4007
2029-01-04 10:00 | 50.5553 | 75.3966
2029-01-04 11:00 | 49.2798 | 74.5731
2029-01-04 12:00 | 47.7607 | 72.9548
2029-01-04 13:00 | 47.3594 | 72.8087
2029-01-04 14:00 | 47.1505 | 70.0561
2029-01-04 15:00 | 47.51 | 74.1798
2029-01-04 16:00 | 49.577 | 77.2318
2029-01-04 17:00 | 52.2603 | 81.6824
2029-01-04 18:00 | 55.1894 | 85.7865
2029-01-04 19:00 | 52.0711 | 82.6987
2029-01-04 20:00 | 49.0598 | 78.4009
2029-01-04 21:00 | 46.0035 | 74.3252
2029-01-04 22:00 | 43.5547 | 71.7475
2029-01-04 23:00 | 40.542 | 68.0414
2029-01-05 | 38.189 | 65.4763
2029-01-05 01:00 | 36.674 | 61.3078
2029-01-05 02:00 | 36.8245 | 58.4243
2029-01-05 03:00 | 37.6016 | 57.7794
2029-01-05 04:00 | 38.0628 | 56.7099
2029-01-05 05:00 | 38.6535 | 57.5437
2029-01-05 06:00 | 41.2912 | 63.4819
2029-01-05 07:00 | 47.8169 | 67.0179
2029-01-05 08:00 | 51.8454 | 70.8885
2029-01-05 09:00 | 52.4197 | 73.5674
2029-01-05 10:00 | 51.1259 | 73.1117
2029-01-05 11:00 | 49.6873 | 72.6667
2029-01-05 12:00 | 47.3898 | 72.4084
2029-01-05 13:00 | 46.711 | 72.4362
2029-01-05 14:00 | 46.5305 | 69.6475
2029-01-05 15:00 | 46.3811 | 73.2887
2029-01-05 16:00 | 48.3264 | 75.9096
2029-01-05 17:00 | 51.139 | 79.1875
2029-01-05 18:00 | 55.1495 | 83.2992
2029-01-05 19:00 | 52.5977 | 80.579
2029-01-05 20:00 | 49.5983 | 76.5078
2029-01-05 21:00 | 46.7657 | 72.8001
2029-01-05 22:00 | 44.5145 | 70.5019
2029-01-05 23:00 | 41.4988 | 66.9243
2029-01-06 | 38.66 | 63.7111
2029-01-06 01:00 | 36.8983 | 59.4329
2029-01-06 02:00 | 36.9765 | 56.8305
2029-01-06 03:00 | 37.6427 | 56.4456
2029-01-06 04:00 | 37.9146 | 55.3081
2029-01-06 05:00 | 38.2813 | 55.8842
2029-01-06 06:00 | 39.8927 | 60.0604
2029-01-06 07:00 | 44.5391 | 61.3196
2029-01-06 08:00 | 46.8443 | 64.5212
2029-01-06 09:00 | 47.6964 | 70.3962
2029-01-06 10:00 | 47.0518 | 72.7726
2029-01-06 11:00 | 45.6111 | 72.7021
2029-01-06 12:00 | 47.4234 | 71.0485
2029-01-06 13:00 | 47.3046 | 71.4463
2029-01-06 14:00 | 47.0166 | 68.5374
2029-01-06 15:00 | 47.0717 | 72.114
2029-01-06 16:00 | 48.924 | 74.3581
2029-01-06 17:00 | 52.0608 | 78.074
2029-01-06 18:00 | 55.8373 | 81.5757
2029-01-06 19:00 | 52.7508 | 77.7874
2029-01-06 20:00 | 48.9264 | 72.5176
2029-01-06 21:00 | 45.0742 | 68.6838
2029-01-06 22:00 | 42.9673 | 67.6013
2029-01-06 23:00 | 40.5324 | 65.8659
2029-01-07 | 37.6435 | 63.6655
2029-01-07 01:00 | 35.5259 | 60.7394
2029-01-07 02:00 | 35.4809 | 58.3523
2029-01-07 03:00 | 35.9891 | 57.6226
2029-01-07 04:00 | 36.1693 | 56.4938
2029-01-07 05:00 | 36.2992 | 56.6442
2029-01-07 06:00 | 37.4148 | 59.128
2029-01-07 07:00 | 41.5342 | 59.317
2029-01-07 08:00 | 43.988 | 61.1346
2029-01-07 09:00 | 45.3729 | 65.2047
2029-01-07 10:00 | 45.021 | 66.7066
2029-01-07 11:00 | 44.296 | 66.7425
2029-01-07 12:00 | 42.8154 | 64.1158
2029-01-07 13:00 | 42.7964 | 64.6522
2029-01-07 14:00 | 42.4537 | 62.1808
2029-01-07 15:00 | 42.8414 | 67.5396
2029-01-07 16:00 | 45.2271 | 71.1888
2029-01-07 17:00 | 48.9864 | 76.2886
2029-01-07 18:00 | 52.8062 | 80.5981
2029-01-07 19:00 | 50.3208 | 76.6727
2029-01-07 20:00 | 46.9702 | 71.6052
2029-01-07 21:00 | 43.7323 | 67.8678
2029-01-07 22:00 | 41.5807 | 66.83
2029-01-07 23:00 | 39.216 | 64.8993
2029-01-08 | 36.9587 | 64.6191
2029-01-08 01:00 | 35.2731 | 59.0874
2029-01-08 02:00 | 35.5789 | 56.5191
2029-01-08 03:00 | 36.4308 | 55.6351
2029-01-08 04:00 | 36.9213 | 54.4386
2029-01-08 05:00 | 37.5859 | 55.6922
2029-01-08 06:00 | 39.9089 | 60.9008
2029-01-08 07:00 | 46.4434 | 64.3571
2029-01-08 08:00 | 50.3088 | 67.8699
2029-01-08 09:00 | 50.8412 | 69.945
2029-01-08 10:00 | 49.6162 | 68.6709
2029-01-08 11:00 | 48.3725 | 67.5774
2029-01-08 12:00 | 45.7138 | 65.6235
2029-01-08 13:00 | 45.0969 | 66.0224
2029-01-08 14:00 | 45.0561 | 62.7887
2029-01-08 15:00 | 45.4959 | 66.541
2029-01-08 16:00 | 47.8254 | 70.1195
2029-01-08 17:00 | 50.8136 | 75.0767
2029-01-08 18:00 | 53.9703 | 81.2396
2029-01-08 19:00 | 51.4117 | 77.9649
2029-01-08 20:00 | 48.5577 | 74.4275
2029-01-08 21:00 | 45.6538 | 71.0652
2029-01-08 22:00 | 43.3141 | 68.973
2029-01-08 23:00 | 40.3099 | 66.0542
2029-01-09 | 37.5367 | 61.6205
2029-01-09 01:00 | 35.6479 | 58.9834
2029-01-09 02:00 | 35.8501 | 55.8888
2029-01-09 03:00 | 36.6469 | 55.4993
2029-01-09 04:00 | 37.1637 | 54.4752
2029-01-09 05:00 | 37.8664 | 55.5392
2029-01-09 06:00 | 40.5549 | 60.9326
2029-01-09 07:00 | 47.0312 | 65.0537
2029-01-09 08:00 | 50.8545 | 70.2356
2029-01-09 09:00 | 51.0142 | 74.7034
2029-01-09 10:00 | 49.3855 | 75.1133
2029-01-09 11:00 | 47.8194 | 75.2362
2029-01-09 12:00 | 47.3406 | 70.71
2029-01-09 13:00 | 46.8279 | 70.1039
2029-01-09 14:00 | 46.6785 | 65.7827
2029-01-09 15:00 | 47.0798 | 70.1732
2029-01-09 16:00 | 49.2656 | 74.4678
2029-01-09 17:00 | 52.1884 | 80.4408
2029-01-09 18:00 | 55.7519 | 85.2361
2029-01-09 19:00 | 52.5373 | 83.2521
2029-01-09 20:00 | 49.457 | 79.9008
2029-01-09 21:00 | 46.3961 | 76.3379
2029-01-09 22:00 | 43.9567 | 73.7501
2029-01-09 23:00 | 40.9531 | 70.1916
2029-01-10 | 38.3793 | 66.803
2029-01-10 01:00 | 36.0777 | 62.347
2029-01-10 02:00 | 36.2417 | 59.3444
2029-01-10 03:00 | 37.028 | 58.9647
2029-01-10 04:00 | 37.4778 | 58.3058
2029-01-10 05:00 | 38.1421 | 59.987
2029-01-10 06:00 | 40.8364 | 65.095
2029-01-10 07:00 | 47.2255 | 69.5457
2029-01-10 08:00 | 50.7522 | 75.4224
2029-01-10 09:00 | 50.8191 | 77.7639
2029-01-10 10:00 | 48.9953 | 76.2462
2029-01-10 11:00 | 47.5897 | 73.4494
2029-01-10 12:00 | 46.3156 | 73.7707
2029-01-10 13:00 | 45.9664 | 72.9338
2029-01-10 14:00 | 45.7386 | 70.0074
2029-01-10 15:00 | 46.1799 | 73.3874
2029-01-10 16:00 | 48.3179 | 76.224
2029-01-10 17:00 | 51.1814 | 82.0513
2029-01-10 18:00 | 55.006 | 86.9159
2029-01-10 19:00 | 51.7494 | 85.2796
2029-01-10 20:00 | 48.5716 | 81.6028
2029-01-10 21:00 | 45.5551 | 78.1301
2029-01-10 22:00 | 43.0963 | 75.8152
2029-01-10 23:00 | 40.099 | 71.5086
2029-01-11 | 37.4102 | 68.2153
2029-01-11 01:00 | 35.3281 | 63.7189
2029-01-11 02:00 | 35.4456 | 60.9564
2029-01-11 03:00 | 36.2003 | 60.8548
2029-01-11 04:00 | 36.6529 | 59.7862
2029-01-11 05:00 | 37.2953 | 61.4449
2029-01-11 06:00 | 40.0493 | 66.2106
2029-01-11 07:00 | 46.4508 | 70.6314
2029-01-11 08:00 | 50.0883 | 76.6987
2029-01-11 09:00 | 50.5509 | 81.9637
2029-01-11 10:00 | 49.1459 | 82.2219
2029-01-11 11:00 | 47.8454 | 79.8801
2029-01-11 12:00 | 46.8859 | 80.1328
2029-01-11 13:00 | 46.6001 | 79.9286
2029-01-11 14:00 | 46.474 | 76.5912
2029-01-11 15:00 | 46.8265 | 81.4242
2029-01-11 16:00 | 48.8236 | 83.1288
2029-01-11 17:00 | 51.2325 | 86.6298
2029-01-11 18:00 | 54.6757 | 89.1809
2029-01-11 19:00 | 51.4899 | 86.475
2029-01-11 20:00 | 48.3032 | 82.227
2029-01-11 21:00 | 45.3079 | 78.3482
2029-01-11 22:00 | 42.9664 | 75.7099
2029-01-11 23:00 | 40.0169 | 72.2249
2029-01-12 | 37.4029 | 69.131
2029-01-12 01:00 | 35.4033 | 64.7485
2029-01-12 02:00 | 35.4983 | 61.8928
2029-01-12 03:00 | 36.2133 | 61.7143
2029-01-12 04:00 | 36.6729 | 60.6604
2029-01-12 05:00 | 37.2729 | 61.7741
2029-01-12 06:00 | 39.7494 | 66.4163
2029-01-12 07:00 | 46.0818 | 70.8386
2029-01-12 08:00 | 49.7167 | 76.9134
2029-01-12 09:00 | 50.2223 | 81.5909
2029-01-12 10:00 | 48.9613 | 81.7513
2029-01-12 11:00 | 47.6895 | 79.4133
2029-01-12 12:00 | 46.1826 | 76.945
2029-01-12 13:00 | 45.7962 | 76.5762
2029-01-12 14:00 | 45.499 | 73.5382
2029-01-12 15:00 | 45.5137 | 78.1212
2029-01-12 16:00 | 47.1318 | 79.9497
2029-01-12 17:00 | 49.4884 | 83.584
2029-01-12 18:00 | 53.0349 | 86.0965
2029-01-12 19:00 | 49.814 | 84.9821
2029-01-12 20:00 | 46.485 | 81.9305
2029-01-12 21:00 | 43.5241 | 78.6068
2029-01-12 22:00 | 41.2346 | 76.0091
2029-01-12 23:00 | 38.4043 | 72.5341
2029-01-13 | 36.0731 | 68.1732
2029-01-13 01:00 | 34.0711 | 66.5883
2029-01-13 02:00 | 34.0787 | 63.8477
2029-01-13 03:00 | 34.6854 | 63.5276
2029-01-13 04:00 | 34.9878 | 62.9063
2029-01-13 05:00 | 35.1063 | 64.0244
2029-01-13 06:00 | 36.395 | 67.8847
2029-01-13 07:00 | 41.0513 | 69.5078
2029-01-13 08:00 | 44.1341 | 70.7785
2029-01-13 09:00 | 45.7603 | 75.3902
2029-01-13 10:00 | 45.5155 | 76.375
2029-01-13 11:00 | 44.8447 | 73.7744
2029-01-13 12:00 | 43.5168 | 71.7153
2029-01-13 13:00 | 43.1384 | 71.3018
2029-01-13 14:00 | 42.5525 | 67.7289
2029-01-13 15:00 | 42.7771 | 70.6144
2029-01-13 16:00 | 44.9199 | 72.174
2029-01-13 17:00 | 48.0352 | 78.4665
2029-01-13 18:00 | 51.5915 | 86.7302
2029-01-13 19:00 | 48.1584 | 84.043
2029-01-13 20:00 | 44.353 | 78.3487
2029-01-13 21:00 | 41.0847 | 73.7593
2029-01-13 22:00 | 39.3035 | 72.1984
2029-01-13 23:00 | 37.2066 | 70.7787
2029-01-14 | 35.3389 | 70.1602
2029-01-14 01:00 | 33.4413 | 68.2759
2029-01-14 02:00 | 33.4562 | 66.2051
2029-01-14 03:00 | 34.0652 | 65.5918
2029-01-14 04:00 | 34.3218 | 64.7293
2029-01-14 05:00 | 34.377 | 65.1123
2029-01-14 06:00 | 35.5457 | 66.9708
2029-01-14 07:00 | 39.7699 | 67.5531
2029-01-14 08:00 | 42.4707 | 67.8617
2029-01-14 09:00 | 43.8921 | 71.9057
2029-01-14 10:00 | 43.5005 | 73.6982
2029-01-14 11:00 | 42.9554 | 72.4331
2029-01-14 12:00 | 42.268 | 69.9475
2029-01-14 13:00 | 42.3017 | 70.7085
2029-01-14 14:00 | 41.9766 | 67.1965
2029-01-14 15:00 | 42.5532 | 72.592
2029-01-14 16:00 | 45.1266 | 75.7071
2029-01-14 17:00 | 48.7597 | 80.1171
2029-01-14 18:00 | 52.6461 | 85.0448
2029-01-14 19:00 | 49.5423 | 81.3673
2029-01-14 20:00 | 46.0248 | 77.1784
2029-01-14 21:00 | 42.5121 | 73.8915
2029-01-14 22:00 | 40.4214 | 72.8659
2029-01-14 23:00 | 38.0687 | 71.5838
2029-01-15 | 36.6181 | 69.851
2029-01-15 01:00 | 34.907 | 65.9842
2029-01-15 02:00 | 35.1769 | 63.1564
2029-01-15 03:00 | 36.0261 | 63.0351
2029-01-15 04:00 | 36.583 | 62.0061
2029-01-15 05:00 | 37.2604 | 63.2024
2029-01-15 06:00 | 40.0903 | 67.2096
2029-01-15 07:00 | 46.6697 | 71.3591
2029-01-15 08:00 | 50.4819 | 77.1738
2029-01-15 09:00 | 51.0057 | 82.6849
2029-01-15 10:00 | 49.6912 | 82.9486
2029-01-15 11:00 | 48.4776 | 80.7012
2029-01-15 12:00 | 46.1989 | 76.5168
2029-01-15 13:00 | 45.8744 | 76.362
2029-01-15 14:00 | 45.5506 | 72.4173
2029-01-15 15:00 | 46.207 | 77.6016
2029-01-15 16:00 | 48.4766 | 80.5117
2029-01-15 17:00 | 51.2355 | 86.5612
2029-01-15 18:00 | 53.9527 | 91.2522
2029-01-15 19:00 | 51.3434 | 89.3298
2029-01-15 20:00 | 48.3311 | 85.5981
2029-01-15 21:00 | 45.4134 | 81.53
2029-01-15 22:00 | 43.0272 | 78.1013
2029-01-15 23:00 | 40.0918 | 74.6958
2029-01-16 | 37.4415 | 72.006
2029-01-16 01:00 | 35.6946 | 68.4292
2029-01-16 02:00 | 35.8712 | 65.1976
2029-01-16 03:00 | 36.6459 | 65.0832
2029-01-16 04:00 | 37.2045 | 64.3422
2029-01-16 05:00 | 37.8937 | 65.9948
2029-01-16 06:00 | 40.5239 | 70.6962
2029-01-16 07:00 | 47.0068 | 75.3665
2029-01-16 08:00 | 50.8427 | 81.805
2029-01-16 09:00 | 51.4759 | 84.2956
2029-01-16 10:00 | 50.1956 | 82.784
2029-01-16 11:00 | 48.9357 | 79.2921
2029-01-16 12:00 | 48.5287 | 76.3455
2029-01-16 13:00 | 48.2758 | 74.5951
2029-01-16 14:00 | 48.1274 | 71.495
2029-01-16 15:00 | 48.632 | 76.0335
2029-01-16 16:00 | 50.7593 | 79.2111
2029-01-16 17:00 | 53.3259 | 85.6819
2029-01-16 18:00 | 55.4935 | 91.745
2029-01-16 19:00 | 52.9739 | 91.1889
2029-01-16 20:00 | 50.0017 | 87.6641
2029-01-16 21:00 | 47.1888 | 83.7985
2029-01-16 22:00 | 44.9096 | 80.8583
2029-01-16 23:00 | 41.9223 | 76.7686
2029-01-17 | 38.5984 | 74.5776
2029-01-17 01:00 | 37.718 | 70.4564
2029-01-17 02:00 | 37.9954 | 67.5503
2029-01-17 03:00 | 38.8147 | 67.3121
2029-01-17 04:00 | 39.4144 | 66.2487
2029-01-17 05:00 | 40.0991 | 67.4666
2029-01-17 06:00 | 42.667 | 72.094
2029-01-17 07:00 | 49.1879 | 76.1764
2029-01-17 08:00 | 53.1229 | 82.0451
2029-01-17 09:00 | 52.8778 | 86.6187
2029-01-17 10:00 | 50.4869 | 86.7471
2029-01-17 11:00 | 48.2573 | 84.5501
2029-01-17 12:00 | 46.9316 | 82.3345
2029-01-17 13:00 | 46.2686 | 82.4223
2029-01-17 14:00 | 45.915 | 79.8783
2029-01-17 15:00 | 46.2852 | 85.1709
2029-01-17 16:00 | 48.697 | 86.5252
2029-01-17 17:00 | 51.8958 | 89.8302
2029-01-17 18:00 | 56.6499 | 94.0086
2029-01-17 19:00 | 54.4738 | 92.5612
2029-01-17 20:00 | 51.7217 | 89.301
2029-01-17 21:00 | 48.9208 | 85.9178
2029-01-17 22:00 | 46.5853 | 82.9439
2029-01-17 23:00 | 43.5102 | 79.2331
2029-01-18 | 40.5347 | 74.1219
2029-01-18 01:00 | 38.7047 | 72.8557
2029-01-18 02:00 | 38.8956 | 69.5796
2029-01-18 03:00 | 39.6707 | 69.1859
2029-01-18 04:00 | 40.1659 | 68.2309
2029-01-18 05:00 | 40.8675 | 69.4214
2029-01-18 06:00 | 43.4654 | 73.6266
2029-01-18 07:00 | 49.6483 | 77.4362
2029-01-18 08:00 | 53.2179 | 82.65
2029-01-18 09:00 | 52.7445 | 85.8473
2029-01-18 10:00 | 50.2179 | 84.4161
2029-01-18 11:00 | 47.8568 | 80.1305
2029-01-18 12:00 | 48.5725 | 78.3003
2029-01-18 13:00 | 48.1589 | 76.8696
2029-01-18 14:00 | 47.8938 | 73.1936
2029-01-18 15:00 | 48.522 | 77.7124
2029-01-18 16:00 | 50.6962 | 79.9864
2029-01-18 17:00 | 53.2461 | 85.6044
2029-01-18 18:00 | 56.8191 | 91.4053
2029-01-18 19:00 | 54.0348 | 90.7769
2029-01-18 20:00 | 50.7804 | 87.5573
2029-01-18 21:00 | 47.6719 | 83.7683
2029-01-18 22:00 | 45.242 | 80.4538
2029-01-18 23:00 | 42.1569 | 76.7461
2029-01-19 | 38.985 | 75.5285
2029-01-19 01:00 | 37.42 | 69.0616
2029-01-19 02:00 | 37.5185 | 66.0186
2029-01-19 03:00 | 38.1571 | 65.5532
2029-01-19 04:00 | 38.6246 | 64.5656
2029-01-19 05:00 | 39.1824 | 65.6802
2029-01-19 06:00 | 41.4559 | 71.0127
2029-01-19 07:00 | 47.5247 | 74.7264
2029-01-19 08:00 | 51.0631 | 79.5565
2029-01-19 09:00 | 51.5468 | 82.7
2029-01-19 10:00 | 50.1421 | 82.6573
2029-01-19 11:00 | 48.6842 | 80.7425
2029-01-19 12:00 | 47.2706 | 75.8619
2029-01-19 13:00 | 46.7086 | 75.6028
2029-01-19 14:00 | 46.7017 | 73.5296
2029-01-19 15:00 | 46.7823 | 78.3426
2029-01-19 16:00 | 48.5534 | 79.8027
2029-01-19 17:00 | 50.9267 | 82.5378
2029-01-19 18:00 | 54.8327 | 87.8827
2029-01-19 19:00 | 51.9049 | 86.2898
2029-01-19 20:00 | 48.4498 | 82.5387
2029-01-19 21:00 | 45.3518 | 78.8103
2029-01-19 22:00 | 43.0671 | 76.0422
2029-01-19 23:00 | 40.0513 | 72.8626
2029-01-20 | 37.6623 | 69.0097
2029-01-20 01:00 | 35.8295 | 66.0623
2029-01-20 02:00 | 35.8569 | 63.426
2029-01-20 03:00 | 36.371 | 63.0001
2029-01-20 04:00 | 36.6894 | 61.6893
2029-01-20 05:00 | 37.0068 | 62.6325
2029-01-20 06:00 | 38.6312 | 66.9228
2029-01-20 07:00 | 43.0893 | 67.84
2029-01-20 08:00 | 45.546 | 68.677
2029-01-20 09:00 | 46.8802 | 73.2456
2029-01-20 10:00 | 46.5545 | 75.4964
2029-01-20 11:00 | 45.7403 | 75.2341
2029-01-20 12:00 | 45.8625 | 74.9948
2029-01-20 13:00 | 45.6309 | 76.0047
2029-01-20 14:00 | 45.0565 | 72.3674
2029-01-20 15:00 | 45.1 | 75.2967
2029-01-20 16:00 | 46.814 | 76.0705
2029-01-20 17:00 | 49.8246 | 79.1073
2029-01-20 18:00 | 52.7531 | 83.0409
2029-01-20 19:00 | 49.8555 | 79.9349
2029-01-20 20:00 | 45.8562 | 74.6994
2029-01-20 21:00 | 42.4206 | 70.6361
2029-01-20 22:00 | 40.5831 | 69.1844
2029-01-20 23:00 | 38.3411 | 68.0985
2029-01-21 | 36.4175 | 67.1652
2029-01-21 01:00 | 34.4288 | 64.4215
2029-01-21 02:00 | 34.4529 | 61.9135
2029-01-21 03:00 | 34.9618 | 61.7514
2029-01-21 04:00 | 35.1902 | 60.8705
2029-01-21 05:00 | 35.3235 | 61.2232
2029-01-21 06:00 | 36.425 | 65.56
2029-01-21 07:00 | 40.599 | 66.4762
2029-01-21 08:00 | 43.2347 | 67.1618
2029-01-21 09:00 | 44.6993 | 72.7565
2029-01-21 10:00 | 44.3579 | 75.8928
2029-01-21 11:00 | 43.8339 | 75.8944
2029-01-21 12:00 | 43.4373 | 69.6444
2029-01-21 13:00 | 43.4648 | 69.9301
2029-01-21 14:00 | 43.1108 | 67.3892
2029-01-21 15:00 | 43.5568 | 71.3988
2029-01-21 16:00 | 45.8493 | 73.0196
2029-01-21 17:00 | 49.4116 | 78.1638
2029-01-21 18:00 | 53.1851 | 83.4603
2029-01-21 19:00 | 50.4281 | 82.4103
2029-01-21 20:00 | 46.7138 | 78.6415
2029-01-21 21:00 | 43.301 | 75.0926
2029-01-21 22:00 | 41.2517 | 73.3594
2029-01-21 23:00 | 38.8168 | 71.3855
2029-01-22 | 36.7467 | 69.5933
2029-01-22 01:00 | 35.7976 | 66.019
2029-01-22 02:00 | 36.1661 | 63.2895
2029-01-22 03:00 | 36.9688 | 63.4748
2029-01-22 04:00 | 37.5711 | 62.6296
2029-01-22 05:00 | 38.2719 | 64.4044
2029-01-22 06:00 | 40.9972 | 69.316
2029-01-22 07:00 | 47.5824 | 73.7683
2029-01-22 08:00 | 51.3969 | 79.7716
2029-01-22 09:00 | 51.0422 | 82.9086
2029-01-22 10:00 | 48.9606 | 81.1914
2029-01-22 11:00 | 46.8938 | 77.1491
2029-01-22 12:00 | 45.8857 | 72.415
2029-01-22 13:00 | 45.277 | 71.2006
2029-01-22 14:00 | 45.0015 | 67.6175
2029-01-22 15:00 | 45.5227 | 72.2618
2029-01-22 16:00 | 47.8922 | 75.2094
2029-01-22 17:00 | 50.934 | 83.018
2029-01-22 18:00 | 57.0153 | 89.8159
2029-01-22 19:00 | 54.2668 | 89.5328
2029-01-22 20:00 | 51.0472 | 86.0871
2029-01-22 21:00 | 47.909 | 82.4656
2029-01-22 22:00 | 45.4202 | 79.4187
2029-01-22 23:00 | 42.3008 | 75.4388
2029-01-23 | 39.5022 | 72.8065
2029-01-23 01:00 | 37.281 | 67.9472
2029-01-23 02:00 | 37.4926 | 64.9062
2029-01-23 03:00 | 38.2485 | 64.7596
2029-01-23 04:00 | 38.7684 | 63.7877
2029-01-23 05:00 | 39.5604 | 65.449
2029-01-23 06:00 | 42.185 | 70.7731
2029-01-23 07:00 | 48.3819 | 74.9105
2029-01-23 08:00 | 51.732 | 79.8413
2029-01-23 09:00 | 51.0939 | 80.807
2029-01-23 10:00 | 48.7526 | 77.6849
2029-01-23 11:00 | 46.705 | 73.6734
2029-01-23 12:00 | 46.3692 | 70.0328
2029-01-23 13:00 | 45.8889 | 68.3533
2029-01-23 14:00 | 45.7122 | 64.8632
2029-01-23 15:00 | 46.3296 | 69.8901
2029-01-23 16:00 | 48.4998 | 72.9045
2029-01-23 17:00 | 51.3938 | 79.8355
2029-01-23 18:00 | 55.5449 | 87.7555
2029-01-23 19:00 | 52.7268 | 87.4153
2029-01-23 20:00 | 49.5926 | 83.7797
2029-01-23 21:00 | 46.4774 | 80.3197
2029-01-23 22:00 | 44.0172 | 77.5584
2029-01-23 23:00 | 40.9863 | 73.8568
2029-01-24 | 38.3097 | 72.2817
2029-01-24 01:00 | 36.6356 | 67.0525
2029-01-24 02:00 | 36.7942 | 63.9953
2029-01-24 03:00 | 37.4343 | 63.6624
2029-01-24 04:00 | 37.9055 | 62.753
2029-01-24 05:00 | 38.5572 | 63.9967
2029-01-24 06:00 | 41.2203 | 68.7827
2029-01-24 07:00 | 47.5827 | 72.9088
2029-01-24 08:00 | 51.2875 | 77.9683
2029-01-24 09:00 | 51.8666 | 80.8478
2029-01-24 10:00 | 50.3856 | 79.4137
2029-01-24 11:00 | 49.0106 | 76.1473
2029-01-24 12:00 | 46.1193 | 76.0013
2029-01-24 13:00 | 45.5697 | 75.7299
2029-01-24 14:00 | 45.5969 | 72.9455
2029-01-24 15:00 | 46.0373 | 77.8306
2029-01-24 16:00 | 48.2052 | 79.2251
2029-01-24 17:00 | 51.1151 | 83.6763
2029-01-24 18:00 | 55.6238 | 87.5706
2029-01-24 19:00 | 53.0973 | 86.1387
2029-01-24 20:00 | 50.0222 | 81.9458
2029-01-24 21:00 | 47.0697 | 78.1822
2029-01-24 22:00 | 44.7317 | 75.0552
2029-01-24 23:00 | 41.6189 | 71.5223
2029-01-25 | 38.5428 | 69.7302
2029-01-25 01:00 | 37.0892 | 66.1543
2029-01-25 02:00 | 37.2978 | 62.9397
2029-01-25 03:00 | 37.9327 | 62.5334
2029-01-25 04:00 | 38.4152 | 61.68
2029-01-25 05:00 | 39.1138 | 63.073
2029-01-25 06:00 | 41.5083 | 68.4745
2029-01-25 07:00 | 47.6832 | 72.2041
2029-01-25 08:00 | 51.3671 | 76.3389
2029-01-25 09:00 | 51.7528 | 78.0907
2029-01-25 10:00 | 50.1825 | 76.3067
2029-01-25 11:00 | 48.7488 | 73.1556
2029-01-25 12:00 | 46.0924 | 69.5897
2029-01-25 13:00 | 45.418 | 68.1037
2029-01-25 14:00 | 45.4042 | 64.5689
2029-01-25 15:00 | 45.8938 | 68.5895
2029-01-25 16:00 | 48.0389 | 71.2316
2029-01-25 17:00 | 50.8448 | 77.4182
2029-01-25 18:00 | 54.4045 | 84.0331
2029-01-25 19:00 | 52.4554 | 83.747
2029-01-25 20:00 | 49.8397 | 80.7502
2029-01-25 21:00 | 47.0372 | 77.3766
2029-01-25 22:00 | 44.8259 | 74.5546
2029-01-25 23:00 | 41.8536 | 71.1218
2029-01-26 | 39.1798 | 68.7954
2029-01-26 01:00 | 36.975 | 64.0667
2029-01-26 02:00 | 37.0936 | 60.9416
2029-01-26 03:00 | 37.6854 | 60.6258
2029-01-26 04:00 | 38.137 | 59.7948
2029-01-26 05:00 | 38.8008 | 61.0454
2029-01-26 06:00 | 41.2946 | 65.7784
2029-01-26 07:00 | 47.5179 | 69.7252
2029-01-26 08:00 | 51.1675 | 73.8654
2029-01-26 09:00 | 51.6897 | 74.7027
2029-01-26 10:00 | 50.3009 | 71.9414
2029-01-26 11:00 | 48.828 | 68.6529
2029-01-26 12:00 | 46.5293 | 68.3032
2029-01-26 13:00 | 45.9546 | 67.171
2029-01-26 14:00 | 45.6692 | 63.9435
2029-01-26 15:00 | 45.6949 | 68.2454
2029-01-26 16:00 | 47.2554 | 70.3269
2029-01-26 17:00 | 49.7171 | 75.9203
2029-01-26 18:00 | 53.4746 | 80.8326
2029-01-26 19:00 | 50.782 | 80.7541
2029-01-26 20:00 | 47.5464 | 77.1845
2029-01-26 21:00 | 44.4929 | 73.8425
2029-01-26 22:00 | 42.1933 | 71.2369
2029-01-26 23:00 | 39.3001 | 67.7203
2029-01-27 | 37.1525 | 66.2838
2029-01-27 01:00 | 34.9489 | 62.8585
2029-01-27 02:00 | 34.9212 | 60.2163
2029-01-27 03:00 | 35.3227 | 60.0727
2029-01-27 04:00 | 35.5928 | 59.247
2029-01-27 05:00 | 35.8519 | 60.2272
2029-01-27 06:00 | 37.3721 | 64.2975
2029-01-27 07:00 | 41.9565 | 65.6351
2029-01-27 08:00 | 44.9016 | 67.1625
2029-01-27 09:00 | 46.6578 | 70.0226
2029-01-27 10:00 | 46.54 | 69.5763
2029-01-27 11:00 | 45.7298 | 66.6931
2029-01-27 12:00 | 44.5454 | 64.8987
2029-01-27 13:00 | 44.2477 | 63.9823
2029-01-27 14:00 | 43.5628 | 59.6282
2029-01-27 15:00 | 43.5787 | 62.916
2029-01-27 16:00 | 45.2578 | 64.9547
2029-01-27 17:00 | 48.111 | 71.3404
2029-01-27 18:00 | 50.6077 | 77.3766
2029-01-27 19:00 | 47.8301 | 76.0179
2029-01-27 20:00 | 44.1589 | 71.5846
2029-01-27 21:00 | 40.953 | 68.5737
2029-01-27 22:00 | 39.1783 | 67.4775
2029-01-27 23:00 | 37.117 | 65.8722
2029-01-28 | 35.4591 | 65.6988
2029-01-28 01:00 | 33.5693 | 61.2317
2029-01-28 02:00 | 33.5755 | 58.6439
2029-01-28 03:00 | 34.0019 | 58.2719
2029-01-28 04:00 | 34.1964 | 57.3445
2029-01-28 05:00 | 34.3173 | 58.1913
2029-01-28 06:00 | 35.4605 | 61.5063
2029-01-28 07:00 | 39.6906 | 61.8589
2029-01-28 08:00 | 42.5387 | 62.6512
2029-01-28 09:00 | 44.092 | 65.2481
2029-01-28 10:00 | 43.7714 | 65.3958
2029-01-28 11:00 | 43.3361 | 64.0348
2029-01-28 12:00 | 42.4332 | 65.5596
2029-01-28 13:00 | 42.3625 | 65.9192
2029-01-28 14:00 | 42.0052 | 63.379
2029-01-28 15:00 | 42.4879 | 68.3361
2029-01-28 16:00 | 44.7884 | 70.2297
2029-01-28 17:00 | 48.3345 | 75.3897
2029-01-28 18:00 | 51.8324 | 80.6713
2029-01-28 19:00 | 49.2202 | 78.6898
2029-01-28 20:00 | 45.6213 | 73.591
2029-01-28 21:00 | 42.4017 | 69.7646
2029-01-28 22:00 | 40.4467 | 68.4696
2029-01-28 23:00 | 38.074 | 66.8492
2029-01-29 | 35.9497 | 65.5394
2029-01-29 01:00 | 34.3733 | 60.7569
2029-01-29 02:00 | 34.6881 | 58.1771
2029-01-29 03:00 | 35.3804 | 58.0566
2029-01-29 04:00 | 35.9067 | 57.0143
2029-01-29 05:00 | 36.6752 | 58.5819
2029-01-29 06:00 | 39.5187 | 64.3267
2029-01-29 07:00 | 46.0305 | 68.3007
2029-01-29 08:00 | 49.5833 | 72.5472
2029-01-29 09:00 | 49.6469 | 75.1047
2029-01-29 10:00 | 48.1379 | 74.1056
2029-01-29 11:00 | 46.7593 | 72.5455
2029-01-29 12:00 | 44.9963 | 69.6136
2029-01-29 13:00 | 44.5727 | 69.5102
2029-01-29 14:00 | 44.4118 | 66.5331
2029-01-29 15:00 | 44.9603 | 71.2635
2029-01-29 16:00 | 47.0301 | 73.4974
2029-01-29 17:00 | 49.8092 | 78.8116
2029-01-29 18:00 | 53.9415 | 82.0315
2029-01-29 19:00 | 51.4668 | 81.0431
2029-01-29 20:00 | 48.4985 | 77.0146
2029-01-29 21:00 | 45.4626 | 73.4729
2029-01-29 22:00 | 43.0555 | 70.8779
2029-01-29 23:00 | 40.0805 | 67.4587
2029-01-30 | 37.6233 | 65.7697
2029-01-30 01:00 | 35.8994 | 62.0693
2029-01-30 02:00 | 36.1223 | 58.8723
2029-01-30 03:00 | 36.7775 | 58.4175
2029-01-30 04:00 | 37.3148 | 57.5186
2029-01-30 05:00 | 38.1255 | 59.0281
2029-01-30 06:00 | 40.8512 | 63.9907
2029-01-30 07:00 | 47.3547 | 67.8759
2029-01-30 08:00 | 51.183 | 71.2825
2029-01-30 09:00 | 51.7799 | 70.9826
2029-01-30 10:00 | 50.5078 | 67.2924
2029-01-30 11:00 | 49.2597 | 64.544
2029-01-30 12:00 | 47.8621 | 61.529
2029-01-30 13:00 | 47.4394 | 59.8537
2029-01-30 14:00 | 47.2429 | 55.7212
2029-01-30 15:00 | 47.7512 | 60.2565
2029-01-30 16:00 | 49.7662 | 63.8667
2029-01-30 17:00 | 52.5529 | 71.6359
2029-01-30 18:00 | 55.4954 | 79.876
2029-01-30 19:00 | 53.4113 | 79.9002
2029-01-30 20:00 | 50.5689 | 76.5646
2029-01-30 21:00 | 47.7251 | 73.5468
2029-01-30 22:00 | 45.427 | 71.1565
2029-01-30 23:00 | 42.4277 | 67.7717
2029-01-31 | 38.9854 | 66.3451
2029-01-31 01:00 | 37.7926 | 61.0578
2029-01-31 02:00 | 38.0686 | 57.9606
2029-01-31 03:00 | 38.7537 | 57.6029
2029-01-31 04:00 | 39.2726 | 56.8778
2029-01-31 05:00 | 40.0774 | 58.3626
2029-01-31 06:00 | 42.4864 | 63.4352
2029-01-31 07:00 | 49.0066 | 67.4829
2029-01-31 08:00 | 52.7183 | 71.2733
2029-01-31 09:00 | 52.5452 | 71.6726
2029-01-31 10:00 | 50.3034 | 68.5802
2029-01-31 11:00 | 48.1779 | 65.7374
2029-01-31 12:00 | 48.4319 | 62.1082
2029-01-31 13:00 | 48.0859 | 60.698
2029-01-31 14:00 | 47.7734 | 56.9308
2029-01-31 15:00 | 48.1418 | 60.8011
2029-01-31 16:00 | 50.1187 | 63.7185
2029-01-31 17:00 | 52.8092 | 71.691
2029-01-31 18:00 | 55.493 | 81.3685
2029-01-31 19:00 | 53.4527 | 80.7026
2029-01-31 20:00 | 50.6439 | 76.788
2029-01-31 21:00 | 47.712 | 73.5121
2029-01-31 22:00 | 45.3428 | 70.9696
2029-01-31 23:00 | 42.2745 | 67.2745
2029-02-01 | 39.5939 | 65.2485
2029-02-01 01:00 | 36.9493 | 59.6474
2029-02-01 02:00 | 37.0241 | 57.2954
2029-02-01 03:00 | 37.6488 | 56.9989
2029-02-01 04:00 | 38.2092 | 55.8066
2029-02-01 05:00 | 38.9332 | 57.3846
2029-02-01 06:00 | 41.5172 | 62.6819
2029-02-01 07:00 | 47.8785 | 66.4541
2029-02-01 08:00 | 51.2253 | 70.7011
2029-02-01 09:00 | 51.2724 | 73.3154
2029-02-01 10:00 | 49.2148 | 72.1321
2029-02-01 11:00 | 47.6867 | 71.1755
2029-02-01 12:00 | 46.1495 | 64.5746
2029-02-01 13:00 | 45.7253 | 63.8976
2029-02-01 14:00 | 45.3354 | 59.9381
2029-02-01 15:00 | 45.8302 | 63.8843
2029-02-01 16:00 | 48.086 | 67.6057
2029-02-01 17:00 | 50.5695 | 73.9567
2029-02-01 18:00 | 53.6615 | 81.5657
2029-02-01 19:00 | 51.3982 | 79.7391
2029-02-01 20:00 | 48.3314 | 75.4296
2029-02-01 21:00 | 45.193 | 71.3599
2029-02-01 22:00 | 42.7876 | 68.9218
2029-02-01 23:00 | 39.8734 | 66.0435
2029-02-02 | 37.54 | 64.1175
2029-02-02 01:00 | 35.4547 | 58.6122
2029-02-02 02:00 | 35.4778 | 56.3468
2029-02-02 03:00 | 36.0201 | 55.9581
2029-02-02 04:00 | 36.5845 | 54.6489
2029-02-02 05:00 | 37.256 | 55.8072
2029-02-02 06:00 | 39.739 | 61.1015
2029-02-02 07:00 | 46.2601 | 64.799
2029-02-02 08:00 | 49.8015 | 68.8154
2029-02-02 09:00 | 50.2623 | 70.9185
2029-02-02 10:00 | 48.7362 | 69.342
2029-02-02 11:00 | 47.2602 | 68.427
2029-02-02 12:00 | 46.1514 | 65.8071
2029-02-02 13:00 | 45.6499 | 65.8773
2029-02-02 14:00 | 45.2922 | 62.481
2029-02-02 15:00 | 45.1976 | 66.6262
2029-02-02 16:00 | 46.9338 | 69.3067
2029-02-02 17:00 | 49.1683 | 73.6105
2029-02-02 18:00 | 52.0567 | 77.6919
2029-02-02 19:00 | 49.6743 | 76.1469
2029-02-02 20:00 | 46.4399 | 71.717
2029-02-02 21:00 | 43.3472 | 67.8845
2029-02-02 22:00 | 41.0751 | 65.6635
2029-02-02 23:00 | 38.2691 | 62.9551
2029-02-03 | 36.0113 | 61.223
2029-02-03 01:00 | 34.4382 | 57.3982
2029-02-03 02:00 | 34.4491 | 55.2847
2029-02-03 03:00 | 34.9353 | 54.9836
2029-02-03 04:00 | 35.3527 | 53.476
2029-02-03 05:00 | 35.668 | 54.13
2029-02-03 06:00 | 37.0324 | 57.7167
2029-02-03 07:00 | 41.7193 | 58.4995
2029-02-03 08:00 | 44.1475 | 61.2733
2029-02-03 09:00 | 45.2429 | 65.136
2029-02-03 10:00 | 44.5758 | 65.5538
2029-02-03 11:00 | 44.0813 | 65.4238
2029-02-03 12:00 | 42.5903 | 62.8324
2029-02-03 13:00 | 42.1305 | 63.2278
2029-02-03 14:00 | 41.3962 | 59.4425
2029-02-03 15:00 | 41.4585 | 63.4648
2029-02-03 16:00 | 43.6284 | 66.4296
2029-02-03 17:00 | 46.8656 | 70.9832
2029-02-03 18:00 | 51.0727 | 75.278
2029-02-03 19:00 | 48.7522 | 72.9995
2029-02-03 20:00 | 45.033 | 68.5531
2029-02-03 21:00 | 41.6063 | 65.3026
2029-02-03 22:00 | 39.8207 | 64.452
2029-02-03 23:00 | 37.669 | 63.4537
2029-02-04 | 35.692 | 60.9775
2029-02-04 01:00 | 33.5397 | 58.3776
2029-02-04 02:00 | 33.5103 | 56.1608
2029-02-04 03:00 | 33.9577 | 55.5977
2029-02-04 04:00 | 34.2817 | 54.3277
2029-02-04 05:00 | 34.4269 | 54.7087
2029-02-04 06:00 | 35.4562 | 57.3488
2029-02-04 07:00 | 40.0378 | 57.6828
2029-02-04 08:00 | 42.8701 | 60.1593
2029-02-04 09:00 | 44.1691 | 65.2547
2029-02-04 10:00 | 43.3744 | 67.0592
2029-02-04 11:00 | 42.6516 | 67.5369
2029-02-04 12:00 | 41.7836 | 64.4705
2029-02-04 13:00 | 41.5819 | 65.269
2029-02-04 14:00 | 40.9956 | 63.3229
2029-02-04 15:00 | 41.4272 | 68.4573
2029-02-04 16:00 | 44.0739 | 70.9711
2029-02-04 17:00 | 47.7659 | 75.6464
2029-02-04 18:00 | 50.6991 | 79.3849
2029-02-04 19:00 | 48.7305 | 77.6422
2029-02-04 20:00 | 45.4642 | 72.6227
2029-02-04 21:00 | 42.1422 | 68.4434
2029-02-04 22:00 | 40.119 | 67.204
2029-02-04 23:00 | 37.8632 | 65.7651
2029-02-05 | 35.8636 | 64.0348
2029-02-05 01:00 | 34.0394 | 60.807
2029-02-05 02:00 | 34.2675 | 58.7421
2029-02-05 03:00 | 34.9677 | 58.5873
2029-02-05 04:00 | 35.6289 | 57.3754
2029-02-05 05:00 | 36.4439 | 59.0216
2029-02-05 06:00 | 39.3508 | 64.2665
2029-02-05 07:00 | 46.244 | 68.3638
2029-02-05 08:00 | 49.9523 | 73.7451
2029-02-05 09:00 | 50.3426 | 77.7721
2029-02-05 10:00 | 48.802 | 77.3626
2029-02-05 11:00 | 47.5174 | 75.9075
2029-02-05 12:00 | 46.0687 | 70.8314
2029-02-05 13:00 | 45.8156 | 70.532
2029-02-05 14:00 | 45.3503 | 66.6451
2029-02-05 15:00 | 45.9217 | 70.1123
2029-02-05 16:00 | 48.2222 | 73.0984
2029-02-05 17:00 | 50.7659 | 78.864
2029-02-05 18:00 | 53.7953 | 82.0158
2029-02-05 19:00 | 51.4758 | 82.1726
2029-02-05 20:00 | 48.3109 | 79.386
2029-02-05 21:00 | 45.1021 | 76.2457
2029-02-05 22:00 | 42.5938 | 73.9919
2029-02-05 23:00 | 39.6575 | 70.6601
2029-02-06 | 36.9585 | 66.7486
2029-02-06 01:00 | 34.6683 | 63.6044
2029-02-06 02:00 | 34.7679 | 60.9855
2029-02-06 03:00 | 35.3435 | 60.4732
2029-02-06 04:00 | 35.8989 | 59.3078
2029-02-06 05:00 | 36.736 | 60.8087
2029-02-06 06:00 | 39.2341 | 65.3062
2029-02-06 07:00 | 45.8235 | 69.1624
2029-02-06 08:00 | 49.0763 | 73.3056
2029-02-06 09:00 | 49.1367 | 74.1585
2029-02-06 10:00 | 47.4195 | 70.7927
2029-02-06 11:00 | 46.1297 | 68.0229
2029-02-06 12:00 | 45.0811 | 66.5122
2029-02-06 13:00 | 44.7655 | 65.6719
2029-02-06 14:00 | 44.3988 | 61.5196
2029-02-06 15:00 | 44.8223 | 65.9998
2029-02-06 16:00 | 46.8304 | 69.6693
2029-02-06 17:00 | 49.3754 | 75.9285
2029-02-06 18:00 | 52.8432 | 84.416
2029-02-06 19:00 | 50.3556 | 83.3305
2029-02-06 20:00 | 47.1876 | 79.3839
2029-02-06 21:00 | 44.0719 | 75.6974
2029-02-06 22:00 | 41.6545 | 73.2725
2029-02-06 23:00 | 38.8162 | 70.3473
2029-02-07 | 35.8897 | 67.6814
2029-02-07 01:00 | 35.659 | 64.3922
2029-02-07 02:00 | 35.9138 | 61.7792
2029-02-07 03:00 | 36.5197 | 61.0041
2029-02-07 04:00 | 37.1781 | 59.8622
2029-02-07 05:00 | 37.9448 | 60.9217
2029-02-07 06:00 | 40.099 | 64.6043
2029-02-07 07:00 | 46.8983 | 68.2509
2029-02-07 08:00 | 50.653 | 72.0903
2029-02-07 09:00 | 50.689 | 74.1153
2029-02-07 10:00 | 48.7136 | 72.5278
2029-02-07 11:00 | 47.1547 | 71.505
2029-02-07 12:00 | 46.2031 | 68.4699
2029-02-07 13:00 | 45.6947 | 68.5837
2029-02-07 14:00 | 45.4027 | 65.2221
2029-02-07 15:00 | 45.7942 | 69.2859
2029-02-07 16:00 | 48.2228 | 72.1044
2029-02-07 17:00 | 51.1652 | 76.922
2029-02-07 18:00 | 54.1158 | 80.2246
2029-02-07 19:00 | 52.7033 | 80.6581
2029-02-07 20:00 | 50.1683 | 78.2309
2029-02-07 21:00 | 47.3819 | 75.4144
2029-02-07 22:00 | 45.0984 | 73.0779
2029-02-07 23:00 | 42.1351 | 69.8418
2029-02-08 | 39.5719 | 66.4171
2029-02-08 01:00 | 37.8903 | 62.6402
2029-02-08 02:00 | 38.1295 | 59.9924
2029-02-08 03:00 | 38.7945 | 59.7807
2029-02-08 04:00 | 39.459 | 58.8072
2029-02-08 05:00 | 40.3451 | 60.2754
2029-02-08 06:00 | 43.0455 | 64.887
2029-02-08 07:00 | 49.6336 | 68.9157
2029-02-08 08:00 | 53.1918 | 73.0962
2029-02-08 09:00 | 52.3785 | 74.5702
2029-02-08 10:00 | 49.4379 | 71.6602
2029-02-08 11:00 | 47.043 | 68.3773
2029-02-08 12:00 | 45.6285 | 66.7697
2029-02-08 13:00 | 44.9182 | 65.574
2029-02-08 14:00 | 44.1766 | 61.31
2029-02-08 15:00 | 44.6114 | 65.3545
2029-02-08 16:00 | 47.0094 | 68.8115
2029-02-08 17:00 | 50.007 | 76.0279
2029-02-08 18:00 | 53.8269 | 84.359
2029-02-08 19:00 | 52.7935 | 83.7431
2029-02-08 20:00 | 50.4286 | 79.9063
2029-02-08 21:00 | 47.5709 | 75.918
2029-02-08 22:00 | 45.2226 | 73.0936
2029-02-08 23:00 | 42.3302 | 69.9218
2029-02-09 | 39.7236 | 67.5798
2029-02-09 01:00 | 37.7278 | 65.1399
2029-02-09 02:00 | 37.8126 | 62.5408
2029-02-09 03:00 | 38.4102 | 61.5822
2029-02-09 04:00 | 39.0009 | 60.3715
2029-02-09 05:00 | 39.8192 | 61.3602
2029-02-09 06:00 | 42.3875 | 65.4736
2029-02-09 07:00 | 48.9149 | 68.8914
2029-02-09 08:00 | 52.3301 | 72.3028
2029-02-09 09:00 | 52.0705 | 73.7981
2029-02-09 10:00 | 49.7268 | 72.5479
2029-02-09 11:00 | 47.5108 | 71.6594
2029-02-09 12:00 | 46.956 | 66.6005
2029-02-09 13:00 | 46.4452 | 66.5047
2029-02-09 14:00 | 45.8904 | 63.8445
2029-02-09 15:00 | 45.8801 | 67.9002
2029-02-09 16:00 | 47.6812 | 70.0397
2029-02-09 17:00 | 50.0022 | 73.6909
2029-02-09 18:00 | 52.5906 | 78.1603
2029-02-09 19:00 | 50.8907 | 77.6627
2029-02-09 20:00 | 47.7737 | 73.7955
2029-02-09 21:00 | 44.68 | 70.3142
2029-02-09 22:00 | 42.3567 | 68.2652
2029-02-09 23:00 | 39.4703 | 65.3663
2029-02-10 | 36.8694 | 64.1686
2029-02-10 01:00 | 35.5921 | 61.6483
2029-02-10 02:00 | 35.5651 | 59.1731
2029-02-10 03:00 | 35.8899 | 58.1908
2029-02-10 04:00 | 36.3304 | 56.4822
2029-02-10 05:00 | 36.8566 | 57.2273
2029-02-10 06:00 | 38.2327 | 59.4832
2029-02-10 07:00 | 42.8333 | 59.5075
2029-02-10 08:00 | 45.1813 | 61.203
2029-02-10 09:00 | 46.5339 | 64.2073
2029-02-10 10:00 | 46.068 | 64.7296
2029-02-10 11:00 | 45.1548 | 65.2484
2029-02-10 12:00 | 44.0816 | 59.7656
2029-02-10 13:00 | 43.7863 | 59.8742
2029-02-10 14:00 | 42.7685 | 55.483
2029-02-10 15:00 | 42.7244 | 58.5426
2029-02-10 16:00 | 44.5052 | 61.4643
2029-02-10 17:00 | 47.4373 | 66.892
2029-02-10 18:00 | 49.9808 | 73.8667
2029-02-10 19:00 | 48.1231 | 71.8422
2029-02-10 20:00 | 44.5177 | 66.768
2029-02-10 21:00 | 41.1456 | 63.1098
2029-02-10 22:00 | 39.2816 | 62.3456
2029-02-10 23:00 | 37.2745 | 61.4735
2029-02-11 | 35.534 | 61.5527
2029-02-11 01:00 | 33.9227 | 56.4388
2029-02-11 02:00 | 33.9221 | 54.294
2029-02-11 03:00 | 34.2606 | 54.1295
2029-02-11 04:00 | 34.597 | 52.8657
2029-02-11 05:00 | 34.9056 | 53.0763
2029-02-11 06:00 | 36.1696 | 57.3436
2029-02-11 07:00 | 40.6301 | 57.2819
2029-02-11 08:00 | 43.0628 | 57.301
2029-02-11 09:00 | 44.3561 | 59.006
2029-02-11 10:00 | 43.6578 | 58.7346
2029-02-11 11:00 | 43.1903 | 59.8709
2029-02-11 12:00 | 42.6898 | 56.982
2029-02-11 13:00 | 42.6349 | 57.5418
2029-02-11 14:00 | 42.0129 | 55.2964
2029-02-11 15:00 | 42.2934 | 60.6712
2029-02-11 16:00 | 44.5903 | 63.9897
2029-02-11 17:00 | 48.0724 | 69.8135
2029-02-11 18:00 | 51.1638 | 74.9456
2029-02-11 19:00 | 49.2986 | 74.5893
2029-02-11 20:00 | 45.6949 | 70.7001
2029-02-11 21:00 | 42.2415 | 67.2856
2029-02-11 22:00 | 40.1726 | 65.9118
2029-02-11 23:00 | 37.8011 | 64.069
2029-02-12 | 36.0029 | 62.4985
2029-02-12 01:00 | 34.8473 | 58.2819
2029-02-12 02:00 | 35.1895 | 56.2049
2029-02-12 03:00 | 35.8168 | 56.2689
2029-02-12 04:00 | 36.5253 | 55.2499
2029-02-12 05:00 | 37.4086 | 57.07
2029-02-12 06:00 | 40.1572 | 62.6534
2029-02-12 07:00 | 47.1105 | 66.7049
2029-02-12 08:00 | 51.0461 | 70.5808
2029-02-12 09:00 | 51.3896 | 72.3566
2029-02-12 10:00 | 49.6998 | 70.4461
2029-02-12 11:00 | 48.1485 | 69.3514
2029-02-12 12:00 | 45.4384 | 66.7409
2029-02-12 13:00 | 44.8382 | 66.7403
2029-02-12 14:00 | 44.4078 | 63.2277
2029-02-12 15:00 | 44.8998 | 67.5419
2029-02-12 16:00 | 47.3042 | 70.8104
2029-02-12 17:00 | 50.2051 | 76.8731
2029-02-12 18:00 | 53.2138 | 80.8698
2029-02-12 19:00 | 51.8563 | 81.1996
2029-02-12 20:00 | 49.2807 | 77.9258
2029-02-12 21:00 | 46.21 | 74.5787
2029-02-12 22:00 | 43.7761 | 72.2642
2029-02-12 23:00 | 40.8383 | 68.8655
2029-02-13 | 38.7402 | 65.0188
2029-02-13 01:00 | 36.3955 | 63.1399
2029-02-13 02:00 | 36.5652 | 60.513
2029-02-13 03:00 | 37.1007 | 60.4347
2029-02-13 04:00 | 37.7065 | 59.4135
2029-02-13 05:00 | 38.6222 | 60.964
2029-02-13 06:00 | 41.3588 | 66.5367
2029-02-13 07:00 | 48.0273 | 70.3003
2029-02-13 08:00 | 51.5251 | 73.5028
2029-02-13 09:00 | 51.587 | 73.0172
2029-02-13 10:00 | 49.5863 | 68.5449
2029-02-13 11:00 | 47.9391 | 65.7416
2029-02-13 12:00 | 46.582 | 68.1956
2029-02-13 13:00 | 46.1802 | 66.8666
2029-02-13 14:00 | 45.7061 | 62.4111
2029-02-13 15:00 | 46.2251 | 66.9461
2029-02-13 16:00 | 48.3219 | 70.4096
2029-02-13 17:00 | 50.975 | 77.5149
2029-02-13 18:00 | 54.1266 | 84.4663
2029-02-13 19:00 | 52.158 | 85.1087
2029-02-13 20:00 | 49.1598 | 81.6101
2029-02-13 21:00 | 45.9389 | 78.131
2029-02-13 22:00 | 43.4196 | 75.5482
2029-02-13 23:00 | 40.461 | 72.0256
2029-02-14 | 37.7839 | 69.7356
2029-02-14 01:00 | 36.9316 | 64.611
2029-02-14 02:00 | 37.1775 | 62.1497
2029-02-14 03:00 | 37.713 | 61.9094
2029-02-14 04:00 | 38.3682 | 60.9289
2029-02-14 05:00 | 39.2081 | 62.3293
2029-02-14 06:00 | 41.9217 | 68.3627
2029-02-14 07:00 | 48.6744 | 71.9972
2029-02-14 08:00 | 52.3419 | 75.0025
2029-02-14 09:00 | 52.0481 | 74.6346
2029-02-14 10:00 | 49.6017 | 70.966
2029-02-14 11:00 | 47.462 | 68.3329
2029-02-14 12:00 | 46.9073 | 74.3045
2029-02-14 13:00 | 46.2401 | 73.9213
2029-02-14 14:00 | 45.9558 | 70.925
2029-02-14 15:00 | 46.2795 | 74.7026
2029-02-14 16:00 | 48.6618 | 76.302
2029-02-14 17:00 | 51.6259 | 80.6249
2029-02-14 18:00 | 54.8868 | 83.0679
2029-02-14 19:00 | 53.7861 | 84.0477
2029-02-14 20:00 | 51.19 | 81.128
2029-02-14 21:00 | 48.2471 | 78.0497
2029-02-14 22:00 | 45.8954 | 75.6069
2029-02-14 23:00 | 42.8043 | 71.876
2029-02-15 | 39.9658 | 68.2348
2029-02-15 01:00 | 38.1525 | 64.6771
2029-02-15 02:00 | 38.3686 | 62.0754
2029-02-15 03:00 | 38.8625 | 61.8842
2029-02-15 04:00 | 39.4612 | 60.8719
2029-02-15 05:00 | 40.3565 | 62.2981
2029-02-15 06:00 | 42.9373 | 66.679
2029-02-15 07:00 | 49.2887 | 70.5708
2029-02-15 08:00 | 52.7849 | 73.6093
2029-02-15 09:00 | 52.826 | 74.3681
2029-02-15 10:00 | 50.6439 | 71.2066
2029-02-15 11:00 | 48.9936 | 68.3997
2029-02-15 12:00 | 45.6345 | 73.7947
2029-02-15 13:00 | 44.7336 | 73.4637
2029-02-15 14:00 | 44.3832 | 70.0252
2029-02-15 15:00 | 44.9681 | 74.7055
2029-02-15 16:00 | 47.354 | 76.5461
2029-02-15 17:00 | 50.3854 | 80.6602
2029-02-15 18:00 | 53.2385 | 85.1833
2029-02-15 19:00 | 52.5775 | 84.9492
2029-02-15 20:00 | 50.2993 | 81.3559
2029-02-15 21:00 | 47.3997 | 77.5922
2029-02-15 22:00 | 45.0831 | 74.7838
2029-02-15 23:00 | 42.1044 | 71.7126
2029-02-16 | 39.2776 | 68.023
2029-02-16 01:00 | 37.3414 | 64.5062
2029-02-16 02:00 | 37.4728 | 61.9017
2029-02-16 03:00 | 37.9184 | 61.3598
2029-02-16 04:00 | 38.4665 | 60.2651
2029-02-16 05:00 | 39.3317 | 61.142
2029-02-16 06:00 | 41.6759 | 65.6349
2029-02-16 07:00 | 48.1209 | 69.6632
2029-02-16 08:00 | 51.4642 | 73.3915
2029-02-16 09:00 | 51.3522 | 75.7092
2029-02-16 10:00 | 49.2399 | 74.9198
2029-02-16 11:00 | 47.1958 | 73.6165
2029-02-16 12:00 | 46.6937 | 71.8754
2029-02-16 13:00 | 46.0269 | 71.5443
2029-02-16 14:00 | 45.7222 | 68.8352
2029-02-16 15:00 | 45.7357 | 72.7492
2029-02-16 16:00 | 47.4226 | 73.934
2029-02-16 17:00 | 49.7676 | 77.1137
2029-02-16 18:00 | 52.8193 | 79.7282
2029-02-16 19:00 | 51.0182 | 79.6095
2029-02-16 20:00 | 47.7994 | 75.2923
2029-02-16 21:00 | 44.5544 | 71.3445
2029-02-16 22:00 | 42.1884 | 68.7942
2029-02-16 23:00 | 39.2491 | 65.6803
2029-02-17 | 36.5509 | 64.9453
2029-02-17 01:00 | 35.0083 | 60.4475
2029-02-17 02:00 | 35.0457 | 58.2525
2029-02-17 03:00 | 35.3183 | 58.09
2029-02-17 04:00 | 35.736 | 56.8432
2029-02-17 05:00 | 36.2856 | 57.574
2029-02-17 06:00 | 37.7991 | 61.9063
2029-02-17 07:00 | 42.552 | 62.9383
2029-02-17 08:00 | 45.003 | 63.756
2029-02-17 09:00 | 46.3772 | 66.6134
2029-02-17 10:00 | 45.8751 | 66.9333
2029-02-17 11:00 | 45.093 | 66.5688
2029-02-17 12:00 | 43.8353 | 67.1527
2029-02-17 13:00 | 43.348 | 67.4121
2029-02-17 14:00 | 42.4902 | 63.72
2029-02-17 15:00 | 42.4695 | 67.1455
2029-02-17 16:00 | 44.2843 | 68.6684
2029-02-17 17:00 | 47.3658 | 72.6542
2029-02-17 18:00 | 49.5787 | 75.5988
2029-02-17 19:00 | 48.3824 | 74.8585
2029-02-17 20:00 | 45.0087 | 70.488
2029-02-17 21:00 | 41.7971 | 67.1421
2029-02-17 22:00 | 40.0677 | 66.0823
2029-02-17 23:00 | 37.973 | 64.7506
2029-02-18 | 35.4874 | 63.0178
2029-02-18 01:00 | 34.5698 | 59.8727
2029-02-18 02:00 | 34.7371 | 57.5349
2029-02-18 03:00 | 35.1269 | 57.3052
2029-02-18 04:00 | 35.5317 | 56.4988
2029-02-18 05:00 | 36.0827 | 57.168
2029-02-18 06:00 | 37.5572 | 60.9375
2029-02-18 07:00 | 41.8194 | 61.8048
2029-02-18 08:00 | 43.6727 | 62.5031
2029-02-18 09:00 | 44.3766 | 65.3418
2029-02-18 10:00 | 43.5431 | 65.2924
2029-02-18 11:00 | 42.7088 | 63.6046
2029-02-18 12:00 | 42.0824 | 61.4078
2029-02-18 13:00 | 41.998 | 61.1214
2029-02-18 14:00 | 41.6713 | 58.7399
2029-02-18 15:00 | 42.1356 | 63.0314
2029-02-18 16:00 | 44.5784 | 65.046
2029-02-18 17:00 | 48.4519 | 71.8151
2029-02-18 18:00 | 52.1651 | 76.4773
2029-02-18 19:00 | 51.542 | 77.6703
2029-02-18 20:00 | 48.6653 | 73.6567
2029-02-18 21:00 | 44.8546 | 69.9752
2029-02-18 22:00 | 42.7819 | 68.574
2029-02-18 23:00 | 40.2635 | 66.5896
2029-02-19 | 38.2023 | 65.3028
2029-02-19 01:00 | 35.8187 | 62.2743
2029-02-19 02:00 | 36.1745 | 60.4764
2029-02-19 03:00 | 36.5536 | 60.7124
2029-02-19 04:00 | 37.0813 | 59.9815
2029-02-19 05:00 | 37.7058 | 60.332
2029-02-19 06:00 | 39.4005 | 64.9372
2029-02-19 07:00 | 43.5184 | 65.5617
2029-02-19 08:00 | 44.4308 | 65.6027
2029-02-19 09:00 | 44.0834 | 68.1925
2029-02-19 10:00 | 42.8388 | 67.5697
2029-02-19 11:00 | 41.9868 | 68.1933
2029-02-19 12:00 | 43.1821 | 72.2041
2029-02-19 13:00 | 43.1932 | 73.0427
2029-02-19 14:00 | 42.4219 | 70.2034
2029-02-19 15:00 | 42.6553 | 75.1018
2029-02-19 16:00 | 44.7496 | 74.1037
2029-02-19 17:00 | 48.3 | 79.4082
2029-02-19 18:00 | 51.4846 | 77.9265
2029-02-19 19:00 | 49.9844 | 78.2292
2029-02-19 20:00 | 46.9838 | 73.4128
2029-02-19 21:00 | 43.4915 | 69.9314
2029-02-19 22:00 | 41.4272 | 68.9708
2029-02-19 23:00 | 39.0963 | 65.9853
2029-02-20 | 37.4553 | 64.6178
2029-02-20 01:00 | 37.1298 | 63.3882
2029-02-20 02:00 | 37.3509 | 60.8291
2029-02-20 03:00 | 37.8087 | 60.8183
2029-02-20 04:00 | 38.4294 | 59.8564
2029-02-20 05:00 | 39.4012 | 61.3978
2029-02-20 06:00 | 42.0628 | 66.8647
2029-02-20 07:00 | 48.3495 | 71.2754
2029-02-20 08:00 | 51.3532 | 74.6582
2029-02-20 09:00 | 51.0206 | 75.0514
2029-02-20 10:00 | 48.8576 | 71.7442
2029-02-20 11:00 | 47.3371 | 69.0168
2029-02-20 12:00 | 45.9839 | 75.9539
2029-02-20 13:00 | 45.2611 | 75.3137
2029-02-20 14:00 | 45.2412 | 72.0247
2029-02-20 15:00 | 45.8081 | 76.707
2029-02-20 16:00 | 48.1294 | 78.2747
2029-02-20 17:00 | 51.0192 | 82.116
2029-02-20 18:00 | 53.7404 | 83.8366
2029-02-20 19:00 | 52.7564 | 84.3299
2029-02-20 20:00 | 50.1591 | 80.1749
2029-02-20 21:00 | 47.0418 | 76.3271
2029-02-20 22:00 | 44.6216 | 73.5898
2029-02-20 23:00 | 41.5009 | 70.2111
2029-02-21 | 38.7022 | 68.3917
2029-02-21 01:00 | 37.1167 | 63.8474
2029-02-21 02:00 | 37.376 | 61.2824
2029-02-21 03:00 | 37.8064 | 61.2017
2029-02-21 04:00 | 38.4073 | 60.3552
2029-02-21 05:00 | 39.3967 | 61.5753
2029-02-21 06:00 | 41.9385 | 67.8975
2029-02-21 07:00 | 48.1751 | 72.1111
2029-02-21 08:00 | 51.0071 | 75.526
2029-02-21 09:00 | 50.2403 | 76.3045
2029-02-21 10:00 | 47.5782 | 73.3786
2029-02-21 11:00 | 45.7925 | 70.0514
2029-02-21 12:00 | 45.6249 | 71.0328
2029-02-21 13:00 | 44.8535 | 69.9819
2029-02-21 14:00 | 44.8042 | 66.4456
2029-02-21 15:00 | 45.2722 | 69.9543
2029-02-21 16:00 | 47.5185 | 71.7995
2029-02-21 17:00 | 50.4644 | 77.6234
2029-02-21 18:00 | 54.5292 | 81.9492
2029-02-21 19:00 | 53.2971 | 83.7566
2029-02-21 20:00 | 50.6207 | 80.989
2029-02-21 21:00 | 47.4352 | 77.8314
2029-02-21 22:00 | 44.9564 | 75.0834
2029-02-21 23:00 | 41.7913 | 71.2353
2029-02-22 | 38.405 | 67.8888
2029-02-22 01:00 | 36.4131 | 64.3791
2029-02-22 02:00 | 36.6045 | 61.7069
2029-02-22 03:00 | 36.9411 | 61.6609
2029-02-22 04:00 | 37.4203 | 60.875
2029-02-22 05:00 | 38.4081 | 62.36
2029-02-22 06:00 | 40.7977 | 67.4027
2029-02-22 07:00 | 47.0565 | 71.5081
2029-02-22 08:00 | 50.0045 | 73.7926
2029-02-22 09:00 | 49.8943 | 72.7725
2029-02-22 10:00 | 47.8926 | 68.5809
2029-02-22 11:00 | 46.4427 | 65.1997
2029-02-22 12:00 | 43.613 | 68.5569
2029-02-22 13:00 | 42.7485 | 67.2162
2029-02-22 14:00 | 42.6424 | 63.7796
2029-02-22 15:00 | 43.0849 | 68.0372
2029-02-22 16:00 | 45.041 | 70.3613
2029-02-22 17:00 | 47.8049 | 76.639
2029-02-22 18:00 | 52.8407 | 83.8936
2029-02-22 19:00 | 51.4635 | 84.7182
2029-02-22 20:00 | 48.6239 | 81.0645
2029-02-22 21:00 | 45.4897 | 77.1769
2029-02-22 22:00 | 43.1112 | 74.3173
2029-02-22 23:00 | 40.1349 | 70.8041
2029-02-23 | 36.3084 | 68.2211
2029-02-23 01:00 | 35.3632 | 64.3762
2029-02-23 02:00 | 35.5879 | 61.8147
2029-02-23 03:00 | 35.9293 | 61.372
2029-02-23 04:00 | 36.5233 | 60.3456
2029-02-23 05:00 | 37.4605 | 61.2544
2029-02-23 06:00 | 39.8613 | 66.2282
2029-02-23 07:00 | 46.4465 | 70.0091
2029-02-23 08:00 | 49.8401 | 71.8976
2029-02-23 09:00 | 49.9669 | 71.7866
2029-02-23 10:00 | 48.2936 | 69.3154
2029-02-23 11:00 | 46.7289 | 68.0004
2029-02-23 12:00 | 43.4736 | 63.8431
2029-02-23 13:00 | 42.5301 | 63.2738
2029-02-23 14:00 | 42.4181 | 60.5511
2029-02-23 15:00 | 42.2951 | 65.2259
2029-02-23 16:00 | 44.0517 | 67.1945
2029-02-23 17:00 | 46.7756 | 72.0697
2029-02-23 18:00 | 51.0905 | 76.8538
2029-02-23 19:00 | 50.0674 | 78.5108
2029-02-23 20:00 | 47.4862 | 75.2581
2029-02-23 21:00 | 44.4628 | 72.0353
2029-02-23 22:00 | 42.2 | 69.6275
2029-02-23 23:00 | 39.2994 | 66.4595
2029-02-24 | 37.2596 | 64.604
2029-02-24 01:00 | 35.12 | 62.5764
2029-02-24 02:00 | 35.2431 | 60.1191
2029-02-24 03:00 | 35.5317 | 59.6947
2029-02-24 04:00 | 35.9134 | 58.4688
2029-02-24 05:00 | 36.4866 | 59.0882
2029-02-24 06:00 | 38.1637 | 62.8854
2029-02-24 07:00 | 43.0898 | 63.5923
2029-02-24 08:00 | 45.3867 | 62.902
2029-02-24 09:00 | 46.4637 | 64.5942
2029-02-24 10:00 | 45.643 | 64.6367
2029-02-24 11:00 | 44.7309 | 65.1185
2029-02-24 12:00 | 42.5863 | 68.2659
2029-02-24 13:00 | 41.9499 | 68.5287
2029-02-24 14:00 | 41.6756 | 65.1344
2029-02-24 15:00 | 41.7173 | 68.2363
2029-02-24 16:00 | 43.6557 | 69.0744
2029-02-24 17:00 | 46.8716 | 72.7098
2029-02-24 18:00 | 49.8984 | 76.6198
2029-02-24 19:00 | 48.9411 | 76.2323
2029-02-24 20:00 | 45.9709 | 71.4366
2029-02-24 21:00 | 42.3494 | 67.6758
2029-02-24 22:00 | 40.4622 | 66.4726
2029-02-24 23:00 | 38.2145 | 65.0827
2029-02-25 | 36.1152 | 63.9849
2029-02-25 01:00 | 34.5413 | 61.5123
2029-02-25 02:00 | 34.645 | 59.2685
2029-02-25 03:00 | 34.887 | 59.0755
2029-02-25 04:00 | 35.258 | 58.3001
2029-02-25 05:00 | 35.8473 | 58.5249
2029-02-25 06:00 | 37.1512 | 62.1538
2029-02-25 07:00 | 41.6152 | 63.1939
2029-02-25 08:00 | 43.8243 | 63.074
2029-02-25 09:00 | 44.6375 | 66.4589
2029-02-25 10:00 | 43.6107 | 67.6706
2029-02-25 11:00 | 42.0906 | 67.3056
2029-02-25 12:00 | 43.107 | 67.8011
2029-02-25 13:00 | 43.1043 | 68.3151
2029-02-25 14:00 | 42.6365 | 66.5158
2029-02-25 15:00 | 43.1291 | 71.5268
2029-02-25 16:00 | 45.3929 | 72.6544
2029-02-25 17:00 | 48.8103 | 76.5592
2029-02-25 18:00 | 52.0017 | 80.358
2029-02-25 19:00 | 50.7981 | 80.5572
2029-02-25 20:00 | 47.7522 | 76.3082
2029-02-25 21:00 | 43.8704 | 72.5384
2029-02-25 22:00 | 41.5738 | 71.0521
2029-02-25 23:00 | 39.1875 | 69.1299
2029-02-26 | 36.846 | 66.333
2029-02-26 01:00 | 36.082 | 62.4629
2029-02-26 02:00 | 36.4613 | 60.1859
2029-02-26 03:00 | 36.9277 | 60.2808
2029-02-26 04:00 | 37.5756 | 59.4966
2029-02-26 05:00 | 38.6258 | 61.1438
2029-02-26 06:00 | 41.4431 | 67.2241
2029-02-26 07:00 | 48.1824 | 71.1617
2029-02-26 08:00 | 51.6791 | 72.8663
2029-02-26 09:00 | 51.9783 | 71.0872
2029-02-26 10:00 | 50.2027 | 66.2344
2029-02-26 11:00 | 48.7757 | 62.7976
2029-02-26 12:00 | 47.68 | 63.3365
2029-02-26 13:00 | 47.1755 | 62.2117
2029-02-26 14:00 | 46.8829 | 58.6021
2029-02-26 15:00 | 47.5322 | 62.934
2029-02-26 16:00 | 49.675 | 65.9884
2029-02-26 17:00 | 52.2389 | 74.0519
2029-02-26 18:00 | 54.3279 | 79.3513
2029-02-26 19:00 | 52.9095 | 82.167
2029-02-26 20:00 | 49.9674 | 79.7028
2029-02-26 21:00 | 46.5299 | 76.6898
2029-02-26 22:00 | 43.895 | 74.114
2029-02-26 23:00 | 40.7731 | 70.2732
2029-02-27 | 38.1104 | 67.7407
2029-02-27 01:00 | 36.0683 | 63.9176
2029-02-27 02:00 | 36.3126 | 61.3175
2029-02-27 03:00 | 36.6838 | 61.1685
2029-02-27 04:00 | 37.298 | 60.2132
2029-02-27 05:00 | 38.3519 | 61.4729
2029-02-27 06:00 | 41.2844 | 67.2618
2029-02-27 07:00 | 47.877 | 71.9773
2029-02-27 08:00 | 51.2267 | 75.7435
2029-02-27 09:00 | 51.5014 | 78.1255
2029-02-27 10:00 | 49.7206 | 77.2273
2029-02-27 11:00 | 48.3043 | 75.3713
2029-02-27 12:00 | 45.1626 | 72.9062
2029-02-27 13:00 | 44.4254 | 71.6854
2029-02-27 14:00 | 44.4124 | 68.2285
2029-02-27 15:00 | 44.8484 | 72.2532
2029-02-27 16:00 | 46.961 | 73.991
2029-02-27 17:00 | 49.7778 | 78.5754
2029-02-27 18:00 | 52.4719 | 81.424
2029-02-27 19:00 | 51.4413 | 82.8312
2029-02-27 20:00 | 49.0893 | 79.5286
2029-02-27 21:00 | 45.8757 | 76.0024
2029-02-27 22:00 | 43.3732 | 73.5347
2029-02-27 23:00 | 40.2667 | 69.8352
2029-02-28 | 38.3127 | 68.0841
2029-02-28 01:00 | 36.4664 | 63.7298
2029-02-28 02:00 | 36.7428 | 61.007
2029-02-28 03:00 | 37.0993 | 60.7327
2029-02-28 04:00 | 37.6572 | 60.0853
2029-02-28 05:00 | 38.672 | 61.2856
2029-02-28 06:00 | 41.409 | 66.0689
2029-02-28 07:00 | 47.8153 | 70.2041
2029-02-28 08:00 | 50.8796 | 71.8824
2029-02-28 09:00 | 50.7642 | 69.8585
2029-02-28 10:00 | 48.6035 | 65.0425
2029-02-28 11:00 | 47.2413 | 61.5676
2029-02-28 12:00 | 44.8533 | 63.6887
2029-02-28 13:00 | 44.0626 | 62.0422
2029-02-28 14:00 | 43.8803 | 58.2689
2029-02-28 15:00 | 44.2088 | 61.6455
2029-02-28 16:00 | 46.2596 | 64.2325
2029-02-28 17:00 | 49.1979 | 72.0353
2029-02-28 18:00 | 52.3125 | 80.7168
2029-02-28 19:00 | 51.3185 | 82.2884
2029-02-28 20:00 | 48.9656 | 79.4652
2029-02-28 21:00 | 45.8794 | 76.1599
2029-02-28 22:00 | 43.4211 | 73.5265
2029-02-28 23:00 | 40.4147 | 69.7081
2029-03-01 | 38.0973 | 66.6518
2029-03-01 01:00 | 36.2335 | 62.4599
2029-03-01 02:00 | 36.5329 | 59.5139
2029-03-01 03:00 | 36.9344 | 58.764
2029-03-01 04:00 | 37.3852 | 58.0898
2029-03-01 05:00 | 38.4973 | 59.7692
2029-03-01 06:00 | 41.1317 | 64.51
2029-03-01 07:00 | 47.4811 | 67.8606
2029-03-01 08:00 | 50.687 | 70.4494
2029-03-01 09:00 | 50.1203 | 72.2525
2029-03-01 10:00 | 47.834 | 71.3213
2029-03-01 11:00 | 45.8494 | 70.0714
2029-03-01 12:00 | 45.2723 | 69.418
2029-03-01 13:00 | 44.5494 | 68.2348
2029-03-01 14:00 | 44.3233 | 65.5161
2029-03-01 15:00 | 44.7307 | 69.2565
2029-03-01 16:00 | 46.6617 | 70.9547
2029-03-01 17:00 | 49.0072 | 73.3744
2029-03-01 18:00 | 51.756 | 74.8807
2029-03-01 19:00 | 50.8611 | 76.4956
2029-03-01 20:00 | 48.7148 | 74.1023
2029-03-01 21:00 | 45.7573 | 70.8953
2029-03-01 22:00 | 43.4621 | 68.1904
2029-03-01 23:00 | 40.443 | 65.0328
2029-03-02 | 37.55 | 63.8414
2029-03-02 01:00 | 36.2865 | 59.1252
2029-03-02 02:00 | 36.5254 | 56.3753
2029-03-02 03:00 | 36.8756 | 55.7572
2029-03-02 04:00 | 37.3127 | 54.9452
2029-03-02 05:00 | 38.3306 | 56.2022
2029-03-02 06:00 | 40.8112 | 60.9322
2029-03-02 07:00 | 47.3037 | 64.0808
2029-03-02 08:00 | 50.8919 | 65.6776
2029-03-02 09:00 | 51.3152 | 65.7126
2029-03-02 10:00 | 49.8262 | 63.2898
2029-03-02 11:00 | 48.2722 | 62.459
2029-03-02 12:00 | 47.0064 | 64.8257
2029-03-02 13:00 | 46.3699 | 63.6095
2029-03-02 14:00 | 45.8629 | 60.6097
2029-03-02 15:00 | 45.8091 | 64.2467
2029-03-02 16:00 | 47.2219 | 65.8883
2029-03-02 17:00 | 49.2226 | 68.8726
2029-03-02 18:00 | 51.3887 | 71.8094
2029-03-02 19:00 | 50.0733 | 73.6686
2029-03-02 20:00 | 47.4665 | 71.6792
2029-03-02 21:00 | 44.4102 | 68.9146
2029-03-02 22:00 | 42.1083 | 66.4677
2029-03-02 23:00 | 39.2014 | 63.5993
2029-03-03 | 36.6788 | 60.3075
2029-03-03 01:00 | 35.1918 | 59.0481
2029-03-03 02:00 | 35.3329 | 56.1732
2029-03-03 03:00 | 35.5476 | 55.7915
2029-03-03 04:00 | 35.7879 | 55.1339
2029-03-03 05:00 | 36.4483 | 56.1534
2029-03-03 06:00 | 37.7794 | 60.6474
2029-03-03 07:00 | 42.4739 | 60.8335
2029-03-03 08:00 | 45.1065 | 59.8179
2029-03-03 09:00 | 46.6401 | 60.1973
2029-03-03 10:00 | 46.422 | 58.1999
2029-03-03 11:00 | 45.5249 | 57.0805
2029-03-03 12:00 | 44.4941 | 61.5979
2029-03-03 13:00 | 44.0397 | 60.04
2029-03-03 14:00 | 43.2765 | 57.3944
2029-03-03 15:00 | 43.2891 | 60.1136
2029-03-03 16:00 | 44.8969 | 61.4009
2029-03-03 17:00 | 47.5424 | 66.8465
2029-03-03 18:00 | 49.2208 | 72.4069
2029-03-03 19:00 | 47.8903 | 74.6787
2029-03-03 20:00 | 44.9401 | 71.4107
2029-03-03 21:00 | 41.5274 | 67.9587
2029-03-03 22:00 | 39.6682 | 66.3561
2029-03-03 23:00 | 37.541 | 64.665
2029-03-04 | 35.4676 | 63.7251
2029-03-04 01:00 | 34.1472 | 60.859
2029-03-04 02:00 | 34.3116 | 58.8075
2029-03-04 03:00 | 34.5661 | 58.6871
2029-03-04 04:00 | 34.7321 | 58.5996
2029-03-04 05:00 | 35.3144 | 59.5099
2029-03-04 06:00 | 36.3932 | 62.7974
2029-03-04 07:00 | 40.2869 | 62.7899
2029-03-04 08:00 | 41.9033 | 60.4278
2029-03-04 09:00 | 41.5057 | 58.9995
2029-03-04 10:00 | 39.8682 | 55.4224
2029-03-04 11:00 | 38.5962 | 52.2398
2029-03-04 12:00 | 37.465 | 58.7631
2029-03-04 13:00 | 36.9 | 57.1472
2029-03-04 14:00 | 36.4017 | 54.4318
2029-03-04 15:00 | 36.6801 | 59.593
2029-03-04 16:00 | 39.0076 | 62.7788
2029-03-04 17:00 | 42.7837 | 69.3436
2029-03-04 18:00 | 48.1573 | 76.5131
2029-03-04 19:00 | 47.4729 | 77.9341
2029-03-04 20:00 | 45.0918 | 75.0137
2029-03-04 21:00 | 41.8663 | 71.9971
2029-03-04 22:00 | 39.8176 | 70.7292
2029-03-04 23:00 | 37.4152 | 69.0223
2029-03-05 | 35.4468 | 66.6536
2029-03-05 01:00 | 34.1693 | 60.9885
2029-03-05 02:00 | 34.5894 | 58.7894
2029-03-05 03:00 | 35.0878 | 58.8117
2029-03-05 04:00 | 35.5467 | 57.9112
2029-03-05 05:00 | 36.647 | 59.7261
2029-03-05 06:00 | 39.4368 | 65.6006
2029-03-05 07:00 | 45.5505 | 69.4935
2029-03-05 08:00 | 48.2601 | 73.459
2029-03-05 09:00 | 47.5994 | 75.9678
2029-03-05 10:00 | 45.7036 | 74.056
2029-03-05 11:00 | 44.6938 | 70.0782
2029-03-05 12:00 | 43.0965 | 71.5223
2029-03-05 13:00 | 42.3601 | 70.2766
2029-03-05 14:00 | 42.0859 | 66.8667
2029-03-05 15:00 | 42.5841 | 70.721
2029-03-05 16:00 | 44.6789 | 72.3075
2029-03-05 17:00 | 47.2983 | 76.5836
2029-03-05 18:00 | 50.015 | 79.8222
2029-03-05 19:00 | 49.2602 | 80.6513
2029-03-05 20:00 | 47.3485 | 77.7062
2029-03-05 21:00 | 44.4387 | 74.1066
2029-03-05 22:00 | 42.0426 | 71.159
2029-03-05 23:00 | 39.0531 | 67.8827
2029-03-06 | 36.6015 | 65.8985
2029-03-06 01:00 | 34.8475 | 60.9376
2029-03-06 02:00 | 35.1764 | 58.2089
2029-03-06 03:00 | 35.6571 | 57.9064
2029-03-06 04:00 | 36.0946 | 57.0946
2029-03-06 05:00 | 37.2638 | 58.6119
2029-03-06 06:00 | 40.0811 | 63.7818
2029-03-06 07:00 | 46.1944 | 67.6547
2029-03-06 08:00 | 48.962 | 70.7452
2029-03-06 09:00 | 48.0118 | 71.6415
2029-03-06 10:00 | 45.7686 | 69.756
2029-03-06 11:00 | 44.2651 | 67.9174
2029-03-06 12:00 | 44.3664 | 66.3769
2029-03-06 13:00 | 43.5972 | 64.7144
2029-03-06 14:00 | 43.2562 | 61.7376
2029-03-06 15:00 | 43.5555 | 66.2091
2029-03-06 16:00 | 45.4663 | 68.9531
2029-03-06 17:00 | 48.094 | 73.4091
2029-03-06 18:00 | 51.7339 | 75.5555
2029-03-06 19:00 | 50.2661 | 77.6753
2029-03-06 20:00 | 47.9836 | 75.7947
2029-03-06 21:00 | 44.9457 | 72.6664
2029-03-06 22:00 | 42.5128 | 69.9477
2029-03-06 23:00 | 39.5867 | 66.7392
2029-03-07 | 36.8133 | 64.9699
2029-03-07 01:00 | 35.6199 | 59.9088
2029-03-07 02:00 | 35.9888 | 57.1526
2029-03-07 03:00 | 36.4984 | 56.8296
2029-03-07 04:00 | 36.8922 | 56.2689
2029-03-07 05:00 | 38.0438 | 57.7533
2029-03-07 06:00 | 40.5796 | 62.4796
2029-03-07 07:00 | 47.0627 | 65.6771
2029-03-07 08:00 | 50.3571 | 67.0448
2029-03-07 09:00 | 49.6693 | 65.9227
2029-03-07 10:00 | 47.2473 | 62.806
2029-03-07 11:00 | 45.1886 | 61.9543
2029-03-07 12:00 | 44.9581 | 60.8045
2029-03-07 13:00 | 44.2644 | 59.6001
2029-03-07 14:00 | 43.8255 | 56.8004
2029-03-07 15:00 | 44.0705 | 61.4364
2029-03-07 16:00 | 45.9536 | 64.7003
2029-03-07 17:00 | 48.5516 | 70.7113
2029-03-07 18:00 | 50.4734 | 74.6756
2029-03-07 19:00 | 49.5461 | 76.9098
2029-03-07 20:00 | 47.6206 | 75.0944
2029-03-07 21:00 | 44.822 | 72.0819
2029-03-07 22:00 | 42.4667 | 69.2159
2029-03-07 23:00 | 39.559 | 65.7921
2029-03-08 | 36.7461 | 63.8104
2029-03-08 01:00 | 35.3319 | 59.8479
2029-03-08 02:00 | 35.649 | 57.1165
2029-03-08 03:00 | 36.1216 | 57.0308
2029-03-08 04:00 | 36.4902 | 56.4614
2029-03-08 05:00 | 37.6106 | 58.2565
2029-03-08 06:00 | 40.4256 | 63.3854
2029-03-08 07:00 | 46.56 | 66.7876
2029-03-08 08:00 | 49.7466 | 68.7757
2029-03-08 09:00 | 49.5717 | 68.3893
2029-03-08 10:00 | 47.7754 | 65.6669
2029-03-08 11:00 | 46.5204 | 63.81
2029-03-08 12:00 | 44.7867 | 65.2674
2029-03-08 13:00 | 44.0354 | 63.2619
2029-03-08 14:00 | 43.8011 | 59.8964
2029-03-08 15:00 | 44.2509 | 63.7592
2029-03-08 16:00 | 46.2291 | 66.7143
2029-03-08 17:00 | 48.6753 | 72.1813
2029-03-08 18:00 | 50.2478 | 75.9612
2029-03-08 19:00 | 49.5269 | 78.173
2029-03-08 20:00 | 47.7512 | 76.5947
2029-03-08 21:00 | 44.9946 | 73.4423
2029-03-08 22:00 | 42.6985 | 70.751
2029-03-08 23:00 | 39.7906 | 67.3479
2029-03-09 | 36.9463 | 64.8187
2029-03-09 01:00 | 35.6102 | 61.119
2029-03-09 02:00 | 35.9236 | 58.3487
2029-03-09 03:00 | 36.4356 | 58.0043
2029-03-09 04:00 | 36.8355 | 57.4431
2029-03-09 05:00 | 37.9653 | 59.0164
2029-03-09 06:00 | 40.6163 | 63.7295
2029-03-09 07:00 | 46.942 | 66.7854
2029-03-09 08:00 | 50.3803 | 68.0331
2029-03-09 09:00 | 50.0909 | 65.1853
2029-03-09 10:00 | 48.1406 | 60.1398
2029-03-09 11:00 | 46.2816 | 56.6965
2029-03-09 12:00 | 44.7771 | 67.1977
2029-03-09 13:00 | 43.863 | 65.4005
2029-03-09 14:00 | 43.4161 | 62.4037
2029-03-09 15:00 | 43.3503 | 65.9127
2029-03-09 16:00 | 44.9768 | 67.6358
2029-03-09 17:00 | 47.4014 | 71.6035
2029-03-09 18:00 | 51.4844 | 74.8178
2029-03-09 19:00 | 49.9609 | 76.3678
2029-03-09 20:00 | 47.5105 | 74.1007
2029-03-09 21:00 | 44.4585 | 70.8207
2029-03-09 22:00 | 42.0403 | 68.4101
2029-03-09 23:00 | 39.114 | 65.0948
2029-03-10 | 36.0754 | 63.0637
2029-03-10 01:00 | 34.613 | 60.1943
2029-03-10 02:00 | 34.7617 | 57.7359
2029-03-10 03:00 | 35.0213 | 57.3448
2029-03-10 04:00 | 35.144 | 56.7012
2029-03-10 05:00 | 35.7232 | 57.9736
2029-03-10 06:00 | 36.9159 | 61.542
2029-03-10 07:00 | 41.5629 | 62.3719
2029-03-10 08:00 | 44.3279 | 63.4236
2029-03-10 09:00 | 45.5912 | 65.6776
2029-03-10 10:00 | 45.0303 | 65.3287
2029-03-10 11:00 | 44.092 | 61.8602
2029-03-10 12:00 | 41.7197 | 59.4107
2029-03-10 13:00 | 40.9545 | 57.4319
2029-03-10 14:00 | 40.2771 | 52.9542
2029-03-10 15:00 | 40.2499 | 55.1929
2029-03-10 16:00 | 42.0268 | 57.8947
2029-03-10 17:00 | 44.8983 | 64.0094
2029-03-10 18:00 | 48.0916 | 70.1122
2029-03-10 19:00 | 46.3813 | 70.8639
2029-03-10 20:00 | 43.5618 | 68.239
2029-03-10 21:00 | 40.3443 | 65.3168
2029-03-10 22:00 | 38.3659 | 64.4469
2029-03-10 23:00 | 36.2403 | 63.1695
2029-03-11 | 34.2316 | 61.9893
2029-03-11 01:00 | 32.1367 | 56.0083
2029-03-11 02:00 | 32.6486 | 54.7425
2029-03-11 03:00 | 33.1271 | 54.8777
2029-03-11 04:00 | 33.6842 | 54.4642
2029-03-11 05:00 | 35.0586 | 56.8243
2029-03-11 06:00 | 37.6906 | 62.6757
2029-03-11 07:00 | 41.8759 | 64.1942
2029-03-11 08:00 | 42.2879 | 61.1791
2029-03-11 09:00 | 41.6749 | 61.9287
2029-03-11 10:00 | 40.9476 | 60.3746
2029-03-11 11:00 | 40.2063 | 59.0673
2029-03-11 12:00 | 39.3417 | 63.2695
2029-03-11 13:00 | 39.1352 | 62.9114
2029-03-11 14:00 | 38.2275 | 60.475
2029-03-11 15:00 | 38.7632 | 64.388
2029-03-11 16:00 | 41.3844 | 66.2909
2029-03-11 17:00 | 44.6189 | 69.2588
2029-03-11 18:00 | 46.579 | 71.4903
2029-03-11 19:00 | 45.6776 | 71.9357
2029-03-11 20:00 | 43.0395 | 68.371
2029-03-11 21:00 | 39.4804 | 63.1704
2029-03-11 22:00 | 36.8925 | 60.4125
2029-03-11 23:00 | 34.4672 | 58.8517
2029-03-12 | 33.4198 | 58.7037
2029-03-12 01:00 | 32.5685 | 54.4362
2029-03-12 02:00 | 33.3533 | 53.3046
2029-03-12 03:00 | 34.1348 | 53.8094
2029-03-12 04:00 | 34.9812 | 53.336
2029-03-12 05:00 | 37.0244 | 56.5712
2029-03-12 06:00 | 41.4226 | 64.6609
2029-03-12 07:00 | 48.1438 | 70.247
2029-03-12 08:00 | 49.5486 | 71.2979
2029-03-12 09:00 | 48.1952 | 73.5989
2029-03-12 10:00 | 46.7039 | 72.2788
2029-03-12 11:00 | 45.3334 | 71.2393
2029-03-12 12:00 | 42.2812 | 67.2326
2029-03-12 13:00 | 41.7021 | 66.3832
2029-03-12 14:00 | 40.925 | 63.3628
2029-03-12 15:00 | 41.2999 | 66.8268
2029-03-12 16:00 | 43.4529 | 69.169
2029-03-12 17:00 | 45.8075 | 72.7099
2029-03-12 18:00 | 48.106 | 74.1269
2029-03-12 19:00 | 47.2067 | 75.165
2029-03-12 20:00 | 45.1611 | 72.2691
2029-03-12 21:00 | 41.769 | 67.0648
2029-03-12 22:00 | 38.704 | 63.0158
2029-03-12 23:00 | 35.6752 | 59.9065
2029-03-13 | 33.8581 | 58.7067
2029-03-13 01:00 | 33.5116 | 55.7888
2029-03-13 02:00 | 34.2213 | 54.0902
2029-03-13 03:00 | 34.9972 | 54.3743
2029-03-13 04:00 | 35.8504 | 54.0466
2029-03-13 05:00 | 37.9195 | 57.2583
2029-03-13 06:00 | 42.2633 | 65.045
2029-03-13 07:00 | 48.9281 | 70.0669
2029-03-13 08:00 | 50.3556 | 69.3554
2029-03-13 09:00 | 48.7537 | 68.1106
2029-03-13 10:00 | 47.0056 | 64.0535
2029-03-13 11:00 | 45.3554 | 63.1298
2029-03-13 12:00 | 43.6474 | 59.7872
2029-03-13 13:00 | 43.1942 | 58.1003
2029-03-13 14:00 | 42.6449 | 54.5162
2029-03-13 15:00 | 43.0553 | 58.9946
2029-03-13 16:00 | 45.2625 | 62.853
2029-03-13 17:00 | 47.5521 | 68.3036
2029-03-13 18:00 | 49.4379 | 69.1274
2029-03-13 19:00 | 48.2706 | 72.4484
2029-03-13 20:00 | 46.2242 | 70.8529
2029-03-13 21:00 | 42.784 | 66.5334
2029-03-13 22:00 | 39.6823 | 62.6573
2029-03-13 23:00 | 36.5582 | 59.4947
2029-03-14 | 35.2016 | 59.8875
2029-03-14 01:00 | 34.7094 | 56.4571
2029-03-14 02:00 | 35.4196 | 54.8548
2029-03-14 03:00 | 36.162 | 55.0456
2029-03-14 04:00 | 36.9481 | 54.7824
2029-03-14 05:00 | 38.935 | 57.7891
2029-03-14 06:00 | 43.1394 | 65.4821
2029-03-14 07:00 | 49.9669 | 70.0154
2029-03-14 08:00 | 51.853 | 68.2867
2029-03-14 09:00 | 51.0063 | 65.7351
2029-03-14 10:00 | 49.4881 | 60.9898
2029-03-14 11:00 | 47.9289 | 60.2972
2029-03-14 12:00 | 46.6523 | 59.8006
2029-03-14 13:00 | 46.375 | 58.2319
2029-03-14 14:00 | 45.5321 | 54.8297
2029-03-14 15:00 | 45.8664 | 58.237
2029-03-14 16:00 | 47.8809 | 61.6247
2029-03-14 17:00 | 49.93 | 67.2268
2029-03-14 18:00 | 50.0904 | 75.0087
2029-03-14 19:00 | 48.7975 | 76.194
2029-03-14 20:00 | 46.5919 | 73.8464
2029-03-14 21:00 | 43.1314 | 69.0374
2029-03-14 22:00 | 39.9751 | 65.1287
2029-03-14 23:00 | 36.8386 | 61.8605
2029-03-15 | 35.3752 | 59.4216
2029-03-15 01:00 | 34.695 | 57.4923
2029-03-15 02:00 | 35.4006 | 55.9103
2029-03-15 03:00 | 36.1878 | 56.0695
2029-03-15 04:00 | 36.9477 | 55.6016
2029-03-15 05:00 | 39.0076 | 58.5463
2029-03-15 06:00 | 43.3261 | 65.7468
2029-03-15 07:00 | 49.7545 | 70.9165
2029-03-15 08:00 | 50.9229 | 71.2764
2029-03-15 09:00 | 48.5363 | 73.3686
2029-03-15 10:00 | 46.0111 | 72.4264
2029-03-15 11:00 | 43.6201 | 71.8623
2029-03-15 12:00 | 41.6929 | 71.0303
2029-03-15 13:00 | 40.8816 | 69.9753
2029-03-15 14:00 | 40.2673 | 66.9062
2029-03-15 15:00 | 40.4924 | 70.4921
2029-03-15 16:00 | 42.6909 | 72.3069
2029-03-15 17:00 | 45.1236 | 74.3499
2029-03-15 18:00 | 47.9458 | 74.5129
2029-03-15 19:00 | 47.3509 | 75.0727
2029-03-15 20:00 | 45.5912 | 72.0792
2029-03-15 21:00 | 42.3627 | 66.6974
2029-03-15 22:00 | 39.4126 | 62.7535
2029-03-15 23:00 | 36.3848 | 59.7366
2029-03-16 | 34.6792 | 59.9899
2029-03-16 01:00 | 34.1263 | 55.3284
2029-03-16 02:00 | 34.7788 | 53.8516
2029-03-16 03:00 | 35.5365 | 54.0834
2029-03-16 04:00 | 36.2806 | 53.6375
2029-03-16 05:00 | 38.3172 | 56.3935
2029-03-16 06:00 | 42.5711 | 64.2129
2029-03-16 07:00 | 49.1709 | 69.56
2029-03-16 08:00 | 50.6549 | 70.3354
2029-03-16 09:00 | 48.7354 | 72.4334
2029-03-16 10:00 | 46.6104 | 71.5004
2029-03-16 11:00 | 44.1212 | 70.5648
2029-03-16 12:00 | 42.4864 | 64.47
2029-03-16 13:00 | 41.6542 | 62.8092
2029-03-16 14:00 | 40.8523 | 59.4231
2029-03-16 15:00 | 40.5727 | 62.2222
2029-03-16 16:00 | 42.2229 | 64.2462
2029-03-16 17:00 | 44.3831 | 67.4943
2029-03-16 18:00 | 46.3639 | 68.5933
2029-03-16 19:00 | 45.3984 | 70.7127
2029-03-16 20:00 | 43.3565 | 68.928
2029-03-16 21:00 | 40.0589 | 64.4129
2029-03-16 22:00 | 37.1316 | 60.9135
2029-03-16 23:00 | 34.2446 | 57.8626
2029-03-17 | 32.813 | 56.5764
2029-03-17 01:00 | 32.3755 | 54.5821
2029-03-17 02:00 | 32.9347 | 53.1587
2029-03-17 03:00 | 33.5863 | 53.3844
2029-03-17 04:00 | 34.1586 | 52.9294
2029-03-17 05:00 | 35.7335 | 55.3927
2029-03-17 06:00 | 38.8666 | 61.1643
2029-03-17 07:00 | 43.6037 | 63.4448
2029-03-17 08:00 | 44.2883 | 62.1973
2029-03-17 09:00 | 43.5741 | 63.6948
2029-03-17 10:00 | 42.6808 | 62.3093
2029-03-17 11:00 | 41.3893 | 60.2397
2029-03-17 12:00 | 39.6266 | 59.2752
2029-03-17 13:00 | 38.8454 | 57.4301
2029-03-17 14:00 | 37.7291 | 53.2244
2029-03-17 15:00 | 37.6362 | 55.4138
2029-03-17 16:00 | 39.7727 | 58.0334
2029-03-17 17:00 | 42.6838 | 62.7161
2029-03-17 18:00 | 44.6963 | 66.4921
2029-03-17 19:00 | 43.6489 | 67.3063
2029-03-17 20:00 | 41.2397 | 64.8551
2029-03-17 21:00 | 37.7397 | 60.5323
2029-03-17 22:00 | 35.3201 | 58.3586
2029-03-17 23:00 | 33.1318 | 57.1031
2029-03-18 | 31.8744 | 56.2152
2029-03-18 01:00 | 31.3155 | 54.2016
2029-03-18 02:00 | 31.86 | 52.8983
2029-03-18 03:00 | 32.4853 | 52.9953
2029-03-18 04:00 | 32.9446 | 52.588
2029-03-18 05:00 | 34.3151 | 54.6539
2029-03-18 06:00 | 36.9696 | 60.078
2029-03-18 07:00 | 40.9827 | 61.6413
2029-03-18 08:00 | 41.165 | 59.9152
2029-03-18 09:00 | 40.0999 | 63.2437
2029-03-18 10:00 | 38.9964 | 64.4919
2029-03-18 11:00 | 38.4799 | 64.8613
2029-03-18 12:00 | 37.5943 | 65.1062
2029-03-18 13:00 | 37.1893 | 64.8824
2029-03-18 14:00 | 36.4457 | 62.9877
2029-03-18 15:00 | 36.8542 | 67.2401
2029-03-18 16:00 | 39.5642 | 69.2093
2029-03-18 17:00 | 42.8908 | 71.4036
2029-03-18 18:00 | 45.1622 | 71.9604
2029-03-18 19:00 | 43.9493 | 71.6631
2029-03-18 20:00 | 41.6842 | 67.9472
2029-03-18 21:00 | 38.0882 | 62.3643
2029-03-18 22:00 | 35.2982 | 59.8008
2029-03-18 23:00 | 32.7992 | 58.3141
2029-03-19 | 32.1521 | 58.0074
2029-03-19 01:00 | 31.7645 | 54.4562
2029-03-19 02:00 | 32.6003 | 53.359
2029-03-19 03:00 | 33.485 | 53.718
2029-03-19 04:00 | 34.2543 | 53.2378
2029-03-19 05:00 | 36.3203 | 56.3805
2029-03-19 06:00 | 41.0392 | 64.1671
2029-03-19 07:00 | 47.3723 | 69.4731
2029-03-19 08:00 | 48.1785 | 70.1727
2029-03-19 09:00 | 45.5075 | 72.0896
2029-03-19 10:00 | 43.253 | 71.1094
2029-03-19 11:00 | 41.5493 | 70.1995
2029-03-19 12:00 | 40.97 | 64.3819
2029-03-19 13:00 | 40.2527 | 63.6232
2029-03-19 14:00 | 39.5408 | 60.6101
2029-03-19 15:00 | 39.875 | 64.2794
2029-03-19 16:00 | 42.1436 | 67.2175
2029-03-19 17:00 | 44.7147 | 71.287
2029-03-19 18:00 | 47.577 | 72.6865
2029-03-19 19:00 | 46.4992 | 73.4209
2029-03-19 20:00 | 44.5808 | 71.034
2029-03-19 21:00 | 41.2382 | 65.9552
2029-03-19 22:00 | 38.1011 | 62.3063
2029-03-19 23:00 | 35.0998 | 59.3637
2029-03-20 | 33.3821 | 58.1699
2029-03-20 01:00 | 32.5792 | 54.7645
2029-03-20 02:00 | 33.3401 | 53.2258
2029-03-20 03:00 | 34.2258 | 53.5211
2029-03-20 04:00 | 34.974 | 53.0438
2029-03-20 05:00 | 37.1386 | 55.9378
2029-03-20 06:00 | 41.558 | 64.0445
2029-03-20 07:00 | 48.2298 | 69.2186
2029-03-20 08:00 | 49.7322 | 69.3579
2029-03-20 09:00 | 47.7126 | 70.2312
2029-03-20 10:00 | 45.6727 | 68.3674
2029-03-20 11:00 | 43.536 | 67.6991
2029-03-20 12:00 | 43.6113 | 59.7937
2029-03-20 13:00 | 43.0077 | 57.753
2029-03-20 14:00 | 42.2478 | 53.5042
2029-03-20 15:00 | 42.4702 | 57.1145
2029-03-20 16:00 | 44.503 | 61.2668
2029-03-20 17:00 | 46.8889 | 67.0053
2029-03-20 18:00 | 47.7554 | 69.415
2029-03-20 19:00 | 46.606 | 71.9417
2029-03-20 20:00 | 44.7977 | 70.9108
2029-03-20 21:00 | 41.5339 | 66.5885
2029-03-20 22:00 | 38.4371 | 63.0439
2029-03-20 23:00 | 35.4792 | 60.0584
2029-03-21 | 33.3878 | 59.0706
2029-03-21 01:00 | 33.1877 | 55.8934
2029-03-21 02:00 | 33.956 | 54.2022
2029-03-21 03:00 | 34.8106 | 54.3557
2029-03-21 04:00 | 35.5457 | 54.2734
2029-03-21 05:00 | 37.5978 | 57.2987
2029-03-21 06:00 | 42.0055 | 64.4555
2029-03-21 07:00 | 48.7766 | 68.8202
2029-03-21 08:00 | 50.6493 | 66.457
2029-03-21 09:00 | 49.5702 | 61.9902
2029-03-21 10:00 | 48.0334 | 55.9122
2029-03-21 11:00 | 46.482 | 54.1352
2029-03-21 12:00 | 45.7324 | 52.8484
2029-03-21 13:00 | 45.3476 | 50.8847
2029-03-21 14:00 | 44.5916 | 47.1919
2029-03-21 15:00 | 44.9285 | 50.8437
2029-03-21 16:00 | 47.0564 | 55.5801
2029-03-21 17:00 | 49.2928 | 63.5512
2029-03-21 18:00 | 50.0258 | 67.0163
2029-03-21 19:00 | 48.5998 | 70.544
2029-03-21 20:00 | 46.5326 | 69.8271
2029-03-21 21:00 | 43.169 | 65.7493
2029-03-21 22:00 | 39.9651 | 62.0874
2029-03-21 23:00 | 36.8757 | 58.6679
2029-03-22 | 34.7028 | 58.8443
2029-03-22 01:00 | 34.5724 | 54.9014
2029-03-22 02:00 | 35.3869 | 53.3642
2029-03-22 03:00 | 36.3103 | 53.6813
2029-03-22 04:00 | 37.0581 | 53.4518
2029-03-22 05:00 | 39.1718 | 56.716
2029-03-22 06:00 | 43.5149 | 64.5551
2029-03-22 07:00 | 50.0774 | 68.9659
2029-03-22 08:00 | 51.837 | 66.7161
2029-03-22 09:00 | 49.9489 | 63.0674
2029-03-22 10:00 | 47.7192 | 57.6637
2029-03-22 11:00 | 45.4434 | 55.5018
2029-03-22 12:00 | 45.6292 | 58.5191
2029-03-22 13:00 | 45.0964 | 56.753
2029-03-22 14:00 | 44.2876 | 53.1097
2029-03-22 15:00 | 44.6262 | 56.7706
2029-03-22 16:00 | 46.8184 | 60.6881
2029-03-22 17:00 | 48.9716 | 66.18
2029-03-22 18:00 | 50.5817 | 71.3151
2029-03-22 19:00 | 49.1167 | 72.2151
2029-03-22 20:00 | 47.0715 | 70.1396
2029-03-22 21:00 | 43.5354 | 65.0382
2029-03-22 22:00 | 40.2614 | 61.5047
2029-03-22 23:00 | 37.1352 | 58.5113
2029-03-23 | 35.5341 | 57.7046
2029-03-23 01:00 | 35.1313 | 54.4594
2029-03-23 02:00 | 35.8616 | 52.9068
2029-03-23 03:00 | 36.7203 | 52.9868
2029-03-23 04:00 | 37.4485 | 52.6747
2029-03-23 05:00 | 39.4522 | 55.4273
2029-03-23 06:00 | 43.9929 | 62.823
2029-03-23 07:00 | 50.3439 | 67.9099
2029-03-23 08:00 | 51.8639 | 68.1981
2029-03-23 09:00 | 49.8007 | 70.0305
2029-03-23 10:00 | 47.5073 | 69.5069
2029-03-23 11:00 | 45.1458 | 68.8261
2029-03-23 12:00 | 45.2184 | 63.0837
2029-03-23 13:00 | 44.5216 | 62.067
2029-03-23 14:00 | 43.6705 | 58.8432
2029-03-23 15:00 | 43.6378 | 62.1736
2029-03-23 16:00 | 45.5425 | 64.7395
2029-03-23 17:00 | 47.6597 | 67.4251
2029-03-23 18:00 | 49.0648 | 67.8385
2029-03-23 19:00 | 47.9777 | 68.8558
2029-03-23 20:00 | 45.9976 | 66.9291
2029-03-23 21:00 | 42.542 | 62.1029
2029-03-23 22:00 | 39.3205 | 58.7643
2029-03-23 23:00 | 36.1445 | 56.1006
2029-03-24 | 34.7472 | 54.8921
2029-03-24 01:00 | 33.858 | 53.2052
2029-03-24 02:00 | 34.4459 | 51.8125
2029-03-24 03:00 | 35.0821 | 51.9495
2029-03-24 04:00 | 35.598 | 51.3511
2029-03-24 05:00 | 37.2436 | 53.4382
2029-03-24 06:00 | 40.3938 | 59.3151
2029-03-24 07:00 | 44.832 | 60.6068
2029-03-24 08:00 | 45.3871 | 57.8976
2029-03-24 09:00 | 45.2934 | 56.5586
2029-03-24 10:00 | 45.027 | 53.8046
2029-03-24 11:00 | 43.9978 | 52.4722
2029-03-24 12:00 | 42.6861 | 47.1472
2029-03-24 13:00 | 42.1988 | 45.2317
2029-03-24 14:00 | 41.1539 | 40.6647
2029-03-24 15:00 | 41.1937 | 43.9981
2029-03-24 16:00 | 43.185 | 48.9759
2029-03-24 17:00 | 45.8316 | 55.8139
2029-03-24 18:00 | 47.7526 | 61.476
2029-03-24 19:00 | 45.9335 | 62.0038
2029-03-24 20:00 | 43.1715 | 60.2358
2029-03-24 21:00 | 39.1206 | 56.2607
2029-03-24 22:00 | 36.2191 | 54.3593
2029-03-24 23:00 | 33.9054 | 53.1022
2029-03-25 | 33.1051 | 54.105
2029-03-25 01:00 | 32.1042 | 50.1467
2029-03-25 02:00 | 32.678 | 48.8153
2029-03-25 03:00 | 33.3007 | 48.9031
2029-03-25 04:00 | 33.723 | 48.3847
2029-03-25 05:00 | 35.201 | 50.3679
2029-03-25 06:00 | 38.2096 | 55.4526
2029-03-25 07:00 | 42.3206 | 55.805
2029-03-25 08:00 | 42.9725 | 51.8665
2029-03-25 09:00 | 42.788 | 48.9609
2029-03-25 10:00 | 42.3299 | 45.5134
2029-03-25 11:00 | 41.664 | 45.3789
2029-03-25 12:00 | 39.1712 | 46.0818
2029-03-25 13:00 | 38.7876 | 45.1027
2029-03-25 14:00 | 37.8394 | 42.3695
2029-03-25 15:00 | 38.1067 | 47.4232
2029-03-25 16:00 | 40.6137 | 52.639
2029-03-25 17:00 | 43.9807 | 58.9394
2029-03-25 18:00 | 46.2792 | 63.4386
2029-03-25 19:00 | 44.8321 | 64.5291
2029-03-25 20:00 | 42.3399 | 63.3484
2029-03-25 21:00 | 38.5942 | 59.1867
2029-03-25 22:00 | 35.6269 | 57.251
2029-03-25 23:00 | 33.1975 | 55.7738
2029-03-26 | 32.8599 | 53.7528
2029-03-26 01:00 | 31.8681 | 51.2478
2029-03-26 02:00 | 32.7678 | 50.0462
2029-03-26 03:00 | 33.7239 | 50.0967
2029-03-26 04:00 | 34.4358 | 49.7622
2029-03-26 05:00 | 36.5342 | 52.8723
2029-03-26 06:00 | 40.9453 | 60.3006
2029-03-26 07:00 | 47.6081 | 64.6134
2029-03-26 08:00 | 49.6309 | 62.6182
2029-03-26 09:00 | 48.8873 | 60.8067
2029-03-26 10:00 | 47.8583 | 57.8477
2029-03-26 11:00 | 46.5671 | 57.9044
2029-03-26 12:00 | 45.0558 | 53.807
2029-03-26 13:00 | 44.486 | 53.0118
2029-03-26 14:00 | 43.7446 | 49.4798
2029-03-26 15:00 | 44.0814 | 53.0655
2029-03-26 16:00 | 46.2201 | 57.8159
2029-03-26 17:00 | 48.4115 | 63.6645
2029-03-26 18:00 | 49.2355 | 67.2515
2029-03-26 19:00 | 47.2397 | 67.9722
2029-03-26 20:00 | 45.0637 | 66.7775
2029-03-26 21:00 | 41.3374 | 62.1749
2029-03-26 22:00 | 37.9053 | 59.1686
2029-03-26 23:00 | 34.8056 | 56.4819
2029-03-27 | 33.4281 | 54.2157
2029-03-27 01:00 | 32.4506 | 52.9146
2029-03-27 02:00 | 33.2468 | 51.2639
2029-03-27 03:00 | 34.1409 | 51.1213
2029-03-27 04:00 | 34.8053 | 50.6888
2029-03-27 05:00 | 36.9137 | 53.3839
2029-03-27 06:00 | 41.3862 | 61.2369
2029-03-27 07:00 | 47.2444 | 65.2849
2029-03-27 08:00 | 48.088 | 62.9034
2029-03-27 09:00 | 46.0181 | 60.6302
2029-03-27 10:00 | 44.3004 | 57.3799
2029-03-27 11:00 | 43.387 | 57.8667
2029-03-27 12:00 | 41.9142 | 53.8653
2029-03-27 13:00 | 41.1999 | 52.2324
2029-03-27 14:00 | 40.7017 | 47.8124
2029-03-27 15:00 | 41.1521 | 51.5135
2029-03-27 16:00 | 43.4397 | 56.8469
2029-03-27 17:00 | 46.0303 | 62.9216
2029-03-27 18:00 | 48.2894 | 69.1828
2029-03-27 19:00 | 46.4822 | 69.1478
2029-03-27 20:00 | 44.6511 | 67.0238
2029-03-27 21:00 | 41.103 | 61.9072
2029-03-27 22:00 | 37.7225 | 58.7461
2029-03-27 23:00 | 34.654 | 56.1155
2029-03-28 | 33.7411 | 56.2598
2029-03-28 01:00 | 32.4842 | 52.9589
2029-03-28 02:00 | 33.274 | 51.4466
2029-03-28 03:00 | 34.1822 | 51.5832
2029-03-28 04:00 | 34.8122 | 51.3415
2029-03-28 05:00 | 36.8832 | 54.0427
2029-03-28 06:00 | 41.3817 | 61.824
2029-03-28 07:00 | 47.8291 | 66.3619
2029-03-28 08:00 | 49.4412 | 65.3211
2029-03-28 09:00 | 48.2295 | 64.9628
2029-03-28 10:00 | 46.756 | 63.34
2029-03-28 11:00 | 45.5077 | 63.8468
2029-03-28 12:00 | 43.2844 | 64.1666
2029-03-28 13:00 | 42.7826 | 63.3428
2029-03-28 14:00 | 42.061 | 59.8502
2029-03-28 15:00 | 42.2782 | 62.9392
2029-03-28 16:00 | 44.3759 | 66.5608
2029-03-28 17:00 | 46.7182 | 70.436
2029-03-28 18:00 | 47.0259 | 74.2039
2029-03-28 19:00 | 45.6152 | 74.0865
2029-03-28 20:00 | 44.1241 | 72.7581
2029-03-28 21:00 | 40.7398 | 67.9271
2029-03-28 22:00 | 37.3762 | 64.7726
2029-03-28 23:00 | 34.2549 | 61.6885
2029-03-29 | 33.6308 | 57.1022
2029-03-29 01:00 | 32.457 | 57.8442
2029-03-29 02:00 | 33.2339 | 56.1799
2029-03-29 03:00 | 34.1631 | 55.9799
2029-03-29 04:00 | 34.789 | 55.5946
2029-03-29 05:00 | 36.8942 | 58.2943
2029-03-29 06:00 | 41.5891 | 65.1432
2029-03-29 07:00 | 47.963 | 69.848
2029-03-29 08:00 | 49.6781 | 70.134
2029-03-29 09:00 | 48.5502 | 72.6126
2029-03-29 10:00 | 47.1824 | 73.2318
2029-03-29 11:00 | 45.8716 | 72.7581
2029-03-29 12:00 | 44.8084 | 73.3702
2029-03-29 13:00 | 44.3527 | 72.4317
2029-03-29 14:00 | 43.5784 | 68.9256
2029-03-29 15:00 | 43.7887 | 71.5398
2029-03-29 16:00 | 45.7777 | 73.9234
2029-03-29 17:00 | 47.7531 | 75.0068
2029-03-29 18:00 | 48.4258 | 75.4893
2029-03-29 19:00 | 46.4414 | 75.0448
2029-03-29 20:00 | 44.5003 | 73.7484
2029-03-29 21:00 | 40.9091 | 68.741
2029-03-29 22:00 | 37.5314 | 65.7181
2029-03-29 23:00 | 34.5375 | 62.9188
2029-03-30 | 33.7578 | 59.5432
2029-03-30 01:00 | 30.8118 | 56.2624
2029-03-30 02:00 | 31.4088 | 53.4966
2029-03-30 03:00 | 32.1432 | 52.1785
2029-03-30 04:00 | 32.3849 | 51.2276
2029-03-30 05:00 | 33.45 | 52.8747
2029-03-30 06:00 | 35.5423 | 58.0329
2029-03-30 07:00 | 39.8499 | 58.4898
2029-03-30 08:00 | 41.4867 | 55.6054
2029-03-30 09:00 | 40.7629 | 54.106
2029-03-30 10:00 | 40.1895 | 50.7151
2029-03-30 11:00 | 39.7799 | 49.9767
2029-03-30 12:00 | 39.1734 | 45.3654
2029-03-30 13:00 | 38.1476 | 43.8186
2029-03-30 14:00 | 37.1086 | 39.7628
2029-03-30 15:00 | 36.6235 | 43.4792
2029-03-30 16:00 | 38.9018 | 47.1587
2029-03-30 17:00 | 41.4741 | 52.3279
2029-03-30 18:00 | 42.181 | 59.3057
2029-03-30 19:00 | 40.1814 | 60.9775
2029-03-30 20:00 | 39.1036 | 61.4909
2029-03-30 21:00 | 36.2844 | 59.051
2029-03-30 22:00 | 33.3528 | 57.5489
2029-03-30 23:00 | 31.1014 | 56.694
2029-03-31 | 30.4575 | 55.4125
2029-03-31 01:00 | 31.124 | 52.613
2029-03-31 02:00 | 31.7873 | 51.2719
2029-03-31 03:00 | 32.6266 | 51.4631
2029-03-31 04:00 | 33.044 | 50.9323
2029-03-31 05:00 | 34.6257 | 53.1057
2029-03-31 06:00 | 37.7252 | 58.6985
2029-03-31 07:00 | 41.8036 | 59.821
2029-03-31 08:00 | 42.1286 | 56.7248
2029-03-31 09:00 | 40.4391 | 54.772
2029-03-31 10:00 | 39.019 | 52.0232
2029-03-31 11:00 | 37.9278 | 50.7979
2029-03-31 12:00 | 37.5096 | 47.7033
2029-03-31 13:00 | 36.4588 | 45.9841
2029-03-31 14:00 | 35.3745 | 41.5348
2029-03-31 15:00 | 35.3869 | 44.952
2029-03-31 16:00 | 37.8354 | 50.2913
2029-03-31 17:00 | 41.0238 | 57.124
2029-03-31 18:00 | 42.1709 | 62.6456
2029-03-31 19:00 | 41.2227 | 62.748
2029-03-31 20:00 | 39.6756 | 61.0327
2029-03-31 21:00 | 36.4574 | 56.6984
2029-03-31 22:00 | 33.857 | 54.9781
2029-03-31 23:00 | 31.6535 | 53.9966
2029-04-01 | 30.6089 | 53.9818
2029-04-01 01:00 | 29.6059 | 49.474
2029-04-01 02:00 | 30.4191 | 48.6235
2029-04-01 03:00 | 31.2409 | 49.412
2029-04-01 04:00 | 31.4989 | 48.6449
2029-04-01 05:00 | 32.4946 | 49.6276
2029-04-01 06:00 | 34.7385 | 53.7803
2029-04-01 07:00 | 39.2594 | 54.9492
2029-04-01 08:00 | 40.983 | 54.217
2029-04-01 09:00 | 39.2965 | 51.947
2029-04-01 10:00 | 37.572 | 47.6823
2029-04-01 11:00 | 35.7151 | 46.7034
2029-04-01 12:00 | 33.4805 | 43.5712
2029-04-01 13:00 | 31.7483 | 43.133
2029-04-01 14:00 | 31.5982 | 40.3592
2029-04-01 15:00 | 31.7468 | 45.8909
2029-04-01 16:00 | 34.7182 | 49.1538
2029-04-01 17:00 | 37.8714 | 54.8942
2029-04-01 18:00 | 40.092 | 58.3414
2029-04-01 19:00 | 39.116 | 59.4
2029-04-01 20:00 | 37.9078 | 55.5102
2029-04-01 21:00 | 35.6464 | 53.4621
2029-04-01 22:00 | 33.1665 | 53.8352
2029-04-01 23:00 | 31.2542 | 53.4337
2029-04-02 | 29.9876 | 53.141
2029-04-02 01:00 | 29.689 | 50.528
2029-04-02 02:00 | 30.7142 | 50.4456
2029-04-02 03:00 | 31.7382 | 50.9909
2029-04-02 04:00 | 32.311 | 50.2054
2029-04-02 05:00 | 34.335 | 51.5736
2029-04-02 06:00 | 38.5153 | 59.5814
2029-04-02 07:00 | 44.314 | 65.9936
2029-04-02 08:00 | 45.5001 | 64.6461
2029-04-02 09:00 | 43.4785 | 66.415
2029-04-02 10:00 | 42.2632 | 67.7614
2029-04-02 11:00 | 40.6354 | 66.9884
2029-04-02 12:00 | 37.8951 | 59.7267
2029-04-02 13:00 | 37.4016 | 59.7385
2029-04-02 14:00 | 37.3138 | 58.9764
2029-04-02 15:00 | 37.9762 | 64.7834
2029-04-02 16:00 | 39.8463 | 68.4494
2029-04-02 17:00 | 42.2441 | 69.454
2029-04-02 18:00 | 44.3303 | 67.3499
2029-04-02 19:00 | 43.4909 | 68.6697
2029-04-02 20:00 | 41.7554 | 67.1452
2029-04-02 21:00 | 38.4515 | 62.8001
2029-04-02 22:00 | 35.5139 | 58.6294
2029-04-02 23:00 | 32.6526 | 55.4744
2029-04-03 | 31.7749 | 54.5803
2029-04-03 01:00 | 31.1484 | 50.2983
2029-04-03 02:00 | 32.0124 | 49.0637
2029-04-03 03:00 | 33.0373 | 49.6474
2029-04-03 04:00 | 33.6659 | 49.5888
2029-04-03 05:00 | 35.6972 | 52.7354
2029-04-03 06:00 | 40.5569 | 61.0467
2029-04-03 07:00 | 47.2126 | 66.3276
2029-04-03 08:00 | 48.6386 | 66.2251
2029-04-03 09:00 | 47.3182 | 65.2004
2029-04-03 10:00 | 46.2691 | 62.3909
2029-04-03 11:00 | 45.2149 | 60.2153
2029-04-03 12:00 | 42.8815 | 51.6005
2029-04-03 13:00 | 42.4547 | 49.1006
2029-04-03 14:00 | 41.7631 | 45.1523
2029-04-03 15:00 | 42.5537 | 49.0401
2029-04-03 16:00 | 44.3195 | 54.3604
2029-04-03 17:00 | 46.369 | 59.9546
2029-04-03 18:00 | 46.9881 | 64.5121
2029-04-03 19:00 | 44.9603 | 65.9278
2029-04-03 20:00 | 42.7172 | 65.4744
2029-04-03 21:00 | 39.1209 | 61.6907
2029-04-03 22:00 | 35.8588 | 58.2969
2029-04-03 23:00 | 32.9681 | 55.3189
2029-04-04 | 32.3488 | 53.8094
2029-04-04 01:00 | 31.63 | 51.7612
2029-04-04 02:00 | 32.5096 | 50.5048
2029-04-04 03:00 | 33.5178 | 50.9285
2029-04-04 04:00 | 34.1163 | 50.9852
2029-04-04 05:00 | 36.0848 | 53.9685
2029-04-04 06:00 | 40.7967 | 61.2993
2029-04-04 07:00 | 47.509 | 66.3523
2029-04-04 08:00 | 49.0696 | 66.1683
2029-04-04 09:00 | 47.9287 | 65.3438
2029-04-04 10:00 | 46.836 | 62.5991
2029-04-04 11:00 | 45.7479 | 60.2597
2029-04-04 12:00 | 43.9722 | 52.0078
2029-04-04 13:00 | 43.6213 | 49.7793
2029-04-04 14:00 | 42.9172 | 46.0367
2029-04-04 15:00 | 43.6367 | 49.484
2029-04-04 16:00 | 45.4014 | 54.0717
2029-04-04 17:00 | 47.403 | 60.2173
2029-04-04 18:00 | 48.6467 | 61.6284
2029-04-04 19:00 | 46.4618 | 64.167
2029-04-04 20:00 | 44.0195 | 64.1253
2029-04-04 21:00 | 40.4946 | 60.7045
2029-04-04 22:00 | 37.245 | 57.0984
2029-04-04 23:00 | 34.2775 | 53.7248
2029-04-05 | 32.7994 | 54.1799
2029-04-05 01:00 | 31.728 | 51.1539
2029-04-05 02:00 | 32.5619 | 49.99
2029-04-05 03:00 | 33.5601 | 50.4554
2029-04-05 04:00 | 34.024 | 50.3782
2029-04-05 05:00 | 36.0519 | 53.58
2029-04-05 06:00 | 40.882 | 61.6464
2029-04-05 07:00 | 47.2727 | 66.2852
2029-04-05 08:00 | 48.2778 | 65.1991
2029-04-05 09:00 | 46.405 | 63.7111
2029-04-05 10:00 | 44.7479 | 60.8683
2029-04-05 11:00 | 43.2443 | 58.8134
2029-04-05 12:00 | 39.7016 | 51.6116
2029-04-05 13:00 | 39.7313 | 49.3471
2029-04-05 14:00 | 39.3773 | 45.6774
2029-04-05 15:00 | 40.681 | 49.3311
2029-04-05 16:00 | 42.7147 | 53.9582
2029-04-05 17:00 | 44.6224 | 59.0977
2029-04-05 18:00 | 45.756 | 65.4918
2029-04-05 19:00 | 43.9868 | 65.7726
2029-04-05 20:00 | 41.9657 | 64.7881
2029-04-05 21:00 | 38.3861 | 60.5356
2029-04-05 22:00 | 35.302 | 57.0903
2029-04-05 23:00 | 32.4503 | 54.1316
2029-04-06 | 31.4638 | 53.0203
2029-04-06 01:00 | 31.0336 | 51.1316
2029-04-06 02:00 | 31.8226 | 49.9701
2029-04-06 03:00 | 32.8134 | 50.5868
2029-04-06 04:00 | 33.3889 | 50.4489
2029-04-06 05:00 | 35.3578 | 53.1536
2029-04-06 06:00 | 39.9019 | 60.8321
2029-04-06 07:00 | 46.4303 | 65.6803
2029-04-06 08:00 | 47.8032 | 65.4396
2029-04-06 09:00 | 46.3369 | 64.9339
2029-04-06 10:00 | 45.3444 | 62.32
2029-04-06 11:00 | 43.9743 | 59.8948
2029-04-06 12:00 | 42.9808 | 58.3477
2029-04-06 13:00 | 42.419 | 56.0134
2029-04-06 14:00 | 41.7683 | 51.9835
2029-04-06 15:00 | 41.9745 | 54.9805
2029-04-06 16:00 | 43.4031 | 58.2852
2029-04-06 17:00 | 45.0433 | 62.2992
2029-04-06 18:00 | 46.0029 | 66.2218
2029-04-06 19:00 | 44.2339 | 66.5344
2029-04-06 20:00 | 42.0615 | 65.0795
2029-04-06 21:00 | 38.6812 | 60.5545
2029-04-06 22:00 | 35.6501 | 56.9108
2029-04-06 23:00 | 32.8399 | 53.6924
2029-04-07 | 31.2675 | 53.4032
2029-04-07 01:00 | 30.7462 | 51.5216
2029-04-07 02:00 | 31.5018 | 50.5953
2029-04-07 03:00 | 32.3673 | 51.3617
2029-04-07 04:00 | 32.6784 | 51.3473
2029-04-07 05:00 | 33.9662 | 53.5417
2029-04-07 06:00 | 36.9546 | 60.2766
2029-04-07 07:00 | 42.0353 | 61.8962
2029-04-07 08:00 | 43.8008 | 60.2021
2029-04-07 09:00 | 43.6297 | 60.0452
2029-04-07 10:00 | 42.8176 | 58.0322
2029-04-07 11:00 | 41.5204 | 55.2584
2029-04-07 12:00 | 39.7644 | 49.1012
2029-04-07 13:00 | 38.9984 | 46.5379
2029-04-07 14:00 | 38.0143 | 42.7576
2029-04-07 15:00 | 38.5965 | 47.1127
2029-04-07 16:00 | 40.559 | 51.8128
2029-04-07 17:00 | 43.2266 | 57.4321
2029-04-07 18:00 | 43.7315 | 61.7541
2029-04-07 19:00 | 41.7549 | 62.2116
2029-04-07 20:00 | 39.4318 | 60.8937
2029-04-07 21:00 | 36.0862 | 57.3151
2029-04-07 22:00 | 33.5419 | 55.0476
2029-04-07 23:00 | 31.4161 | 53.3922
2029-04-08 | 30.1983 | 54.2631
2029-04-08 01:00 | 29.3623 | 52.9831
2029-04-08 02:00 | 30.0223 | 51.9229
2029-04-08 03:00 | 30.7906 | 51.8829
2029-04-08 04:00 | 31.0098 | 51.5997
2029-04-08 05:00 | 32.0495 | 53.8456
2029-04-08 06:00 | 34.5721 | 57.6711
2029-04-08 07:00 | 39.0158 | 57.4999
2029-04-08 08:00 | 40.9244 | 53.6992
2029-04-08 09:00 | 40.774 | 50.6796
2029-04-08 10:00 | 40.3303 | 47.4151
2029-04-08 11:00 | 39.6571 | 46.1318
2029-04-08 12:00 | 38.7921 | 41.6942
2029-04-08 13:00 | 38.0339 | 39.7164
2029-04-08 14:00 | 36.9129 | 36.7333
2029-04-08 15:00 | 37.6508 | 42.0343
2029-04-08 16:00 | 40.1523 | 47.7239
2029-04-08 17:00 | 43.1026 | 54.9505
2029-04-08 18:00 | 44.732 | 60.244
2029-04-08 19:00 | 42.2351 | 62.168
2029-04-08 20:00 | 39.4347 | 62.0349
2029-04-08 21:00 | 36.2004 | 58.6255
2029-04-08 22:00 | 33.5531 | 56.601
2029-04-08 23:00 | 31.3615 | 55.0895
2029-04-09 | 30.1544 | 54.4381
2029-04-09 01:00 | 30.0701 | 52.9871
2029-04-09 02:00 | 31.0632 | 51.9357
2029-04-09 03:00 | 32.1218 | 52.1712
2029-04-09 04:00 | 32.6472 | 52.0718
2029-04-09 05:00 | 34.6546 | 55.2249
2029-04-09 06:00 | 39.488 | 62.6396
2029-04-09 07:00 | 46.0704 | 65.9822
2029-04-09 08:00 | 47.4256 | 62.6046
2029-04-09 09:00 | 46.0397 | 57.665
2029-04-09 10:00 | 44.9382 | 52.1259
2029-04-09 11:00 | 43.6807 | 50.4795
2029-04-09 12:00 | 40.7252 | 45.5596
2029-04-09 13:00 | 40.7403 | 43.6668
2029-04-09 14:00 | 40.2683 | 39.8117
2029-04-09 15:00 | 41.4269 | 43.9871
2029-04-09 16:00 | 43.4503 | 49.6805
2029-04-09 17:00 | 45.4295 | 57.2321
2029-04-09 18:00 | 46.8458 | 61.7458
2029-04-09 19:00 | 44.6012 | 64.0037
2029-04-09 20:00 | 42.4419 | 64.1119
2029-04-09 21:00 | 38.6926 | 60.3742
2029-04-09 22:00 | 35.5122 | 56.6474
2029-04-09 23:00 | 32.6009 | 53.4722
2029-04-10 | 31.6535 | 54.8219
2029-04-10 01:00 | 31.2797 | 52.0874
2029-04-10 02:00 | 32.1562 | 50.6996
2029-04-10 03:00 | 33.1213 | 51.0016
2029-04-10 04:00 | 33.6633 | 50.9331
2029-04-10 05:00 | 35.6485 | 54.0623
2029-04-10 06:00 | 40.0611 | 61.6881
2029-04-10 07:00 | 46.0791 | 66.5442
2029-04-10 08:00 | 46.9331 | 66.8935
2029-04-10 09:00 | 44.9559 | 66.4396
2029-04-10 10:00 | 43.8409 | 64.0598
2029-04-10 11:00 | 43.062 | 61.5368
2029-04-10 12:00 | 40.0407 | 59.1425
2029-04-10 13:00 | 39.2604 | 56.8332
2029-04-10 14:00 | 38.7926 | 52.8462
2029-04-10 15:00 | 39.5864 | 56.0538
2029-04-10 16:00 | 41.6412 | 60.0827
2029-04-10 17:00 | 44.1242 | 64.0987
2029-04-10 18:00 | 44.5427 | 67.9957
2029-04-10 19:00 | 43.762 | 68.2511
2029-04-10 20:00 | 42.7659 | 67.3252
2029-04-10 21:00 | 39.8636 | 62.8523
2029-04-10 22:00 | 36.8386 | 59.2323
2029-04-10 23:00 | 33.8752 | 55.9555
2029-04-11 | 32.6411 | 55.3501
2029-04-11 01:00 | 31.6724 | 52.1183
2029-04-11 02:00 | 32.56 | 50.8075
2029-04-11 03:00 | 33.582 | 50.8835
2029-04-11 04:00 | 34.1201 | 50.9187
2029-04-11 05:00 | 36.1686 | 54.0266
2029-04-11 06:00 | 41.212 | 61.1091
2029-04-11 07:00 | 47.122 | 65.6623
2029-04-11 08:00 | 47.2212 | 65.4313
2029-04-11 09:00 | 43.7917 | 64.0868
2029-04-11 10:00 | 41.1597 | 61.1805
2029-04-11 11:00 | 39.5281 | 58.516
2029-04-11 12:00 | 39.0613 | 47.5648
2029-04-11 13:00 | 38.5519 | 45.5078
2029-04-11 14:00 | 37.9118 | 41.9011
2029-04-11 15:00 | 38.5401 | 45.3476
2029-04-11 16:00 | 40.3753 | 50.2197
2029-04-11 17:00 | 42.8889 | 56.684
2029-04-11 18:00 | 44.9535 | 60.173
2029-04-11 19:00 | 43.8472 | 62.881
2029-04-11 20:00 | 42.6146 | 63.6071
2029-04-11 21:00 | 39.7151 | 60.4036
2029-04-11 22:00 | 36.5628 | 56.9624
2029-04-11 23:00 | 33.4947 | 53.5127
2029-04-12 | 32.1279 | 53.4046
2029-04-12 01:00 | 31.9207 | 51.0722
2029-04-12 02:00 | 32.8204 | 49.6717
2029-04-12 03:00 | 33.832 | 49.8574
2029-04-12 04:00 | 34.3789 | 49.755
2029-04-12 05:00 | 36.4515 | 52.7617
2029-04-12 06:00 | 41.3531 | 59.5732
2029-04-12 07:00 | 46.9341 | 64.0532
2029-04-12 08:00 | 47.1343 | 63.4768
2029-04-12 09:00 | 44.1006 | 63.5433
2029-04-12 10:00 | 42.1741 | 61.562
2029-04-12 11:00 | 40.9388 | 59.6631
2029-04-12 12:00 | 40.3083 | 60.301
2029-04-12 13:00 | 39.7692 | 59.1721
2029-04-12 14:00 | 39.1776 | 56.3271
2029-04-12 15:00 | 39.9164 | 59.8858
2029-04-12 16:00 | 41.7448 | 63.141
2029-04-12 17:00 | 43.8021 | 65.4248
2029-04-12 18:00 | 45.6017 | 65.2055
2029-04-12 19:00 | 44.1008 | 65.8977
2029-04-12 20:00 | 42.7004 | 65.4376
2029-04-12 21:00 | 39.6844 | 61.1179
2029-04-12 22:00 | 36.5759 | 57.3069
2029-04-12 23:00 | 33.5408 | 54.0927
2029-04-13 | 32.3449 | 53.4112
2029-04-13 01:00 | 31.8682 | 50.758
2029-04-13 02:00 | 32.6783 | 49.3774
2029-04-13 03:00 | 33.5863 | 49.6475
2029-04-13 04:00 | 34.1259 | 49.3678
2029-04-13 05:00 | 36.045 | 52.0296
2029-04-13 06:00 | 40.8332 | 57.2426
2029-04-13 07:00 | 46.4887 | 60.8836
2029-04-13 08:00 | 46.8351 | 58.7554
2029-04-13 09:00 | 44.5159 | 55.9916
2029-04-13 10:00 | 43.0395 | 52.5851
2029-04-13 11:00 | 42.1368 | 51.735
2029-04-13 12:00 | 39.9468 | 57.8388
2029-04-13 13:00 | 39.283 | 55.6337
2029-04-13 14:00 | 38.6501 | 52.2402
2029-04-13 15:00 | 38.9128 | 54.5413
2029-04-13 16:00 | 40.3754 | 57.1056
2029-04-13 17:00 | 42.4014 | 60.0345
2029-04-13 18:00 | 45.088 | 62.2988
2029-04-13 19:00 | 43.5172 | 62.9652
2029-04-13 20:00 | 41.8952 | 61.7701
2029-04-13 21:00 | 38.9106 | 57.4375
2029-04-13 22:00 | 35.8556 | 54.0337
2029-04-13 23:00 | 32.9019 | 50.5558
2029-04-14 | 31.9054 | 49.8181
2029-04-14 01:00 | 31.2875 | 49.8957
2029-04-14 02:00 | 32.0445 | 47.9101
2029-04-14 03:00 | 32.8423 | 48.4821
2029-04-14 04:00 | 33.1897 | 48.1893
2029-04-14 05:00 | 34.458 | 50.0962
2029-04-14 06:00 | 37.6446 | 55.0555
2029-04-14 07:00 | 42.2709 | 55.259
2029-04-14 08:00 | 43.5762 | 52.4716
2029-04-14 09:00 | 43.2917 | 53.9372
2029-04-14 10:00 | 42.9161 | 51.5694
2029-04-14 11:00 | 41.8324 | 51.6775
2029-04-14 12:00 | 38.5642 | 55.5355
2029-04-14 13:00 | 37.6433 | 55.5164
2029-04-14 14:00 | 36.7712 | 50.9439
2029-04-14 15:00 | 37.3373 | 55.9701
2029-04-14 16:00 | 39.5829 | 59.8536
2029-04-14 17:00 | 42.4484 | 62.9371
2029-04-14 18:00 | 44.947 | 63.9157
2029-04-14 19:00 | 43.122 | 63.9951
2029-04-14 20:00 | 41.0135 | 62.3355
2029-04-14 21:00 | 37.8811 | 57.7644
2029-04-14 22:00 | 35.4563 | 55.0789
2029-04-14 23:00 | 33.2709 | 52.7647
2029-04-15 | 31.7057 | 52.4683
2029-04-15 01:00 | 31.235 | 48.3506
2029-04-15 02:00 | 32.01 | 47.0477
2029-04-15 03:00 | 32.835 | 46.568
2029-04-15 04:00 | 33.1408 | 46.1351
2029-04-15 05:00 | 34.3975 | 47.4473
2029-04-15 06:00 | 37.2039 | 49.9088
2029-04-15 07:00 | 40.9106 | 50.6028
2029-04-15 08:00 | 41.098 | 50.7175
2029-04-15 09:00 | 39.5934 | 50.4673
2029-04-15 10:00 | 38.4699 | 51.2081
2029-04-15 11:00 | 37.5268 | 50.3556
2029-04-15 12:00 | 36.3953 | 46.2909
2029-04-15 13:00 | 35.7922 | 45.2587
2029-04-15 14:00 | 35.1714 | 45.3396
2029-04-15 15:00 | 36.0646 | 51.2432
2029-04-15 16:00 | 38.7637 | 56.13
2029-04-15 17:00 | 42.2505 | 59.3525
2029-04-15 18:00 | 44.0319 | 59.7962
2029-04-15 19:00 | 43.1803 | 59.5688
2029-04-15 20:00 | 41.8258 | 58.747
2029-04-15 21:00 | 38.7563 | 55.2387
2029-04-15 22:00 | 36.0717 | 53.0686
2029-04-15 23:00 | 33.6078 | 51.219
2029-04-16 | 32.4162 | 49.5121
2029-04-16 01:00 | 32.1783 | 48.7815
2029-04-16 02:00 | 33.1936 | 47.5575
2029-04-16 03:00 | 34.2762 | 47.9744
2029-04-16 04:00 | 34.9004 | 47.7509
2029-04-16 05:00 | 36.9134 | 51.0106
2029-04-16 06:00 | 41.8435 | 58.0674
2029-04-16 07:00 | 47.7941 | 63.091
2029-04-16 08:00 | 48.2626 | 63.6225
2029-04-16 09:00 | 45.1195 | 65.2132
2029-04-16 10:00 | 42.7647 | 63.0379
2029-04-16 11:00 | 40.908 | 59.8376
2029-04-16 12:00 | 39.4796 | 50.914
2029-04-16 13:00 | 38.7215 | 49.72
2029-04-16 14:00 | 38.1026 | 44.3195
2029-04-16 15:00 | 38.8746 | 47.8594
2029-04-16 16:00 | 40.9994 | 53.0104
2029-04-16 17:00 | 43.5463 | 60.2176
2029-04-16 18:00 | 45.7435 | 65.4603
2029-04-16 19:00 | 44.7808 | 66.1679
2029-04-16 20:00 | 43.4994 | 65.3613
2029-04-16 21:00 | 40.6232 | 60.9777
2029-04-16 22:00 | 37.4714 | 57.6045
2029-04-16 23:00 | 34.3609 | 54.3876
2029-04-17 | 32.7446 | 53.7258
2029-04-17 01:00 | 32.0412 | 50.3475
2029-04-17 02:00 | 32.9081 | 49.3239
2029-04-17 03:00 | 33.8508 | 49.4821
2029-04-17 04:00 | 34.424 | 49.6214
2029-04-17 05:00 | 36.4037 | 52.7416
2029-04-17 06:00 | 41.2718 | 60.3321
2029-04-17 07:00 | 46.9905 | 64.8991
2029-04-17 08:00 | 47.3372 | 66.5153
2029-04-17 09:00 | 44.6681 | 67.7561
2029-04-17 10:00 | 42.8043 | 67.9746
2029-04-17 11:00 | 41.5025 | 65.4658
2029-04-17 12:00 | 40.471 | 67.174
2029-04-17 13:00 | 39.8344 | 66.0157
2029-04-17 14:00 | 39.4947 | 62.7211
2029-04-17 15:00 | 40.1958 | 66.0677
2029-04-17 16:00 | 42.1205 | 68.9675
2029-04-17 17:00 | 44.4476 | 69.6027
2029-04-17 18:00 | 46.1444 | 71.9691
2029-04-17 19:00 | 44.5917 | 70.4938
2029-04-17 20:00 | 43.1331 | 68.3512
2029-04-17 21:00 | 40.1877 | 63.2712
2029-04-17 22:00 | 37.0385 | 59.9433
2029-04-17 23:00 | 33.9234 | 56.7291
2029-04-18 | 32.6808 | 54.6324
2029-04-18 01:00 | 31.6774 | 52.5538
2029-04-18 02:00 | 32.528 | 51.3496
2029-04-18 03:00 | 33.3878 | 51.3573
2029-04-18 04:00 | 33.8795 | 51.1257
2029-04-18 05:00 | 35.7702 | 53.8469
2029-04-18 06:00 | 40.3868 | 60.7069
2029-04-18 07:00 | 46.741 | 64.7116
2029-04-18 08:00 | 48.0779 | 64.4212
2029-04-18 09:00 | 46.9232 | 64.9084
2029-04-18 10:00 | 45.8702 | 64.1982
2029-04-18 11:00 | 44.6652 | 63.6657
2029-04-18 12:00 | 43.1072 | 59.5441
2029-04-18 13:00 | 42.7618 | 58.8828
2029-04-18 14:00 | 42.1183 | 55.6022
2029-04-18 15:00 | 42.598 | 59.6396
2029-04-18 16:00 | 44.1086 | 62.7566
2029-04-18 17:00 | 46.0232 | 65.4843
2029-04-18 18:00 | 46.8066 | 68.3964
2029-04-18 19:00 | 44.199 | 68.0815
2029-04-18 20:00 | 42.0133 | 66.9112
2029-04-18 21:00 | 38.9202 | 62.7079
2029-04-18 22:00 | 35.7409 | 59.0498
2029-04-18 23:00 | 32.8627 | 55.6512
2029-04-19 | 31.8235 | 54.8843
2029-04-19 01:00 | 31.3828 | 51.362
2029-04-19 02:00 | 32.3136 | 50.1551
2029-04-19 03:00 | 33.2558 | 50.5373
2029-04-19 04:00 | 33.7724 | 50.2569
2029-04-19 05:00 | 35.7056 | 53.2884
2029-04-19 06:00 | 39.8599 | 60.5771
2029-04-19 07:00 | 46.4308 | 64.6084
2029-04-19 08:00 | 47.1332 | 63.6275
2029-04-19 09:00 | 44.9582 | 62.9831
2029-04-19 10:00 | 43.3696 | 61.3916
2029-04-19 11:00 | 42.1181 | 60.9039
2029-04-19 12:00 | 41.8001 | 54.2719
2029-04-19 13:00 | 41.5031 | 53.1608
2029-04-19 14:00 | 40.9343 | 49.7527
2029-04-19 15:00 | 41.4646 | 54.6028
2029-04-19 16:00 | 43.0292 | 58.8236
2029-04-19 17:00 | 44.8276 | 63.0017
2029-04-19 18:00 | 45.8348 | 63.2007
2029-04-19 19:00 | 44.3559 | 65.4212
2029-04-19 20:00 | 42.6261 | 65.6869
2029-04-19 21:00 | 40.0086 | 62.1826
2029-04-19 22:00 | 36.9254 | 58.4555
2029-04-19 23:00 | 33.8965 | 55.2401
2029-04-20 | 31.958 | 55.058
2029-04-20 01:00 | 31.4888 | 51.7317
2029-04-20 02:00 | 32.2648 | 50.5269
2029-04-20 03:00 | 33.0826 | 50.7544
2029-04-20 04:00 | 33.547 | 50.4626
2029-04-20 05:00 | 35.386 | 53.2765
2029-04-20 06:00 | 38.9664 | 60.6519
2029-04-20 07:00 | 45.0569 | 64.9965
2029-04-20 08:00 | 46.4295 | 65.3813
2029-04-20 09:00 | 45.4132 | 66.4481
2029-04-20 10:00 | 44.8251 | 66.1762
2029-04-20 11:00 | 43.7539 | 65.155
2029-04-20 12:00 | 43.213 | 59.4348
2029-04-20 13:00 | 43.544 | 58.5572
2029-04-20 14:00 | 43.7492 | 55.4374
2029-04-20 15:00 | 44.8142 | 59.3416
2029-04-20 16:00 | 46.719 | 62.0014
2029-04-20 17:00 | 48.6745 | 63.6855
2029-04-20 18:00 | 48.6521 | 63.6582
2029-04-20 19:00 | 46.3298 | 64.968
2029-04-20 20:00 | 43.0867 | 64.6127
2029-04-20 21:00 | 39.5082 | 60.9774
2029-04-20 22:00 | 35.8334 | 57.5711
2029-04-20 23:00 | 32.2259 | 54.3287
2029-04-21 | 31.186 | 53.0963
2029-04-21 01:00 | 30.6901 | 50.3681
2029-04-21 02:00 | 31.254 | 49.3822
2029-04-21 03:00 | 31.8825 | 49.5805
2029-04-21 04:00 | 32.1581 | 48.9634
2029-04-21 05:00 | 33.2311 | 51.193
2029-04-21 06:00 | 36.2098 | 56.3741
2029-04-21 07:00 | 40.9514 | 56.5646
2029-04-21 08:00 | 42.9905 | 53.85
2029-04-21 09:00 | 43.7297 | 52.0972
2029-04-21 10:00 | 44.0378 | 50.1418
2029-04-21 11:00 | 42.844 | 49.8218
2029-04-21 12:00 | 40.3245 | 49.6207
2029-04-21 13:00 | 39.4193 | 48.5023
2029-04-21 14:00 | 38.8031 | 44.427
2029-04-21 15:00 | 39.2045 | 49.0007
2029-04-21 16:00 | 41.4157 | 53.2173
2029-04-21 17:00 | 43.6828 | 56.7443
2029-04-21 18:00 | 43.0372 | 62.7275
2029-04-21 19:00 | 41.0429 | 60.7976
2029-04-21 20:00 | 38.9152 | 58.8803
2029-04-21 21:00 | 36.411 | 55.2114
2029-04-21 22:00 | 34.1333 | 53.246
2029-04-21 23:00 | 31.953 | 51.8443
2029-04-22 | 30.4819 | 51.3235
2029-04-22 01:00 | 29.3105 | 49.0794
2029-04-22 02:00 | 30.0368 | 47.8832
2029-04-22 03:00 | 30.7585 | 47.6988
2029-04-22 04:00 | 30.9044 | 46.8802
2029-04-22 05:00 | 31.8858 | 48.6637
2029-04-22 06:00 | 34.701 | 53.1534
2029-04-22 07:00 | 39.026 | 52.218
2029-04-22 08:00 | 40.6401 | 48.403
2029-04-22 09:00 | 39.4784 | 45.5904
2029-04-22 10:00 | 37.6409 | 43.4921
2029-04-22 11:00 | 35.9055 | 44.3727
2029-04-22 12:00 | 35.232 | 43.475
2029-04-22 13:00 | 34.6572 | 42.9963
2029-04-22 14:00 | 33.7581 | 40.5506
2029-04-22 15:00 | 34.6271 | 46.1738
2029-04-22 16:00 | 37.0556 | 50.9243
2029-04-22 17:00 | 40.5158 | 55.3513
2029-04-22 18:00 | 42.2554 | 54.9111
2029-04-22 19:00 | 41.0408 | 57.591
2029-04-22 20:00 | 39.4446 | 58.4235
2029-04-22 21:00 | 36.8579 | 55.8769
2029-04-22 22:00 | 34.2031 | 53.6883
2029-04-22 23:00 | 31.7853 | 51.9159
2029-04-23 | 30.4408 | 51.6452
2029-04-23 01:00 | 30.3296 | 49.5229
2029-04-23 02:00 | 31.3559 | 48.4683
2029-04-23 03:00 | 32.4005 | 48.6635
2029-04-23 04:00 | 33.0193 | 48.4345
2029-04-23 05:00 | 35.0359 | 51.6306
2029-04-23 06:00 | 40.1587 | 58.0853
2029-04-23 07:00 | 46.4851 | 62.9259
2029-04-23 08:00 | 47.539 | 64.3765
2029-04-23 09:00 | 45.1349 | 66.3851
2029-04-23 10:00 | 43.7254 | 66.412
2029-04-23 11:00 | 41.996 | 64.5661
2029-04-23 12:00 | 40.4014 | 64.6805
2029-04-23 13:00 | 39.9312 | 64.1489
2029-04-23 14:00 | 39.2047 | 60.6933
2029-04-23 15:00 | 39.9104 | 63.696
2029-04-23 16:00 | 41.8544 | 66.2624
2029-04-23 17:00 | 44.0729 | 68.1
2029-04-23 18:00 | 46.2877 | 68.8688
2029-04-23 19:00 | 44.2294 | 68.1572
2029-04-23 20:00 | 42.2458 | 66.8936
2029-04-23 21:00 | 39.3436 | 62.5587
2029-04-23 22:00 | 36.1145 | 59.0218
2029-04-23 23:00 | 32.9955 | 55.6102
2029-04-24 | 31.3297 | 53.6671
2029-04-24 01:00 | 30.5446 | 50.2464
2029-04-24 02:00 | 31.4084 | 48.8432
2029-04-24 03:00 | 32.3174 | 48.9352
2029-04-24 04:00 | 32.8996 | 48.6972
2029-04-24 05:00 | 34.8263 | 51.9659
2029-04-24 06:00 | 40.0232 | 59.3178
2029-04-24 07:00 | 46.2394 | 63.933
2029-04-24 08:00 | 46.9174 | 64.5994
2029-04-24 09:00 | 44.1296 | 64.1212
2029-04-24 10:00 | 42.1145 | 61.8898
2029-04-24 11:00 | 40.2198 | 59.03
2029-04-24 12:00 | 39.0308 | 58.2163
2029-04-24 13:00 | 38.3495 | 56.7671
2029-04-24 14:00 | 37.8165 | 52.7911
2029-04-24 15:00 | 38.2553 | 56.4858
2029-04-24 16:00 | 40.0954 | 59.9542
2029-04-24 17:00 | 42.6179 | 63.168
2029-04-24 18:00 | 45.3974 | 63.4198
2029-04-24 19:00 | 43.89 | 64.7579
2029-04-24 20:00 | 42.3268 | 64.3671
2029-04-24 21:00 | 39.8278 | 60.9711
2029-04-24 22:00 | 36.8409 | 57.6576
2029-04-24 23:00 | 33.9302 | 54.3665
2029-04-25 | 32.0527 | 53.9614
2029-04-25 01:00 | 31.57 | 50.5827
2029-04-25 02:00 | 32.4925 | 49.3139
2029-04-25 03:00 | 33.4622 | 49.4647
2029-04-25 04:00 | 34.054 | 49.183
2029-04-25 05:00 | 35.9946 | 52.0421
2029-04-25 06:00 | 40.732 | 59.2046
2029-04-25 07:00 | 47.4663 | 63.3847
2029-04-25 08:00 | 48.9276 | 63.305
2029-04-25 09:00 | 46.9389 | 63.6403
2029-04-25 10:00 | 45.0612 | 62.6668
2029-04-25 11:00 | 42.8786 | 61.8918
2029-04-25 12:00 | 39.6398 | 54.2523
2029-04-25 13:00 | 39.024 | 53.5865
2029-04-25 14:00 | 38.2878 | 49.9731
2029-04-25 15:00 | 38.6337 | 54.3229
2029-04-25 16:00 | 40.4846 | 58.0463
2029-04-25 17:00 | 43.0424 | 62.1973
2029-04-25 18:00 | 44.9826 | 62.983
2029-04-25 19:00 | 43.8984 | 64.8541
2029-04-25 20:00 | 42.6438 | 64.8385
2029-04-25 21:00 | 40.2969 | 61.7355
2029-04-25 22:00 | 37.3052 | 58.1269
2029-04-25 23:00 | 34.3295 | 54.6268
2029-04-26 | 32.4939 | 54.0651
2029-04-26 01:00 | 31.8739 | 50.3276
2029-04-26 02:00 | 32.7404 | 49.0136
2029-04-26 03:00 | 33.699 | 49.2486
2029-04-26 04:00 | 34.2634 | 49.0129
2029-04-26 05:00 | 36.2128 | 52.2454
2029-04-26 06:00 | 41.1776 | 60.1532
2029-04-26 07:00 | 47.7657 | 64.4328
2029-04-26 08:00 | 49.0691 | 64.4896
2029-04-26 09:00 | 46.93 | 63.9395
2029-04-26 10:00 | 44.9615 | 61.9264
2029-04-26 11:00 | 42.6068 | 58.9331
2029-04-26 12:00 | 39.7249 | 52.5001
2029-04-26 13:00 | 39.1364 | 51.3617
2029-04-26 14:00 | 38.377 | 47.5976
2029-04-26 15:00 | 38.6991 | 51.8504
2029-04-26 16:00 | 40.4299 | 56.0216
2029-04-26 17:00 | 42.6557 | 60.0989
2029-04-26 18:00 | 45.0243 | 60.3063
2029-04-26 19:00 | 43.5039 | 63.242
2029-04-26 20:00 | 41.9187 | 64.1839
2029-04-26 21:00 | 39.3907 | 61.4563
2029-04-26 22:00 | 36.3816 | 58.0707
2029-04-26 23:00 | 33.5029 | 54.7522
2029-04-27 | 32.1182 | 53.5187
2029-04-27 01:00 | 31.4843 | 51.4124
2029-04-27 02:00 | 32.2375 | 50.0684
2029-04-27 03:00 | 33.0928 | 50.0863
2029-04-27 04:00 | 33.5397 | 49.7083
2029-04-27 05:00 | 35.3776 | 52.3779
2029-04-27 06:00 | 40.2988 | 59.4031
2029-04-27 07:00 | 46.8185 | 63.1418
2029-04-27 08:00 | 48.2152 | 62.2678
2029-04-27 09:00 | 46.971 | 61.4154
2029-04-27 10:00 | 45.7688 | 59.6912
2029-04-27 11:00 | 43.7675 | 58.5557
2029-04-27 12:00 | 41.7166 | 52.3056
2029-04-27 13:00 | 41.6071 | 51.2597
2029-04-27 14:00 | 40.8585 | 47.4263
2029-04-27 15:00 | 40.9339 | 51.4778
2029-04-27 16:00 | 42.1824 | 54.9708
2029-04-27 17:00 | 43.8351 | 58.5259
2029-04-27 18:00 | 44.5108 | 60.048
2029-04-27 19:00 | 42.3156 | 62.4944
2029-04-27 20:00 | 40.0527 | 62.8692
2029-04-27 21:00 | 37.2756 | 60.0503
2029-04-27 22:00 | 34.2994 | 56.709
2029-04-27 23:00 | 31.4968 | 53.529
2029-04-28 | 30.4563 | 52.6218
2029-04-28 01:00 | 29.5519 | 50.657
2029-04-28 02:00 | 30.1526 | 49.3569
2029-04-28 03:00 | 30.846 | 49.4732
2029-04-28 04:00 | 31.2169 | 49.0564
2029-04-28 05:00 | 32.2405 | 51.3041
2029-04-28 06:00 | 35.6387 | 55.6636
2029-04-28 07:00 | 40.2735 | 56.7544
2029-04-28 08:00 | 40.9858 | 55.8328
2029-04-28 09:00 | 40.2834 | 56.7535
2029-04-28 10:00 | 40.1566 | 56.444
2029-04-28 11:00 | 39.355 | 54.9174
2029-04-28 12:00 | 39.3466 | 50.4641
2029-04-28 13:00 | 39.2292 | 49.5539
2029-04-28 14:00 | 38.2484 | 45.9039
2029-04-28 15:00 | 38.6086 | 50.4755
2029-04-28 16:00 | 40.9722 | 54.1409
2029-04-28 17:00 | 43.3519 | 57.6944
2029-04-28 18:00 | 44.3258 | 57.4472
2029-04-28 19:00 | 41.3508 | 59.1167
2029-04-28 20:00 | 38.4867 | 58.849
2029-04-28 21:00 | 35.6055 | 56.3459
2029-04-28 22:00 | 33.2559 | 54.2781
2029-04-28 23:00 | 31.1767 | 52.6037
2029-04-29 | 30.005 | 52.7267
2029-04-29 01:00 | 29.7326 | 48.6923
2029-04-29 02:00 | 30.2982 | 47.7166
2029-04-29 03:00 | 30.9159 | 47.8107
2029-04-29 04:00 | 31.2116 | 47.282
2029-04-29 05:00 | 32.101 | 49.3114
2029-04-29 06:00 | 35.5936 | 53.4956
2029-04-29 07:00 | 40.4133 | 53.8195
2029-04-29 08:00 | 42.4335 | 52.2555
2029-04-29 09:00 | 43.4238 | 52.9412
2029-04-29 10:00 | 44.0621 | 53.1357
2029-04-29 11:00 | 43.9236 | 52.504
2029-04-29 12:00 | 44.9631 | 46.4113
2029-04-29 13:00 | 45.8667 | 45.6825
2029-04-29 14:00 | 46.3843 | 42.7975
2029-04-29 15:00 | 47.502 | 48.4113
2029-04-29 16:00 | 50.63 | 52.7247
2029-04-29 17:00 | 53.4539 | 57.3764
2029-04-29 18:00 | 53.2966 | 59.6698
2029-04-29 19:00 | 49.9636 | 60.7815
2029-04-29 20:00 | 46.2629 | 60.2625
2029-04-29 21:00 | 42.8552 | 57.302
2029-04-29 22:00 | 39.3789 | 55.235
2029-04-29 23:00 | 36.1167 | 53.2582
2029-04-30 | 34.8722 | 52.5952
2029-04-30 01:00 | 33.5453 | 48.8682
2029-04-30 02:00 | 33.9641 | 47.7885
2029-04-30 03:00 | 34.521 | 47.9862
2029-04-30 04:00 | 34.7362 | 47.7352
2029-04-30 05:00 | 36.4175 | 51.099
2029-04-30 06:00 | 43.0775 | 58.3799
2029-04-30 07:00 | 50.5619 | 63.0656
2029-04-30 08:00 | 53.2461 | 64.3732
2029-04-30 09:00 | 53.3923 | 65.3645
2029-04-30 10:00 | 53.8816 | 64.0843
2029-04-30 11:00 | 53.369 | 60.3109
2029-04-30 12:00 | 53.7883 | 58.9051
2029-04-30 13:00 | 54.45 | 57.9839
2029-04-30 14:00 | 54.0271 | 53.8528
2029-04-30 15:00 | 54.6688 | 56.6835
2029-04-30 16:00 | 56.3566 | 59.5718
2029-04-30 17:00 | 57.789 | 62.9852
2029-04-30 18:00 | 59.6266 | 64.0275
2029-04-30 19:00 | 56.8223 | 64.6403
2029-04-30 20:00 | 52.736 | 63.9518
2029-04-30 21:00 | 48.7068 | 60.4081
2029-04-30 22:00 | 44.1251 | 56.963
2029-04-30 23:00 | 39.5311 | 53.51
2029-05-01 | 37.1791 | 52.4518
2029-05-01 01:00 | 34.7496 | 50.0021
2029-05-01 02:00 | 34.8122 | 48.3616
2029-05-01 03:00 | 35.0914 | 48.5464
2029-05-01 04:00 | 35.1454 | 48.3682
2029-05-01 05:00 | 36.6366 | 51.1568
2029-05-01 06:00 | 41.0754 | 57.1374
2029-05-01 07:00 | 47.6682 | 61.3176
2029-05-01 08:00 | 49.9616 | 61.757
2029-05-01 09:00 | 50.0505 | 61.9469
2029-05-01 10:00 | 50.1712 | 59.9596
2029-05-01 11:00 | 49.0384 | 58.2928
2029-05-01 12:00 | 47.8648 | 56.6347
2029-05-01 13:00 | 48.2725 | 55.0681
2029-05-01 14:00 | 47.9256 | 50.5444
2029-05-01 15:00 | 48.794 | 53.1898
2029-05-01 16:00 | 50.6276 | 55.8891
2029-05-01 17:00 | 52.7587 | 59.2465
2029-05-01 18:00 | 50.7219 | 60.8779
2029-05-01 19:00 | 47.0005 | 62.5798
2029-05-01 20:00 | 43.8148 | 61.7695
2029-05-01 21:00 | 41.0237 | 59.1306
2029-05-01 22:00 | 37.541 | 55.963
2029-05-01 23:00 | 33.7406 | 52.2963
2029-05-02 | 32.8952 | 51.7591
2029-05-02 01:00 | 31.8442 | 50.1348
2029-05-02 02:00 | 32.3134 | 48.5644
2029-05-02 03:00 | 33.0299 | 48.4449
2029-05-02 04:00 | 33.3345 | 48.3033
2029-05-02 05:00 | 34.9634 | 51.1738
2029-05-02 06:00 | 39.6857 | 55.8218
2029-05-02 07:00 | 46.0493 | 59.4305
2029-05-02 08:00 | 47.6317 | 58.5167
2029-05-02 09:00 | 46.4463 | 57.8158
2029-05-02 10:00 | 45.8555 | 55.4952
2029-05-02 11:00 | 44.7042 | 55.8548
2029-05-02 12:00 | 44.4453 | 56.3392
2029-05-02 13:00 | 44.692 | 55.3452
2029-05-02 14:00 | 43.9394 | 51.2714
2029-05-02 15:00 | 44.3027 | 53.8125
2029-05-02 16:00 | 45.7537 | 56.1908
2029-05-02 17:00 | 47.6841 | 59.9404
2029-05-02 18:00 | 48.6625 | 60.5695
2029-05-02 19:00 | 45.9583 | 62.5584
2029-05-02 20:00 | 43.2002 | 62.0283
2029-05-02 21:00 | 40.7495 | 59.5601
2029-05-02 22:00 | 37.3634 | 56.1864
2029-05-02 23:00 | 33.7261 | 52.169
2029-05-03 | 31.2422 | 51.6539
2029-05-03 01:00 | 30.9553 | 51.3974
2029-05-03 02:00 | 31.6502 | 49.4334
2029-05-03 03:00 | 32.4882 | 49.4824
2029-05-03 04:00 | 32.9202 | 49.2306
2029-05-03 05:00 | 34.7498 | 51.5375
2029-05-03 06:00 | 39.8099 | 57.0404
2029-05-03 07:00 | 46.3199 | 60.9063
2029-05-03 08:00 | 48.0895 | 60.4864
2029-05-03 09:00 | 46.7657 | 60.7972
2029-05-03 10:00 | 45.5947 | 58.6704
2029-05-03 11:00 | 43.6111 | 56.6346
2029-05-03 12:00 | 42.4329 | 54.6548
2029-05-03 13:00 | 42.4839 | 53.2797
2029-05-03 14:00 | 41.9944 | 48.7042
2029-05-03 15:00 | 42.3463 | 51.7111
2029-05-03 16:00 | 43.8321 | 54.6491
2029-05-03 17:00 | 45.9943 | 58.8283
2029-05-03 18:00 | 47.7723 | 62.5146
2029-05-03 19:00 | 45.0845 | 63.5738
2029-05-03 20:00 | 42.7268 | 62.9736
2029-05-03 21:00 | 40.3343 | 59.8944
2029-05-03 22:00 | 37.1741 | 56.6102
2029-05-03 23:00 | 33.8465 | 52.8985
2029-05-04 | 31.4734 | 52.4266
2029-05-04 01:00 | 30.7611 | 49.2782
2029-05-04 02:00 | 31.4652 | 47.5038
2029-05-04 03:00 | 32.3192 | 47.4652
2029-05-04 04:00 | 32.8158 | 47.0315
2029-05-04 05:00 | 34.6101 | 49.3744
2029-05-04 06:00 | 39.3368 | 54.8253
2029-05-04 07:00 | 45.6085 | 58.0421
2029-05-04 08:00 | 46.8664 | 56.3669
2029-05-04 09:00 | 45.4754 | 54.8428
2029-05-04 10:00 | 44.7968 | 51.7675
2029-05-04 11:00 | 43.1611 | 51.0048
2029-05-04 12:00 | 42.6949 | 54.9635
2029-05-04 13:00 | 42.9023 | 53.6266
2029-05-04 14:00 | 42.0723 | 49.5962
2029-05-04 15:00 | 42.2112 | 52.442
2029-05-04 16:00 | 43.3129 | 54.5148
2029-05-04 17:00 | 44.9572 | 57.5758
2029-05-04 18:00 | 45.3856 | 59.8605
2029-05-04 19:00 | 42.7923 | 61.7409
2029-05-04 20:00 | 40.3559 | 60.6383
2029-05-04 21:00 | 38.2809 | 57.9362
2029-05-04 22:00 | 35.2317 | 54.8583
2029-05-04 23:00 | 32.0096 | 51.1623
2029-05-05 | 30.1113 | 49.846
2029-05-05 01:00 | 29.4837 | 47.6941
2029-05-05 02:00 | 30.0074 | 45.6576
2029-05-05 03:00 | 30.6816 | 45.7512
2029-05-05 04:00 | 30.9075 | 45.2798
2029-05-05 05:00 | 31.781 | 47.0584
2029-05-05 06:00 | 34.4641 | 50.8737
2029-05-05 07:00 | 39.6444 | 51.2183
2029-05-05 08:00 | 42.0014 | 50.386
2029-05-05 09:00 | 42.7271 | 52.4788
2029-05-05 10:00 | 42.7247 | 51.0199
2029-05-05 11:00 | 41.231 | 50.2488
2029-05-05 12:00 | 39.3724 | 53.0034
2029-05-05 13:00 | 38.7132 | 52.8841
2029-05-05 14:00 | 37.8634 | 48.7072
2029-05-05 15:00 | 37.997 | 52.8621
2029-05-05 16:00 | 39.8915 | 55.6413
2029-05-05 17:00 | 42.0707 | 58.606
2029-05-05 18:00 | 42.8147 | 61.0445
2029-05-05 19:00 | 39.5636 | 60.3011
2029-05-05 20:00 | 36.8539 | 58.3785
2029-05-05 21:00 | 34.855 | 55.2184
2029-05-05 22:00 | 32.6486 | 53.3893
2029-05-05 23:00 | 30.4772 | 51.1643
2029-05-06 | 29.0191 | 50.2641
2029-05-06 01:00 | 28.3043 | 47.3106
2029-05-06 02:00 | 28.7842 | 45.3196
2029-05-06 03:00 | 29.4035 | 44.8011
2029-05-06 04:00 | 29.5451 | 44.3417
2029-05-06 05:00 | 30.2415 | 45.4025
2029-05-06 06:00 | 32.8985 | 48.8392
2029-05-06 07:00 | 38.0088 | 48.4942
2029-05-06 08:00 | 39.952 | 47.9234
2029-05-06 09:00 | 40.3469 | 49.8611
2029-05-06 10:00 | 39.8842 | 49.5861
2029-05-06 11:00 | 38.5156 | 49.0045
2029-05-06 12:00 | 36.717 | 45.7126
2029-05-06 13:00 | 37.2321 | 45.7855
2029-05-06 14:00 | 36.6537 | 43.5588
2029-05-06 15:00 | 37.6128 | 49.4713
2029-05-06 16:00 | 40.3059 | 53.2828
2029-05-06 17:00 | 43.3117 | 57.2486
2029-05-06 18:00 | 44.4914 | 59.7391
2029-05-06 19:00 | 41.0765 | 59.3097
2029-05-06 20:00 | 38.4725 | 58.383
2029-05-06 21:00 | 36.0477 | 55.376
2029-05-06 22:00 | 33.4026 | 53.4967
2029-05-06 23:00 | 30.857 | 51.1849
2029-05-07 | 29.8407 | 50.1257
2029-05-07 01:00 | 29.4487 | 48.4806
2029-05-07 02:00 | 30.1349 | 47.1755
2029-05-07 03:00 | 30.9724 | 47.4432
2029-05-07 04:00 | 31.4291 | 46.9711
2029-05-07 05:00 | 33.0783 | 49.8334
2029-05-07 06:00 | 38.9184 | 56.3056
2029-05-07 07:00 | 46.0233 | 60.3086
2029-05-07 08:00 | 48.1312 | 61.4219
2029-05-07 09:00 | 48.053 | 62.792
2029-05-07 10:00 | 47.9231 | 61.7759
2029-05-07 11:00 | 46.4916 | 59.6778
2029-05-07 12:00 | 45.6883 | 56.6998
2029-05-07 13:00 | 46.1796 | 55.1624
2029-05-07 14:00 | 45.7403 | 49.9326
2029-05-07 15:00 | 46.3503 | 52.5697
2029-05-07 16:00 | 47.9582 | 55.717
2029-05-07 17:00 | 49.6009 | 61.09
2029-05-07 18:00 | 49.1521 | 60.706
2029-05-07 19:00 | 45.9892 | 62.3364
2029-05-07 20:00 | 43.484 | 62.0979
2029-05-07 21:00 | 41.0899 | 59.1273
2029-05-07 22:00 | 37.823 | 56.2966
2029-05-07 23:00 | 34.3067 | 52.8102
2029-05-08 | 32.9383 | 53.1137
2029-05-08 01:00 | 31.5165 | 49.8069
2029-05-08 02:00 | 31.9831 | 48.3609
2029-05-08 03:00 | 32.5909 | 48.5628
2029-05-08 04:00 | 32.9001 | 48.473
2029-05-08 05:00 | 34.4787 | 51.2138
2029-05-08 06:00 | 39.1634 | 58.5327
2029-05-08 07:00 | 45.5721 | 62.529
2029-05-08 08:00 | 47.015 | 63.1045
2029-05-08 09:00 | 46.2994 | 64.1068
2029-05-08 10:00 | 45.6912 | 63.3939
2029-05-08 11:00 | 44.41 | 62.0562
2029-05-08 12:00 | 44.0347 | 61.5987
2029-05-08 13:00 | 44.5436 | 61.2438
2029-05-08 14:00 | 44.704 | 56.5225
2029-05-08 15:00 | 45.6489 | 60.1267
2029-05-08 16:00 | 47.4104 | 62.9347
2029-05-08 17:00 | 49.2808 | 64.7564
2029-05-08 18:00 | 49.7935 | 66.5961
2029-05-08 19:00 | 46.7046 | 66.3572
2029-05-08 20:00 | 43.6221 | 65.1485
2029-05-08 21:00 | 41.0293 | 61.9039
2029-05-08 22:00 | 37.598 | 59.2493
2029-05-08 23:00 | 33.809 | 56.1729
2029-05-09 | 31.5667 | 54.1981
2029-05-09 01:00 | 30.6494 | 52.3718
2029-05-09 02:00 | 31.2247 | 50.9466
2029-05-09 03:00 | 31.9657 | 50.4541
2029-05-09 04:00 | 32.3621 | 50.3487
2029-05-09 05:00 | 33.9391 | 53.0056
2029-05-09 06:00 | 38.7525 | 57.3342
2029-05-09 07:00 | 45.5006 | 60.8667
2029-05-09 08:00 | 47.2806 | 60.4309
2029-05-09 09:00 | 46.8688 | 60.4186
2029-05-09 10:00 | 46.5428 | 59.1896
2029-05-09 11:00 | 45.5015 | 58.2751
2029-05-09 12:00 | 41.143 | 59.2451
2029-05-09 13:00 | 41.0464 | 59.0287
2029-05-09 14:00 | 40.5018 | 55.7506
2029-05-09 15:00 | 40.8578 | 59.0244
2029-05-09 16:00 | 42.5764 | 61.1784
2029-05-09 17:00 | 44.9414 | 63.3266
2029-05-09 18:00 | 45.3668 | 65.0307
2029-05-09 19:00 | 43.4007 | 65.353
2029-05-09 20:00 | 41.5701 | 64.7785
2029-05-09 21:00 | 39.481 | 61.8832
2029-05-09 22:00 | 36.4402 | 58.621
2029-05-09 23:00 | 33.0231 | 55.3495
2029-05-10 | 31.2485 | 53.8077
2029-05-10 01:00 | 30.5369 | 49.9223
2029-05-10 02:00 | 31.2667 | 48.2914
2029-05-10 03:00 | 32.1444 | 48.3508
2029-05-10 04:00 | 32.6418 | 47.8917
2029-05-10 05:00 | 34.435 | 50.6913
2029-05-10 06:00 | 39.3067 | 57.0433
2029-05-10 07:00 | 46.2963 | 60.7635
2029-05-10 08:00 | 48.2064 | 60.7849
2029-05-10 09:00 | 47.0983 | 60.6409
2029-05-10 10:00 | 45.9474 | 59.6629
2029-05-10 11:00 | 43.8369 | 58.8982
2029-05-10 12:00 | 42.8754 | 56.988
2029-05-10 13:00 | 43.0174 | 55.6492
2029-05-10 14:00 | 42.3305 | 51.7833
2029-05-10 15:00 | 42.5784 | 55.0863
2029-05-10 16:00 | 43.938 | 57.5504
2029-05-10 17:00 | 45.9363 | 60.0128
2029-05-10 18:00 | 47.0001 | 62.8959
2029-05-10 19:00 | 44.0526 | 62.4084
2029-05-10 20:00 | 41.558 | 61.4154
2029-05-10 21:00 | 39.3224 | 58.2678
2029-05-10 22:00 | 36.242 | 55.3219
2029-05-10 23:00 | 33.0116 | 52.2015
2029-05-11 | 31.2083 | 51.4542
2029-05-11 01:00 | 30.5957 | 48.366
2029-05-11 02:00 | 31.3075 | 46.7258
2029-05-11 03:00 | 32.1865 | 47.0279
2029-05-11 04:00 | 32.7049 | 46.7687
2029-05-11 05:00 | 34.4424 | 49.2381
2029-05-11 06:00 | 38.9328 | 56.6317
2029-05-11 07:00 | 45.7237 | 60.4387
2029-05-11 08:00 | 47.5076 | 59.605
2029-05-11 09:00 | 46.4555 | 59.4034
2029-05-11 10:00 | 45.7591 | 57.4669
2029-05-11 11:00 | 43.9644 | 56.8261
2029-05-11 12:00 | 42.5919 | 52.4941
2029-05-11 13:00 | 42.6089 | 52.1032
2029-05-11 14:00 | 41.7311 | 47.3689
2029-05-11 15:00 | 41.7407 | 50.9738
2029-05-11 16:00 | 42.7018 | 53.827
2029-05-11 17:00 | 44.3065 | 57.1032
2029-05-11 18:00 | 44.4486 | 59.0219
2029-05-11 19:00 | 41.4988 | 60.0603
2029-05-11 20:00 | 38.9077 | 59.6484
2029-05-11 21:00 | 36.846 | 57.2229
2029-05-11 22:00 | 33.9428 | 54.6098
2029-05-11 23:00 | 30.9748 | 51.5006
2029-05-12 | 29.5033 | 50.408
2029-05-12 01:00 | 28.946 | 47.6405
2029-05-12 02:00 | 29.4995 | 46.3902
2029-05-12 03:00 | 30.222 | 46.3924
2029-05-12 04:00 | 30.5274 | 45.7796
2029-05-12 05:00 | 31.3709 | 47.4195
2029-05-12 06:00 | 33.9396 | 51.8348
2029-05-12 07:00 | 39.1421 | 52.1849
2029-05-12 08:00 | 41.1675 | 51.4528
2029-05-12 09:00 | 40.9197 | 51.7114
2029-05-12 10:00 | 40.2741 | 50.891
2029-05-12 11:00 | 38.5682 | 50.3636
2029-05-12 12:00 | 37.5963 | 45.264
2029-05-12 13:00 | 37.0233 | 43.8218
2029-05-12 14:00 | 35.9296 | 39.7347
2029-05-12 15:00 | 36.0313 | 44.717
2029-05-12 16:00 | 38.1136 | 48.1801
2029-05-12 17:00 | 40.8357 | 52.472
2029-05-12 18:00 | 41.7297 | 57.3366
2029-05-12 19:00 | 38.4977 | 56.3439
2029-05-12 20:00 | 35.7622 | 55.3125
2029-05-12 21:00 | 33.9485 | 53.5892
2029-05-12 22:00 | 31.8097 | 52.3302
2029-05-12 23:00 | 29.6857 | 50.7271
2029-05-13 | 28.5306 | 49.8398
2029-05-13 01:00 | 27.9483 | 47.585
2029-05-13 02:00 | 28.4664 | 46.1695
2029-05-13 03:00 | 29.1603 | 46.1593
2029-05-13 04:00 | 29.3683 | 45.5697
2029-05-13 05:00 | 30.0308 | 47.3326
2029-05-13 06:00 | 32.4161 | 50.7132
2029-05-13 07:00 | 37.2794 | 50.6159
2029-05-13 08:00 | 38.7502 | 49.8637
2029-05-13 09:00 | 38.0948 | 49.4764
2029-05-13 10:00 | 37.1807 | 47.998
2029-05-13 11:00 | 36.2325 | 46.3177
2029-05-13 12:00 | 36.3003 | 37.1657
2029-05-13 13:00 | 36.3106 | 35.7015
2029-05-13 14:00 | 35.6075 | 31.8076
2029-05-13 15:00 | 36.3223 | 36.6937
2029-05-13 16:00 | 38.9122 | 41.4608
2029-05-13 17:00 | 42.0956 | 48.2613
2029-05-13 18:00 | 43.4232 | 50.2979
2029-05-13 19:00 | 40.478 | 52.9842
2029-05-13 20:00 | 37.8137 | 53.4734
2029-05-13 21:00 | 35.9056 | 52.3241
2029-05-13 22:00 | 33.3906 | 50.9454
2029-05-13 23:00 | 30.8169 | 49.2212
2029-05-14 | 29.2369 | 50.301
2029-05-14 01:00 | 28.7169 | 47.6348
2029-05-14 02:00 | 29.4698 | 46.2864
2029-05-14 03:00 | 30.4041 | 46.6606
2029-05-14 04:00 | 30.8972 | 46.3824
2029-05-14 05:00 | 32.5525 | 49.1356
2029-05-14 06:00 | 37.4227 | 54.3796
2029-05-14 07:00 | 44.5353 | 57.7244
2029-05-14 08:00 | 46.3837 | 55.3786
2029-05-14 09:00 | 45.6006 | 52.9884
2029-05-14 10:00 | 44.8548 | 49.5846
2029-05-14 11:00 | 43.3627 | 49.3167
2029-05-14 12:00 | 42.3039 | 54.329
2029-05-14 13:00 | 42.2695 | 53.8358
2029-05-14 14:00 | 41.7 | 49.6797
2029-05-14 15:00 | 42.1307 | 52.4257
2029-05-14 16:00 | 43.5442 | 55.1851
2029-05-14 17:00 | 45.312 | 59.0964
2029-05-14 18:00 | 45.8402 | 60.792
2029-05-14 19:00 | 43.4825 | 62.1919
2029-05-14 20:00 | 41.0515 | 61.4645
2029-05-14 21:00 | 39.1526 | 59.3019
2029-05-14 22:00 | 36.0078 | 56.1731
2029-05-14 23:00 | 32.6854 | 52.8156
2029-05-15 | 30.4728 | 51.0803
2029-05-15 01:00 | 29.6718 | 48.8503
2029-05-15 02:00 | 30.2807 | 46.9904
2029-05-15 03:00 | 31.1055 | 47.1431
2029-05-15 04:00 | 31.5392 | 46.7073
2029-05-15 05:00 | 33.1507 | 49.1329
2029-05-15 06:00 | 38.1842 | 55.0498
2029-05-15 07:00 | 44.9165 | 58.0665
2029-05-15 08:00 | 46.3899 | 55.0595
2029-05-15 09:00 | 45.6477 | 51.6927
2029-05-15 10:00 | 44.753 | 47.3922
2029-05-15 11:00 | 43.3861 | 47.524
2029-05-15 12:00 | 41.6233 | 53.238
2029-05-15 13:00 | 41.8192 | 51.8511
2029-05-15 14:00 | 41.4289 | 47.0716
2029-05-15 15:00 | 41.9675 | 50.1804
2029-05-15 16:00 | 43.5389 | 53.3769
2029-05-15 17:00 | 45.6856 | 57.524
2029-05-15 18:00 | 46.4719 | 61.2097
2029-05-15 19:00 | 43.6315 | 62.8556
2029-05-15 20:00 | 41.2075 | 61.602
2029-05-15 21:00 | 38.9261 | 59.4465
2029-05-15 22:00 | 35.8446 | 56.4158
2029-05-15 23:00 | 32.5603 | 52.6352
2029-05-16 | 31.3962 | 52.2261
2029-05-16 01:00 | 30.0133 | 49.6322
2029-05-16 02:00 | 30.5867 | 47.667
2029-05-16 03:00 | 31.369 | 47.5789
2029-05-16 04:00 | 31.7961 | 47.1773
2029-05-16 05:00 | 33.2902 | 49.4247
2029-05-16 06:00 | 38.1649 | 56.5442
2029-05-16 07:00 | 44.7831 | 60.8997
2029-05-16 08:00 | 45.613 | 61.5493
2029-05-16 09:00 | 44.1556 | 63.1658
2029-05-16 10:00 | 43.0658 | 61.8444
2029-05-16 11:00 | 41.8724 | 60.4495
2029-05-16 12:00 | 42.0018 | 54.9537
2029-05-16 13:00 | 42.2578 | 54.2574
2029-05-16 14:00 | 41.8087 | 50.2012
2029-05-16 15:00 | 42.3022 | 53.3229
2029-05-16 16:00 | 44.0192 | 56.0122
2029-05-16 17:00 | 46.1752 | 60.0492
2029-05-16 18:00 | 46.8663 | 63.7792
2029-05-16 19:00 | 44.3868 | 63.9221
2029-05-16 20:00 | 41.9422 | 63.2144
2029-05-16 21:00 | 39.8986 | 60.5435
2029-05-16 22:00 | 36.733 | 57.5126
2029-05-16 23:00 | 33.1815 | 54.1473
2029-05-17 | 31.378 | 52.7858
2029-05-17 01:00 | 29.6963 | 48.1401
2029-05-17 02:00 | 30.1946 | 46.7985
2029-05-17 03:00 | 30.9468 | 47.022
2029-05-17 04:00 | 31.3286 | 46.3286
2029-05-17 05:00 | 32.8236 | 49.5474
2029-05-17 06:00 | 38.0903 | 54.3239
2029-05-17 07:00 | 44.6786 | 57.8931
2029-05-17 08:00 | 45.7654 | 56.7838
2029-05-17 09:00 | 44.6589 | 55.4649
2029-05-17 10:00 | 43.7287 | 53.4599
2029-05-17 11:00 | 42.4687 | 53.3642
2029-05-17 12:00 | 42.0143 | 56.9591
2029-05-17 13:00 | 42.2191 | 55.4456
2029-05-17 14:00 | 41.9334 | 51.4227
2029-05-17 15:00 | 42.458 | 53.962
2029-05-17 16:00 | 44.0813 | 56.2437
2029-05-17 17:00 | 45.9403 | 59.1893
2029-05-17 18:00 | 46.7998 | 61.9872
2029-05-17 19:00 | 44.2269 | 62.3343
2029-05-17 20:00 | 41.739 | 61.0382
2029-05-17 21:00 | 39.48 | 58.3975
2029-05-17 22:00 | 36.3753 | 55.788
2029-05-17 23:00 | 32.8944 | 52.5766
2029-05-18 | 31.3191 | 50.4053
2029-05-18 01:00 | 29.9089 | 49.0943
2029-05-18 02:00 | 30.4283 | 47.6315
2029-05-18 03:00 | 31.1932 | 47.8337
2029-05-18 04:00 | 31.6145 | 47.4012
2029-05-18 05:00 | 33.1024 | 49.9381
2029-05-18 06:00 | 37.9812 | 55.5464
2029-05-18 07:00 | 44.8887 | 59.8911
2029-05-18 08:00 | 46.3585 | 60.7027
2029-05-18 09:00 | 45.545 | 62.7768
2029-05-18 10:00 | 44.942 | 61.9574
2029-05-18 11:00 | 43.7833 | 60.8953
2029-05-18 12:00 | 42.9274 | 54.6631
2029-05-18 13:00 | 42.9897 | 54.3082
2029-05-18 14:00 | 42.4893 | 49.9958
2029-05-18 15:00 | 42.6178 | 52.6822
2029-05-18 16:00 | 43.6788 | 54.8435
2029-05-18 17:00 | 45.2134 | 57.2052
2029-05-18 18:00 | 45.9418 | 60.0295
2029-05-18 19:00 | 43.0281 | 60.0979
2029-05-18 20:00 | 40.106 | 58.7562
2029-05-18 21:00 | 37.7789 | 56.2016
2029-05-18 22:00 | 34.7529 | 53.7565
2029-05-18 23:00 | 31.4601 | 50.9399
2029-05-19 | 29.7305 | 49.0711
2029-05-19 01:00 | 28.4264 | 49.3709
2029-05-19 02:00 | 28.8659 | 47.8423
2029-05-19 03:00 | 29.4652 | 47.6938
2029-05-19 04:00 | 29.5989 | 46.7167
2029-05-19 05:00 | 30.1385 | 48.1789
2029-05-19 06:00 | 32.7444 | 50.7183
2029-05-19 07:00 | 38.3433 | 50.4576
2029-05-19 08:00 | 41.1132 | 49.3133
2029-05-19 09:00 | 41.8264 | 49.7127
2029-05-19 10:00 | 41.5534 | 48.247
2029-05-19 11:00 | 40.4068 | 48.9904
2029-05-19 12:00 | 39.1102 | 51.0068
2029-05-19 13:00 | 38.5841 | 49.7483
2029-05-19 14:00 | 37.7182 | 46.4678
2029-05-19 15:00 | 37.9405 | 50.2681
2029-05-19 16:00 | 39.6947 | 52.5151
2029-05-19 17:00 | 42.1446 | 55.0057
2029-05-19 18:00 | 43.1426 | 55.4507
2029-05-19 19:00 | 40.1691 | 56.3146
2029-05-19 20:00 | 36.9365 | 54.942
2029-05-19 21:00 | 35.0979 | 54.0592
2029-05-19 22:00 | 32.9138 | 52.5759
2029-05-19 23:00 | 30.4967 | 50.7509
2029-05-20 | 28.8996 | 48.458
2029-05-20 01:00 | 27.658 | 48.3236
2029-05-20 02:00 | 28.0595 | 46.2012
2029-05-20 03:00 | 28.648 | 46.6845
2029-05-20 04:00 | 28.7388 | 46.1868
2029-05-20 05:00 | 29.1684 | 47.1149
2029-05-20 06:00 | 31.5754 | 50.3215
2029-05-20 07:00 | 36.5826 | 48.7624
2029-05-20 08:00 | 38.9993 | 43.9691
2029-05-20 09:00 | 39.2408 | 42.7171
2029-05-20 10:00 | 38.7928 | 39.6515
2029-05-20 11:00 | 37.8265 | 41.2509
2029-05-20 12:00 | 36.7114 | 46.5056
2029-05-20 13:00 | 36.4073 | 46.6493
2029-05-20 14:00 | 35.7242 | 42.3607
2029-05-20 15:00 | 36.0921 | 48.0647
2029-05-20 16:00 | 38.5713 | 51.8985
2029-05-20 17:00 | 41.7879 | 56.4895
2029-05-20 18:00 | 42.9774 | 60.8179
2029-05-20 19:00 | 40.2574 | 61.3289
2029-05-20 20:00 | 37.1918 | 58.9356
2029-05-20 21:00 | 35.5952 | 56.3658
2029-05-20 22:00 | 33.2624 | 54.3691
2029-05-20 23:00 | 30.6401 | 51.6103
2029-05-21 | 29.171 | 51.2255
2029-05-21 01:00 | 27.218 | 48.6574
2029-05-21 02:00 | 27.7677 | 46.3787
2029-05-21 03:00 | 28.4888 | 45.6189
2029-05-21 04:00 | 28.6254 | 44.5485
2029-05-21 05:00 | 29.0366 | 45.0554
2029-05-21 06:00 | 31.3961 | 48.8245
2029-05-21 07:00 | 35.6822 | 47.3641
2029-05-21 08:00 | 36.5756 | 44.0317
2029-05-21 09:00 | 36.0678 | 43.2804
2029-05-21 10:00 | 35.7012 | 40.8387
2029-05-21 11:00 | 35.3991 | 41.5578
2029-05-21 12:00 | 35.6548 | 42.9307
2029-05-21 13:00 | 35.1591 | 41.9626
2029-05-21 14:00 | 35.1549 | 39.8789
2029-05-21 15:00 | 35.7328 | 46.3476
2029-05-21 16:00 | 37.9397 | 50.7473
2029-05-21 17:00 | 40.9607 | 55.6889
2029-05-21 18:00 | 42.2741 | 60.8473
2029-05-21 19:00 | 39.971 | 61.4714
2029-05-21 20:00 | 37.4108 | 60.1349
2029-05-21 21:00 | 36.2273 | 59.0821
2029-05-21 22:00 | 33.8325 | 57.5144
2029-05-21 23:00 | 31.3341 | 54.4135
2029-05-22 | 29.6779 | 52.1589
2029-05-22 01:00 | 29.4244 | 49.8081
2029-05-22 02:00 | 30.0264 | 47.7152
2029-05-22 03:00 | 30.8577 | 47.3712
2029-05-22 04:00 | 31.3034 | 46.4003
2029-05-22 05:00 | 32.8456 | 48.7416
2029-05-22 06:00 | 37.716 | 55.1529
2029-05-22 07:00 | 44.9048 | 59.4941
2029-05-22 08:00 | 46.6982 | 59.2313
2029-05-22 09:00 | 45.9102 | 59.9328
2029-05-22 10:00 | 45.1654 | 58.4234
2029-05-22 11:00 | 43.8672 | 57.7474
2029-05-22 12:00 | 42.3145 | 54.7074
2029-05-22 13:00 | 42.3971 | 53.9886
2029-05-22 14:00 | 42.0423 | 49.6
2029-05-22 15:00 | 42.6771 | 53.7922
2029-05-22 16:00 | 44.228 | 57.4747
2029-05-22 17:00 | 46.1758 | 61.2506
2029-05-22 18:00 | 46.6291 | 63.6303
2029-05-22 19:00 | 43.8978 | 64.8744
2029-05-22 20:00 | 41.2128 | 63.7086
2029-05-22 21:00 | 39.2179 | 61.2002
2029-05-22 22:00 | 36.132 | 58.2892
2029-05-22 23:00 | 32.7687 | 54.9481
2029-05-23 | 30.8683 | 54.1019
2029-05-23 01:00 | 29.5214 | 49.1693
2029-05-23 02:00 | 30.0862 | 47.3251
2029-05-23 03:00 | 30.8877 | 47.2051
2029-05-23 04:00 | 31.2873 | 46.6574
2029-05-23 05:00 | 32.7651 | 48.6469
2029-05-23 06:00 | 37.7584 | 54.1947
2029-05-23 07:00 | 45.0393 | 58.0702
2029-05-23 08:00 | 46.6427 | 57.4594
2029-05-23 09:00 | 45.7295 | 57.6069
2029-05-23 10:00 | 44.5862 | 56.564
2029-05-23 11:00 | 43.1788 | 56.0362
2029-05-23 12:00 | 41.3828 | 56.0767
2029-05-23 13:00 | 41.6512 | 55.7732
2029-05-23 14:00 | 41.2485 | 51.9893
2029-05-23 15:00 | 41.7711 | 55.4564
2029-05-23 16:00 | 43.3667 | 58.5053
2029-05-23 17:00 | 45.536 | 61.8687
2029-05-23 18:00 | 46.2457 | 63.6664
2029-05-23 19:00 | 43.3673 | 65.0514
2029-05-23 20:00 | 40.6819 | 63.4615
2029-05-23 21:00 | 38.6111 | 61.0332
2029-05-23 22:00 | 35.5815 | 58.199
2029-05-23 23:00 | 32.2865 | 54.5283
2029-05-24 | 30.7664 | 52.7575
2029-05-24 01:00 | 29.3887 | 49.538
2029-05-24 02:00 | 29.9698 | 47.8428
2029-05-24 03:00 | 30.8019 | 47.9451
2029-05-24 04:00 | 31.2697 | 47.437
2029-05-24 05:00 | 32.7888 | 49.6319
2029-05-24 06:00 | 37.667 | 54.7442
2029-05-24 07:00 | 45.159 | 58.0099
2029-05-24 08:00 | 47.073 | 55.8339
2029-05-24 09:00 | 46.223 | 54.617
2029-05-24 10:00 | 45.2052 | 52.6491
2029-05-24 11:00 | 43.594 | 52.3122
2029-05-24 12:00 | 42.3216 | 56.2677
2029-05-24 13:00 | 42.225 | 55.8844
2029-05-24 14:00 | 41.7526 | 51.8447
2029-05-24 15:00 | 42.0801 | 55.4019
2029-05-24 16:00 | 43.4341 | 58.5988
2029-05-24 17:00 | 45.231 | 61.3386
2029-05-24 18:00 | 45.785 | 62.6102
2029-05-24 19:00 | 43.2055 | 64.4285
2029-05-24 20:00 | 40.6053 | 62.6974
2029-05-24 21:00 | 38.7183 | 60.3844
2029-05-24 22:00 | 35.7437 | 57.6097
2029-05-24 23:00 | 32.4465 | 54.0157
2029-05-25 | 30.5371 | 52.5144
2029-05-25 01:00 | 29.6776 | 49.0633
2029-05-25 02:00 | 30.2533 | 47.1997
2029-05-25 03:00 | 31.0768 | 47.1384
2029-05-25 04:00 | 31.5327 | 46.7934
2029-05-25 05:00 | 32.9983 | 48.3778
2029-05-25 06:00 | 37.5077 | 54.7265
2029-05-25 07:00 | 44.3048 | 58.0721
2029-05-25 08:00 | 45.5848 | 55.8788
2029-05-25 09:00 | 44.2552 | 54.5618
2029-05-25 10:00 | 43.2897 | 52.4332
2029-05-25 11:00 | 42.1351 | 51.3522
2029-05-25 12:00 | 41.8333 | 55.7537
2029-05-25 13:00 | 41.7859 | 55.5351
2029-05-25 14:00 | 41.2239 | 51.8261
2029-05-25 15:00 | 41.237 | 55.454
2029-05-25 16:00 | 42.1885 | 58.1205
2029-05-25 17:00 | 43.8972 | 60.2707
2029-05-25 18:00 | 44.4232 | 62.2307
2029-05-25 19:00 | 41.6196 | 62.7038
2029-05-25 20:00 | 38.7689 | 61.2603
2029-05-25 21:00 | 36.7989 | 58.5634
2029-05-25 22:00 | 33.9048 | 55.8599
2029-05-25 23:00 | 30.7502 | 52.7647
2029-05-26 | 29.288 | 52.0211
2029-05-26 01:00 | 28.1805 | 48.1749
2029-05-26 02:00 | 28.6371 | 45.8189
2029-05-26 03:00 | 29.3052 | 45.8126
2029-05-26 04:00 | 29.5611 | 45.1582
2029-05-26 05:00 | 30.1341 | 45.9301
2029-05-26 06:00 | 32.4926 | 50.6601
2029-05-26 07:00 | 38.2043 | 51.7889
2029-05-26 08:00 | 40.78 | 52.3264
2029-05-26 09:00 | 40.999 | 55.6002
2029-05-26 10:00 | 40.3597 | 55.9863
2029-05-26 11:00 | 39.2119 | 54.3456
2029-05-26 12:00 | 35.2962 | 51.5815
2029-05-26 13:00 | 34.153 | 51.1116
2029-05-26 14:00 | 33.2993 | 47.0761
2029-05-26 15:00 | 33.3028 | 51.5209
2029-05-26 16:00 | 35.4791 | 54.4642
2029-05-26 17:00 | 38.7296 | 57.9284
2029-05-26 18:00 | 38.923 | 61.0175
2029-05-26 19:00 | 36.9443 | 59.9166
2029-05-26 20:00 | 34.6912 | 56.9259
2029-05-26 21:00 | 33.5226 | 54.7286
2029-05-26 22:00 | 31.6856 | 53.1592
2029-05-26 23:00 | 29.4052 | 50.7501
2029-05-27 | 28.2817 | 50.2687
2029-05-27 01:00 | 27.3177 | 46.439
2029-05-27 02:00 | 27.8309 | 44.3083
2029-05-27 03:00 | 28.5245 | 44.3108
2029-05-27 04:00 | 28.7266 | 43.7396
2029-05-27 05:00 | 29.2095 | 44.7813
2029-05-27 06:00 | 31.5117 | 47.8729
2029-05-27 07:00 | 37.2106 | 48.6479
2029-05-27 08:00 | 39.8541 | 48.4029
2029-05-27 09:00 | 39.4338 | 51.2233
2029-05-27 10:00 | 37.8945 | 52.3849
2029-05-27 11:00 | 36.1034 | 53.028
2029-05-27 12:00 | 33.9623 | 47.7432
2029-05-27 13:00 | 33.2967 | 49.3272
2029-05-27 14:00 | 32.4655 | 48.7657
2029-05-27 15:00 | 32.9771 | 56.1564
2029-05-27 16:00 | 35.6008 | 61.5635
2029-05-27 17:00 | 39.5721 | 67.802
2029-05-27 18:00 | 39.798 | 71.7811
2029-05-27 19:00 | 38.0819 | 72.6791
2029-05-27 20:00 | 36.1603 | 68.2529
2029-05-27 21:00 | 34.8727 | 64.4555
2029-05-27 22:00 | 32.69 | 61.5619
2029-05-27 23:00 | 30.132 | 57.3313
2029-05-28 | 28.9876 | 54.7031
2029-05-28 01:00 | 28.3181 | 52.189
2029-05-28 02:00 | 29.1425 | 50.2469
2029-05-28 03:00 | 30.1677 | 49.9667
2029-05-28 04:00 | 30.8071 | 49.2592
2029-05-28 05:00 | 32.3825 | 51.2593
2029-05-28 06:00 | 36.7612 | 55.8803
2029-05-28 07:00 | 44.1311 | 60.0961
2029-05-28 08:00 | 45.5932 | 59.7925
2029-05-28 09:00 | 43.6193 | 61.214
2029-05-28 10:00 | 42.2247 | 61.236
2029-05-28 11:00 | 40.6038 | 61.8368
2029-05-28 12:00 | 40.5888 | 58.2148
2029-05-28 13:00 | 40.6345 | 59.6144
2029-05-28 14:00 | 39.8119 | 57.8338
2029-05-28 15:00 | 40.1201 | 63.5069
2029-05-28 16:00 | 41.6937 | 69.4667
2029-05-28 17:00 | 44.0566 | 75.8515
2029-05-28 18:00 | 44.6644 | 79.139
2029-05-28 19:00 | 42.0999 | 80.1617
2029-05-28 20:00 | 39.4161 | 76.3266
2029-05-28 21:00 | 37.7834 | 71.7511
2029-05-28 22:00 | 34.7847 | 67.1657
2029-05-28 23:00 | 31.5584 | 62.2451
2029-05-29 | 29.6608 | 59.302
2029-05-29 01:00 | 28.8013 | 54.4344
2029-05-29 02:00 | 29.4496 | 51.7725
2029-05-29 03:00 | 30.3749 | 51.3269
2029-05-29 04:00 | 30.9466 | 50.6514
2029-05-29 05:00 | 32.5093 | 52.5748
2029-05-29 06:00 | 36.9771 | 58.5197
2029-05-29 07:00 | 44.6562 | 62.9142
2029-05-29 08:00 | 46.4093 | 63.7551
2029-05-29 09:00 | 45.045 | 65.3361
2029-05-29 10:00 | 43.6036 | 65.8308
2029-05-29 11:00 | 42.0903 | 64.8308
2029-05-29 12:00 | 40.5975 | 62.6955
2029-05-29 13:00 | 40.4762 | 62.4349
2029-05-29 14:00 | 40.0788 | 58.0734
2029-05-29 15:00 | 40.4624 | 61.9885
2029-05-29 16:00 | 41.8157 | 64.872
2029-05-29 17:00 | 43.9291 | 67.2637
2029-05-29 18:00 | 44.4308 | 74.6282
2029-05-29 19:00 | 41.5747 | 74.4354
2029-05-29 20:00 | 38.9956 | 71.6581
2029-05-29 21:00 | 37.226 | 68.5029
2029-05-29 22:00 | 34.3816 | 64.7106
2029-05-29 23:00 | 31.421 | 60.9507
2029-05-30 | 30.0115 | 56.378
2029-05-30 01:00 | 29.4119 | 53.6887
2029-05-30 02:00 | 30.063 | 51.5095
2029-05-30 03:00 | 30.9463 | 51.2637
2029-05-30 04:00 | 31.4388 | 50.7948
2029-05-30 05:00 | 32.895 | 52.6271
2029-05-30 06:00 | 37.1704 | 55.9527
2029-05-30 07:00 | 44.8832 | 59.882
2029-05-30 08:00 | 46.7166 | 59.8411
2029-05-30 09:00 | 45.6131 | 60.0088
2029-05-30 10:00 | 44.0538 | 60.5075
2029-05-30 11:00 | 42.3974 | 61.3422
2029-05-30 12:00 | 40.5202 | 57.4147
2029-05-30 13:00 | 40.4754 | 59.1711
2029-05-30 14:00 | 40.0076 | 57.4524
2029-05-30 15:00 | 40.33 | 62.5186
2029-05-30 16:00 | 41.7153 | 67.8151
2029-05-30 17:00 | 43.9479 | 73.3547
2029-05-30 18:00 | 44.588 | 75.8691
2029-05-30 19:00 | 41.97 | 76.0932
2029-05-30 20:00 | 39.4158 | 72.9933
2029-05-30 21:00 | 37.7724 | 69.3861
2029-05-30 22:00 | 34.8832 | 65.3529
2029-05-30 23:00 | 31.7435 | 60.7731
2029-05-31 | 30.1582 | 57.2427
2029-05-31 01:00 | 29.1059 | 55.4505
2029-05-31 02:00 | 29.6868 | 53.1909
2029-05-31 03:00 | 30.5479 | 52.7203
2029-05-31 04:00 | 31.0126 | 52.0513
2029-05-31 05:00 | 32.4738 | 53.8958
2029-05-31 06:00 | 37.0386 | 61.4124
2029-05-31 07:00 | 44.8129 | 65.827
2029-05-31 08:00 | 46.7307 | 66.5125
2029-05-31 09:00 | 45.6973 | 69.3447
2029-05-31 10:00 | 44.2731 | 70.6367
2029-05-31 11:00 | 42.6143 | 71.1003
2029-05-31 12:00 | 40.5776 | 69.0933
2029-05-31 13:00 | 40.4653 | 70.0466
2029-05-31 14:00 | 40.0819 | 67.8421
2029-05-31 15:00 | 40.4227 | 73.1867
2029-05-31 16:00 | 41.8075 | 78.454
2029-05-31 17:00 | 43.7641 | 83.2341
2029-05-31 18:00 | 44.5171 | 86.4247
2029-05-31 19:00 | 41.8032 | 86.1155
2029-05-31 20:00 | 39.2335 | 82.3672
2029-05-31 21:00 | 37.3988 | 77.4794
2029-05-31 22:00 | 34.585 | 72.5722
2029-05-31 23:00 | 31.5346 | 67.5886
2029-06-01 | 30.1661 | 65.8466
2029-06-01 01:00 | 30.5223 | 65.3282
2029-06-01 02:00 | 30.9249 | 62.5212
2029-06-01 03:00 | 31.5853 | 61.2932
2029-06-01 04:00 | 31.969 | 60.1883
2029-06-01 05:00 | 33.2781 | 61.2655
2029-06-01 06:00 | 37.3536 | 66.8117
2029-06-01 07:00 | 45.0273 | 70.8622
2029-06-01 08:00 | 46.8292 | 71.8511
2029-06-01 09:00 | 45.9909 | 75.3253
2029-06-01 10:00 | 44.6614 | 76.6274
2029-06-01 11:00 | 43.1404 | 77.879
2029-06-01 12:00 | 41.845 | 80.0055
2029-06-01 13:00 | 41.6618 | 81.0292
2029-06-01 14:00 | 41.2342 | 78.724
2029-06-01 15:00 | 41.4 | 83.2069
2029-06-01 16:00 | 42.3781 | 85.6477
2029-06-01 17:00 | 43.9755 | 86.8264
2029-06-01 18:00 | 44.5607 | 88.1004
2029-06-01 19:00 | 41.8693 | 86.42
2029-06-01 20:00 | 39.2712 | 82.2338
2029-06-01 21:00 | 37.3578 | 77.1473
2029-06-01 22:00 | 34.8308 | 73.3865
2029-06-01 23:00 | 31.8328 | 68.912
2029-06-02 | 30.2963 | 67.5478
2029-06-02 01:00 | 29.1419 | 62.3935
2029-06-02 02:00 | 29.4264 | 59.0974
2029-06-02 03:00 | 29.9204 | 57.3429
2029-06-02 04:00 | 30.0778 | 55.3424
2029-06-02 05:00 | 30.4751 | 55.4773
2029-06-02 06:00 | 32.7384 | 63.9469
2029-06-02 07:00 | 38.9881 | 66.311
2029-06-02 08:00 | 41.6103 | 69.6446
2029-06-02 09:00 | 42.1809 | 75.556
2029-06-02 10:00 | 41.5038 | 79.7821
2029-06-02 11:00 | 40.1816 | 79.4084
2029-06-02 12:00 | 38.8383 | 79.0201
2029-06-02 13:00 | 38.2268 | 79.6011
2029-06-02 14:00 | 37.4329 | 76.1195
2029-06-02 15:00 | 37.8018 | 80.6828
2029-06-02 16:00 | 39.8303 | 81.9965
2029-06-02 17:00 | 42.4061 | 83.106
2029-06-02 18:00 | 43.2336 | 86.8363
2029-06-02 19:00 | 40.3225 | 84.207
2029-06-02 20:00 | 37.3809 | 79.4502
2029-06-02 21:00 | 35.7902 | 75.27
2029-06-02 22:00 | 33.9208 | 72.4074
2029-06-02 23:00 | 31.5455 | 68.5921
2029-06-03 | 29.749 | 66.9499
2029-06-03 01:00 | 28.393 | 61.5764
2029-06-03 02:00 | 28.6219 | 58.2838
2029-06-03 03:00 | 29.0664 | 56.4204
2029-06-03 04:00 | 29.1744 | 54.4507
2029-06-03 05:00 | 29.4031 | 54.6292
2029-06-03 06:00 | 31.4122 | 59.7432
2029-06-03 07:00 | 36.9636 | 61.0817
2029-06-03 08:00 | 38.8763 | 63.1231
2029-06-03 09:00 | 38.9688 | 67.3559
2029-06-03 10:00 | 38.2207 | 71.2806
2029-06-03 11:00 | 37.381 | 73.0214
2029-06-03 12:00 | 37.0645 | 71.9337
2029-06-03 13:00 | 36.9884 | 73.3872
2029-06-03 14:00 | 36.5808 | 71.6718
2029-06-03 15:00 | 37.3744 | 78.0804
2029-06-03 16:00 | 40.0565 | 81.5013
2029-06-03 17:00 | 43.1565 | 85.4089
2029-06-03 18:00 | 44.0967 | 88.9169
2029-06-03 19:00 | 40.7793 | 86.5516
2029-06-03 20:00 | 37.8284 | 82.132
2029-06-03 21:00 | 35.8956 | 78.2766
2029-06-03 22:00 | 33.8296 | 74.7404
2029-06-03 23:00 | 31.3513 | 70.691
2029-06-04 | 30.3291 | 66.6705
2029-06-04 01:00 | 29.2488 | 63.664
2029-06-04 02:00 | 29.7406 | 60.7565
2029-06-04 03:00 | 30.442 | 59.4583
2029-06-04 04:00 | 30.8468 | 58.1938
2029-06-04 05:00 | 32.0748 | 59.7366
2029-06-04 06:00 | 36.6845 | 66.0071
2029-06-04 07:00 | 44.1851 | 70.3623
2029-06-04 08:00 | 45.615 | 72.3453
2029-06-04 09:00 | 44.5807 | 75.7634
2029-06-04 10:00 | 43.4249 | 77.6102
2029-06-04 11:00 | 42.1922 | 79.8512
2029-06-04 12:00 | 42.1402 | 77.7774
2029-06-04 13:00 | 42.2927 | 80.246
2029-06-04 14:00 | 41.962 | 79.178
2029-06-04 15:00 | 42.76 | 84.8887
2029-06-04 16:00 | 44.6323 | 90.63
2029-06-04 17:00 | 46.7612 | 96.2167
2029-06-04 18:00 | 47.3787 | 98.3686
2029-06-04 19:00 | 44.7193 | 98.0528
2029-06-04 20:00 | 42.0588 | 92.5479
2029-06-04 21:00 | 39.9031 | 87.4576
2029-06-04 22:00 | 37.0561 | 81.6
2029-06-04 23:00 | 33.5637 | 75.7058
2029-06-05 | 31.9766 | 70.3625
2029-06-05 01:00 | 30.4198 | 67.016
2029-06-05 02:00 | 30.8062 | 63.6264
2029-06-05 03:00 | 31.2994 | 62.0768
2029-06-05 04:00 | 31.5973 | 60.8143
2029-06-05 05:00 | 32.7681 | 62.2338
2029-06-05 06:00 | 38.5991 | 66.5849
2029-06-05 07:00 | 46.2797 | 70.7972
2029-06-05 08:00 | 48.0464 | 72.1941
2029-06-05 09:00 | 47.2476 | 74.7357
2029-06-05 10:00 | 46.0185 | 76.4112
2029-06-05 11:00 | 44.6324 | 80.7783
2029-06-05 12:00 | 43.8766 | 83.4615
2029-06-05 13:00 | 43.9932 | 85.5993
2029-06-05 14:00 | 43.6795 | 84.7281
2029-06-05 15:00 | 44.2331 | 90.8915
2029-06-05 16:00 | 45.9358 | 96.8803
2029-06-05 17:00 | 48.0755 | 101.4928
2029-06-05 18:00 | 50.6754 | 104.5317
2029-06-05 19:00 | 47.3425 | 104.6776
2029-06-05 20:00 | 43.5804 | 98.8536
2029-06-05 21:00 | 40.674 | 93.5664
2029-06-05 22:00 | 37.3765 | 87.0996
2029-06-05 23:00 | 33.4616 | 80.8287
2029-06-06 | 32.1055 | 74.648
2029-06-06 01:00 | 30.8729 | 70.0695
2029-06-06 02:00 | 31.2071 | 66.2708
2029-06-06 03:00 | 31.684 | 64.3396
2029-06-06 04:00 | 31.9331 | 63.0196
2029-06-06 05:00 | 33.0703 | 64.0374
2029-06-06 06:00 | 36.5506 | 69.0518
2029-06-06 07:00 | 43.9297 | 73.6837
2029-06-06 08:00 | 45.9301 | 75.7492
2029-06-06 09:00 | 45.6558 | 79.4119
2029-06-06 10:00 | 44.9416 | 81.5706
2029-06-06 11:00 | 44.0173 | 85.9735
2029-06-06 12:00 | 42.749 | 89.5379
2029-06-06 13:00 | 43.4649 | 91.5742
2029-06-06 14:00 | 44.1136 | 90.6562
2029-06-06 15:00 | 45.693 | 95.8989
2029-06-06 16:00 | 48.1806 | 100.5667
2029-06-06 17:00 | 50.8556 | 104.769
2029-06-06 18:00 | 51.2384 | 104.7807
2029-06-06 19:00 | 48.1844 | 102.774
2029-06-06 20:00 | 44.5546 | 97.9381
2029-06-06 21:00 | 41.9299 | 93.0545
2029-06-06 22:00 | 38.7488 | 87.1679
2029-06-06 23:00 | 34.8121 | 81.3364
2029-06-07 | 32.1439 | 77.1501
2029-06-07 01:00 | 31.6539 | 72.9101
2029-06-07 02:00 | 32.0218 | 68.7924
2029-06-07 03:00 | 32.6272 | 66.9974
2029-06-07 04:00 | 32.9719 | 65.6488
2029-06-07 05:00 | 34.2668 | 67.0846
2029-06-07 06:00 | 37.7837 | 73.4764
2029-06-07 07:00 | 45.232 | 78.1707
2029-06-07 08:00 | 47.5325 | 81.222
2029-06-07 09:00 | 47.5371 | 85.7923
2029-06-07 10:00 | 47.2918 | 88.5728
2029-06-07 11:00 | 46.6794 | 90.835
2029-06-07 12:00 | 45.6111 | 90.8807
2029-06-07 13:00 | 46.62 | 92.5718
2029-06-07 14:00 | 47.5113 | 91.0257
2029-06-07 15:00 | 49.3425 | 95.6063
2029-06-07 16:00 | 51.8978 | 99.4961
2029-06-07 17:00 | 54.4083 | 102.3293
2029-06-07 18:00 | 53.4707 | 104.6071
2029-06-07 19:00 | 50.622 | 102.4778
2029-06-07 20:00 | 47.3684 | 97.6571
2029-06-07 21:00 | 45.0759 | 93.0503
2029-06-07 22:00 | 41.9775 | 87.0051
2029-06-07 23:00 | 37.9863 | 81.4629
2029-06-08 | 34.521 | 75.0989
2029-06-08 01:00 | 33.1392 | 70.854
2029-06-08 02:00 | 33.2576 | 66.8838
2029-06-08 03:00 | 33.6136 | 65.1268
2029-06-08 04:00 | 33.7937 | 63.824
2029-06-08 05:00 | 34.9458 | 65.1292
2029-06-08 06:00 | 38.9873 | 68.4324
2029-06-08 07:00 | 46.1616 | 72.7688
2029-06-08 08:00 | 48.1365 | 74.6489
2029-06-08 09:00 | 47.7309 | 77.4534
2029-06-08 10:00 | 47.2051 | 79.4618
2029-06-08 11:00 | 46.2905 | 83.3251
2029-06-08 12:00 | 46.0989 | 84.1019
2029-06-08 13:00 | 46.5606 | 86.5668
2029-06-08 14:00 | 46.6541 | 85.8671
2029-06-08 15:00 | 47.4791 | 91.194
2029-06-08 16:00 | 48.9868 | 95.5636
2029-06-08 17:00 | 50.8225 | 99.0885
2029-06-08 18:00 | 51.1657 | 100.6701
2029-06-08 19:00 | 48.0399 | 99.8033
2029-06-08 20:00 | 44.5662 | 94.646
2029-06-08 21:00 | 42.1509 | 90.3808
2029-06-08 22:00 | 39.1561 | 84.2231
2029-06-08 23:00 | 35.4211 | 78.5167
2029-06-09 | 32.4276 | 71.6797
2029-06-09 01:00 | 30.2867 | 67.1298
2029-06-09 02:00 | 30.2408 | 63.6587
2029-06-09 03:00 | 30.4465 | 62.2586
2029-06-09 04:00 | 30.4149 | 60.1606
2029-06-09 05:00 | 30.601 | 60.6525
2029-06-09 06:00 | 32.4007 | 63.3175
2029-06-09 07:00 | 38.2337 | 65.3844
2029-06-09 08:00 | 41.1846 | 66.9986
2029-06-09 09:00 | 42.209 | 71.1959
2029-06-09 10:00 | 42.3249 | 74.8219
2029-06-09 11:00 | 41.756 | 78.0613
2029-06-09 12:00 | 41.1507 | 78.2937
2029-06-09 13:00 | 41.1413 | 80.6782
2029-06-09 14:00 | 41.1397 | 79.4536
2029-06-09 15:00 | 42.113 | 85.7429
2029-06-09 16:00 | 44.4725 | 90.0867
2029-06-09 17:00 | 47.152 | 94.7237
2029-06-09 18:00 | 47.6021 | 94.2993
2029-06-09 19:00 | 44.0079 | 91.8223
2029-06-09 20:00 | 39.9853 | 86.8134
2029-06-09 21:00 | 37.6236 | 82.6065
2029-06-09 22:00 | 35.4999 | 78.4853
2029-06-09 23:00 | 32.8503 | 74.0167
2029-06-10 | 31.1642 | 68.5587
2029-06-10 01:00 | 30.0275 | 64.2416
2029-06-10 02:00 | 30.023 | 60.5402
2029-06-10 03:00 | 30.3085 | 58.4319
2029-06-10 04:00 | 30.2829 | 56.264
2029-06-10 05:00 | 30.4568 | 56.2478
2029-06-10 06:00 | 32.0323 | 61.5489
2029-06-10 07:00 | 37.8036 | 61.9485
2029-06-10 08:00 | 41.5582 | 62.5917
2029-06-10 09:00 | 43.8025 | 65.9228
2029-06-10 10:00 | 44.8537 | 68.5994
2029-06-10 11:00 | 45.4425 | 69.6568
2029-06-10 12:00 | 45.5905 | 69.1292
2029-06-10 13:00 | 46.7767 | 70.9049
2029-06-10 14:00 | 47.9534 | 68.1415
2029-06-10 15:00 | 49.8733 | 73.9457
2029-06-10 16:00 | 53.5529 | 75.8137
2029-06-10 17:00 | 57.3968 | 77.8962
2029-06-10 18:00 | 57.6109 | 80.5242
2029-06-10 19:00 | 54.1314 | 79.164
2029-06-10 20:00 | 49.5555 | 74.6239
2029-06-10 21:00 | 46.634 | 70.5036
2029-06-10 22:00 | 43.4295 | 67.3243
2029-06-10 23:00 | 39.7041 | 63.2018
2029-06-11 | 37.0444 | 60.5012
2029-06-11 01:00 | 34.9661 | 58.0458
2029-06-11 02:00 | 34.8411 | 55.5141
2029-06-11 03:00 | 35.0906 | 54.6916
2029-06-11 04:00 | 35.1173 | 53.2192
2029-06-11 05:00 | 36.2567 | 54.9306
2029-06-11 06:00 | 41.7131 | 60.3756
2029-06-11 07:00 | 50.3846 | 63.7884
2029-06-11 08:00 | 54.3025 | 64.2043
2029-06-11 09:00 | 55.6728 | 65.3496
2029-06-11 10:00 | 56.6838 | 65.0123
2029-06-11 11:00 | 56.572 | 66.6427
2029-06-11 12:00 | 56.1972 | 67.9041
2029-06-11 13:00 | 57.2697 | 68.4551
2029-06-11 14:00 | 57.3404 | 64.7876
2029-06-11 15:00 | 58.5423 | 68.49
2029-06-11 16:00 | 60.6062 | 70.9424
2029-06-11 17:00 | 62.7572 | 73.4193
2029-06-11 18:00 | 61.9464 | 72.9321
2029-06-11 19:00 | 58.128 | 72.991
2029-06-11 20:00 | 53.9474 | 69.5294
2029-06-11 21:00 | 50.6249 | 66.7906
2029-06-11 22:00 | 46.5426 | 63.7306
2029-06-11 23:00 | 41.8627 | 59.8703
2029-06-12 | 39.8758 | 56.979
2029-06-12 01:00 | 37.5209 | 53.8096
2029-06-12 02:00 | 37.0578 | 51.7513
2029-06-12 03:00 | 37.128 | 51.0177
2029-06-12 04:00 | 37.0589 | 50.0649
2029-06-12 05:00 | 38.1537 | 51.8249
2029-06-12 06:00 | 43.7862 | 58.0545
2029-06-12 07:00 | 52.3138 | 60.8539
2029-06-12 08:00 | 56.326 | 59.1853
2029-06-12 09:00 | 57.6904 | 58.5715
2029-06-12 10:00 | 58.7064 | 56.7327
2029-06-12 11:00 | 58.7677 | 58.047
2029-06-12 12:00 | 58.0145 | 60.2935
2029-06-12 13:00 | 59.2957 | 61.4868
2029-06-12 14:00 | 59.7157 | 57.5343
2029-06-12 15:00 | 61.3409 | 62.4022
2029-06-12 16:00 | 63.5947 | 66.5717
2029-06-12 17:00 | 66.111 | 69.5552
2029-06-12 18:00 | 65.3125 | 71.2394
2029-06-12 19:00 | 61.6541 | 71.7347
2029-06-12 20:00 | 56.9794 | 69.5298
2029-06-12 21:00 | 53.5561 | 66.9647
2029-06-12 22:00 | 49.2041 | 64.0538
2029-06-12 23:00 | 44.1277 | 60.9686
2029-06-13 | 41.3011 | 58.796
2029-06-13 01:00 | 38.1592 | 53.7374
2029-06-13 02:00 | 37.5843 | 52.0742
2029-06-13 03:00 | 37.4309 | 51.3959
2029-06-13 04:00 | 37.1839 | 50.4837
2029-06-13 05:00 | 38.0591 | 52.1625
2029-06-13 06:00 | 42.2602 | 57.9037
2029-06-13 07:00 | 49.5566 | 61.7624
2029-06-13 08:00 | 52.6111 | 63.5925
2029-06-13 09:00 | 52.8769 | 66.3258
2029-06-13 10:00 | 52.9869 | 67.3923
2029-06-13 11:00 | 53.2094 | 66.9229
2029-06-13 12:00 | 53.7271 | 62.54
2029-06-13 13:00 | 54.5404 | 62.6087
2029-06-13 14:00 | 54.7671 | 59.7368
2029-06-13 15:00 | 56.0466 | 63.3926
2029-06-13 16:00 | 57.9657 | 66.2946
2029-06-13 17:00 | 60.2441 | 68.8983
2029-06-13 18:00 | 60.6075 | 71.4985
2029-06-13 19:00 | 56.8855 | 70.3325
2029-06-13 20:00 | 52.1558 | 67.9014
2029-06-13 21:00 | 48.8557 | 64.8019
2029-06-13 22:00 | 44.8402 | 62.3812
2029-06-13 23:00 | 40.0997 | 59.4284
2029-06-14 | 37.373 | 56.9613
2029-06-14 01:00 | 35.6027 | 51.2967
2029-06-14 02:00 | 35.3964 | 49.7046
2029-06-14 03:00 | 35.6077 | 49.361
2029-06-14 04:00 | 35.6529 | 48.3998
2029-06-14 05:00 | 36.7002 | 50.5215
2029-06-14 06:00 | 40.1646 | 56.9578
2029-06-14 07:00 | 47.5067 | 60.7152
2029-06-14 08:00 | 50.7045 | 60.4304
2029-06-14 09:00 | 51.2656 | 61.3629
2029-06-14 10:00 | 51.5404 | 60.7494
2029-06-14 11:00 | 51.5472 | 60.7983
2029-06-14 12:00 | 51.7276 | 60.7555
2029-06-14 13:00 | 52.5985 | 60.3107
2029-06-14 14:00 | 52.9509 | 56.6232
2029-06-14 15:00 | 54.2948 | 60.4056
2029-06-14 16:00 | 56.33 | 63.4966
2029-06-14 17:00 | 58.5552 | 66.2104
2029-06-14 18:00 | 59.0728 | 67.5566
2029-06-14 19:00 | 55.4962 | 68.0919
2029-06-14 20:00 | 50.8793 | 65.6737
2029-06-14 21:00 | 47.5368 | 63.2162
2029-06-14 22:00 | 43.6175 | 61.085
2029-06-14 23:00 | 38.9385 | 57.9219
2029-06-15 | 36.9511 | 56.3614
2029-06-15 01:00 | 34.3833 | 51.4134
2029-06-15 02:00 | 34.1806 | 49.7522
2029-06-15 03:00 | 34.2799 | 49.2406
2029-06-15 04:00 | 34.2412 | 48.5377
2029-06-15 05:00 | 35.1769 | 49.8729
2029-06-15 06:00 | 39.3356 | 55.9048
2029-06-15 07:00 | 46.3333 | 59.9032
2029-06-15 08:00 | 48.8549 | 59.9375
2029-06-15 09:00 | 48.8118 | 61.4453
2029-06-15 10:00 | 48.5239 | 61.4759
2029-06-15 11:00 | 47.9264 | 61.1079
2029-06-15 12:00 | 48.0796 | 55.5429
2029-06-15 13:00 | 48.6203 | 56.4692
2029-06-15 14:00 | 48.8597 | 54.3211
2029-06-15 15:00 | 49.6814 | 59.977
2029-06-15 16:00 | 51.1919 | 65.1808
2029-06-15 17:00 | 53.0824 | 70.5811
2029-06-15 18:00 | 52.4032 | 74.208
2029-06-15 19:00 | 48.9053 | 76.0313
2029-06-15 20:00 | 45.1992 | 72.0687
2029-06-15 21:00 | 42.7156 | 68.1723
2029-06-15 22:00 | 39.6427 | 64.8137
2029-06-15 23:00 | 35.8242 | 60.4269
2029-06-16 | 33.3224 | 58.1643
2029-06-16 01:00 | 32.3413 | 52.3588
2029-06-16 02:00 | 32.414 | 50.022
2029-06-16 03:00 | 32.7029 | 49.5141
2029-06-16 04:00 | 32.7555 | 48.5959
2029-06-16 05:00 | 33.0796 | 49.4051
2029-06-16 06:00 | 37.1375 | 54.408
2029-06-16 07:00 | 43.4333 | 55.7399
2029-06-16 08:00 | 47.183 | 57.0339
2029-06-16 09:00 | 49.4089 | 60.7436
2029-06-16 10:00 | 50.623 | 63.092
2029-06-16 11:00 | 51.2601 | 63.8246
2029-06-16 12:00 | 53.3677 | 61.2561
2029-06-16 13:00 | 53.8718 | 62.6814
2029-06-16 14:00 | 53.9142 | 61.8911
2029-06-16 15:00 | 54.2411 | 68.0996
2029-06-16 16:00 | 56.4999 | 72.3358
2029-06-16 17:00 | 58.8957 | 76.763
2029-06-16 18:00 | 58.5909 | 78.3808
2029-06-16 19:00 | 54.2957 | 77.4283
2029-06-16 20:00 | 49.654 | 73.1832
2029-06-16 21:00 | 46.8475 | 70.4416
2029-06-16 22:00 | 43.8603 | 68.1737
2029-06-16 23:00 | 40.3095 | 64.9762
2029-06-17 | 38.9392 | 61.4873
2029-06-17 01:00 | 34.5668 | 56.5226
2029-06-17 02:00 | 33.7416 | 53.5581
2029-06-17 03:00 | 33.3993 | 52.147
2029-06-17 04:00 | 32.7031 | 50.5539
2029-06-17 05:00 | 32.3629 | 50.459
2029-06-17 06:00 | 34.4875 | 53.6158
2029-06-17 07:00 | 39.6635 | 53.4377
2029-06-17 08:00 | 42.3866 | 52.8838
2029-06-17 09:00 | 42.2226 | 54.8647
2029-06-17 10:00 | 41.4264 | 55.9846
2029-06-17 11:00 | 40.8258 | 56.9572
2029-06-17 12:00 | 41.6058 | 54.9009
2029-06-17 13:00 | 40.8243 | 56.0216
2029-06-17 14:00 | 40.0313 | 54.2927
2029-06-17 15:00 | 40.6459 | 60.9807
2029-06-17 16:00 | 42.749 | 64.9788
2029-06-17 17:00 | 45.3209 | 69.8564
2029-06-17 18:00 | 45.9894 | 72.2814
2029-06-17 19:00 | 43.12 | 72.6067
2029-06-17 20:00 | 39.5347 | 67.4743
2029-06-17 21:00 | 37.3834 | 63.298
2029-06-17 22:00 | 34.8795 | 61.161
2029-06-17 23:00 | 31.8654 | 57.1397
2029-06-18 | 30.7348 | 54.7343
2029-06-18 01:00 | 29.7004 | 53.457
2029-06-18 02:00 | 30.0282 | 51.7329
2029-06-18 03:00 | 30.6504 | 51.1806
2029-06-18 04:00 | 31.0464 | 50.1307
2029-06-18 05:00 | 32.1736 | 51.6921
2029-06-18 06:00 | 36.6332 | 57.0267
2029-06-18 07:00 | 43.8996 | 60.9853
2029-06-18 08:00 | 46.0912 | 60.6288
2029-06-18 09:00 | 45.7613 | 61.7684
2029-06-18 10:00 | 45.3021 | 61.9644
2029-06-18 11:00 | 44.7633 | 63.5214
2029-06-18 12:00 | 43.9217 | 62.21
2029-06-18 13:00 | 44.7164 | 63.8531
2029-06-18 14:00 | 45.0267 | 61.9402
2029-06-18 15:00 | 46.8751 | 67.7747
2029-06-18 16:00 | 49.1921 | 73.4908
2029-06-18 17:00 | 51.6279 | 79.4694
2029-06-18 18:00 | 51.366 | 81.4322
2029-06-18 19:00 | 48.4353 | 82.5096
2029-06-18 20:00 | 44.8299 | 78.0839
2029-06-18 21:00 | 42.5601 | 73.7635
2029-06-18 22:00 | 39.5384 | 69.8434
2029-06-18 23:00 | 35.612 | 64.8709
2029-06-19 | 32.639 | 61.5223
2029-06-19 01:00 | 31.7478 | 61.4723
2029-06-19 02:00 | 32.1005 | 59.2377
2029-06-19 03:00 | 32.6351 | 58.1638
2029-06-19 04:00 | 32.9303 | 57.0134
2029-06-19 05:00 | 34.1823 | 58.2325
2029-06-19 06:00 | 38.3849 | 67.5222
2029-06-19 07:00 | 45.3125 | 72.2151
2029-06-19 08:00 | 47.3145 | 74.5521
2029-06-19 09:00 | 46.7138 | 79.5734
2029-06-19 10:00 | 46.1237 | 81.6276
2029-06-19 11:00 | 45.6592 | 82.923
2029-06-19 12:00 | 46.2719 | 82.4591
2029-06-19 13:00 | 47.0383 | 84.1217
2029-06-19 14:00 | 47.8365 | 82.6421
2029-06-19 15:00 | 49.2879 | 88.3968
2029-06-19 16:00 | 51.4395 | 94.0401
2029-06-19 17:00 | 53.6059 | 97.9161
2029-06-19 18:00 | 54.1709 | 97.4396
2029-06-19 19:00 | 50.6329 | 95.4276
2029-06-19 20:00 | 46.7599 | 90.8879
2029-06-19 21:00 | 43.7868 | 85.3158
2029-06-19 22:00 | 40.345 | 80.7405
2029-06-19 23:00 | 36.2367 | 75.8527
2029-06-20 | 33.8511 | 74.7513
2029-06-20 01:00 | 31.9564 | 69.7924
2029-06-20 02:00 | 32.2524 | 65.9941
2029-06-20 03:00 | 32.6921 | 64.0186
2029-06-20 04:00 | 32.9212 | 62.6743
2029-06-20 05:00 | 34.0805 | 63.4669
2029-06-20 06:00 | 38.7248 | 71.0955
2029-06-20 07:00 | 46.0176 | 76.0143
2029-06-20 08:00 | 47.6803 | 78.6417
2029-06-20 09:00 | 46.899 | 83.8323
2029-06-20 10:00 | 45.7517 | 86.0597
2029-06-20 11:00 | 44.5849 | 88.178
2029-06-20 12:00 | 44.616 | 90.6012
2029-06-20 13:00 | 44.8496 | 91.4681
2029-06-20 14:00 | 44.6036 | 89.5201
2029-06-20 15:00 | 45.2713 | 93.5442
2029-06-20 16:00 | 46.9595 | 96.8708
2029-06-20 17:00 | 49.0266 | 99.7075
2029-06-20 18:00 | 49.4807 | 100.4761
2029-06-20 19:00 | 46.249 | 98.124
2029-06-20 20:00 | 43.2041 | 93.3334
2029-06-20 21:00 | 40.972 | 87.9291
2029-06-20 22:00 | 38.1345 | 82.9693
2029-06-20 23:00 | 34.5539 | 77.4954
2029-06-21 | 32.1925 | 75.647
2029-06-21 01:00 | 31.1702 | 68.0188
2029-06-21 02:00 | 31.4217 | 63.8016
2029-06-21 03:00 | 31.9448 | 61.9462
2029-06-21 04:00 | 32.216 | 60.439
2029-06-21 05:00 | 33.4246 | 61.5841
2029-06-21 06:00 | 39.1476 | 67.0736
2029-06-21 07:00 | 46.7928 | 72.0822
2029-06-21 08:00 | 49.0808 | 73.9022
2029-06-21 09:00 | 48.9316 | 77.2202
2029-06-21 10:00 | 48.4575 | 78.844
2029-06-21 11:00 | 47.5869 | 81.4263
2029-06-21 12:00 | 45.7982 | 80.186
2029-06-21 13:00 | 46.7576 | 81.0729
2029-06-21 14:00 | 47.5068 | 79.3418
2029-06-21 15:00 | 49.2933 | 84.8754
2029-06-21 16:00 | 51.7358 | 89.5672
2029-06-21 17:00 | 54.1626 | 94.1886
2029-06-21 18:00 | 55.0211 | 96.7055
2029-06-21 19:00 | 52.144 | 96.5608
2029-06-21 20:00 | 48.3562 | 90.8116
2029-06-21 21:00 | 45.484 | 85.6456
2029-06-21 22:00 | 42.0346 | 80.2131
2029-06-21 23:00 | 37.7953 | 73.9668
2029-06-22 | 34.7953 | 69.6751
2029-06-22 01:00 | 33.1979 | 65.9107
2029-06-22 02:00 | 33.213 | 62.5401
2029-06-22 03:00 | 33.5563 | 60.9261
2029-06-22 04:00 | 33.6901 | 59.5674
2029-06-22 05:00 | 34.8244 | 60.6612
2029-06-22 06:00 | 38.659 | 68.5538
2029-06-22 07:00 | 46.4517 | 73.8537
2029-06-22 08:00 | 49.5247 | 77.1522
2029-06-22 09:00 | 50.345 | 82.5405
2029-06-22 10:00 | 50.9196 | 85.0631
2029-06-22 11:00 | 50.6206 | 86.7918
2029-06-22 12:00 | 49.7244 | 85.2819
2029-06-22 13:00 | 50.802 | 86.9399
2029-06-22 14:00 | 51.4904 | 85.1225
2029-06-22 15:00 | 52.8327 | 90.219
2029-06-22 16:00 | 55.0181 | 94.2779
2029-06-22 17:00 | 57.43 | 97.8031
2029-06-22 18:00 | 57.973 | 99.3879
2029-06-22 19:00 | 54.8095 | 97.5727
2029-06-22 20:00 | 50.315 | 92.5275
2029-06-22 21:00 | 47.0651 | 87.7933
2029-06-22 22:00 | 43.2247 | 82.2084
2029-06-22 23:00 | 38.6628 | 76.7002
2029-06-23 | 35.5647 | 72.9399
2029-06-23 01:00 | 33.5409 | 65.2619
2029-06-23 02:00 | 33.1782 | 61.2003
2029-06-23 03:00 | 33.201 | 59.5469
2029-06-23 04:00 | 33.0393 | 57.7591
2029-06-23 05:00 | 33.191 | 58.7163
2029-06-23 06:00 | 36.0155 | 63.7515
2029-06-23 07:00 | 42.6684 | 66.329
2029-06-23 08:00 | 47.0842 | 69.5301
2029-06-23 09:00 | 49.6488 | 74.8964
2029-06-23 10:00 | 50.8237 | 79.0668
2029-06-23 11:00 | 50.8218 | 82.1417
2029-06-23 12:00 | 50.0533 | 84.928
2029-06-23 13:00 | 50.716 | 86.2548
2029-06-23 14:00 | 51.5209 | 84.4481
2029-06-23 15:00 | 52.9055 | 89.6665
2029-06-23 16:00 | 55.9013 | 92.5485
2029-06-23 17:00 | 59.0258 | 96.4726
2029-06-23 18:00 | 58.7338 | 99.7381
2029-06-23 19:00 | 54.9565 | 97.0461
2029-06-23 20:00 | 50.0453 | 91.5421
2029-06-23 21:00 | 46.9455 | 86.9439
2029-06-23 22:00 | 43.816 | 82.3616
2029-06-23 23:00 | 40.1375 | 77.5774
2029-06-24 | 37.5207 | 74.0243
2029-06-24 01:00 | 35.1769 | 67.0598
2029-06-24 02:00 | 34.5743 | 63.2639
2029-06-24 03:00 | 34.4026 | 61.074
2029-06-24 04:00 | 33.9972 | 58.8335
2029-06-24 05:00 | 33.9163 | 58.7916
2029-06-24 06:00 | 36.2884 | 63.1887
2029-06-24 07:00 | 42.5151 | 64.9707
2029-06-24 08:00 | 47.2072 | 67.4656
2029-06-24 09:00 | 49.8604 | 71.9516
2029-06-24 10:00 | 51.3657 | 76.8205
2029-06-24 11:00 | 52.4268 | 79.4519
2029-06-24 12:00 | 52.7049 | 79.1966
2029-06-24 13:00 | 53.7921 | 81.2318
2029-06-24 14:00 | 54.8993 | 80.2786
2029-06-24 15:00 | 56.7037 | 86.7867
2029-06-24 16:00 | 60.114 | 90.583
2029-06-24 17:00 | 63.5389 | 94.443
2029-06-24 18:00 | 64.8326 | 95.9549
2029-06-24 19:00 | 61.1674 | 93.8248
2029-06-24 20:00 | 55.645 | 88.7604
2029-06-24 21:00 | 52.083 | 84.003
2029-06-24 22:00 | 48.1441 | 79.7717
2029-06-24 23:00 | 43.6192 | 74.9956
2029-06-25 | 40.3739 | 71.2027
2029-06-25 01:00 | 37.7251 | 67.5415
2029-06-25 02:00 | 37.2303 | 63.9399
2029-06-25 03:00 | 37.2235 | 62.2172
2029-06-25 04:00 | 37.0674 | 60.708
2029-06-25 05:00 | 38.0523 | 62.0197
2029-06-25 06:00 | 43.1493 | 70.394
2029-06-25 07:00 | 51.521 | 75.3179
2029-06-25 08:00 | 55.7651 | 78.552
2029-06-25 09:00 | 57.2271 | 83.4688
2029-06-25 10:00 | 58.5562 | 85.9678
2029-06-25 11:00 | 59.1727 | 87.781
2029-06-25 12:00 | 58.9068 | 84.9714
2029-06-25 13:00 | 60.2736 | 87.0695
2029-06-25 14:00 | 60.7248 | 85.4829
2029-06-25 15:00 | 62.4847 | 90.943
2029-06-25 16:00 | 64.6224 | 95.7991
2029-06-25 17:00 | 66.7815 | 100.6201
2029-06-25 18:00 | 66.1198 | 101.8735
2029-06-25 19:00 | 62.4193 | 100.6081
2029-06-25 20:00 | 57.6542 | 95.013
2029-06-25 21:00 | 54.2284 | 89.8363
2029-06-25 22:00 | 49.8392 | 83.7946
2029-06-25 23:00 | 44.7291 | 77.7785
2029-06-26 | 41.2804 | 72.9432
2029-06-26 01:00 | 38.8761 | 66.7092
2029-06-26 02:00 | 38.2513 | 62.7375
2029-06-26 03:00 | 38.17 | 60.9871
2029-06-26 04:00 | 37.9824 | 59.5445
2029-06-26 05:00 | 38.9541 | 60.784
2029-06-26 06:00 | 44.5224 | 67.8986
2029-06-26 07:00 | 52.9719 | 71.8211
2029-06-26 08:00 | 57.3682 | 73.4298
2029-06-26 09:00 | 58.9971 | 75.9403
2029-06-26 10:00 | 60.1612 | 77.4051
2029-06-26 11:00 | 60.3468 | 79.5498
2029-06-26 12:00 | 60.9895 | 79.6283
2029-06-26 13:00 | 61.8503 | 81.4597
2029-06-26 14:00 | 61.4245 | 78.8253
2029-06-26 15:00 | 62.1057 | 84.4215
2029-06-26 16:00 | 63.43 | 87.5059
2029-06-26 17:00 | 65.2417 | 89.3309
2029-06-26 18:00 | 65.7628 | 90.1456
2029-06-26 19:00 | 61.6514 | 89.2858
2029-06-26 20:00 | 56.9468 | 84.3428
2029-06-26 21:00 | 53.5356 | 79.398
2029-06-26 22:00 | 49.179 | 74.7905
2029-06-26 23:00 | 44.1142 | 69.6494
2029-06-27 | 42.1632 | 67.6859
2029-06-27 01:00 | 40.2907 | 60.5024
2029-06-27 02:00 | 39.7101 | 56.9223
2029-06-27 03:00 | 39.5882 | 55.6283
2029-06-27 04:00 | 39.3535 | 54.4327
2029-06-27 05:00 | 40.2843 | 55.4056
2029-06-27 06:00 | 45.3791 | 62.5382
2029-06-27 07:00 | 53.594 | 66.3047
2029-06-27 08:00 | 57.8088 | 67.4297
2029-06-27 09:00 | 59.1149 | 69.4729
2029-06-27 10:00 | 60.0825 | 69.1715
2029-06-27 11:00 | 60.7177 | 68.8096
2029-06-27 12:00 | 61.7053 | 65.899
2029-06-27 13:00 | 62.748 | 65.8972
2029-06-27 14:00 | 62.6102 | 61.0691
2029-06-27 15:00 | 63.3743 | 64.6114
2029-06-27 16:00 | 64.7839 | 67.1597
2029-06-27 17:00 | 66.5889 | 71.2227
2029-06-27 18:00 | 68.3844 | 74.484
2029-06-27 19:00 | 64.6345 | 74.7024
2029-06-27 20:00 | 59.5672 | 71.1773
2029-06-27 21:00 | 56.2291 | 68.4238
2029-06-27 22:00 | 51.7027 | 65.0777
2029-06-27 23:00 | 46.2852 | 60.6503
2029-06-28 | 41.9417 | 59.1128
2029-06-28 01:00 | 37.7906 | 54.3334
2029-06-28 02:00 | 37.1361 | 52.3793
2029-06-28 03:00 | 36.8827 | 51.7388
2029-06-28 04:00 | 36.5377 | 50.8531
2029-06-28 05:00 | 37.3332 | 52.5576
2029-06-28 06:00 | 41.531 | 61.6464
2029-06-28 07:00 | 48.6441 | 65.8073
2029-06-28 08:00 | 50.9541 | 67.2686
2029-06-28 09:00 | 50.4822 | 70.6071
2029-06-28 10:00 | 49.6724 | 71.9724
2029-06-28 11:00 | 49.0747 | 71.2531
2029-06-28 12:00 | 47.2102 | 66.9867
2029-06-28 13:00 | 47.3482 | 68.2348
2029-06-28 14:00 | 46.9448 | 65.2646
2029-06-28 15:00 | 47.7572 | 70.5523
2029-06-28 16:00 | 49.4092 | 75.2561
2029-06-28 17:00 | 51.2222 | 79.7922
2029-06-28 18:00 | 51.5134 | 84.7372
2029-06-28 19:00 | 48.2654 | 85.5191
2029-06-28 20:00 | 44.769 | 81.2261
2029-06-28 21:00 | 42.3313 | 76.8112
2029-06-28 22:00 | 39.2796 | 72.3401
2029-06-28 23:00 | 35.4801 | 67.3941
2029-06-29 | 33.2606 | 64.0909
2029-06-29 01:00 | 31.6406 | 60.3016
2029-06-29 02:00 | 31.8051 | 58.0332
2029-06-29 03:00 | 32.3362 | 56.9125
2029-06-29 04:00 | 32.6382 | 55.9122
2029-06-29 05:00 | 33.7199 | 57.1206
2029-06-29 06:00 | 38.1745 | 66.0497
2029-06-29 07:00 | 45.0305 | 70.4028
2029-06-29 08:00 | 46.6423 | 72.8285
2029-06-29 09:00 | 45.4855 | 77.6972
2029-06-29 10:00 | 44.491 | 79.8271
2029-06-29 11:00 | 43.8149 | 79.9501
2029-06-29 12:00 | 44.1493 | 79.1973
2029-06-29 13:00 | 44.4169 | 80.4326
2029-06-29 14:00 | 43.9387 | 78.387
2029-06-29 15:00 | 44.3822 | 82.5353
2029-06-29 16:00 | 45.6787 | 86.1651
2029-06-29 17:00 | 47.7253 | 88.6797
2029-06-29 18:00 | 48.4623 | 92.7082
2029-06-29 19:00 | 45.6086 | 91.8254
2029-06-29 20:00 | 42.2528 | 87.6788
2029-06-29 21:00 | 40.0049 | 83.1247
2029-06-29 22:00 | 37.0962 | 78.2941
2029-06-29 23:00 | 33.4803 | 73.7535
2029-06-30 | 31.6975 | 70.1966
2029-06-30 01:00 | 29.6095 | 63.2181
2029-06-30 02:00 | 29.9128 | 59.6315
2029-06-30 03:00 | 30.408 | 57.8239
2029-06-30 04:00 | 30.4899 | 55.9908
2029-06-30 05:00 | 30.7932 | 56.0965
2029-06-30 06:00 | 32.6682 | 59.8358
2029-06-30 07:00 | 38.2084 | 61.8218
2029-06-30 08:00 | 40.4666 | 65.3672
2029-06-30 09:00 | 40.3699 | 69.9153
2029-06-30 10:00 | 39.7096 | 73.652
2029-06-30 11:00 | 39.3899 | 73.8609
2029-06-30 12:00 | 39.5823 | 73.5114
2029-06-30 13:00 | 39.851 | 74.0483
2029-06-30 14:00 | 39.9884 | 70.9305
2029-06-30 15:00 | 41.3467 | 75.0542
2029-06-30 16:00 | 44.0613 | 76.8396
2029-06-30 17:00 | 46.9853 | 78.7935
2029-06-30 18:00 | 47.7726 | 80.0258
2029-06-30 19:00 | 44.3079 | 77.0601
2029-06-30 20:00 | 40.2247 | 72.603
2029-06-30 21:00 | 37.8512 | 68.8219
2029-06-30 22:00 | 35.5356 | 66.7227
2029-06-30 23:00 | 32.7157 | 63.5921
2029-07-01 | 30.7285 | 62.3957
2029-07-01 01:00 | 28.6693 | 61.1005
2029-07-01 02:00 | 28.5012 | 57.6743
2029-07-01 03:00 | 28.7688 | 55.6104
2029-07-01 04:00 | 28.7843 | 53.5264
2029-07-01 05:00 | 28.8377 | 53.2901
2029-07-01 06:00 | 30.4078 | 53.0662
2029-07-01 07:00 | 35.4163 | 53.2922
2029-07-01 08:00 | 37.5829 | 52.7668
2029-07-01 09:00 | 38.72 | 56.9617
2029-07-01 10:00 | 39.2533 | 58.6786
2029-07-01 11:00 | 40.4307 | 60.9779
2029-07-01 12:00 | 41.3339 | 63.0627
2029-07-01 13:00 | 42.3269 | 65.2121
2029-07-01 14:00 | 42.5407 | 63.9816
2029-07-01 15:00 | 43.8539 | 68.6015
2029-07-01 16:00 | 46.0194 | 73.3026
2029-07-01 17:00 | 47.8922 | 77.4753
2029-07-01 18:00 | 46.7029 | 81.5486
2029-07-01 19:00 | 43.3815 | 80.7506
2029-07-01 20:00 | 39.9778 | 75.0357
2029-07-01 21:00 | 37.2823 | 70.7532
2029-07-01 22:00 | 35.5025 | 68.2234
2029-07-01 23:00 | 33.9067 | 65.8138
2029-07-02 | 32.8217 | 59.42
2029-07-02 01:00 | 31.3278 | 59.3759
2029-07-02 02:00 | 31.4431 | 56.9007
2029-07-02 03:00 | 31.73 | 55.9029
2029-07-02 04:00 | 31.6787 | 54.8495
2029-07-02 05:00 | 32.0419 | 56.1826
2029-07-02 06:00 | 33.9089 | 59.1605
2029-07-02 07:00 | 40.1609 | 59.6634
2029-07-02 08:00 | 42.1297 | 61.7097
2029-07-02 09:00 | 42.6367 | 66.6813
2029-07-02 10:00 | 41.497 | 68.7474
2029-07-02 11:00 | 39.7458 | 68.2548
2029-07-02 12:00 | 38.3909 | 66.969
2029-07-02 13:00 | 38.2722 | 67.8153
2029-07-02 14:00 | 38.5716 | 64.6843
2029-07-02 15:00 | 38.7435 | 68.9458
2029-07-02 16:00 | 41.7502 | 72.8236
2029-07-02 17:00 | 44.4291 | 78.4867
2029-07-02 18:00 | 44.3554 | 82.1479
2029-07-02 19:00 | 40.857 | 80.3583
2029-07-02 20:00 | 38.2601 | 75.7596
2029-07-02 21:00 | 36.0591 | 72.3638
2029-07-02 22:00 | 34.2204 | 71.3351
2029-07-02 23:00 | 31.6043 | 68.4441
2029-07-03 | 30.3386 | 66.4254
2029-07-03 01:00 | 30.4898 | 62.2861
2029-07-03 02:00 | 30.7233 | 59.274
2029-07-03 03:00 | 31.3049 | 58.1425
2029-07-03 04:00 | 31.6694 | 56.8409
2029-07-03 05:00 | 32.9277 | 58.242
2029-07-03 06:00 | 37.3762 | 65.1998
2029-07-03 07:00 | 44.5368 | 68.7644
2029-07-03 08:00 | 45.9712 | 70.731
2029-07-03 09:00 | 45.6698 | 74.2104
2029-07-03 10:00 | 44.6983 | 75.713
2029-07-03 11:00 | 43.7062 | 76.3141
2029-07-03 12:00 | 42.5174 | 76.8176
2029-07-03 13:00 | 43.1632 | 77.678
2029-07-03 14:00 | 43.0246 | 74.1027
2029-07-03 15:00 | 43.948 | 78.2563
2029-07-03 16:00 | 46.0198 | 81.9638
2029-07-03 17:00 | 48.2497 | 84.9929
2029-07-03 18:00 | 48.2776 | 88.332
2029-07-03 19:00 | 45.4769 | 85.9007
2029-07-03 20:00 | 43.0548 | 81.5843
2029-07-03 21:00 | 40.6909 | 77.9255
2029-07-03 22:00 | 37.9015 | 74.8953
2029-07-03 23:00 | 34.5084 | 71.5824
2029-07-04 | 33.1606 | 69.2626
2029-07-04 01:00 | 31.6546 | 63.8987
2029-07-04 02:00 | 31.9523 | 60.9478
2029-07-04 03:00 | 32.4617 | 59.7478
2029-07-04 04:00 | 32.7548 | 58.5893
2029-07-04 05:00 | 33.9865 | 59.8653
2029-07-04 06:00 | 38.6594 | 67.4083
2029-07-04 07:00 | 45.2669 | 71.0743
2029-07-04 08:00 | 46.8711 | 73.1691
2029-07-04 09:00 | 46.6355 | 77.2087
2029-07-04 10:00 | 45.9195 | 79.043
2029-07-04 11:00 | 45.2669 | 79.7165
2029-07-04 12:00 | 45.3865 | 80.0049
2029-07-04 13:00 | 46.2909 | 80.9862
2029-07-04 14:00 | 46.9928 | 77.7534
2029-07-04 15:00 | 48.242 | 81.8998
2029-07-04 16:00 | 50.4612 | 84.9542
2029-07-04 17:00 | 52.5395 | 88.1963
2029-07-04 18:00 | 52.51 | 91.1484
2029-07-04 19:00 | 49.5245 | 89.9226
2029-07-04 20:00 | 46.5167 | 85.1192
2029-07-04 21:00 | 44.0345 | 80.802
2029-07-04 22:00 | 40.9801 | 77.3484
2029-07-04 23:00 | 37.2008 | 72.8529
2029-07-05 | 33.7325 | 72.0279
2029-07-05 01:00 | 33.1088 | 66.9395
2029-07-05 02:00 | 33.204 | 63.6409
2029-07-05 03:00 | 33.7391 | 62.2814
2029-07-05 04:00 | 34.0072 | 60.8041
2029-07-05 05:00 | 35.3398 | 61.897
2029-07-05 06:00 | 40.267 | 69.4149
2029-07-05 07:00 | 47.5429 | 73.2365
2029-07-05 08:00 | 50.1732 | 74.9065
2029-07-05 09:00 | 51.1247 | 79.5642
2029-07-05 10:00 | 51.6686 | 81.3911
2029-07-05 11:00 | 51.8583 | 82.6214
2029-07-05 12:00 | 52.2516 | 81.0008
2029-07-05 13:00 | 53.6804 | 82.2979
2029-07-05 14:00 | 54.5469 | 80.5812
2029-07-05 15:00 | 55.9118 | 85.9199
2029-07-05 16:00 | 58.2882 | 91.5189
2029-07-05 17:00 | 60.4134 | 96.9532
2029-07-05 18:00 | 59.6786 | 97.2125
2029-07-05 19:00 | 56.4906 | 95.9362
2029-07-05 20:00 | 52.9032 | 90.7271
2029-07-05 21:00 | 49.5849 | 86.0306
2029-07-05 22:00 | 45.6995 | 81.8586
2029-07-05 23:00 | 41.1853 | 77.1657
2029-07-06 | 39.3089 | 74.1467
2029-07-06 01:00 | 37.0268 | 70.8305
2029-07-06 02:00 | 36.5329 | 67.2928
2029-07-06 03:00 | 36.5496 | 65.6069
2029-07-06 04:00 | 36.4395 | 64.0041
2029-07-06 05:00 | 37.5197 | 64.7419
2029-07-06 06:00 | 43.0588 | 71.9314
2029-07-06 07:00 | 50.9248 | 76.4296
2029-07-06 08:00 | 54.3256 | 79.141
2029-07-06 09:00 | 55.9227 | 85.0113
2029-07-06 10:00 | 56.8485 | 87.497
2029-07-06 11:00 | 56.6949 | 90.0634
2029-07-06 12:00 | 56.4192 | 89.9291
2029-07-06 13:00 | 57.6616 | 92.0822
2029-07-06 14:00 | 58.1485 | 91.5722
2029-07-06 15:00 | 58.968 | 96.7267
2029-07-06 16:00 | 60.7797 | 102.1204
2029-07-06 17:00 | 62.6376 | 106.6494
2029-07-06 18:00 | 62.8323 | 107.8148
2029-07-06 19:00 | 59.4111 | 107.1078
2029-07-06 20:00 | 54.801 | 100.919
2029-07-06 21:00 | 51.2042 | 95.9845
2029-07-06 22:00 | 46.9623 | 90.3723
2029-07-06 23:00 | 42.065 | 84.6614
2029-07-07 | 39.16 | 79.5767
2029-07-07 01:00 | 36.6491 | 71.8105
2029-07-07 02:00 | 35.9186 | 67.2451
2029-07-07 03:00 | 35.607 | 65.0554
2029-07-07 04:00 | 35.1685 | 62.6379
2029-07-07 05:00 | 35.1184 | 62.8456
2029-07-07 06:00 | 36.7919 | 69.0115
2029-07-07 07:00 | 42.8602 | 71.6774
2029-07-07 08:00 | 46.9914 | 76.5534
2029-07-07 09:00 | 49.4957 | 83.349
2029-07-07 10:00 | 50.6444 | 89.2708
2029-07-07 11:00 | 50.7494 | 91.5055
2029-07-07 12:00 | 50.8299 | 92.5286
2029-07-07 13:00 | 50.9856 | 93.959
2029-07-07 14:00 | 51.0796 | 91.993
2029-07-07 15:00 | 51.644 | 96.8383
2029-07-07 16:00 | 54.1256 | 100.0048
2029-07-07 17:00 | 56.5379 | 103.7448
2029-07-07 18:00 | 56.31 | 107.7802
2029-07-07 19:00 | 52.5573 | 105.03
2029-07-07 20:00 | 47.8518 | 99.0081
2029-07-07 21:00 | 44.8094 | 95.0293
2029-07-07 22:00 | 41.9371 | 90.47
2029-07-07 23:00 | 38.4725 | 86.1247
2029-07-08 | 35.7434 | 80.29
2029-07-08 01:00 | 32.9395 | 73.2416
2029-07-08 02:00 | 32.447 | 69.0243
2029-07-08 03:00 | 32.2552 | 66.69
2029-07-08 04:00 | 31.7621 | 64.0937
2029-07-08 05:00 | 31.5464 | 64.109
2029-07-08 06:00 | 34.1163 | 68.3242
2029-07-08 07:00 | 39.4228 | 70.2605
2029-07-08 08:00 | 42.0874 | 73.8998
2029-07-08 09:00 | 42.8977 | 79.8825
2029-07-08 10:00 | 42.5805 | 86.1653
2029-07-08 11:00 | 42.0326 | 89.1416
2029-07-08 12:00 | 42.4328 | 88.0838
2029-07-08 13:00 | 42.5167 | 90.5746
2029-07-08 14:00 | 42.2998 | 89.6927
2029-07-08 15:00 | 43.0372 | 96.612
2029-07-08 16:00 | 45.7648 | 100.8875
2029-07-08 17:00 | 48.4777 | 105.1883
2029-07-08 18:00 | 47.8936 | 108.6575
2029-07-08 19:00 | 44.162 | 106.876
2029-07-08 20:00 | 40.0275 | 100.965
2029-07-08 21:00 | 37.1512 | 96.6264
2029-07-08 22:00 | 34.5859 | 91.6516
2029-07-08 23:00 | 31.6257 | 86.7203
2029-07-09 | 31.3313 | 80.4151
2029-07-09 01:00 | 30.7449 | 75.7948
2029-07-09 02:00 | 30.9072 | 71.3948
2029-07-09 03:00 | 31.4057 | 69.4283
2029-07-09 04:00 | 31.6349 | 67.7227
2029-07-09 05:00 | 32.7373 | 69.1539
2029-07-09 06:00 | 37.2356 | 72.736
2029-07-09 07:00 | 43.7344 | 76.8617
2029-07-09 08:00 | 45.2474 | 79.7941
2029-07-09 09:00 | 45.0796 | 84.5798
2029-07-09 10:00 | 44.6171 | 87.1668
2029-07-09 11:00 | 44.3653 | 91.2793
2029-07-09 12:00 | 44.808 | 92.9851
2029-07-09 13:00 | 45.3889 | 95.9546
2029-07-09 14:00 | 45.3745 | 94.85
2029-07-09 15:00 | 46.2913 | 100.0542
2029-07-09 16:00 | 48.3422 | 105.0504
2029-07-09 17:00 | 50.2708 | 109.9413
2029-07-09 18:00 | 50.3615 | 111.407
2029-07-09 19:00 | 47.2965 | 109.6672
2029-07-09 20:00 | 44.3945 | 103.0538
2029-07-09 21:00 | 41.5857 | 98.1754
2029-07-09 22:00 | 38.5287 | 91.8244
2029-07-09 23:00 | 34.9166 | 85.8781
2029-07-10 | 33.3825 | 79.4775
2029-07-10 01:00 | 31.3918 | 73.12
2029-07-10 02:00 | 31.6494 | 68.5585
2029-07-10 03:00 | 32.1323 | 66.4591
2029-07-10 04:00 | 32.4195 | 64.6738
2029-07-10 05:00 | 33.6576 | 65.7685
2029-07-10 06:00 | 37.9264 | 74.739
2029-07-10 07:00 | 44.7631 | 79.406
2029-07-10 08:00 | 46.7998 | 83.5596
2029-07-10 09:00 | 47.004 | 89.9503
2029-07-10 10:00 | 46.6732 | 92.8462
2029-07-10 11:00 | 46.1647 | 94.594
2029-07-10 12:00 | 46.2494 | 95.2698
2029-07-10 13:00 | 47.1305 | 96.5125
2029-07-10 14:00 | 47.8574 | 93.2292
2029-07-10 15:00 | 49.0267 | 97.8075
2029-07-10 16:00 | 51.2546 | 101.123
2029-07-10 17:00 | 53.3769 | 103.7442
2029-07-10 18:00 | 52.6585 | 106.195
2029-07-10 19:00 | 49.215 | 103.1918
2029-07-10 20:00 | 45.8562 | 97.1102
2029-07-10 21:00 | 42.9113 | 92.1997
2029-07-10 22:00 | 39.6298 | 87.0684
2029-07-10 23:00 | 35.7467 | 81.9199
2029-07-11 | 33.9609 | 79.1003
2029-07-11 01:00 | 32.3088 | 73.6456
2029-07-11 02:00 | 32.4472 | 69.4271
2029-07-11 03:00 | 32.8274 | 67.5059
2029-07-11 04:00 | 33.0078 | 66.0033
2029-07-11 05:00 | 34.1689 | 67.0998
2029-07-11 06:00 | 39.1828 | 74.3665
2029-07-11 07:00 | 46.2475 | 78.6729
2029-07-11 08:00 | 48.3109 | 83.0131
2029-07-11 09:00 | 48.609 | 89.0267
2029-07-11 10:00 | 48.3338 | 92.2805
2029-07-11 11:00 | 47.902 | 93.8732
2029-07-11 12:00 | 48.0661 | 94.7648
2029-07-11 13:00 | 49.022 | 96.7234
2029-07-11 14:00 | 49.5919 | 94.0665
2029-07-11 15:00 | 50.6724 | 97.2587
2029-07-11 16:00 | 52.896 | 100.0486
2029-07-11 17:00 | 55.0185 | 102.6903
2029-07-11 18:00 | 55.6958 | 105.5843
2029-07-11 19:00 | 52.4497 | 101.7907
2029-07-11 20:00 | 48.6049 | 97.1954
2029-07-11 21:00 | 45.3003 | 93.7674
2029-07-11 22:00 | 41.6269 | 88.6348
2029-07-11 23:00 | 37.3386 | 84.2212
2029-07-12 | 34.9925 | 78.1492
2029-07-12 01:00 | 33.3962 | 73.842
2029-07-12 02:00 | 33.3517 | 69.765
2029-07-12 03:00 | 33.683 | 68.0826
2029-07-12 04:00 | 33.8183 | 66.5964
2029-07-12 05:00 | 35.0137 | 68.0327
2029-07-12 06:00 | 39.5893 | 75.1419
2029-07-12 07:00 | 46.8273 | 79.287
2029-07-12 08:00 | 49.3725 | 83.1705
2029-07-12 09:00 | 50.2209 | 88.9906
2029-07-12 10:00 | 50.3976 | 92.2409
2029-07-12 11:00 | 49.9602 | 93.6277
2029-07-12 12:00 | 49.729 | 94.8613
2029-07-12 13:00 | 50.8097 | 96.4098
2029-07-12 14:00 | 51.5007 | 93.6227
2029-07-12 15:00 | 52.7821 | 97.1676
2029-07-12 16:00 | 55.0894 | 100.1175
2029-07-12 17:00 | 57.1839 | 102.2602
2029-07-12 18:00 | 56.1281 | 104.4564
2029-07-12 19:00 | 53.0528 | 101.2781
2029-07-12 20:00 | 49.7209 | 96.3085
2029-07-12 21:00 | 46.9726 | 92.0627
2029-07-12 22:00 | 43.5783 | 87.1666
2029-07-12 23:00 | 39.416 | 82.6291
2029-07-13 | 36.7017 | 78.4701
2029-07-13 01:00 | 34.5304 | 74.3136
2029-07-13 02:00 | 34.3355 | 70.2318
2029-07-13 03:00 | 34.5087 | 68.2726
2029-07-13 04:00 | 34.5666 | 66.5642
2029-07-13 05:00 | 35.6504 | 67.3276
2029-07-13 06:00 | 39.1153 | 75.0303
2029-07-13 07:00 | 45.7752 | 79.7055
2029-07-13 08:00 | 47.9288 | 83.4652
2029-07-13 09:00 | 48.379 | 90.269
2029-07-13 10:00 | 48.3484 | 93.3411
2029-07-13 11:00 | 47.8188 | 95.6342
2029-07-13 12:00 | 47.3871 | 97.7636
2029-07-13 13:00 | 48.2356 | 99.7349
2029-07-13 14:00 | 48.7463 | 97.7579
2029-07-13 15:00 | 49.7925 | 102.0783
2029-07-13 16:00 | 51.5514 | 104.8404
2029-07-13 17:00 | 53.388 | 106.4674
2029-07-13 18:00 | 52.624 | 108.4923
2029-07-13 19:00 | 49.663 | 106.6167
2029-07-13 20:00 | 46.4833 | 100.9954
2029-07-13 21:00 | 44.0822 | 96.516
2029-07-13 22:00 | 41.1005 | 90.8975
2029-07-13 23:00 | 37.3782 | 85.6393
2029-07-14 | 33.6721 | 80.8108
2029-07-14 01:00 | 31.7767 | 73.3765
2029-07-14 02:00 | 31.6542 | 68.7593
2029-07-14 03:00 | 31.8538 | 66.4569
2029-07-14 04:00 | 31.819 | 63.8121
2029-07-14 05:00 | 32.0709 | 63.7634
2029-07-14 06:00 | 32.9664 | 67.6494
2029-07-14 07:00 | 38.0413 | 69.2702
2029-07-14 08:00 | 40.695 | 71.6672
2029-07-14 09:00 | 42.1633 | 76.937
2029-07-14 10:00 | 42.5595 | 80.9319
2029-07-14 11:00 | 42.3434 | 83.0806
2029-07-14 12:00 | 42.4021 | 84.172
2029-07-14 13:00 | 42.7797 | 86.0645
2029-07-14 14:00 | 43.1722 | 83.2417
2029-07-14 15:00 | 44.2838 | 88.5242
2029-07-14 16:00 | 46.9127 | 91.197
2029-07-14 17:00 | 49.4966 | 94.2113
2029-07-14 18:00 | 47.7414 | 95.5005
2029-07-14 19:00 | 44.3406 | 93.1665
2029-07-14 20:00 | 41.1642 | 86.9069
2029-07-14 21:00 | 39.1735 | 82.3158
2029-07-14 22:00 | 37.3398 | 78.7399
2029-07-14 23:00 | 34.9663 | 74.4641
2029-07-15 | 32.3397 | 71.6142
2029-07-15 01:00 | 30.6957 | 65.1546
2029-07-15 02:00 | 30.5009 | 61.6922
2029-07-15 03:00 | 30.6654 | 59.7223
2029-07-15 04:00 | 30.528 | 57.2164
2029-07-15 05:00 | 30.636 | 57.2303
2029-07-15 06:00 | 33.5046 | 62.5014
2029-07-15 07:00 | 38.9286 | 63.9602
2029-07-15 08:00 | 42.117 | 66.4137
2029-07-15 09:00 | 44.0957 | 72.2107
2029-07-15 10:00 | 44.5022 | 76.695
2029-07-15 11:00 | 44.4646 | 78.2836
2029-07-15 12:00 | 45.1929 | 77.5693
2029-07-15 13:00 | 45.983 | 79.2899
2029-07-15 14:00 | 46.5277 | 76.4233
2029-07-15 15:00 | 47.5747 | 82.3611
2029-07-15 16:00 | 50.6708 | 85.4575
2029-07-15 17:00 | 53.7832 | 88.8609
2029-07-15 18:00 | 54.0163 | 91.3834
2029-07-15 19:00 | 50.6584 | 88.4858
2029-07-15 20:00 | 46.8021 | 83.3809
2029-07-15 21:00 | 44.2054 | 79.4603
2029-07-15 22:00 | 41.4122 | 76.6074
2029-07-15 23:00 | 38.1116 | 72.8593
2029-07-16 | 35.6263 | 71.3762
2029-07-16 01:00 | 33.9627 | 69.9297
2029-07-16 02:00 | 33.9049 | 66.8216
2029-07-16 03:00 | 34.2331 | 65.497
2029-07-16 04:00 | 34.361 | 64.1165
2029-07-16 05:00 | 35.5491 | 65.8
2029-07-16 06:00 | 40.5423 | 72.5631
2029-07-16 07:00 | 48.0474 | 77.0731
2029-07-16 08:00 | 50.9949 | 81.4269
2029-07-16 09:00 | 52.0614 | 88.3652
2029-07-16 10:00 | 52.6288 | 91.6379
2029-07-16 11:00 | 52.5207 | 92.8642
2029-07-16 12:00 | 52.9398 | 92.059
2029-07-16 13:00 | 54.1576 | 94.536
2029-07-16 14:00 | 54.6708 | 92.4238
2029-07-16 15:00 | 55.9885 | 96.7925
2029-07-16 16:00 | 58.2486 | 101.3543
2029-07-16 17:00 | 60.2573 | 105.6163
2029-07-16 18:00 | 59.7473 | 107.8691
2029-07-16 19:00 | 56.2954 | 106.3307
2029-07-16 20:00 | 52.3779 | 100.3189
2029-07-16 21:00 | 48.9653 | 95.2769
2029-07-16 22:00 | 45.0476 | 89.4994
2029-07-16 23:00 | 40.5663 | 84.0302
2029-07-17 | 37.9477 | 79.5953
2029-07-17 01:00 | 35.6423 | 73.1453
2029-07-17 02:00 | 35.2651 | 68.7752
2029-07-17 03:00 | 35.422 | 66.9405
2029-07-17 04:00 | 35.4301 | 65.3422
2029-07-17 05:00 | 36.5726 | 66.5165
2029-07-17 06:00 | 42.1873 | 71.375
2029-07-17 07:00 | 49.9277 | 74.8054
2029-07-17 08:00 | 53.3059 | 77.3108
2029-07-17 09:00 | 54.8291 | 80.9538
2029-07-17 10:00 | 55.6352 | 83.0548
2029-07-17 11:00 | 55.4907 | 85.3719
2029-07-17 12:00 | 55.7196 | 85.1566
2029-07-17 13:00 | 56.7741 | 86.7187
2029-07-17 14:00 | 56.8469 | 84.4372
2029-07-17 15:00 | 57.6884 | 89.5021
2029-07-17 16:00 | 59.6329 | 93.8481
2029-07-17 17:00 | 61.7278 | 97.4833
2029-07-17 18:00 | 60.9497 | 97.4949
2029-07-17 19:00 | 57.3294 | 96.1335
2029-07-17 20:00 | 53.6081 | 90.1448
2029-07-17 21:00 | 50.2564 | 85.0529
2029-07-17 22:00 | 46.3358 | 80.7062
2029-07-17 23:00 | 41.8694 | 75.8152
2029-07-18 | 40.0551 | 73.2705
2029-07-18 01:00 | 37.3492 | 67.4659
2029-07-18 02:00 | 36.8061 | 63.7413
2029-07-18 03:00 | 36.8411 | 62.1624
2029-07-18 04:00 | 36.7201 | 60.6741
2029-07-18 05:00 | 37.7841 | 61.6459
2029-07-18 06:00 | 43.3447 | 66.4205
2029-07-18 07:00 | 50.6697 | 70.6393
2029-07-18 08:00 | 53.8724 | 72.6534
2029-07-18 09:00 | 55.1338 | 76.426
2029-07-18 10:00 | 55.7629 | 78.0525
2029-07-18 11:00 | 55.9499 | 80.4874
2029-07-18 12:00 | 57.0995 | 79.6026
2029-07-18 13:00 | 58.2156 | 81.6733
2029-07-18 14:00 | 58.3273 | 79.9763
2029-07-18 15:00 | 59.1362 | 84.9847
2029-07-18 16:00 | 60.7458 | 89.7536
2029-07-18 17:00 | 62.448 | 94.9522
2029-07-18 18:00 | 61.424 | 95.1702
2029-07-18 19:00 | 57.8972 | 94.4749
2029-07-18 20:00 | 54.4265 | 89.1497
2029-07-18 21:00 | 51.4984 | 85.1112
2029-07-18 22:00 | 47.7498 | 80.7889
2029-07-18 23:00 | 43.3283 | 75.5475
2029-07-19 | 40.58 | 71.8291
2029-07-19 01:00 | 38.1098 | 66.556
2029-07-19 02:00 | 37.5387 | 63.0079
2029-07-19 03:00 | 37.5428 | 61.5512
2029-07-19 04:00 | 37.4133 | 60.1952
2029-07-19 05:00 | 38.4868 | 61.7102
2029-07-19 06:00 | 43.3317 | 67.7388
2029-07-19 07:00 | 50.7513 | 71.0636
2029-07-19 08:00 | 54.385 | 72.9361
2029-07-19 09:00 | 56.0888 | 76.4875
2029-07-19 10:00 | 57.0818 | 78.4591
2029-07-19 11:00 | 57.2491 | 80.3153
2029-07-19 12:00 | 57.7302 | 79.8416
2029-07-19 13:00 | 58.9773 | 82.1815
2029-07-19 14:00 | 59.3427 | 80.365
2029-07-19 15:00 | 60.4293 | 85.2773
2029-07-19 16:00 | 62.2331 | 89.9644
2029-07-19 17:00 | 63.9479 | 94.1049
2029-07-19 18:00 | 63.6136 | 95.4579
2029-07-19 19:00 | 60.2876 | 93.1451
2029-07-19 20:00 | 56.4775 | 89.0644
2029-07-19 21:00 | 53.3232 | 85.7612
2029-07-19 22:00 | 49.3666 | 81.456
2029-07-19 23:00 | 44.6769 | 77.7555
2029-07-20 | 41.1917 | 72.9721
2029-07-20 01:00 | 39.0152 | 68.1895
2029-07-20 02:00 | 38.2872 | 64.9482
2029-07-20 03:00 | 38.2246 | 63.4272
2029-07-20 04:00 | 38.0391 | 61.9465
2029-07-20 05:00 | 39.0613 | 62.8576
2029-07-20 06:00 | 44.0501 | 73.742
2029-07-20 07:00 | 51.6936 | 77.8211
2029-07-20 08:00 | 55.9303 | 80.7017
2029-07-20 09:00 | 58.3147 | 87.0817
2029-07-20 10:00 | 60.0992 | 89.5745
2029-07-20 11:00 | 60.7395 | 89.8749
2029-07-20 12:00 | 61.3401 | 92.5328
2029-07-20 13:00 | 62.8115 | 93.2972
2029-07-20 14:00 | 63.1089 | 89.6782
2029-07-20 15:00 | 63.8827 | 93.2229
2029-07-20 16:00 | 65.2362 | 94.9061
2029-07-20 17:00 | 66.7158 | 95.7825
2029-07-20 18:00 | 65.9537 | 99.0959
2029-07-20 19:00 | 62.3515 | 96.761
2029-07-20 20:00 | 58.1354 | 91.6039
2029-07-20 21:00 | 54.8003 | 86.7854
2029-07-20 22:00 | 50.5878 | 82.5995
2029-07-20 23:00 | 45.6821 | 78.0525
2029-07-21 | 42.54 | 76.7967
2029-07-21 01:00 | 39.7773 | 68.8486
2029-07-21 02:00 | 38.7562 | 64.483
2029-07-21 03:00 | 38.2916 | 62.362
2029-07-21 04:00 | 37.6655 | 60.1336
2029-07-21 05:00 | 37.593 | 60.3734
2029-07-21 06:00 | 41.2998 | 64.0483
2029-07-21 07:00 | 47.2124 | 65.0643
2029-07-21 08:00 | 51.8787 | 67.4028
2029-07-21 09:00 | 55.0081 | 71.3868
2029-07-21 10:00 | 56.9056 | 75.1481
2029-07-21 11:00 | 57.972 | 78.1323
2029-07-21 12:00 | 59.7875 | 81.9125
2029-07-21 13:00 | 60.5836 | 83.4938
2029-07-21 14:00 | 61.1889 | 81.1659
2029-07-21 15:00 | 62.0616 | 86.1961
2029-07-21 16:00 | 64.7678 | 88.8555
2029-07-21 17:00 | 67.078 | 92.1122
2029-07-21 18:00 | 67.8273 | 94.1769
2029-07-21 19:00 | 63.7715 | 91.2785
2029-07-21 20:00 | 58.1017 | 86.1687
2029-07-21 21:00 | 53.9194 | 82.7826
2029-07-21 22:00 | 49.8091 | 79.585
2029-07-21 23:00 | 45.2616 | 76.2425
2029-07-22 | 42.6322 | 72.0927
2029-07-22 01:00 | 37.9992 | 66.3538
2029-07-22 02:00 | 36.856 | 62.9344
2029-07-22 03:00 | 36.2437 | 60.7458
2029-07-22 04:00 | 35.3559 | 58.2916
2029-07-22 05:00 | 34.9559 | 57.991
2029-07-22 06:00 | 35.924 | 59.4561
2029-07-22 07:00 | 41.125 | 58.8491
2029-07-22 08:00 | 44.7562 | 59.0585
2029-07-22 09:00 | 46.2878 | 61.4014
2029-07-22 10:00 | 46.7856 | 64.0559
2029-07-22 11:00 | 46.7225 | 65.4375
2029-07-22 12:00 | 47.234 | 65.2262
2029-07-22 13:00 | 47.3533 | 67.4117
2029-07-22 14:00 | 47.2706 | 64.3604
2029-07-22 15:00 | 48.3551 | 70.0365
2029-07-22 16:00 | 51.1048 | 72.852
2029-07-22 17:00 | 53.6556 | 75.3763
2029-07-22 18:00 | 52.9683 | 76.7889
2029-07-22 19:00 | 49.5985 | 75.3419
2029-07-22 20:00 | 45.5384 | 70.4279
2029-07-22 21:00 | 42.7037 | 66.6715
2029-07-22 22:00 | 39.9176 | 64.7623
2029-07-22 23:00 | 36.627 | 61.4411
2029-07-23 | 34.2365 | 59.6796
2029-07-23 01:00 | 32.9877 | 57.6283
2029-07-23 02:00 | 32.864 | 55.3147
2029-07-23 03:00 | 33.1506 | 54.4605
2029-07-23 04:00 | 33.2194 | 53.2032
2029-07-23 05:00 | 34.2185 | 54.8911
2029-07-23 06:00 | 38.6743 | 61.5058
2029-07-23 07:00 | 44.9055 | 65.0457
2029-07-23 08:00 | 46.6703 | 66.8407
2029-07-23 09:00 | 46.6391 | 70.2849
2029-07-23 10:00 | 46.2601 | 71.5458
2029-07-23 11:00 | 45.9439 | 71.7298
2029-07-23 12:00 | 46.2658 | 70.8894
2029-07-23 13:00 | 46.8836 | 72.6156
2029-07-23 14:00 | 46.5409 | 68.9758
2029-07-23 15:00 | 47.3436 | 73.2839
2029-07-23 16:00 | 49.392 | 77.2236
2029-07-23 17:00 | 51.5637 | 81.7574
2029-07-23 18:00 | 51.6655 | 84.2735
2029-07-23 19:00 | 48.6095 | 82.3112
2029-07-23 20:00 | 45.5403 | 77.9196
2029-07-23 21:00 | 42.6576 | 73.9894
2029-07-23 22:00 | 39.4696 | 70.9167
2029-07-23 23:00 | 35.679 | 67.2652
2029-07-24 | 34.0623 | 65.6348
2029-07-24 01:00 | 31.3588 | 59.915
2029-07-24 02:00 | 31.484 | 57.1938
2029-07-24 03:00 | 31.9416 | 56.0099
2029-07-24 04:00 | 32.1609 | 54.7969
2029-07-24 05:00 | 33.4019 | 56.2348
2029-07-24 06:00 | 38.107 | 63.1984
2029-07-24 07:00 | 44.8193 | 65.9545
2029-07-24 08:00 | 46.8753 | 66.724
2029-07-24 09:00 | 47.1036 | 69.5717
2029-07-24 10:00 | 46.4953 | 70.3862
2029-07-24 11:00 | 45.3228 | 71.201
2029-07-24 12:00 | 44.9782 | 71.6872
2029-07-24 13:00 | 45.5406 | 73.4688
2029-07-24 14:00 | 45.6586 | 70.8421
2029-07-24 15:00 | 46.3058 | 75.6692
2029-07-24 16:00 | 48.2861 | 80.6306
2029-07-24 17:00 | 50.3464 | 84.7476
2029-07-24 18:00 | 50.6465 | 86.0079
2029-07-24 19:00 | 47.2801 | 84.6296
2029-07-24 20:00 | 44.5508 | 80.5827
2029-07-24 21:00 | 41.5541 | 76.5767
2029-07-24 22:00 | 38.4969 | 73.4038
2029-07-24 23:00 | 35.0631 | 70.1406
2029-07-25 | 33.7797 | 68.0546
2029-07-25 01:00 | 31.7239 | 61.6327
2029-07-25 02:00 | 32.0033 | 58.8866
2029-07-25 03:00 | 32.5381 | 57.7687
2029-07-25 04:00 | 32.8192 | 56.6878
2029-07-25 05:00 | 34.1633 | 57.9301
2029-07-25 06:00 | 38.7938 | 61.2322
2029-07-25 07:00 | 45.4754 | 64.481
2029-07-25 08:00 | 47.3514 | 65.0708
2029-07-25 09:00 | 47.6506 | 67.5943
2029-07-25 10:00 | 47.2132 | 68.1824
2029-07-25 11:00 | 46.3536 | 69.2473
2029-07-25 12:00 | 45.9866 | 69.4096
2029-07-25 13:00 | 46.9993 | 70.1729
2029-07-25 14:00 | 47.6291 | 67.3394
2029-07-25 15:00 | 48.8208 | 72.0337
2029-07-25 16:00 | 51.1402 | 76.5095
2029-07-25 17:00 | 53.3737 | 81.8484
2029-07-25 18:00 | 51.4932 | 85.1933
2029-07-25 19:00 | 48.2954 | 84.5905
2029-07-25 20:00 | 45.6473 | 80.2051
2029-07-25 21:00 | 43.1301 | 76.192
2029-07-25 22:00 | 40.1298 | 73.0543
2029-07-25 23:00 | 36.4898 | 68.9291
2029-07-26 | 34.4194 | 65.4305
2029-07-26 01:00 | 33.3489 | 61.6348
2029-07-26 02:00 | 33.5039 | 58.9989
2029-07-26 03:00 | 33.9712 | 57.9259
2029-07-26 04:00 | 34.2042 | 56.7789
2029-07-26 05:00 | 35.5821 | 58.3382
2029-07-26 06:00 | 39.6835 | 65.8501
2029-07-26 07:00 | 46.4653 | 69.6746
2029-07-26 08:00 | 48.8524 | 71.5542
2029-07-26 09:00 | 49.7149 | 76.1249
2029-07-26 10:00 | 50.1508 | 77.6996
2029-07-26 11:00 | 49.8848 | 77.6283
2029-07-26 12:00 | 50.0773 | 75.4771
2029-07-26 13:00 | 51.2191 | 76.6803
2029-07-26 14:00 | 51.8835 | 74.3638
2029-07-26 15:00 | 53.1526 | 79.2248
2029-07-26 16:00 | 55.4831 | 84.1296
2029-07-26 17:00 | 57.4637 | 88.6404
2029-07-26 18:00 | 56.7938 | 90.9971
2029-07-26 19:00 | 53.7117 | 90.0082
2029-07-26 20:00 | 50.4807 | 86.2354
2029-07-26 21:00 | 47.225 | 82.6006
2029-07-26 22:00 | 43.6216 | 78.9015
2029-07-26 23:00 | 39.4588 | 75.0816
2029-07-27 | 37.0673 | 70.9745
2029-07-27 01:00 | 34.8735 | 69.083
2029-07-27 02:00 | 34.5987 | 66.1608
2029-07-27 03:00 | 34.7568 | 64.7819
2029-07-27 04:00 | 34.752 | 63.5657
2029-07-27 05:00 | 35.9432 | 64.7779
2029-07-27 06:00 | 40.8736 | 71.6097
2029-07-27 07:00 | 47.8766 | 75.5481
2029-07-27 08:00 | 50.4747 | 78.5477
2029-07-27 09:00 | 51.5735 | 84.5185
2029-07-27 10:00 | 51.9853 | 86.9667
2029-07-27 11:00 | 51.2986 | 87.6241
2029-07-27 12:00 | 51.1307 | 88.8887
2029-07-27 13:00 | 52.011 | 90.1308
2029-07-27 14:00 | 52.2124 | 87.7848
2029-07-27 15:00 | 52.8002 | 91.8688
2029-07-27 16:00 | 54.5104 | 95.0289
2029-07-27 17:00 | 56.2856 | 97.1515
2029-07-27 18:00 | 54.3367 | 99.5034
2029-07-27 19:00 | 50.9759 | 98.3738
2029-07-27 20:00 | 47.77 | 93.3249
2029-07-27 21:00 | 44.6377 | 88.2252
2029-07-27 22:00 | 41.2382 | 83.7309
2029-07-27 23:00 | 37.3793 | 78.9471
2029-07-28 | 36.0008 | 75.9437
2029-07-28 01:00 | 33.8012 | 68.2307
2029-07-28 02:00 | 33.3952 | 63.9089
2029-07-28 03:00 | 33.381 | 61.4488
2029-07-28 04:00 | 33.1676 | 59.1764
2029-07-28 05:00 | 33.4301 | 59.2363
2029-07-28 06:00 | 35.8883 | 63.4032
2029-07-28 07:00 | 41.48 | 65.2466
2029-07-28 08:00 | 45.3965 | 69.014
2029-07-28 09:00 | 48.4144 | 75.174
2029-07-28 10:00 | 49.9303 | 79.2424
2029-07-28 11:00 | 50.0053 | 80.1791
2029-07-28 12:00 | 49.7588 | 80.4859
2029-07-28 13:00 | 50.4633 | 81.7525
2029-07-28 14:00 | 51.0777 | 79.1568
2029-07-28 15:00 | 52.0935 | 83.8951
2029-07-28 16:00 | 54.9937 | 86.778
2029-07-28 17:00 | 57.6854 | 90.0989
2029-07-28 18:00 | 56.7725 | 91.9446
2029-07-28 19:00 | 53.1577 | 88.7124
2029-07-28 20:00 | 49.0236 | 83.5741
2029-07-28 21:00 | 45.787 | 79.6319
2029-07-28 22:00 | 42.8817 | 76.7514
2029-07-28 23:00 | 39.5905 | 73.4811
2029-07-29 | 37.1545 | 70.6869
2029-07-29 01:00 | 34.5684 | 64.9703
2029-07-29 02:00 | 33.9569 | 61.8167
2029-07-29 03:00 | 33.8348 | 60.0317
2029-07-29 04:00 | 33.4258 | 57.9652
2029-07-29 05:00 | 33.5181 | 58.4905
2029-07-29 06:00 | 36.0021 | 65.2687
2029-07-29 07:00 | 41.2337 | 67.1156
2029-07-29 08:00 | 45.318 | 70.676
2029-07-29 09:00 | 48.3318 | 77.7244
2029-07-29 10:00 | 49.7801 | 83.4289
2029-07-29 11:00 | 50.2513 | 85.2197
2029-07-29 12:00 | 50.7399 | 88.2435
2029-07-29 13:00 | 51.9369 | 89.8647
2029-07-29 14:00 | 52.9873 | 87.8313
2029-07-29 15:00 | 54.5938 | 93.438
2029-07-29 16:00 | 58.0882 | 95.8475
2029-07-29 17:00 | 61.2935 | 98.0265
2029-07-29 18:00 | 61.0811 | 101.3414
2029-07-29 19:00 | 57.6187 | 97.7786
2029-07-29 20:00 | 53.2464 | 93.1463
2029-07-29 21:00 | 49.6614 | 88.6483
2029-07-29 22:00 | 46.0748 | 85.4342
2029-07-29 23:00 | 42.143 | 81.5554
2029-07-30 | 39.5944 | 80.0944
2029-07-30 01:00 | 38.1979 | 74.9992
2029-07-30 02:00 | 37.842 | 70.8491
2029-07-30 03:00 | 37.9993 | 68.63
2029-07-30 04:00 | 37.9585 | 67.0087
2029-07-30 05:00 | 39.2321 | 68.3616
2029-07-30 06:00 | 43.8614 | 75.0209
2029-07-30 07:00 | 51.0139 | 78.8204
2029-07-30 08:00 | 54.9265 | 81.7839
2029-07-30 09:00 | 57.0975 | 87.9551
2029-07-30 10:00 | 59.2094 | 90.3641
2029-07-30 11:00 | 60.4543 | 93.0737
2029-07-30 12:00 | 61.9942 | 97.1318
2029-07-30 13:00 | 63.8757 | 99.7362
2029-07-30 14:00 | 64.5833 | 97.9359
2029-07-30 15:00 | 66.3282 | 102.3404
2029-07-30 16:00 | 68.3797 | 105.8558
2029-07-30 17:00 | 69.957 | 108.5479
2029-07-30 18:00 | 69.5994 | 109.7514
2029-07-30 19:00 | 66.0258 | 106.8364
2029-07-30 20:00 | 61.6359 | 101.5815
2029-07-30 21:00 | 57.7386 | 96.406
2029-07-30 22:00 | 53.0176 | 90.6117
2029-07-30 23:00 | 47.6758 | 85.6533
2029-07-31 | 43.963 | 80.8295
2029-07-31 01:00 | 41.0405 | 73.4848
2029-07-31 02:00 | 40.1925 | 68.8078
2029-07-31 03:00 | 39.8481 | 66.7198
2029-07-31 04:00 | 39.452 | 64.9908
2029-07-31 05:00 | 40.4959 | 66.0084
2029-07-31 06:00 | 44.9382 | 71.7079
2029-07-31 07:00 | 52.1557 | 75.4789
2029-07-31 08:00 | 56.1847 | 77.9254
2029-07-31 09:00 | 58.3716 | 82.0807
2029-07-31 10:00 | 59.975 | 83.5147
2029-07-31 11:00 | 60.4227 | 84.6922
2029-07-31 12:00 | 60.4295 | 85.8933
2029-07-31 13:00 | 61.8798 | 86.3629
2029-07-31 14:00 | 62.5278 | 82.2705
2029-07-31 15:00 | 64.0491 | 86.7637
2029-07-31 16:00 | 66.2023 | 88.9097
2029-07-31 17:00 | 68.2397 | 90.6657
2029-07-31 18:00 | 67.0188 | 93.0911
2029-07-31 19:00 | 63.0969 | 91.033
2029-07-31 20:00 | 58.6024 | 85.6299
2029-07-31 21:00 | 54.6165 | 80.5953
2029-07-31 22:00 | 50.0517 | 76.7346
2029-07-31 23:00 | 44.956 | 72.0857
2029-08-01 | 42.1732 | 68.8643
2029-08-01 01:00 | 39.1524 | 61.5701
2029-08-01 02:00 | 38.4961 | 58.0344
2029-08-01 03:00 | 38.2695 | 56.5677
2029-08-01 04:00 | 38.0497 | 55.3468
2029-08-01 05:00 | 39.0302 | 57.1153
2029-08-01 06:00 | 44.6552 | 63.4079
2029-08-01 07:00 | 51.4929 | 67.0301
2029-08-01 08:00 | 55.4432 | 69.18
2029-08-01 09:00 | 57.3298 | 73.259
2029-08-01 10:00 | 58.3439 | 75.066
2029-08-01 11:00 | 58.8786 | 76.2089
2029-08-01 12:00 | 58.4903 | 73.3773
2029-08-01 13:00 | 60.1338 | 75.7285
2029-08-01 14:00 | 60.7181 | 73.3662
2029-08-01 15:00 | 61.8698 | 78.4603
2029-08-01 16:00 | 63.8921 | 83.381
2029-08-01 17:00 | 66.1994 | 89.3851
2029-08-01 18:00 | 65.1394 | 91.1566
2029-08-01 19:00 | 60.9138 | 89.9224
2029-08-01 20:00 | 56.5289 | 84.9052
2029-08-01 21:00 | 52.953 | 80.5316
2029-08-01 22:00 | 48.3849 | 75.577
2029-08-01 23:00 | 43.5145 | 70.4812
2029-08-02 | 40.3921 | 67.1639
2029-08-02 01:00 | 38.4451 | 62.577
2029-08-02 02:00 | 37.8684 | 59.555
2029-08-02 03:00 | 37.7717 | 58.2773
2029-08-02 04:00 | 37.6095 | 57.0798
2029-08-02 05:00 | 38.7181 | 58.9721
2029-08-02 06:00 | 43.9277 | 65.7539
2029-08-02 07:00 | 50.6997 | 69.0594
2029-08-02 08:00 | 55.0104 | 71.1225
2029-08-02 09:00 | 57.3318 | 76.1927
2029-08-02 10:00 | 58.8663 | 78.4717
2029-08-02 11:00 | 59.6547 | 79.7593
2029-08-02 12:00 | 59.8161 | 79.395
2029-08-02 13:00 | 61.6034 | 82.0925
2029-08-02 14:00 | 62.4827 | 80.3781
2029-08-02 15:00 | 63.638 | 85.6325
2029-08-02 16:00 | 65.784 | 90.9485
2029-08-02 17:00 | 67.9604 | 95.7137
2029-08-02 18:00 | 66.8382 | 97.2045
2029-08-02 19:00 | 62.6245 | 95.4096
2029-08-02 20:00 | 58.299 | 90.6081
2029-08-02 21:00 | 54.5138 | 85.3884
2029-08-02 22:00 | 49.823 | 80.0932
2029-08-02 23:00 | 44.8556 | 75.4333
2029-08-03 | 41.9843 | 72.4737
2029-08-03 01:00 | 40.0478 | 65.5176
2029-08-03 02:00 | 39.3835 | 61.955
2029-08-03 03:00 | 39.2357 | 60.2888
2029-08-03 04:00 | 39.0432 | 58.9424
2029-08-03 05:00 | 40.1674 | 60.3248
2029-08-03 06:00 | 45.0231 | 67.0065
2029-08-03 07:00 | 52.1219 | 70.764
2029-08-03 08:00 | 56.9774 | 73.2662
2029-08-03 09:00 | 59.9699 | 78.7397
2029-08-03 10:00 | 62.416 | 80.953
2029-08-03 11:00 | 63.7923 | 82.0686
2029-08-03 12:00 | 64.9641 | 81.8322
2029-08-03 13:00 | 66.8735 | 83.3553
2029-08-03 14:00 | 67.4942 | 81.3523
2029-08-03 15:00 | 68.1123 | 85.7711
2029-08-03 16:00 | 69.6352 | 89.9839
2029-08-03 17:00 | 71.3485 | 94.0123
2029-08-03 18:00 | 70.3854 | 95.5795
2029-08-03 19:00 | 65.8832 | 93.2972
2029-08-03 20:00 | 60.8639 | 88.2504
2029-08-03 21:00 | 56.8189 | 83.0646
2029-08-03 22:00 | 51.6997 | 78.2192
2029-08-03 23:00 | 46.2795 | 73.7116
2029-08-04 | 43.5041 | 71.1734
2029-08-04 01:00 | 41.5864 | 63.5655
2029-08-04 02:00 | 40.5719 | 59.986
2029-08-04 03:00 | 40.024 | 58.3754
2029-08-04 04:00 | 39.4075 | 56.4225
2029-08-04 05:00 | 39.4616 | 57.3855
2029-08-04 06:00 | 42.6073 | 65.3038
2029-08-04 07:00 | 47.8487 | 67.4224
2029-08-04 08:00 | 53.1732 | 71.6122
2029-08-04 09:00 | 57.0183 | 79.0592
2029-08-04 10:00 | 59.7069 | 84.4299
2029-08-04 11:00 | 61.7213 | 85.0697
2029-08-04 12:00 | 64.5182 | 87.2923
2029-08-04 13:00 | 65.4633 | 88.4988
2029-08-04 14:00 | 65.9086 | 85.3728
2029-08-04 15:00 | 66.2238 | 89.7021
2029-08-04 16:00 | 68.4735 | 91.395
2029-08-04 17:00 | 70.483 | 93.2438
2029-08-04 18:00 | 71.6573 | 96.3093
2029-08-04 19:00 | 66.9088 | 92.5996
2029-08-04 20:00 | 61.2849 | 87.7748
2029-08-04 21:00 | 56.9613 | 83.4248
2029-08-04 22:00 | 52.353 | 79.912
2029-08-04 23:00 | 47.6573 | 76.3472
2029-08-05 | 44.5845 | 74.8618
2029-08-05 01:00 | 41.5174 | 66.6708
2029-08-05 02:00 | 40.2353 | 62.3716
2029-08-05 03:00 | 39.5488 | 59.9555
2029-08-05 04:00 | 38.6974 | 57.6634
2029-08-05 05:00 | 38.5364 | 57.9843
2029-08-05 06:00 | 41.5612 | 64.8912
2029-08-05 07:00 | 46.9278 | 65.6508
2029-08-05 08:00 | 52.6345 | 68.3707
2029-08-05 09:00 | 56.827 | 74.5157
2029-08-05 10:00 | 59.5178 | 79.2134
2029-08-05 11:00 | 61.2342 | 80.4473
2029-08-05 12:00 | 63.4216 | 83.3517
2029-08-05 13:00 | 64.5835 | 84.8616
2029-08-05 14:00 | 65.1094 | 82.0579
2029-08-05 15:00 | 65.8044 | 87.0031
2029-08-05 16:00 | 68.6585 | 88.6684
2029-08-05 17:00 | 71.2866 | 90.9102
2029-08-05 18:00 | 70.1295 | 95.5395
2029-08-05 19:00 | 65.5613 | 91.2707
2029-08-05 20:00 | 60.6618 | 86.4772
2029-08-05 21:00 | 56.8542 | 81.7601
2029-08-05 22:00 | 52.4558 | 77.8979
2029-08-05 23:00 | 47.9149 | 74.2428
2029-08-06 | 45.212 | 71.3097
2029-08-06 01:00 | 41.5922 | 65.6922
2029-08-06 02:00 | 40.4884 | 61.5877
2029-08-06 03:00 | 39.9812 | 59.8615
2029-08-06 04:00 | 39.4608 | 57.9166
2029-08-06 05:00 | 39.6602 | 58.7225
2029-08-06 06:00 | 43.2648 | 62.4603
2029-08-06 07:00 | 48.5124 | 63.7815
2029-08-06 08:00 | 53.9993 | 64.9521
2029-08-06 09:00 | 58.4801 | 70.6045
2029-08-06 10:00 | 62.0196 | 73.5554
2029-08-06 11:00 | 64.2686 | 75.5236
2029-08-06 12:00 | 66.6711 | 74.2267
2029-08-06 13:00 | 68.3418 | 78.3197
2029-08-06 14:00 | 67.9299 | 77.2596
2029-08-06 15:00 | 67.1811 | 83.2982
2029-08-06 16:00 | 69.1659 | 86.8334
2029-08-06 17:00 | 72.2844 | 90.7037
2029-08-06 18:00 | 71.1514 | 88.7596
2029-08-06 19:00 | 66.9198 | 86.2288
2029-08-06 20:00 | 61.6348 | 81.4137
2029-08-06 21:00 | 58.1482 | 78.0838
2029-08-06 22:00 | 53.4119 | 74.5937
2029-08-06 23:00 | 48.424 | 70.9667
2029-08-07 | 45.9303 | 67.2538
2029-08-07 01:00 | 43.0429 | 65.1408
2029-08-07 02:00 | 41.9594 | 61.8646
2029-08-07 03:00 | 41.3108 | 60.6295
2029-08-07 04:00 | 40.7796 | 59.5114
2029-08-07 05:00 | 41.6849 | 61.672
2029-08-07 06:00 | 46.3323 | 65.455
2029-08-07 07:00 | 52.5422 | 68.6782
2029-08-07 08:00 | 56.4472 | 70.8199
2029-08-07 09:00 | 57.9069 | 74.1365
2029-08-07 10:00 | 58.7289 | 76.0823
2029-08-07 11:00 | 59.3752 | 78.6495
2029-08-07 12:00 | 59.88 | 79.3557
2029-08-07 13:00 | 61.0186 | 82.1906
2029-08-07 14:00 | 61.4731 | 80.5639
2029-08-07 15:00 | 62.3292 | 85.7215
2029-08-07 16:00 | 64.2542 | 91.2387
2029-08-07 17:00 | 66.4915 | 95.6717
2029-08-07 18:00 | 64.7962 | 96.0528
2029-08-07 19:00 | 59.8781 | 93.7364
2029-08-07 20:00 | 54.9441 | 89.2848
2029-08-07 21:00 | 50.8504 | 84.7091
2029-08-07 22:00 | 46.1285 | 79.5935
2029-08-07 23:00 | 41.2477 | 75.3162
2029-08-08 | 39.1331 | 70.7675
2029-08-08 01:00 | 36.8319 | 66.5858
2029-08-08 02:00 | 36.3801 | 63.1799
2029-08-08 03:00 | 36.3623 | 61.742
2029-08-08 04:00 | 36.2757 | 60.7512
2029-08-08 05:00 | 37.3339 | 62.6596
2029-08-08 06:00 | 41.9833 | 68.0682
2029-08-08 07:00 | 47.9954 | 71.3423
2029-08-08 08:00 | 51.5157 | 74.0849
2029-08-08 09:00 | 53.104 | 78.8422
2029-08-08 10:00 | 53.8027 | 81.0995
2029-08-08 11:00 | 54.2 | 81.9576
2029-08-08 12:00 | 53.879 | 80.0961
2029-08-08 13:00 | 55.4536 | 82.4123
2029-08-08 14:00 | 56.2477 | 80.6781
2029-08-08 15:00 | 57.6361 | 84.7544
2029-08-08 16:00 | 59.9355 | 89.5858
2029-08-08 17:00 | 62.5259 | 94.63
2029-08-08 18:00 | 61.95 | 96.2154
2029-08-08 19:00 | 57.9111 | 92.8719
2029-08-08 20:00 | 53.6636 | 88.9657
2029-08-08 21:00 | 49.9025 | 84.6891
2029-08-08 22:00 | 45.5198 | 79.6793
2029-08-08 23:00 | 40.8675 | 75.7073
2029-08-09 | 38.0808 | 70.4724
2029-08-09 01:00 | 36.0099 | 64.4971
2029-08-09 02:00 | 35.8144 | 61.0634
2029-08-09 03:00 | 35.9147 | 59.9067
2029-08-09 04:00 | 35.8806 | 58.8526
2029-08-09 05:00 | 37.1354 | 60.9781
2029-08-09 06:00 | 41.16 | 64.7996
2029-08-09 07:00 | 46.8904 | 67.4004
2029-08-09 08:00 | 50.0674 | 68.2275
2029-08-09 09:00 | 51.4119 | 70.4026
2029-08-09 10:00 | 52.0951 | 71.615
2029-08-09 11:00 | 52.3817 | 72.634
2029-08-09 12:00 | 53.2519 | 70.9727
2029-08-09 13:00 | 54.5687 | 72.6523
2029-08-09 14:00 | 55.4307 | 70.5289
2029-08-09 15:00 | 56.3843 | 75.0995
2029-08-09 16:00 | 58.4247 | 80.0353
2029-08-09 17:00 | 60.403 | 85.0504
2029-08-09 18:00 | 60.2573 | 86.0796
2029-08-09 19:00 | 56.1288 | 83.6755
2029-08-09 20:00 | 52.3588 | 80.1456
2029-08-09 21:00 | 48.6098 | 76.2102
2029-08-09 22:00 | 44.4125 | 72.1924
2029-08-09 23:00 | 40.03 | 68.7785
2029-08-10 | 37.6193 | 63.7359
2029-08-10 01:00 | 35.111 | 59.6315
2029-08-10 02:00 | 34.9152 | 56.9414
2029-08-10 03:00 | 35.0596 | 55.9283
2029-08-10 04:00 | 35.0902 | 54.8612
2029-08-10 05:00 | 36.3606 | 56.5853
2029-08-10 06:00 | 41.3522 | 62.9318
2029-08-10 07:00 | 47.2813 | 66.391
2029-08-10 08:00 | 50.0987 | 67.9836
2029-08-10 09:00 | 51.2709 | 72.0604
2029-08-10 10:00 | 51.944 | 73.3557
2029-08-10 11:00 | 51.9717 | 73.4334
2029-08-10 12:00 | 53.3303 | 71.7743
2029-08-10 13:00 | 54.2862 | 73.1448
2029-08-10 14:00 | 54.3722 | 70.3492
2029-08-10 15:00 | 54.544 | 74.7938
2029-08-10 16:00 | 55.6949 | 78.732
2029-08-10 17:00 | 57.076 | 82.7379
2029-08-10 18:00 | 57.056 | 84.4051
2029-08-10 19:00 | 52.7666 | 82.3343
2029-08-10 20:00 | 48.8948 | 78.4018
2029-08-10 21:00 | 45.2592 | 73.91
2029-08-10 22:00 | 41.209 | 70.1215
2029-08-10 23:00 | 36.9973 | 66.4839
2029-08-11 | 36.1614 | 64.2565
2029-08-11 01:00 | 33.3908 | 56.991
2029-08-11 02:00 | 33.1161 | 53.6833
2029-08-11 03:00 | 33.0405 | 52.4421
2029-08-11 04:00 | 32.7807 | 51.0134
2029-08-11 05:00 | 33.0429 | 52.2859
2029-08-11 06:00 | 35.4758 | 57.2812
2029-08-11 07:00 | 40.0042 | 58.2995
2029-08-11 08:00 | 43.1308 | 60.8837
2029-08-11 09:00 | 44.7919 | 67.207
2029-08-11 10:00 | 45.3378 | 69.4257
2029-08-11 11:00 | 45.2707 | 69.5195
2029-08-11 12:00 | 44.9278 | 69.1798
2029-08-11 13:00 | 45.357 | 69.9299
2029-08-11 14:00 | 45.7068 | 67.0187
2029-08-11 15:00 | 46.5428 | 71.4392
2029-08-11 16:00 | 49.1656 | 74.4155
2029-08-11 17:00 | 51.8004 | 79.1105
2029-08-11 18:00 | 51.1143 | 79.5014
2029-08-11 19:00 | 47.0848 | 75.5711
2029-08-11 20:00 | 43.2196 | 71.0363
2029-08-11 21:00 | 40.064 | 66.6403
2029-08-11 22:00 | 37.2257 | 64.6673
2029-08-11 23:00 | 34.3775 | 61.9777
2029-08-12 | 32.2465 | 62.9618
2029-08-12 01:00 | 30.9142 | 56.8641
2029-08-12 02:00 | 30.8377 | 53.9385
2029-08-12 03:00 | 31.0083 | 52.3853
2029-08-12 04:00 | 30.885 | 50.8022
2029-08-12 05:00 | 31.2427 | 51.4742
2029-08-12 06:00 | 33.2389 | 56.087
2029-08-12 07:00 | 37.525 | 55.8346
2029-08-12 08:00 | 40.8641 | 56.8273
2029-08-12 09:00 | 43.3207 | 61.7256
2029-08-12 10:00 | 44.3666 | 63.9437
2029-08-12 11:00 | 44.7485 | 64.0013
2029-08-12 12:00 | 45.1579 | 63.5301
2029-08-12 13:00 | 46.2043 | 64.5023
2029-08-12 14:00 | 46.9182 | 62.0511
2029-08-12 15:00 | 48.0762 | 67.6222
2029-08-12 16:00 | 51.297 | 70.7887
2029-08-12 17:00 | 54.5633 | 75.0629
2029-08-12 18:00 | 54.2025 | 77.9224
2029-08-12 19:00 | 50.2232 | 75.0546
2029-08-12 20:00 | 46.457 | 71.0388
2029-08-12 21:00 | 43.2531 | 66.9749
2029-08-12 22:00 | 40.0609 | 64.8364
2029-08-12 23:00 | 36.8556 | 62.1002
2029-08-13 | 35.086 | 60.5606
2029-08-13 01:00 | 33.9628 | 58.135
2029-08-13 02:00 | 34.1045 | 55.9184
2029-08-13 03:00 | 34.4719 | 55.1837
2029-08-13 04:00 | 34.6513 | 54.2275
2029-08-13 05:00 | 36.1183 | 56.4375
2029-08-13 06:00 | 40.2004 | 64.4618
2029-08-13 07:00 | 46.0166 | 67.3472
2029-08-13 08:00 | 48.585 | 68.547
2029-08-13 09:00 | 49.4768 | 72.2012
2029-08-13 10:00 | 50.0789 | 73.2081
2029-08-13 11:00 | 50.2488 | 72.3592
2029-08-13 12:00 | 51.1598 | 71.5235
2029-08-13 13:00 | 52.2355 | 72.8715
2029-08-13 14:00 | 52.5406 | 69.3153
2029-08-13 15:00 | 53.512 | 73.1253
2029-08-13 16:00 | 55.2399 | 76.5503
2029-08-13 17:00 | 56.8207 | 80.1204
2029-08-13 18:00 | 55.1534 | 82.329
2029-08-13 19:00 | 51.0786 | 79.2167
2029-08-13 20:00 | 48.4682 | 76.3152
2029-08-13 21:00 | 45.5734 | 72.2131
2029-08-13 22:00 | 42.0642 | 68.9132
2029-08-13 23:00 | 38.3525 | 66.1661
2029-08-14 | 36.1475 | 63.4882
2029-08-14 01:00 | 34.6824 | 62.3801
2029-08-14 02:00 | 34.7218 | 59.8826
2029-08-14 03:00 | 34.9912 | 59.0811
2029-08-14 04:00 | 35.136 | 58.1049
2029-08-14 05:00 | 36.5694 | 60.0325
2029-08-14 06:00 | 42.9383 | 65.2354
2029-08-14 07:00 | 49.0205 | 68.1792
2029-08-14 08:00 | 51.3747 | 69.7802
2029-08-14 09:00 | 51.8345 | 73.0647
2029-08-14 10:00 | 51.9654 | 74.3588
2029-08-14 11:00 | 51.953 | 74.8139
2029-08-14 12:00 | 53.1557 | 76.7354
2029-08-14 13:00 | 53.8308 | 77.8142
2029-08-14 14:00 | 53.5731 | 74.3962
2029-08-14 15:00 | 53.7708 | 78.2936
2029-08-14 16:00 | 55.0074 | 81.871
2029-08-14 17:00 | 56.382 | 84.2745
2029-08-14 18:00 | 56.0039 | 87.0161
2029-08-14 19:00 | 51.9059 | 83.6652
2029-08-14 20:00 | 48.9294 | 80.5663
2029-08-14 21:00 | 45.8261 | 76.1292
2029-08-14 22:00 | 42.1295 | 72.5703
2029-08-14 23:00 | 38.1837 | 69.7262
2029-08-15 | 36.3763 | 65.6124
2029-08-15 01:00 | 34.7775 | 64.4764
2029-08-15 02:00 | 34.7247 | 61.6526
2029-08-15 03:00 | 34.9563 | 60.5823
2029-08-15 04:00 | 35.0148 | 59.6645
2029-08-15 05:00 | 36.4012 | 61.3602
2029-08-15 06:00 | 41.1175 | 67.3081
2029-08-15 07:00 | 46.8909 | 70.2969
2029-08-15 08:00 | 49.3968 | 72.0958
2029-08-15 09:00 | 50.2945 | 75.9101
2029-08-15 10:00 | 50.6338 | 77.349
2029-08-15 11:00 | 50.6717 | 77.2678
2029-08-15 12:00 | 50.3646 | 77.5822
2029-08-15 13:00 | 51.6446 | 78.5331
2029-08-15 14:00 | 52.3868 | 75.399
2029-08-15 15:00 | 53.705 | 78.6012
2029-08-15 16:00 | 55.7444 | 81.8201
2029-08-15 17:00 | 57.7805 | 85.1748
2029-08-15 18:00 | 55.8893 | 89.2562
2029-08-15 19:00 | 52.138 | 85.7901
2029-08-15 20:00 | 49.486 | 82.9109
2029-08-15 21:00 | 46.5912 | 78.9466
2029-08-15 22:00 | 43.0476 | 74.9309
2029-08-15 23:00 | 39.2152 | 71.7909
2029-08-16 | 36.3519 | 65.6012
2029-08-16 01:00 | 34.2885 | 62.8782
2029-08-16 02:00 | 34.2697 | 59.9283
2029-08-16 03:00 | 34.534 | 58.8069
2029-08-16 04:00 | 34.6249 | 57.8003
2029-08-16 05:00 | 36.0628 | 59.8208
2029-08-16 06:00 | 40.7993 | 65.4241
2029-08-16 07:00 | 46.057 | 68.3982
2029-08-16 08:00 | 48.0938 | 68.5641
2029-08-16 09:00 | 48.4661 | 71.6857
2029-08-16 10:00 | 48.5432 | 72.3498
2029-08-16 11:00 | 48.5387 | 73.7369
2029-08-16 12:00 | 49.145 | 76.0136
2029-08-16 13:00 | 50.1258 | 77.2308
2029-08-16 14:00 | 50.719 | 74.581
2029-08-16 15:00 | 51.8229 | 79.5845
2029-08-16 16:00 | 53.6371 | 83.396
2029-08-16 17:00 | 55.2768 | 86.6061
2029-08-16 18:00 | 53.9669 | 87.17
2029-08-16 19:00 | 50.4129 | 85.213
2029-08-16 20:00 | 47.9307 | 81.3675
2029-08-16 21:00 | 45.0646 | 75.7667
2029-08-16 22:00 | 41.7093 | 71.9871
2029-08-16 23:00 | 38.0574 | 68.0509
2029-08-17 | 35.3062 | 67.8708
2029-08-17 01:00 | 34.0551 | 61.3802
2029-08-17 02:00 | 34.1378 | 58.0043
2029-08-17 03:00 | 34.519 | 56.6039
2029-08-17 04:00 | 34.7169 | 55.3795
2029-08-17 05:00 | 36.2025 | 56.9972
2029-08-17 06:00 | 40.2508 | 62.5584
2029-08-17 07:00 | 45.7489 | 64.3952
2029-08-17 08:00 | 48.1047 | 63.0144
2029-08-17 09:00 | 49.0037 | 63.6065
2029-08-17 10:00 | 49.5312 | 61.9101
2029-08-17 11:00 | 49.4539 | 62.764
2029-08-17 12:00 | 49.3127 | 65.6692
2029-08-17 13:00 | 50.4655 | 66.0295
2029-08-17 14:00 | 51.0428 | 62.5441
2029-08-17 15:00 | 51.9864 | 66.6203
2029-08-17 16:00 | 53.5469 | 69.4394
2029-08-17 17:00 | 55.1831 | 72.0154
2029-08-17 18:00 | 54.3681 | 73.7836
2029-08-17 19:00 | 50.7503 | 72.1854
2029-08-17 20:00 | 47.8947 | 69.5696
2029-08-17 21:00 | 44.779 | 65.6292
2029-08-17 22:00 | 41.2553 | 62.6962
2029-08-17 23:00 | 37.4976 | 60.172
2029-08-18 | 34.8306 | 58.6294
2029-08-18 01:00 | 33.1998 | 52.237
2029-08-18 02:00 | 33.0881 | 50.3518
2029-08-18 03:00 | 33.2033 | 49.8069
2029-08-18 04:00 | 33.0977 | 48.606
2029-08-18 05:00 | 33.6281 | 50.083
2029-08-18 06:00 | 36.6453 | 53.0383
2029-08-18 07:00 | 41.1989 | 52.3359
2029-08-18 08:00 | 44.6927 | 51.5803
2029-08-18 09:00 | 47.0777 | 54.3811
2029-08-18 10:00 | 48.1972 | 54.7159
2029-08-18 11:00 | 48.582 | 55.7146
2029-08-18 12:00 | 48.3509 | 54.9773
2029-08-18 13:00 | 49.0672 | 57.142
2029-08-18 14:00 | 49.6702 | 55.0805
2029-08-18 15:00 | 50.5525 | 60.5705
2029-08-18 16:00 | 53.0957 | 64.8603
2029-08-18 17:00 | 55.5416 | 69.4285
2029-08-18 18:00 | 54.5096 | 69.632
2029-08-18 19:00 | 50.344 | 67.1025
2029-08-18 20:00 | 46.7401 | 63.5095
2029-08-18 21:00 | 43.3974 | 60.0131
2029-08-18 22:00 | 40.3522 | 58.5619
2029-08-18 23:00 | 37.3385 | 56.4275
2029-08-19 | 35.3946 | 55.3519
2029-08-19 01:00 | 33.2348 | 51.642
2029-08-19 02:00 | 32.8736 | 49.2072
2029-08-19 03:00 | 32.8352 | 48.3911
2029-08-19 04:00 | 32.5241 | 47.4784
2029-08-19 05:00 | 32.8499 | 48.7373
2029-08-19 06:00 | 35.0084 | 52.1561
2029-08-19 07:00 | 39.0254 | 50.8018
2029-08-19 08:00 | 42.5892 | 49.6388
2029-08-19 09:00 | 45.029 | 53.082
2029-08-19 10:00 | 46.1294 | 53.1355
2029-08-19 11:00 | 46.6154 | 54.7153
2029-08-19 12:00 | 47.8429 | 54.9912
2029-08-19 13:00 | 48.5841 | 56.3281
2029-08-19 14:00 | 49.0157 | 55.8731
2029-08-19 15:00 | 49.9413 | 62.8684
2029-08-19 16:00 | 52.6073 | 67.7728
2029-08-19 17:00 | 55.2899 | 74.8014
2029-08-19 18:00 | 54.8231 | 77.5932
2029-08-19 19:00 | 50.7925 | 75.3085
2029-08-19 20:00 | 47.4394 | 70.9743
2029-08-19 21:00 | 44.1655 | 66.3494
2029-08-19 22:00 | 40.9698 | 64.1449
2029-08-19 23:00 | 37.7989 | 61.131
2029-08-20 | 36.1962 | 58.6939
2029-08-20 01:00 | 34.6678 | 55.3535
2029-08-20 02:00 | 34.6255 | 53.4553
2029-08-20 03:00 | 34.9391 | 52.7583
2029-08-20 04:00 | 35.0315 | 51.9441
2029-08-20 05:00 | 36.5239 | 54.1732
2029-08-20 06:00 | 41.9635 | 59.5417
2029-08-20 07:00 | 48.2224 | 62.2472
2029-08-20 08:00 | 51.4523 | 62.0295
2029-08-20 09:00 | 53.0736 | 64.3559
2029-08-20 10:00 | 54.2277 | 64.2616
2029-08-20 11:00 | 54.4524 | 64.7834
2029-08-20 12:00 | 54.5789 | 63.8183
2029-08-20 13:00 | 55.7643 | 65.2398
2029-08-20 14:00 | 55.8411 | 63.1527
2029-08-20 15:00 | 56.8364 | 68.1021
2029-08-20 16:00 | 58.5015 | 73.8661
2029-08-20 17:00 | 60.0657 | 79.9325
2029-08-20 18:00 | 59.3354 | 81.7043
2029-08-20 19:00 | 55.1782 | 79.204
2029-08-20 20:00 | 52.0521 | 76.4763
2029-08-20 21:00 | 48.3506 | 72.1338
2029-08-20 22:00 | 44.255 | 68.7372
2029-08-20 23:00 | 40.0545 | 66.1681
2029-08-21 | 38.7318 | 62.7205
2029-08-21 01:00 | 36.0992 | 59.0293
2029-08-21 02:00 | 35.9067 | 56.7156
2029-08-21 03:00 | 35.9823 | 55.8754
2029-08-21 04:00 | 35.9349 | 55.0673
2029-08-21 05:00 | 37.3547 | 57.2283
2029-08-21 06:00 | 42.4753 | 62.4357
2029-08-21 07:00 | 48.1694 | 65.4665
2029-08-21 08:00 | 50.6793 | 65.663
2029-08-21 09:00 | 51.4436 | 68.0922
2029-08-21 10:00 | 51.6703 | 68.2706
2029-08-21 11:00 | 51.3682 | 69.7296
2029-08-21 12:00 | 51.1743 | 70.0157
2029-08-21 13:00 | 52.006 | 70.7435
2029-08-21 14:00 | 52.2931 | 68.486
2029-08-21 15:00 | 53.1969 | 74.2426
2029-08-21 16:00 | 55.1399 | 80.2816
2029-08-21 17:00 | 57.1946 | 85.7399
2029-08-21 18:00 | 55.8962 | 87.6803
2029-08-21 19:00 | 51.8739 | 85.657
2029-08-21 20:00 | 48.9331 | 81.8877
2029-08-21 21:00 | 45.2503 | 76.4786
2029-08-21 22:00 | 41.4482 | 72.6387
2029-08-21 23:00 | 37.6147 | 69.0704
2029-08-22 | 35.7304 | 66.8251
2029-08-22 01:00 | 33.8243 | 61.4132
2029-08-22 02:00 | 33.8304 | 58.5585
2029-08-22 03:00 | 34.1657 | 57.2707
2029-08-22 04:00 | 34.2724 | 56.4878
2029-08-22 05:00 | 35.7472 | 58.4373
2029-08-22 06:00 | 41.5319 | 64.402
2029-08-22 07:00 | 47.3078 | 67.2652
2029-08-22 08:00 | 49.7617 | 67.6657
2029-08-22 09:00 | 50.6471 | 70.5356
2029-08-22 10:00 | 50.7616 | 70.9048
2029-08-22 11:00 | 50.356 | 72.1916
2029-08-22 12:00 | 49.6821 | 72.4064
2029-08-22 13:00 | 50.6773 | 74.1029
2029-08-22 14:00 | 50.9277 | 72.4275
2029-08-22 15:00 | 51.8414 | 77.0393
2029-08-22 16:00 | 53.8125 | 81.7713
2029-08-22 17:00 | 55.9357 | 86.3937
2029-08-22 18:00 | 55.8986 | 87.7407
2029-08-22 19:00 | 52.24 | 84.9827
2029-08-22 20:00 | 49.3036 | 82.3047
2029-08-22 21:00 | 45.7183 | 77.9293
2029-08-22 22:00 | 41.9154 | 73.9042
2029-08-22 23:00 | 37.9477 | 70.7552
2029-08-23 | 35.8281 | 67.3988
2029-08-23 01:00 | 35.2488 | 63.3497
2029-08-23 02:00 | 35.3681 | 60.6185
2029-08-23 03:00 | 35.8098 | 59.5329
2029-08-23 04:00 | 35.9698 | 58.6404
2029-08-23 05:00 | 37.6284 | 60.7602
2029-08-23 06:00 | 43.1908 | 68.6254
2029-08-23 07:00 | 48.6818 | 72.1919
2029-08-23 08:00 | 51.4444 | 73.857
2029-08-23 09:00 | 52.6136 | 78.7541
2029-08-23 10:00 | 53.7576 | 79.9421
2029-08-23 11:00 | 54.6646 | 79.8354
2029-08-23 12:00 | 55.9659 | 81.3448
2029-08-23 13:00 | 57.5493 | 81.2156
2029-08-23 14:00 | 58.4499 | 77.4998
2029-08-23 15:00 | 59.7821 | 81.4526
2029-08-23 16:00 | 61.6033 | 84.8918
2029-08-23 17:00 | 63.0183 | 88.0812
2029-08-23 18:00 | 62.7146 | 90.6907
2029-08-23 19:00 | 58.8024 | 87.6235
2029-08-23 20:00 | 55.4606 | 84.0559
2029-08-23 21:00 | 51.4411 | 78.1245
2029-08-23 22:00 | 47.0263 | 74.1407
2029-08-23 23:00 | 42.402 | 70.4315
2029-08-24 | 40.3483 | 69.753
2029-08-24 01:00 | 37.7738 | 65.1553
2029-08-24 02:00 | 37.3928 | 62.0043
2029-08-24 03:00 | 37.3713 | 60.5002
2029-08-24 04:00 | 37.1989 | 59.5141
2029-08-24 05:00 | 38.633 | 61.3061
2029-08-24 06:00 | 42.7395 | 69.0341
2029-08-24 07:00 | 48.6664 | 72.4983
2029-08-24 08:00 | 51.9623 | 74.7165
2029-08-24 09:00 | 53.8263 | 79.5977
2029-08-24 10:00 | 55.2359 | 81.0146
2029-08-24 11:00 | 55.5111 | 81.5102
2029-08-24 12:00 | 55.2947 | 82.8598
2029-08-24 13:00 | 56.5263 | 83.3893
2029-08-24 14:00 | 57.1306 | 80.4139
2029-08-24 15:00 | 58.0432 | 83.9933
2029-08-24 16:00 | 59.7691 | 86.9925
2029-08-24 17:00 | 61.4849 | 89.5036
2029-08-24 18:00 | 59.0397 | 91.7083
2029-08-24 19:00 | 55.0438 | 88.1859
2029-08-24 20:00 | 51.7911 | 84.5785
2029-08-24 21:00 | 48.0171 | 78.9598
2029-08-24 22:00 | 43.9647 | 74.661
2029-08-24 23:00 | 39.8022 | 71.2308
2029-08-25 | 37.6659 | 69.8946
2029-08-25 01:00 | 35.7514 | 62.0472
2029-08-25 02:00 | 35.4316 | 58.6773
2029-08-25 03:00 | 35.3755 | 56.905
2029-08-25 04:00 | 35.0864 | 55.2774
2029-08-25 05:00 | 35.6054 | 56.4286
2029-08-25 06:00 | 36.7153 | 62.0567
2029-08-25 07:00 | 40.5456 | 63.1198
2029-08-25 08:00 | 43.8731 | 65.6588
2029-08-25 09:00 | 46.1661 | 71.5206
2029-08-25 10:00 | 47.6479 | 74.1453
2029-08-25 11:00 | 48.2247 | 74.3231
2029-08-25 12:00 | 49.9636 | 74.3457
2029-08-25 13:00 | 50.2273 | 75.3278
2029-08-25 14:00 | 50.2544 | 72.3228
2029-08-25 15:00 | 50.7698 | 76.5982
2029-08-25 16:00 | 53.0167 | 79.4673
2029-08-25 17:00 | 55.1204 | 82.588
2029-08-25 18:00 | 54.1016 | 83.9912
2029-08-25 19:00 | 49.6372 | 79.2857
2029-08-25 20:00 | 45.6529 | 76.1169
2029-08-25 21:00 | 41.77 | 72.1184
2029-08-25 22:00 | 38.6228 | 69.3626
2029-08-25 23:00 | 35.5313 | 67.4247
2029-08-26 | 34.7841 | 65.4699
2029-08-26 01:00 | 32.6727 | 61.6652
2029-08-26 02:00 | 32.4391 | 58.9378
2029-08-26 03:00 | 32.4379 | 57.569
2029-08-26 04:00 | 32.0441 | 56.1288
2029-08-26 05:00 | 32.3944 | 57.2387
2029-08-26 06:00 | 34.7531 | 59.4176
2029-08-26 07:00 | 38.5385 | 58.309
2029-08-26 08:00 | 41.3597 | 57.569
2029-08-26 09:00 | 42.9501 | 60.0983
2029-08-26 10:00 | 43.3566 | 61.8539
2029-08-26 11:00 | 43.0443 | 64.7037
2029-08-26 12:00 | 43.0697 | 66.7476
2029-08-26 13:00 | 43.3214 | 69.0054
2029-08-26 14:00 | 42.9867 | 68.1769
2029-08-26 15:00 | 43.6509 | 75.1572
2029-08-26 16:00 | 46.0991 | 79.3737
2029-08-26 17:00 | 48.6141 | 83.7519
2029-08-26 18:00 | 48.8811 | 83.5862
2029-08-26 19:00 | 45.0319 | 80.7586
2029-08-26 20:00 | 42.18 | 76.8237
2029-08-26 21:00 | 38.8512 | 71.2861
2029-08-26 22:00 | 36.0495 | 68.4608
2029-08-26 23:00 | 33.4116 | 65.2674
2029-08-27 | 32.5043 | 64.0935
2029-08-27 01:00 | 32.6288 | 61.7084
2029-08-27 02:00 | 32.9041 | 59.0852
2029-08-27 03:00 | 33.4736 | 57.8764
2029-08-27 04:00 | 33.7179 | 56.8534
2029-08-27 05:00 | 35.389 | 58.9047
2029-08-27 06:00 | 41.1689 | 65.7577
2029-08-27 07:00 | 47.0413 | 68.2429
2029-08-27 08:00 | 50.0292 | 68.2051
2029-08-27 09:00 | 51.562 | 71.1056
2029-08-27 10:00 | 52.7166 | 71.1273
2029-08-27 11:00 | 52.9707 | 72.3751
2029-08-27 12:00 | 53.2185 | 72.72
2029-08-27 13:00 | 54.6179 | 74.598
2029-08-27 14:00 | 55.0865 | 72.5111
2029-08-27 15:00 | 56.3563 | 77.832
2029-08-27 16:00 | 58.5477 | 82.8816
2029-08-27 17:00 | 60.4893 | 87.9605
2029-08-27 18:00 | 59.5542 | 88.7494
2029-08-27 19:00 | 55.5337 | 86.2367
2029-08-27 20:00 | 52.3406 | 82.3052
2029-08-27 21:00 | 48.0731 | 76.0969
2029-08-27 22:00 | 43.7631 | 71.7055
2029-08-27 23:00 | 39.434 | 67.964
2029-08-28 | 38.3769 | 65.93
2029-08-28 01:00 | 36.6478 | 60.6247
2029-08-28 02:00 | 36.6743 | 57.7161
2029-08-28 03:00 | 36.8594 | 56.4631
2029-08-28 04:00 | 36.8571 | 55.4872
2029-08-28 05:00 | 38.4834 | 57.4412
2029-08-28 06:00 | 42.8126 | 65.1819
2029-08-28 07:00 | 48.012 | 67.5043
2029-08-28 08:00 | 50.3396 | 66.9122
2029-08-28 09:00 | 51.1144 | 68.8188
2029-08-28 10:00 | 51.7661 | 68.2848
2029-08-28 11:00 | 51.9943 | 69.2326
2029-08-28 12:00 | 53.1885 | 71.1432
2029-08-28 13:00 | 53.9953 | 72.0202
2029-08-28 14:00 | 54.1695 | 68.6688
2029-08-28 15:00 | 54.9266 | 74.0867
2029-08-28 16:00 | 56.3341 | 77.5756
2029-08-28 17:00 | 57.6258 | 80.0584
2029-08-28 18:00 | 56.3034 | 81.5215
2029-08-28 19:00 | 51.959 | 78.6054
2029-08-28 20:00 | 49.3779 | 75.7818
2029-08-28 21:00 | 45.7224 | 70.4179
2029-08-28 22:00 | 41.9241 | 67.1924
2029-08-28 23:00 | 38.0742 | 64.477
2029-08-29 | 36.8978 | 63.7102
2029-08-29 01:00 | 35.019 | 59.3934
2029-08-29 02:00 | 35.0838 | 56.9402
2029-08-29 03:00 | 35.4037 | 55.8491
2029-08-29 04:00 | 35.4434 | 55.1127
2029-08-29 05:00 | 37.0183 | 57.0022
2029-08-29 06:00 | 40.9332 | 64.8387
2029-08-29 07:00 | 46.5275 | 67.2539
2029-08-29 08:00 | 48.4995 | 67.0688
2029-08-29 09:00 | 48.8209 | 69.5255
2029-08-29 10:00 | 48.5905 | 69.2874
2029-08-29 11:00 | 48.0479 | 69.5226
2029-08-29 12:00 | 46.9517 | 67.8482
2029-08-29 13:00 | 47.2394 | 69.2626
2029-08-29 14:00 | 46.7146 | 67.0282
2029-08-29 15:00 | 47.0606 | 72.1519
2029-08-29 16:00 | 48.5136 | 76.8437
2029-08-29 17:00 | 50.2432 | 81.7418
2029-08-29 18:00 | 50.2201 | 81.6382
2029-08-29 19:00 | 46.5933 | 79.7
2029-08-29 20:00 | 44.5376 | 76.5646
2029-08-29 21:00 | 41.164 | 70.7048
2029-08-29 22:00 | 37.9135 | 67.2293
2029-08-29 23:00 | 34.7112 | 63.6908
2029-08-30 | 33.2482 | 63.4701
2029-08-30 01:00 | 32.1311 | 58.1282
2029-08-30 02:00 | 32.4718 | 55.6658
2029-08-30 03:00 | 33.0628 | 54.7361
2029-08-30 04:00 | 33.3304 | 53.9945
2029-08-30 05:00 | 35.093 | 56.1677
2029-08-30 06:00 | 40.0652 | 61.9341
2029-08-30 07:00 | 44.9966 | 64.0156
2029-08-30 08:00 | 46.5682 | 63.1617
2029-08-30 09:00 | 46.6017 | 64.5102
2029-08-30 10:00 | 46.242 | 63.9556
2029-08-30 11:00 | 45.5466 | 64.2719
2029-08-30 12:00 | 45.1321 | 63.6958
2029-08-30 13:00 | 45.8067 | 64.4179
2029-08-30 14:00 | 45.7162 | 61.7107
2029-08-30 15:00 | 46.4412 | 66.6554
2029-08-30 16:00 | 48.111 | 71.6355
2029-08-30 17:00 | 49.8654 | 76.6101
2029-08-30 18:00 | 50.3597 | 78.8674
2029-08-30 19:00 | 47.0034 | 76.7897
2029-08-30 20:00 | 45.1 | 73.8009
2029-08-30 21:00 | 41.6247 | 68.1608
2029-08-30 22:00 | 38.3733 | 64.8412
2029-08-30 23:00 | 35.1331 | 61.9907
2029-08-31 | 33.8871 | 60.2514
2029-08-31 01:00 | 32.9833 | 55.046
2029-08-31 02:00 | 33.3069 | 53.083
2029-08-31 03:00 | 33.8888 | 52.3244
2029-08-31 04:00 | 34.168 | 51.6605
2029-08-31 05:00 | 35.9479 | 53.6274
2029-08-31 06:00 | 41.0202 | 59.29
2029-08-31 07:00 | 46.4485 | 61.7199
2029-08-31 08:00 | 48.9435 | 60.7188
2029-08-31 09:00 | 50.0717 | 61.9968
2029-08-31 10:00 | 51.0696 | 61.1749
2029-08-31 11:00 | 51.2403 | 61.7273
2029-08-31 12:00 | 51.1032 | 60.4388
2029-08-31 13:00 | 52.3638 | 61.0723
2029-08-31 14:00 | 53.0409 | 58.6707
2029-08-31 15:00 | 54.0346 | 64.2044
2029-08-31 16:00 | 55.9442 | 69.3987
2029-08-31 17:00 | 57.6854 | 74.769
2029-08-31 18:00 | 55.5409 | 76.0805
2029-08-31 19:00 | 51.8534 | 74.6122
2029-08-31 20:00 | 49.1156 | 71.412
2029-08-31 21:00 | 45.3366 | 65.8739
2029-08-31 22:00 | 41.518 | 62.8057
2029-08-31 23:00 | 37.6486 | 59.916
2029-09-01 | 36.3395 | 59.2769
2029-09-01 01:00 | 33.0634 | 51.6453
2029-09-01 02:00 | 32.8791 | 49.1897
2029-09-01 03:00 | 32.8587 | 48.5892
2029-09-01 04:00 | 32.6732 | 47.5732
2029-09-01 05:00 | 33.2638 | 49.1825
2029-09-01 06:00 | 36.0713 | 55.0874
2029-09-01 07:00 | 41.1309 | 56.2013
2029-09-01 08:00 | 43.4144 | 57.8902
2029-09-01 09:00 | 44.29 | 62.729
2029-09-01 10:00 | 44.1959 | 64.2482
2029-09-01 11:00 | 43.2556 | 64.1432
2029-09-01 12:00 | 41.4908 | 63.8399
2029-09-01 13:00 | 41.4488 | 64.5242
2029-09-01 14:00 | 41.1982 | 62.4689
2029-09-01 15:00 | 41.9619 | 68.0433
2029-09-01 16:00 | 44.0479 | 71.962
2029-09-01 17:00 | 45.9928 | 76.4677
2029-09-01 18:00 | 46.0393 | 79.0763
2029-09-01 19:00 | 42.0656 | 76.4188
2029-09-01 20:00 | 39.7592 | 72.4851
2029-09-01 21:00 | 36.3017 | 66.8267
2029-09-01 22:00 | 33.7818 | 64.0178
2029-09-01 23:00 | 31.532 | 61.0164
2029-09-02 | 30.7366 | 60.9031
2029-09-02 01:00 | 29.2126 | 55.1194
2029-09-02 02:00 | 29.5601 | 52.2197
2029-09-02 03:00 | 29.8855 | 50.8893
2029-09-02 04:00 | 29.9264 | 49.584
2029-09-02 05:00 | 30.6327 | 50.5154
2029-09-02 06:00 | 32.9894 | 56.5724
2029-09-02 07:00 | 37.2486 | 57.4155
2029-09-02 08:00 | 39.4323 | 59.445
2029-09-02 09:00 | 40.4051 | 64.5638
2029-09-02 10:00 | 40.3208 | 67.1147
2029-09-02 11:00 | 39.3422 | 66.7668
2029-09-02 12:00 | 38.7618 | 65.8159
2029-09-02 13:00 | 38.7633 | 66.5668
2029-09-02 14:00 | 38.3502 | 65.0583
2029-09-02 15:00 | 38.9203 | 71.3055
2029-09-02 16:00 | 41.3896 | 74.9991
2029-09-02 17:00 | 44.2478 | 79.0075
2029-09-02 18:00 | 44.6453 | 81.7803
2029-09-02 19:00 | 41.3183 | 79.2196
2029-09-02 20:00 | 39.2154 | 75.3706
2029-09-02 21:00 | 36.3701 | 69.2073
2029-09-02 22:00 | 33.9744 | 66.1118
2029-09-02 23:00 | 31.7036 | 62.8669
2029-09-03 | 30.5969 | 62.694
2029-09-03 01:00 | 28.9544 | 56.0254
2029-09-03 02:00 | 29.4468 | 52.4624
2029-09-03 03:00 | 29.9902 | 51.7817
2029-09-03 04:00 | 30.2577 | 50.5704
2029-09-03 05:00 | 30.9598 | 51.8454
2029-09-03 06:00 | 32.4958 | 56.4088
2029-09-03 07:00 | 35.9021 | 54.4664
2029-09-03 08:00 | 38.1123 | 53.1284
2029-09-03 09:00 | 39.975 | 54.7543
2029-09-03 10:00 | 40.5938 | 55.8648
2029-09-03 11:00 | 41.2121 | 57.1525
2029-09-03 12:00 | 41.2307 | 53.8953
2029-09-03 13:00 | 42.3876 | 55.9175
2029-09-03 14:00 | 42.0272 | 56.4904
2029-09-03 15:00 | 41.317 | 63.2547
2029-09-03 16:00 | 45.4291 | 66.5332
2029-09-03 17:00 | 48.7422 | 71.196
2029-09-03 18:00 | 47.846 | 70.7729
2029-09-03 19:00 | 44.8899 | 69.2327
2029-09-03 20:00 | 42.7234 | 65.8291
2029-09-03 21:00 | 38.8422 | 61.0821
2029-09-03 22:00 | 35.5486 | 58.4762
2029-09-03 23:00 | 32.6695 | 55.8165
2029-09-04 | 31.4232 | 54.6239
2029-09-04 01:00 | 32.9806 | 54.1849
2029-09-04 02:00 | 33.342 | 51.9141
2029-09-04 03:00 | 33.9246 | 51.313
2029-09-04 04:00 | 34.2872 | 50.3135
2029-09-04 05:00 | 36.1711 | 52.314
2029-09-04 06:00 | 41.9749 | 61.2587
2029-09-04 07:00 | 48.475 | 64.8669
2029-09-04 08:00 | 51.2724 | 64.8853
2029-09-04 09:00 | 52.462 | 66.4246
2029-09-04 10:00 | 53.9172 | 66.3513
2029-09-04 11:00 | 54.3065 | 65.9104
2029-09-04 12:00 | 54.4855 | 62.1078
2029-09-04 13:00 | 55.9607 | 63.1848
2029-09-04 14:00 | 56.6455 | 60.6038
2029-09-04 15:00 | 58.2384 | 66.8926
2029-09-04 16:00 | 60.4988 | 73.4935
2029-09-04 17:00 | 62.4849 | 79.0145
2029-09-04 18:00 | 60.7762 | 80.3015
2029-09-04 19:00 | 57.1652 | 79.1118
2029-09-04 20:00 | 54.3711 | 75.4592
2029-09-04 21:00 | 50.0825 | 69.0468
2029-09-04 22:00 | 45.6737 | 64.864
2029-09-04 23:00 | 41.2662 | 61.1235
2029-09-05 | 39.9485 | 59.5573
2029-09-05 01:00 | 38.3153 | 53.8181
2029-09-05 02:00 | 38.1207 | 51.4355
2029-09-05 03:00 | 38.1955 | 50.7349
2029-09-05 04:00 | 38.1218 | 49.9874
2029-09-05 05:00 | 39.7595 | 51.9032
2029-09-05 06:00 | 46.0396 | 60.1898
2029-09-05 07:00 | 53.1168 | 63.1003
2029-09-05 08:00 | 56.4602 | 62.1356
2029-09-05 09:00 | 58.011 | 62.6099
2029-09-05 10:00 | 59.5443 | 61.2488
2029-09-05 11:00 | 60.442 | 60.2852
2029-09-05 12:00 | 61.0438 | 62.1859
2029-09-05 13:00 | 62.5715 | 62.9616
2029-09-05 14:00 | 63.0058 | 59.8582
2029-09-05 15:00 | 64.0695 | 64.6787
2029-09-05 16:00 | 65.7032 | 69.3547
2029-09-05 17:00 | 67.2124 | 73.2373
2029-09-05 18:00 | 66.0144 | 75.7065
2029-09-05 19:00 | 62.2949 | 74.8054
2029-09-05 20:00 | 58.9541 | 72.1243
2029-09-05 21:00 | 54.4582 | 66.5301
2029-09-05 22:00 | 49.5539 | 62.5171
2029-09-05 23:00 | 44.5853 | 59.2402
2029-09-06 | 42.5774 | 58.1964
2029-09-06 01:00 | 40.5586 | 52.9379
2029-09-06 02:00 | 40.0083 | 51.1979
2029-09-06 03:00 | 39.7963 | 50.88
2029-09-06 04:00 | 39.5508 | 50.1381
2029-09-06 05:00 | 41.0456 | 52.3706
2029-09-06 06:00 | 46.8533 | 60.4826
2029-09-06 07:00 | 53.5315 | 64.2789
2029-09-06 08:00 | 57.1134 | 64.1205
2029-09-06 09:00 | 58.759 | 66.1863
2029-09-06 10:00 | 60.5342 | 66.3382
2029-09-06 11:00 | 61.4236 | 65.7783
2029-09-06 12:00 | 62.2658 | 63.8714
2029-09-06 13:00 | 63.6124 | 64.5111
2029-09-06 14:00 | 63.7794 | 61.8669
2029-09-06 15:00 | 64.948 | 67.6819
2029-09-06 16:00 | 66.5918 | 73.9684
2029-09-06 17:00 | 68.0716 | 79.3413
2029-09-06 18:00 | 65.818 | 80.9386
2029-09-06 19:00 | 62.1957 | 79.6811
2029-09-06 20:00 | 58.8567 | 76.4978
2029-09-06 21:00 | 54.5204 | 70.0075
2029-09-06 22:00 | 49.8243 | 65.9011
2029-09-06 23:00 | 44.9926 | 62.3999
2029-09-07 | 42.46 | 61.8372
2029-09-07 01:00 | 39.5395 | 59.2583
2029-09-07 02:00 | 38.9923 | 57.1268
2029-09-07 03:00 | 38.6121 | 56.3378
2029-09-07 04:00 | 38.314 | 55.3583
2029-09-07 05:00 | 39.5731 | 56.9128
2029-09-07 06:00 | 45.7253 | 65.9454
2029-09-07 07:00 | 51.3614 | 69.95
2029-09-07 08:00 | 53.3993 | 70.3932
2029-09-07 09:00 | 53.1627 | 73.8682
2029-09-07 10:00 | 53.0603 | 74.5913
2029-09-07 11:00 | 52.8706 | 75.053
2029-09-07 12:00 | 53.1007 | 74.8875
2029-09-07 13:00 | 53.5474 | 76.126
2029-09-07 14:00 | 53.2234 | 74.6285
2029-09-07 15:00 | 53.5811 | 80.4249
2029-09-07 16:00 | 54.7324 | 86.2988
2029-09-07 17:00 | 56.1914 | 90.4854
2029-09-07 18:00 | 54.0674 | 91.0169
2029-09-07 19:00 | 50.3186 | 89.6006
2029-09-07 20:00 | 47.092 | 85.5248
2029-09-07 21:00 | 43.0418 | 78.3219
2029-09-07 22:00 | 39.2111 | 73.1489
2029-09-07 23:00 | 35.3846 | 69.0043
2029-09-08 | 33.77 | 67.4396
2029-09-08 01:00 | 31.3855 | 60.8999
2029-09-08 02:00 | 31.5184 | 57.2899
2029-09-08 03:00 | 31.7174 | 55.669
2029-09-08 04:00 | 31.5989 | 54.0287
2029-09-08 05:00 | 32.2746 | 54.8922
2029-09-08 06:00 | 35.52 | 61.241
2029-09-08 07:00 | 40.0828 | 63.4281
2029-09-08 08:00 | 42.1249 | 65.9963
2029-09-08 09:00 | 43.0256 | 70.9076
2029-09-08 10:00 | 43.5109 | 73.9366
2029-09-08 11:00 | 42.942 | 74.5449
2029-09-08 12:00 | 42.3029 | 74.1501
2029-09-08 13:00 | 42.2316 | 75.061
2029-09-08 14:00 | 41.414 | 73.3211
2029-09-08 15:00 | 41.7994 | 79.5318
2029-09-08 16:00 | 43.92 | 84.0206
2029-09-08 17:00 | 45.9678 | 88.1868
2029-09-08 18:00 | 46.2832 | 88.0421
2029-09-08 19:00 | 42.6588 | 85.2506
2029-09-08 20:00 | 39.3989 | 80.2882
2029-09-08 21:00 | 35.6462 | 73.6917
2029-09-08 22:00 | 33.0328 | 69.8457
2029-09-08 23:00 | 30.6071 | 66.4307
2029-09-09 | 30.4617 | 66.5099
2029-09-09 01:00 | 29.3977 | 60.7969
2029-09-09 02:00 | 29.6817 | 57.696
2029-09-09 03:00 | 30.0343 | 55.9991
2029-09-09 04:00 | 30.0242 | 54.0932
2029-09-09 05:00 | 30.7227 | 54.6422
2029-09-09 06:00 | 33.4714 | 61.2144
2029-09-09 07:00 | 37.4171 | 62.0796
2029-09-09 08:00 | 39.5535 | 62.4058
2029-09-09 09:00 | 40.6505 | 65.5453
2029-09-09 10:00 | 41.1669 | 68.471
2029-09-09 11:00 | 41.4867 | 69.9331
2029-09-09 12:00 | 42.4156 | 70.017
2029-09-09 13:00 | 43.3724 | 72.3665
2029-09-09 14:00 | 43.8687 | 71.3402
2029-09-09 15:00 | 45.2921 | 78.7267
2029-09-09 16:00 | 48.5667 | 83.3898
2029-09-09 17:00 | 51.6952 | 86.559
2029-09-09 18:00 | 50.069 | 89.0146
2029-09-09 19:00 | 46.523 | 86.023
2029-09-09 20:00 | 43.4363 | 82.0739
2029-09-09 21:00 | 39.5943 | 76.4257
2029-09-09 22:00 | 36.3585 | 72.0886
2029-09-09 23:00 | 33.3918 | 68.9407
2029-09-10 | 33.4845 | 65.1303
2029-09-10 01:00 | 31.834 | 60.6149
2029-09-10 02:00 | 32.2899 | 57.6323
2029-09-10 03:00 | 32.7801 | 56.7779
2029-09-10 04:00 | 33.0385 | 55.6737
2029-09-10 05:00 | 34.7932 | 57.7988
2029-09-10 06:00 | 39.3539 | 66.2115
2029-09-10 07:00 | 46.0043 | 69.9213
2029-09-10 08:00 | 47.9253 | 70.5204
2029-09-10 09:00 | 47.9409 | 72.8036
2029-09-10 10:00 | 47.7902 | 73.0773
2029-09-10 11:00 | 46.9297 | 72.0907
2029-09-10 12:00 | 45.1405 | 68.6387
2029-09-10 13:00 | 45.5337 | 69.6475
2029-09-10 14:00 | 45.3879 | 66.1871
2029-09-10 15:00 | 46.3046 | 71.3693
2029-09-10 16:00 | 48.1374 | 76.3408
2029-09-10 17:00 | 49.6296 | 81.2508
2029-09-10 18:00 | 49.399 | 80.3336
2029-09-10 19:00 | 46.138 | 77.4749
2029-09-10 20:00 | 43.7949 | 73.8675
2029-09-10 21:00 | 39.7073 | 67.7579
2029-09-10 22:00 | 36.2632 | 63.4802
2029-09-10 23:00 | 33.0728 | 60.3916
2029-09-11 | 31.6872 | 58.2609
2029-09-11 01:00 | 30.5765 | 55.8739
2029-09-11 02:00 | 31.1978 | 53.6097
2029-09-11 03:00 | 31.9288 | 53.253
2029-09-11 04:00 | 32.4587 | 52.4957
2029-09-11 05:00 | 34.4231 | 54.9019
2029-09-11 06:00 | 39.1177 | 61.1644
2029-09-11 07:00 | 45.6068 | 64.5216
2029-09-11 08:00 | 47.0507 | 64.2292
2029-09-11 09:00 | 46.2449 | 64.3005
2029-09-11 10:00 | 45.5285 | 64.1667
2029-09-11 11:00 | 44.3776 | 64.6689
2029-09-11 12:00 | 43.2961 | 64.2247
2029-09-11 13:00 | 43.7177 | 65.9061
2029-09-11 14:00 | 43.4086 | 63.0711
2029-09-11 15:00 | 44.2301 | 68.7238
2029-09-11 16:00 | 45.9101 | 74.485
2029-09-11 17:00 | 47.7929 | 78.4052
2029-09-11 18:00 | 47.7766 | 78.3735
2029-09-11 19:00 | 44.9869 | 76.0188
2029-09-11 20:00 | 42.9269 | 73.1364
2029-09-11 21:00 | 39.3107 | 67.8236
2029-09-11 22:00 | 36.0268 | 63.8107
2029-09-11 23:00 | 32.9451 | 61.2479
2029-09-12 | 31.4591 | 58.4274
2029-09-12 01:00 | 30.7087 | 56.546
2029-09-12 02:00 | 31.342 | 54.5697
2029-09-12 03:00 | 32.0337 | 54.2076
2029-09-12 04:00 | 32.5082 | 53.5836
2029-09-12 05:00 | 34.463 | 55.5923
2029-09-12 06:00 | 39.4136 | 61.5941
2029-09-12 07:00 | 45.1825 | 64.5742
2029-09-12 08:00 | 46.271 | 63.7411
2029-09-12 09:00 | 45.3097 | 64.1676
2029-09-12 10:00 | 44.5699 | 63.9494
2029-09-12 11:00 | 43.5499 | 64.1508
2029-09-12 12:00 | 43.0967 | 63.0343
2029-09-12 13:00 | 43.5915 | 64.6051
2029-09-12 14:00 | 43.3375 | 62.2742
2029-09-12 15:00 | 44.0631 | 67.9325
2029-09-12 16:00 | 45.8218 | 74.0498
2029-09-12 17:00 | 47.7629 | 79.5456
2029-09-12 18:00 | 47.7534 | 79.362
2029-09-12 19:00 | 44.9703 | 77.942
2029-09-12 20:00 | 42.9736 | 74.2876
2029-09-12 21:00 | 39.3638 | 67.7606
2029-09-12 22:00 | 36.0787 | 63.5354
2029-09-12 23:00 | 33.0179 | 60.1204
2029-09-13 | 31.6319 | 58.3498
2029-09-13 01:00 | 30.2778 | 53.4978
2029-09-13 02:00 | 30.8311 | 51.2899
2029-09-13 03:00 | 31.5051 | 50.8193
2029-09-13 04:00 | 31.9808 | 50.0132
2029-09-13 05:00 | 33.9006 | 52.0826
2029-09-13 06:00 | 39.0762 | 60.6283
2029-09-13 07:00 | 44.8234 | 64.4887
2029-09-13 08:00 | 45.5196 | 63.8503
2029-09-13 09:00 | 44.4425 | 65.3438
2029-09-13 10:00 | 43.5676 | 64.9745
2029-09-13 11:00 | 42.4577 | 64.0152
2029-09-13 12:00 | 42.0215 | 61.6008
2029-09-13 13:00 | 42.415 | 61.8778
2029-09-13 14:00 | 42.2075 | 58.8876
2029-09-13 15:00 | 42.9511 | 64.4943
2029-09-13 16:00 | 44.8499 | 70.7151
2029-09-13 17:00 | 46.7278 | 76.1637
2029-09-13 18:00 | 46.8126 | 75.7764
2029-09-13 19:00 | 44.4897 | 74.4045
2029-09-13 20:00 | 42.7974 | 70.9914
2029-09-13 21:00 | 39.2274 | 64.6183
2029-09-13 22:00 | 36.0489 | 60.9863
2029-09-13 23:00 | 33.0209 | 58.0736
2029-09-14 | 31.9036 | 58.1503
2029-09-14 01:00 | 30.3832 | 54.3169
2029-09-14 02:00 | 30.814 | 52.4223
2029-09-14 03:00 | 31.4174 | 52.0218
2029-09-14 04:00 | 31.8303 | 51.2147
2029-09-14 05:00 | 33.6358 | 52.9773
2029-09-14 06:00 | 38.778 | 60.8531
2029-09-14 07:00 | 44.4662 | 65.247
2029-09-14 08:00 | 44.9861 | 65.1966
2029-09-14 09:00 | 44.0243 | 67.3669
2029-09-14 10:00 | 43.2669 | 67.2998
2029-09-14 11:00 | 42.1762 | 66.9561
2029-09-14 12:00 | 41.8487 | 65.9869
2029-09-14 13:00 | 42.2615 | 67.1157
2029-09-14 14:00 | 42.0633 | 64.8209
2029-09-14 15:00 | 42.4907 | 70.1329
2029-09-14 16:00 | 44.0999 | 75.4466
2029-09-14 17:00 | 45.8085 | 79.0459
2029-09-14 18:00 | 46.214 | 79.4609
2029-09-14 19:00 | 43.9305 | 77.6205
2029-09-14 20:00 | 41.9177 | 74.5147
2029-09-14 21:00 | 38.1666 | 68.9474
2029-09-14 22:00 | 34.9661 | 64.9046
2029-09-14 23:00 | 31.9404 | 62.242
2029-09-15 | 30.7141 | 59.9085
2029-09-15 01:00 | 29.6463 | 55.5013
2029-09-15 02:00 | 30.0695 | 52.6414
2029-09-15 03:00 | 30.5162 | 51.7403
2029-09-15 04:00 | 30.837 | 50.4307
2029-09-15 05:00 | 31.861 | 51.3349
2029-09-15 06:00 | 33.7498 | 58.4875
2029-09-15 07:00 | 37.8829 | 59.0112
2029-09-15 08:00 | 39.2401 | 58.4265
2029-09-15 09:00 | 39.8348 | 61.1658
2029-09-15 10:00 | 40.0741 | 61.195
2029-09-15 11:00 | 39.769 | 60.3492
2029-09-15 12:00 | 39.6538 | 60.778
2029-09-15 13:00 | 40.2566 | 61.3558
2029-09-15 14:00 | 40.6351 | 58.1452
2029-09-15 15:00 | 41.8535 | 63.8826
2029-09-15 16:00 | 44.6702 | 67.1261
2029-09-15 17:00 | 47.2429 | 70.06
2029-09-15 18:00 | 45.3635 | 71.6956
2029-09-15 19:00 | 42.2135 | 69.4351
2029-09-15 20:00 | 39.5427 | 64.4774
2029-09-15 21:00 | 35.9452 | 58.5652
2029-09-15 22:00 | 33.3617 | 56.01
2029-09-15 23:00 | 31.099 | 53.5182
2029-09-16 | 29.6359 | 52.8833
2029-09-16 01:00 | 29.2972 | 50.8914
2029-09-16 02:00 | 29.6388 | 48.8942
2029-09-16 03:00 | 30.004 | 48.2844
2029-09-16 04:00 | 30.1682 | 47.1378
2029-09-16 05:00 | 30.9924 | 48.2253
2029-09-16 06:00 | 33.4047 | 56.0529
2029-09-16 07:00 | 37.2225 | 56.9397
2029-09-16 08:00 | 38.6359 | 56.4397
2029-09-16 09:00 | 38.8687 | 59.847
2029-09-16 10:00 | 38.744 | 61.2767
2029-09-16 11:00 | 38.7224 | 61.7153
2029-09-16 12:00 | 38.7334 | 60.3187
2029-09-16 13:00 | 39.4626 | 62.001
2029-09-16 14:00 | 39.9573 | 61.4223
2029-09-16 15:00 | 41.4823 | 69.3172
2029-09-16 16:00 | 44.3972 | 75.0666
2029-09-16 17:00 | 47.1192 | 80.1025
2029-09-16 18:00 | 44.9256 | 79.1015
2029-09-16 19:00 | 41.9461 | 76.9921
2029-09-16 20:00 | 39.4567 | 72.5397
2029-09-16 21:00 | 36.2364 | 66.5255
2029-09-16 22:00 | 33.6556 | 63.6428
2029-09-16 23:00 | 31.2499 | 60.7824
2029-09-17 | 30.1613 | 61.0797
2029-09-17 01:00 | 30.6417 | 57.6884
2029-09-17 02:00 | 31.3276 | 55.3372
2029-09-17 03:00 | 31.9846 | 54.6941
2029-09-17 04:00 | 32.4804 | 53.7548
2029-09-17 05:00 | 34.3696 | 55.7972
2029-09-17 06:00 | 39.5807 | 65.5134
2029-09-17 07:00 | 45.3901 | 69.5954
2029-09-17 08:00 | 46.2548 | 69.8254
2029-09-17 09:00 | 45.3991 | 72.419
2029-09-17 10:00 | 45.1708 | 72.5271
2029-09-17 11:00 | 44.9872 | 71.7909
2029-09-17 12:00 | 45.4132 | 73.9765
2029-09-17 13:00 | 46.2296 | 74.9613
2029-09-17 14:00 | 46.4053 | 71.2273
2029-09-17 15:00 | 47.6916 | 75.3463
2029-09-17 16:00 | 49.8091 | 79.1594
2029-09-17 17:00 | 51.4325 | 81.4113
2029-09-17 18:00 | 48.7908 | 83.6116
2029-09-17 19:00 | 46.1632 | 80.6388
2029-09-17 20:00 | 43.9672 | 77.1621
2029-09-17 21:00 | 40.3022 | 71.1994
2029-09-17 22:00 | 36.9468 | 66.7197
2029-09-17 23:00 | 33.6027 | 64.1959
2029-09-18 | 31.7014 | 61.4536
2029-09-18 01:00 | 30.8014 | 56.5436
2029-09-18 02:00 | 31.2424 | 53.8167
2029-09-18 03:00 | 31.8179 | 53.2966
2029-09-18 04:00 | 32.1921 | 52.0688
2029-09-18 05:00 | 34.0725 | 54.0651
2029-09-18 06:00 | 39.2325 | 61.9143
2029-09-18 07:00 | 45.2976 | 65.6964
2029-09-18 08:00 | 46.1201 | 64.7476
2029-09-18 09:00 | 45.4538 | 65.1343
2029-09-18 10:00 | 45.0473 | 62.7802
2029-09-18 11:00 | 44.4203 | 62.8951
2029-09-18 12:00 | 44.0814 | 62.9527
2029-09-18 13:00 | 44.5241 | 61.9381
2029-09-18 14:00 | 44.5283 | 57.1371
2029-09-18 15:00 | 45.6118 | 61.548
2029-09-18 16:00 | 47.5525 | 66.4499
2029-09-18 17:00 | 49.1719 | 70.5584
2029-09-18 18:00 | 48.9938 | 73.2444
2029-09-18 19:00 | 46.7114 | 71.9608
2029-09-18 20:00 | 44.3905 | 68.0184
2029-09-18 21:00 | 40.3751 | 62.2086
2029-09-18 22:00 | 36.8987 | 58.5948
2029-09-18 23:00 | 33.5623 | 55.5932
2029-09-19 | 31.9172 | 55.0694
2029-09-19 01:00 | 30.3938 | 51.2
2029-09-19 02:00 | 30.9077 | 49.3205
2029-09-19 03:00 | 31.5464 | 49.3093
2029-09-19 04:00 | 31.991 | 48.7766
2029-09-19 05:00 | 33.8784 | 50.8818
2029-09-19 06:00 | 39.1189 | 59.0508
2029-09-19 07:00 | 45.0901 | 63.0043
2029-09-19 08:00 | 45.974 | 61.919
2029-09-19 09:00 | 45.482 | 62.4679
2029-09-19 10:00 | 45.0234 | 60.5324
2029-09-19 11:00 | 44.3849 | 60.2591
2029-09-19 12:00 | 43.3743 | 58.2804
2029-09-19 13:00 | 43.9422 | 58.7255
2029-09-19 14:00 | 43.9015 | 54.2714
2029-09-19 15:00 | 44.9147 | 58.746
2029-09-19 16:00 | 46.8374 | 63.9556
2029-09-19 17:00 | 48.488 | 68.9666
2029-09-19 18:00 | 48.2541 | 73.6069
2029-09-19 19:00 | 45.8884 | 72.5167
2029-09-19 20:00 | 43.5834 | 69.0075
2029-09-19 21:00 | 39.5207 | 63.501
2029-09-19 22:00 | 36.1116 | 59.6442
2029-09-19 23:00 | 32.8439 | 56.8058
2029-09-20 | 31.5812 | 54.9556
2029-09-20 01:00 | 30.1485 | 55.4644
2029-09-20 02:00 | 30.6406 | 54.021
2029-09-20 03:00 | 31.2622 | 54.0181
2029-09-20 04:00 | 31.7158 | 53.7997
2029-09-20 05:00 | 33.6453 | 56.3227
2029-09-20 06:00 | 39.1977 | 63.9766
2029-09-20 07:00 | 44.9156 | 67.7629
2029-09-20 08:00 | 45.5712 | 67.094
2029-09-20 09:00 | 44.7773 | 68.3258
2029-09-20 10:00 | 44.2535 | 68.17
2029-09-20 11:00 | 43.3309 | 68.0801
2029-09-20 12:00 | 42.8797 | 69.0774
2029-09-20 13:00 | 43.4589 | 70.6805
2029-09-20 14:00 | 43.3952 | 68.5067
2029-09-20 15:00 | 44.3447 | 73.8448
2029-09-20 16:00 | 46.3535 | 80.2236
2029-09-20 17:00 | 47.9931 | 84.399
2029-09-20 18:00 | 48.1808 | 82.6672
2029-09-20 19:00 | 46.1153 | 80.8228
2029-09-20 20:00 | 43.9059 | 78.0162
2029-09-20 21:00 | 39.9032 | 72.3876
2029-09-20 22:00 | 36.5523 | 67.8475
2029-09-20 23:00 | 33.2875 | 65.3172
2029-09-21 | 31.8107 | 63.651
2029-09-21 01:00 | 30.5032 | 58.5167
2029-09-21 02:00 | 31.0059 | 55.8876
2029-09-21 03:00 | 31.6395 | 55.2921
2029-09-21 04:00 | 32.1007 | 54.3919
2029-09-21 05:00 | 34.0111 | 56.3074
2029-09-21 06:00 | 38.8622 | 63.0046
2029-09-21 07:00 | 44.9286 | 66.2428
2029-09-21 08:00 | 46.1594 | 64.7034
2029-09-21 09:00 | 45.911 | 63.8853
2029-09-21 10:00 | 45.7198 | 62.6429
2029-09-21 11:00 | 44.7141 | 63.0144
2029-09-21 12:00 | 43.299 | 64.9795
2029-09-21 13:00 | 43.5615 | 65.0399
2029-09-21 14:00 | 43.3309 | 62.308
2029-09-21 15:00 | 43.7761 | 66.925
2029-09-21 16:00 | 45.116 | 70.6481
2029-09-21 17:00 | 46.261 | 73.1423
2029-09-21 18:00 | 46.4251 | 69.882
2029-09-21 19:00 | 44.185 | 68.0712
2029-09-21 20:00 | 41.6656 | 64.7301
2029-09-21 21:00 | 37.5925 | 58.7547
2029-09-21 22:00 | 34.3699 | 55.7414
2029-09-21 23:00 | 31.364 | 53.4808
2029-09-22 | 29.8726 | 55.1264
2029-09-22 01:00 | 28.7727 | 50.9279
2029-09-22 02:00 | 29.193 | 48.9917
2029-09-22 03:00 | 29.6234 | 48.6657
2029-09-22 04:00 | 29.8887 | 47.2289
2029-09-22 05:00 | 30.9005 | 48.2946
2029-09-22 06:00 | 33.5895 | 53.2507
2029-09-22 07:00 | 38.2577 | 54.7838
2029-09-22 08:00 | 40.7845 | 53.6858
2029-09-22 09:00 | 42.2664 | 54.3695
2029-09-22 10:00 | 42.4885 | 52.8867
2029-09-22 11:00 | 41.7365 | 52.1565
2029-09-22 12:00 | 39.7754 | 55.2165
2029-09-22 13:00 | 39.4069 | 55.1769
2029-09-22 14:00 | 38.6123 | 51.2009
2029-09-22 15:00 | 38.9798 | 55.6416
2029-09-22 16:00 | 40.9692 | 60.1914
2029-09-22 17:00 | 43.2218 | 63.9974
2029-09-22 18:00 | 44.4084 | 66.342
2029-09-22 19:00 | 41.6638 | 64.7834
2029-09-22 20:00 | 38.5535 | 60.4332
2029-09-22 21:00 | 34.988 | 56.0262
2029-09-22 22:00 | 32.5416 | 53.6689
2029-09-22 23:00 | 30.4317 | 51.8645
2029-09-23 | 29.3392 | 51.4533
2029-09-23 01:00 | 28.1838 | 47.881
2029-09-23 02:00 | 28.6525 | 45.7035
2029-09-23 03:00 | 29.137 | 45.1941
2029-09-23 04:00 | 29.3623 | 44.136
2029-09-23 05:00 | 30.2719 | 45.6275
2029-09-23 06:00 | 32.6183 | 51.3777
2029-09-23 07:00 | 37.0347 | 51.5996
2029-09-23 08:00 | 39.401 | 49.7107
2029-09-23 09:00 | 40.5123 | 52.5253
2029-09-23 10:00 | 40.5124 | 50.4313
2029-09-23 11:00 | 40.034 | 50.5484
2029-09-23 12:00 | 38.6332 | 51.2582
2029-09-23 13:00 | 38.5046 | 52.1563
2029-09-23 14:00 | 37.859 | 49.451
2029-09-23 15:00 | 38.6457 | 56.0787
2029-09-23 16:00 | 41.2405 | 60.9035
2029-09-23 17:00 | 44.1581 | 66.2315
2029-09-23 18:00 | 45.3324 | 70.9057
2029-09-23 19:00 | 42.8887 | 69.1353
2029-09-23 20:00 | 39.8996 | 64.9558
2029-09-23 21:00 | 36.1312 | 59.4718
2029-09-23 22:00 | 33.4652 | 56.6656
2029-09-23 23:00 | 31.1496 | 54.6124
2029-09-24 | 30.268 | 53.1726
2029-09-24 01:00 | 29.2642 | 49.7922
2029-09-24 02:00 | 30.0084 | 48.806
2029-09-24 03:00 | 30.7942 | 48.9139
2029-09-24 04:00 | 31.5012 | 47.9867
2029-09-24 05:00 | 33.5548 | 50.5266
2029-09-24 06:00 | 38.5126 | 58.9762
2029-09-24 07:00 | 44.6903 | 62.8605
2029-09-24 08:00 | 45.4889 | 63.6259
2029-09-24 09:00 | 44.4398 | 65.8873
2029-09-24 10:00 | 43.7587 | 67.2052
2029-09-24 11:00 | 42.8625 | 67.3043
2029-09-24 12:00 | 42.4318 | 61.5811
2029-09-24 13:00 | 42.8627 | 60.9547
2029-09-24 14:00 | 42.4547 | 57.1763
2029-09-24 15:00 | 43.3108 | 60.8632
2029-09-24 16:00 | 45.2155 | 65.5643
2029-09-24 17:00 | 46.9399 | 68.7614
2029-09-24 18:00 | 47.6355 | 71.797
2029-09-24 19:00 | 45.0606 | 70.1467
2029-09-24 20:00 | 42.3727 | 65.768
2029-09-24 21:00 | 38.4387 | 60.0625
2029-09-24 22:00 | 35.0848 | 56.6939
2029-09-24 23:00 | 32.1556 | 54.149
2029-09-25 | 30.7021 | 53.0522
2029-09-25 01:00 | 30.1164 | 48.7919
2029-09-25 02:00 | 30.7726 | 47.1188
2029-09-25 03:00 | 31.5173 | 47.4597
2029-09-25 04:00 | 32.1586 | 47.0881
2029-09-25 05:00 | 34.2444 | 49.6331
2029-09-25 06:00 | 38.6407 | 58.1117
2029-09-25 07:00 | 45.0563 | 63.4241
2029-09-25 08:00 | 45.7006 | 63.9855
2029-09-25 09:00 | 44.3306 | 66.5892
2029-09-25 10:00 | 43.1291 | 65.0455
2029-09-25 11:00 | 41.7545 | 63.7223
2029-09-25 12:00 | 41.123 | 57.7913
2029-09-25 13:00 | 41.4524 | 57.7654
2029-09-25 14:00 | 41.387 | 52.3898
2029-09-25 15:00 | 42.1784 | 56.6419
2029-09-25 16:00 | 43.9107 | 61.9009
2029-09-25 17:00 | 45.5503 | 66.2358
2029-09-25 18:00 | 45.5127 | 69.011
2029-09-25 19:00 | 43.7307 | 68.6183
2029-09-25 20:00 | 41.672 | 65.0303
2029-09-25 21:00 | 37.9907 | 59.9998
2029-09-25 22:00 | 34.8607 | 56.6052
2029-09-25 23:00 | 32.04 | 54.3867
2029-09-26 | 30.8589 | 53.2975
2029-09-26 01:00 | 30.4115 | 49.4959
2029-09-26 02:00 | 31.0447 | 47.8966
2029-09-26 03:00 | 31.7545 | 47.6649
2029-09-26 04:00 | 32.4019 | 47.5718
2029-09-26 05:00 | 34.4238 | 49.7768
2029-09-26 06:00 | 38.7584 | 59.0926
2029-09-26 07:00 | 45.4161 | 63.03
2029-09-26 08:00 | 46.168 | 61.5476
2029-09-26 09:00 | 44.9467 | 61.1542
2029-09-26 10:00 | 43.6056 | 58.7514
2029-09-26 11:00 | 42.0719 | 57.404
2029-09-26 12:00 | 40.4374 | 56.5386
2029-09-26 13:00 | 40.9205 | 56.1921
2029-09-26 14:00 | 40.6406 | 52.2995
2029-09-26 15:00 | 41.2966 | 56.8574
2029-09-26 16:00 | 43.1973 | 61.8337
2029-09-26 17:00 | 45.1078 | 66.6455
2029-09-26 18:00 | 45.3893 | 70.1954
2029-09-26 19:00 | 43.5614 | 70.5903
2029-09-26 20:00 | 41.4804 | 67.4359
2029-09-26 21:00 | 37.6879 | 62.4991
2029-09-26 22:00 | 34.5582 | 58.396
2029-09-26 23:00 | 31.7379 | 55.3363
2029-09-27 | 30.6162 | 55.4561
2029-09-27 01:00 | 29.9787 | 49.4458
2029-09-27 02:00 | 30.5454 | 47.5035
2029-09-27 03:00 | 31.2434 | 47.4289
2029-09-27 04:00 | 31.8844 | 46.579
2029-09-27 05:00 | 33.9549 | 49.2377
2029-09-27 06:00 | 38.7755 | 58.9379
2029-09-27 07:00 | 45.1488 | 63.3023
2029-09-27 08:00 | 45.8584 | 61.6808
2029-09-27 09:00 | 44.5784 | 61.2539
2029-09-27 10:00 | 43.3316 | 58.0591
2029-09-27 11:00 | 41.6092 | 56.7496
2029-09-27 12:00 | 40.6471 | 56.8695
2029-09-27 13:00 | 41.0479 | 55.6088
2029-09-27 14:00 | 40.7419 | 51.5171
2029-09-27 15:00 | 41.2392 | 56.2475
2029-09-27 16:00 | 43.0004 | 61.0328
2029-09-27 17:00 | 44.6597 | 66.0851
2029-09-27 18:00 | 44.9925 | 70.3695
2029-09-27 19:00 | 43.4633 | 70.4267
2029-09-27 20:00 | 41.4127 | 66.9936
2029-09-27 21:00 | 37.698 | 61.7731
2029-09-27 22:00 | 34.6122 | 57.7914
2029-09-27 23:00 | 31.8017 | 54.9408
2029-09-28 | 30.5083 | 54.8168
2029-09-28 01:00 | 30.1822 | 50.7838
2029-09-28 02:00 | 30.6889 | 48.8734
2029-09-28 03:00 | 31.3253 | 48.5981
2029-09-28 04:00 | 31.9626 | 47.7288
2029-09-28 05:00 | 33.9626 | 49.8342
2029-09-28 06:00 | 38.9481 | 58.6959
2029-09-28 07:00 | 44.8462 | 63.2626
2029-09-28 08:00 | 45.1827 | 61.9593
2029-09-28 09:00 | 43.9682 | 62.6771
2029-09-28 10:00 | 43.0303 | 60.3577
2029-09-28 11:00 | 41.5846 | 60.005
2029-09-28 12:00 | 40.9821 | 60.9312
2029-09-28 13:00 | 41.5473 | 61.3673
2029-09-28 14:00 | 41.1717 | 58.0049
2029-09-28 15:00 | 41.5266 | 63.1586
2029-09-28 16:00 | 43.0508 | 68.1503
2029-09-28 17:00 | 44.6121 | 72.5112
2029-09-28 18:00 | 44.7776 | 74.5678
2029-09-28 19:00 | 43.1756 | 73.9055
2029-09-28 20:00 | 40.8155 | 69.8967
2029-09-28 21:00 | 36.9787 | 64.3126
2029-09-28 22:00 | 33.8891 | 60.2472
2029-09-28 23:00 | 31.0108 | 57.6336
2029-09-29 | 29.9207 | 56.6868
2029-09-29 01:00 | 29.0014 | 50.9306
2029-09-29 02:00 | 29.3244 | 48.2514
2029-09-29 03:00 | 29.7572 | 47.5364
2029-09-29 04:00 | 30.1799 | 46.6158
2029-09-29 05:00 | 31.2591 | 48.1392
2029-09-29 06:00 | 34.2952 | 56.2609
2029-09-29 07:00 | 38.9252 | 58.7015
2029-09-29 08:00 | 39.7277 | 60.2693
2029-09-29 09:00 | 39.8291 | 65.0377
2029-09-29 10:00 | 39.7785 | 65.5465
2029-09-29 11:00 | 38.8185 | 64.4165
2029-09-29 12:00 | 38.0891 | 65.8392
2029-09-29 13:00 | 38.306 | 65.5186
2029-09-29 14:00 | 37.8183 | 62.1634
2029-09-29 15:00 | 38.3346 | 67.6525
2029-09-29 16:00 | 40.9323 | 71.1448
2029-09-29 17:00 | 43.1523 | 74.7815
2029-09-29 18:00 | 43.5223 | 77.0401
2029-09-29 19:00 | 41.1399 | 75.0649
2029-09-29 20:00 | 38.2447 | 69.4034
2029-09-29 21:00 | 34.3708 | 63.7713
2029-09-29 22:00 | 32.0408 | 60.636
2029-09-29 23:00 | 30.0303 | 58.2218
2029-09-30 | 29.1453 | 58.3864
2029-09-30 01:00 | 28.5334 | 52.2571
2029-09-30 02:00 | 28.8232 | 49.44
2029-09-30 03:00 | 29.16 | 48.0984
2029-09-30 04:00 | 29.5365 | 46.8176
2029-09-30 05:00 | 30.5049 | 47.8144
2029-09-30 06:00 | 33.8629 | 54.8132
2029-09-30 07:00 | 38.2034 | 56.3098
2029-09-30 08:00 | 39.3526 | 56.5434
2029-09-30 09:00 | 40.131 | 60.1817
2029-09-30 10:00 | 40.3389 | 60.4676
2029-09-30 11:00 | 39.9892 | 59.9188
2029-09-30 12:00 | 41.8028 | 60.4685
2029-09-30 13:00 | 42.6106 | 60.9658
2029-09-30 14:00 | 42.454 | 58.4219
2029-09-30 15:00 | 43.0458 | 65.2148
2029-09-30 16:00 | 45.6858 | 69.4024
2029-09-30 17:00 | 47.9058 | 73.4339
2029-09-30 18:00 | 47.5444 | 75.4243
2029-09-30 19:00 | 44.7655 | 74.0126
2029-09-30 20:00 | 41.3974 | 68.4985
2029-09-30 21:00 | 37.1774 | 62.651
2029-09-30 22:00 | 34.0523 | 59.3458
2029-09-30 23:00 | 31.2876 | 56.6903
2029-10-01 | 31.7904 | 56.6732
2029-10-01 01:00 | 30.7722 | 54.8548
2029-10-01 02:00 | 31.2621 | 52.732
2029-10-01 03:00 | 31.8356 | 51.8542
2029-10-01 04:00 | 32.395 | 51.0977
2029-10-01 05:00 | 34.24 | 53.8564
2029-10-01 06:00 | 38.6169 | 64.3082
2029-10-01 07:00 | 45.508 | 69.6849
2029-10-01 08:00 | 46.8575 | 70.3452
2029-10-01 09:00 | 46.2696 | 73.3365
2029-10-01 10:00 | 46.001 | 73.1152
2029-10-01 11:00 | 45.1991 | 71.8281
2029-10-01 12:00 | 44.0958 | 72.2717
2029-10-01 13:00 | 44.3546 | 72.8787
2029-10-01 14:00 | 43.9946 | 69.2242
2029-10-01 15:00 | 44.606 | 74.4129
2029-10-01 16:00 | 46.2921 | 78.3306
2029-10-01 17:00 | 47.6379 | 82.4901
2029-10-01 18:00 | 48.2362 | 81.645
2029-10-01 19:00 | 46.8104 | 80.9804
2029-10-01 20:00 | 43.5002 | 75.7158
2029-10-01 21:00 | 39.4078 | 69.1654
2029-10-01 22:00 | 36.0504 | 64.9011
2029-10-01 23:00 | 32.8799 | 61.9039
2029-10-02 | 31.0086 | 62.7181
2029-10-02 01:00 | 29.8919 | 56.8669
2029-10-02 02:00 | 30.4352 | 54.107
2029-10-02 03:00 | 31.113 | 53.315
2029-10-02 04:00 | 31.861 | 52.1399
2029-10-02 05:00 | 33.8058 | 55.0732
2029-10-02 06:00 | 38.4339 | 61.7599
2029-10-02 07:00 | 45.2859 | 66.5167
2029-10-02 08:00 | 47.0389 | 68.2696
2029-10-02 09:00 | 46.9703 | 70.5734
2029-10-02 10:00 | 47.137 | 70.3866
2029-10-02 11:00 | 46.4845 | 70.8672
2029-10-02 12:00 | 44.9942 | 66.5452
2029-10-02 13:00 | 45.3773 | 65.9622
2029-10-02 14:00 | 44.8009 | 62.7333
2029-10-02 15:00 | 45.2101 | 67.2224
2029-10-02 16:00 | 46.6981 | 70.4639
2029-10-02 17:00 | 48.2303 | 72.8613
2029-10-02 18:00 | 49.4432 | 72.2002
2029-10-02 19:00 | 47.2752 | 71.3554
2029-10-02 20:00 | 43.5817 | 66.4741
2029-10-02 21:00 | 39.5386 | 60.7169
2029-10-02 22:00 | 36.1778 | 57.267
2029-10-02 23:00 | 33.0747 | 55.3239
2029-10-03 | 31.3681 | 52.778
2029-10-03 01:00 | 31.0931 | 51.4507
2029-10-03 02:00 | 31.7887 | 49.7576
2029-10-03 03:00 | 32.5025 | 49.521
2029-10-03 04:00 | 33.2678 | 49.2659
2029-10-03 05:00 | 35.2372 | 52.0371
2029-10-03 06:00 | 39.4296 | 58.778
2029-10-03 07:00 | 46.3276 | 63.8903
2029-10-03 08:00 | 48.1685 | 63.8754
2029-10-03 09:00 | 47.7708 | 65.8804
2029-10-03 10:00 | 47.3771 | 66.3249
2029-10-03 11:00 | 46.3355 | 66.9872
2029-10-03 12:00 | 45.3569 | 62.1789
2029-10-03 13:00 | 45.6947 | 62.2021
2029-10-03 14:00 | 45.1393 | 57.0674
2029-10-03 15:00 | 45.5791 | 61.0526
2029-10-03 16:00 | 47.1458 | 64.6796
2029-10-03 17:00 | 48.9056 | 69.1991
2029-10-03 18:00 | 49.3115 | 71.6995
2029-10-03 19:00 | 47.5044 | 71.8571
2029-10-03 20:00 | 44.068 | 67.156
2029-10-03 21:00 | 40.3339 | 62.3577
2029-10-03 22:00 | 37.0611 | 58.9639
2029-10-03 23:00 | 33.9764 | 56.2801
2029-10-04 | 32.0786 | 54.8838
2029-10-04 01:00 | 31.6396 | 51.4113
2029-10-04 02:00 | 32.3729 | 50.0983
2029-10-04 03:00 | 33.194 | 49.9637
2029-10-04 04:00 | 34.0534 | 49.8364
2029-10-04 05:00 | 36.1138 | 53.0323
2029-10-04 06:00 | 40.3034 | 61.0522
2029-10-04 07:00 | 47.1894 | 65.4437
2029-10-04 08:00 | 48.9985 | 65.6601
2029-10-04 09:00 | 47.8793 | 66.3116
2029-10-04 10:00 | 46.8355 | 66.3085
2029-10-04 11:00 | 44.934 | 65.0134
2029-10-04 12:00 | 45.2577 | 63.2828
2029-10-04 13:00 | 45.3744 | 62.614
2029-10-04 14:00 | 44.7521 | 58.7661
2029-10-04 15:00 | 45.1962 | 62.444
2029-10-04 16:00 | 46.8472 | 65.7386
2029-10-04 17:00 | 48.4164 | 69.0678
2029-10-04 18:00 | 48.2736 | 71.4529
2029-10-04 19:00 | 47.046 | 71.1306
2029-10-04 20:00 | 44.0855 | 66.2595
2029-10-04 21:00 | 40.5853 | 61.0826
2029-10-04 22:00 | 37.546 | 57.4005
2029-10-04 23:00 | 34.6563 | 55.132
2029-10-05 | 32.5428 | 54.6039
2029-10-05 01:00 | 32.0505 | 51.3255
2029-10-05 02:00 | 32.6589 | 49.9201
2029-10-05 03:00 | 33.4337 | 49.7836
2029-10-05 04:00 | 34.2698 | 49.2575
2029-10-05 05:00 | 36.2402 | 52.5658
2029-10-05 06:00 | 40.4052 | 59.9719
2029-10-05 07:00 | 47.2487 | 65.1314
2029-10-05 08:00 | 48.6762 | 65.5797
2029-10-05 09:00 | 47.2716 | 66.7225
2029-10-05 10:00 | 45.8014 | 65.0982
2029-10-05 11:00 | 43.6314 | 64.0812
2029-10-05 12:00 | 40.8832 | 60.129
2029-10-05 13:00 | 40.5962 | 59.4988
2029-10-05 14:00 | 39.9396 | 56.5223
2029-10-05 15:00 | 39.826 | 60.412
2029-10-05 16:00 | 41.1971 | 62.9175
2029-10-05 17:00 | 43.1193 | 65.4914
2029-10-05 18:00 | 45.5751 | 65.1113
2029-10-05 19:00 | 44.5433 | 65.5963
2029-10-05 20:00 | 41.6061 | 61.8924
2029-10-05 21:00 | 38.1683 | 57.4815
2029-10-05 22:00 | 35.2059 | 54.1717
2029-10-05 23:00 | 32.4551 | 52.4002
2029-10-06 | 30.9044 | 50.808
2029-10-06 01:00 | 30.3157 | 50.112
2029-10-06 02:00 | 30.7549 | 48.3971
2029-10-06 03:00 | 31.2953 | 48.5606
2029-10-06 04:00 | 31.898 | 47.8198
2029-10-06 05:00 | 33.1183 | 50.1723
2029-10-06 06:00 | 35.4107 | 56.1463
2029-10-06 07:00 | 40.3529 | 58.1098
2029-10-06 08:00 | 41.6388 | 58.5329
2029-10-06 09:00 | 41.6969 | 61.6726
2029-10-06 10:00 | 41.286 | 61.4917
2029-10-06 11:00 | 40.3014 | 61.1057
2029-10-06 12:00 | 37.9372 | 56.2136
2029-10-06 13:00 | 37.3892 | 56.003
2029-10-06 14:00 | 36.52 | 52.7746
2029-10-06 15:00 | 36.7088 | 58.0412
2029-10-06 16:00 | 38.8122 | 61.7589
2029-10-06 17:00 | 41.3157 | 64.7651
2029-10-06 18:00 | 43.7268 | 64.6405
2029-10-06 19:00 | 41.7139 | 63.7364
2029-10-06 20:00 | 38.1085 | 59.2459
2029-10-06 21:00 | 34.6825 | 54.844
2029-10-06 22:00 | 32.2617 | 52.574
2029-10-06 23:00 | 30.2908 | 52.0656
2029-10-07 | 28.8651 | 50.6183
2029-10-07 01:00 | 28.8093 | 48.3914
2029-10-07 02:00 | 29.3155 | 46.943
2029-10-07 03:00 | 29.8992 | 46.7306
2029-10-07 04:00 | 30.4674 | 45.9802
2029-10-07 05:00 | 31.4832 | 48.2723
2029-10-07 06:00 | 33.3902 | 53.0189
2029-10-07 07:00 | 38.2841 | 54.5977
2029-10-07 08:00 | 39.3252 | 54.7742
2029-10-07 09:00 | 39.0118 | 56.9277
2029-10-07 10:00 | 38.4214 | 56.9798
2029-10-07 11:00 | 37.799 | 56.9552
2029-10-07 12:00 | 37.454 | 49.4974
2029-10-07 13:00 | 37.6763 | 49.6654
2029-10-07 14:00 | 37.03 | 48.2764
2029-10-07 15:00 | 37.8533 | 54.8394
2029-10-07 16:00 | 40.4735 | 59.5455
2029-10-07 17:00 | 43.2789 | 63.6334
2029-10-07 18:00 | 44.6095 | 63.7198
2029-10-07 19:00 | 42.8218 | 63.5851
2029-10-07 20:00 | 39.4079 | 59.6718
2029-10-07 21:00 | 35.7329 | 55.3843
2029-10-07 22:00 | 33.1679 | 53.1247
2029-10-07 23:00 | 30.9277 | 52.2313
2029-10-08 | 29.7878 | 50.8735
2029-10-08 01:00 | 27.809 | 48.1039
2029-10-08 02:00 | 28.1717 | 45.383
2029-10-08 03:00 | 28.7149 | 44.8363
2029-10-08 04:00 | 29.2436 | 43.9711
2029-10-08 05:00 | 30.0254 | 45.6733
2029-10-08 06:00 | 31.7097 | 49.6362
2029-10-08 07:00 | 36.3867 | 50.6439
2029-10-08 08:00 | 38.473 | 51.8101
2029-10-08 09:00 | 39.613 | 53.6693
2029-10-08 10:00 | 39.7047 | 54.5232
2029-10-08 11:00 | 39.3083 | 54.8299
2029-10-08 12:00 | 37.7585 | 50.7843
2029-10-08 13:00 | 37.1348 | 51.0833
2029-10-08 14:00 | 37.222 | 49.5124
2029-10-08 15:00 | 38.0013 | 56.5148
2029-10-08 16:00 | 40.5514 | 58.8136
2029-10-08 17:00 | 42.3388 | 62.3461
2029-10-08 18:00 | 43.0903 | 63.5089
2029-10-08 19:00 | 41.8022 | 63.9996
2029-10-08 20:00 | 38.9488 | 59.9359
2029-10-08 21:00 | 35.65 | 55.4073
2029-10-08 22:00 | 33.1135 | 52.7734
2029-10-08 23:00 | 30.908 | 51.8365
2029-10-09 | 29.5964 | 51.325
2029-10-09 01:00 | 29.8688 | 49.5263
2029-10-09 02:00 | 30.3827 | 47.9435
2029-10-09 03:00 | 31.0934 | 47.3267
2029-10-09 04:00 | 31.8022 | 46.7608
2029-10-09 05:00 | 33.7107 | 50.2664
2029-10-09 06:00 | 38.319 | 59.1381
2029-10-09 07:00 | 45.0955 | 64.7719
2029-10-09 08:00 | 46.129 | 65.7283
2029-10-09 09:00 | 45.0881 | 67.4445
2029-10-09 10:00 | 44.1484 | 66.6002
2029-10-09 11:00 | 43.2021 | 65.6622
2029-10-09 12:00 | 42.0534 | 59.2173
2029-10-09 13:00 | 42.1916 | 58.3989
2029-10-09 14:00 | 42.059 | 54.674
2029-10-09 15:00 | 42.678 | 59.3684
2029-10-09 16:00 | 44.303 | 63.8051
2029-10-09 17:00 | 45.8484 | 68.0113
2029-10-09 18:00 | 46.8436 | 69.806
2029-10-09 19:00 | 45.3876 | 69.7547
2029-10-09 20:00 | 42.406 | 65.5849
2029-10-09 21:00 | 38.683 | 60.449
2029-10-09 22:00 | 35.5289 | 56.9266
2029-10-09 23:00 | 32.5413 | 54.6258
2029-10-10 | 30.8389 | 54.3568
2029-10-10 01:00 | 30.669 | 50.3358
2029-10-10 02:00 | 31.2657 | 48.7619
2029-10-10 03:00 | 31.927 | 48.4454
2029-10-10 04:00 | 32.6871 | 47.8262
2029-10-10 05:00 | 34.5372 | 51.0555
2029-10-10 06:00 | 39.1334 | 59.51
2029-10-10 07:00 | 45.4946 | 64.3001
2029-10-10 08:00 | 46.2103 | 63.8614
2029-10-10 09:00 | 44.96 | 64.2697
2029-10-10 10:00 | 43.9687 | 61.5452
2029-10-10 11:00 | 43.1774 | 60.5468
2029-10-10 12:00 | 43.1805 | 53.6599
2029-10-10 13:00 | 43.8208 | 53.5075
2029-10-10 14:00 | 43.7516 | 50.5957
2029-10-10 15:00 | 44.6224 | 55.2615
2029-10-10 16:00 | 46.4486 | 59.6722
2029-10-10 17:00 | 48.2854 | 64.638
2029-10-10 18:00 | 47.9846 | 66.6032
2029-10-10 19:00 | 46.1297 | 66.9421
2029-10-10 20:00 | 42.9153 | 63.5844
2029-10-10 21:00 | 39.2017 | 58.7995
2029-10-10 22:00 | 35.9211 | 55.4061
2029-10-10 23:00 | 32.5977 | 52.9012
2029-10-11 | 31.6877 | 52.2368
2029-10-11 01:00 | 30.8122 | 51.9178
2029-10-11 02:00 | 31.269 | 50.2259
2029-10-11 03:00 | 31.8912 | 49.8402
2029-10-11 04:00 | 32.5656 | 49.4531
2029-10-11 05:00 | 34.3607 | 52.5661
2029-10-11 06:00 | 38.8882 | 59.9397
2029-10-11 07:00 | 45.8795 | 64.5346
2029-10-11 08:00 | 47.215 | 63.0898
2029-10-11 09:00 | 46.6193 | 63.2906
2029-10-11 10:00 | 45.9577 | 62.3286
2029-10-11 11:00 | 44.9251 | 62.5864
2029-10-11 12:00 | 43.4986 | 62.3547
2029-10-11 13:00 | 43.5639 | 62.17
2029-10-11 14:00 | 43.3459 | 58.1889
2029-10-11 15:00 | 43.9845 | 62.5596
2029-10-11 16:00 | 45.6921 | 66.3538
2029-10-11 17:00 | 46.9678 | 68.9448
2029-10-11 18:00 | 47.973 | 72.1798
2029-10-11 19:00 | 46.2252 | 70.9232
2029-10-11 20:00 | 43.1041 | 66.5458
2029-10-11 21:00 | 39.1391 | 61.4467
2029-10-11 22:00 | 36.0509 | 58.2513
2029-10-11 23:00 | 33.0029 | 56.216
2029-10-12 | 31.4043 | 53.7514
2029-10-12 01:00 | 30.1577 | 52.3016
2029-10-12 02:00 | 30.6259 | 50.904
2029-10-12 03:00 | 31.3316 | 50.8585
2029-10-12 04:00 | 32.1038 | 50.4135
2029-10-12 05:00 | 33.9596 | 53.1738
2029-10-12 06:00 | 38.3387 | 59.4184
2029-10-12 07:00 | 45.8031 | 64.2991
2029-10-12 08:00 | 47.1075 | 64.0138
2029-10-12 09:00 | 45.9065 | 64.6216
2029-10-12 10:00 | 44.732 | 62.5866
2029-10-12 11:00 | 43.224 | 61.7292
2029-10-12 12:00 | 42.0611 | 56.6432
2029-10-12 13:00 | 42.1829 | 55.883
2029-10-12 14:00 | 41.7576 | 52.0328
2029-10-12 15:00 | 41.8598 | 55.4862
2029-10-12 16:00 | 43.018 | 58.9256
2029-10-12 17:00 | 44.2656 | 62.7516
2029-10-12 18:00 | 45.1632 | 65.3261
2029-10-12 19:00 | 43.4769 | 65.2431
2029-10-12 20:00 | 40.2149 | 61.4561
2029-10-12 21:00 | 36.554 | 56.6908
2029-10-12 22:00 | 33.5593 | 53.533
2029-10-12 23:00 | 30.7153 | 51.6411
2029-10-13 | 29.0851 | 49.7286
2029-10-13 01:00 | 28.3696 | 49.7158
2029-10-13 02:00 | 28.7968 | 48.344
2029-10-13 03:00 | 29.3246 | 48.1272
2029-10-13 04:00 | 29.8425 | 47.2009
2029-10-13 05:00 | 30.7304 | 49.5541
2029-10-13 06:00 | 33.3131 | 54.8966
2029-10-13 07:00 | 38.8106 | 56.4125
2029-10-13 08:00 | 41.684 | 56.1096
2029-10-13 09:00 | 42.6631 | 57.3627
2029-10-13 10:00 | 42.4573 | 55.6747
2029-10-13 11:00 | 41.7416 | 55.2006
2029-10-13 12:00 | 39.4075 | 49.2568
2029-10-13 13:00 | 38.7388 | 48.6509
2029-10-13 14:00 | 37.6537 | 46.1294
2029-10-13 15:00 | 37.9224 | 51.3046
2029-10-13 16:00 | 39.9304 | 55.6204
2029-10-13 17:00 | 42.4471 | 59.6007
2029-10-13 18:00 | 44.3576 | 61.0626
2029-10-13 19:00 | 42.0527 | 60.2362
2029-10-13 20:00 | 38.1599 | 56.361
2029-10-13 21:00 | 34.6692 | 52.5123
2029-10-13 22:00 | 32.4086 | 50.5353
2029-10-13 23:00 | 30.3324 | 49.8858
2029-10-14 | 29.3515 | 49.2778
2029-10-14 01:00 | 28.6908 | 46.3437
2029-10-14 02:00 | 29.1632 | 45.1249
2029-10-14 03:00 | 29.7583 | 45.0889
2029-10-14 04:00 | 30.3204 | 44.3849
2029-10-14 05:00 | 31.1944 | 46.5649
2029-10-14 06:00 | 33.4457 | 52.649
2029-10-14 07:00 | 38.5192 | 54.3355
2029-10-14 08:00 | 40.8565 | 54.41
2029-10-14 09:00 | 41.7019 | 57.0106
2029-10-14 10:00 | 41.7851 | 57.9273
2029-10-14 11:00 | 41.3698 | 57.8594
2029-10-14 12:00 | 40.5699 | 58.1767
2029-10-14 13:00 | 40.2285 | 58.0327
2029-10-14 14:00 | 39.5624 | 55.8654
2029-10-14 15:00 | 40.2046 | 61.1941
2029-10-14 16:00 | 42.8965 | 64.7647
2029-10-14 17:00 | 45.8554 | 66.7202
2029-10-14 18:00 | 46.4062 | 65.5238
2029-10-14 19:00 | 44.518 | 64.7183
2029-10-14 20:00 | 40.8869 | 60.6846
2029-10-14 21:00 | 37.2859 | 56.4943
2029-10-14 22:00 | 34.87 | 54.4074
2029-10-14 23:00 | 32.5734 | 53.3328
2029-10-15 | 31.0235 | 50.8265
2029-10-15 01:00 | 30.4524 | 47.1877
2029-10-15 02:00 | 31.1986 | 46.116
2029-10-15 03:00 | 32.1058 | 46.4261
2029-10-15 04:00 | 33.0913 | 46.1658
2029-10-15 05:00 | 35.0388 | 49.8405
2029-10-15 06:00 | 39.4341 | 59.0357
2029-10-15 07:00 | 46.6746 | 64.8848
2029-10-15 08:00 | 48.0109 | 65.7186
2029-10-15 09:00 | 46.3193 | 67.2525
2029-10-15 10:00 | 44.5921 | 66.1574
2029-10-15 11:00 | 42.6638 | 64.3438
2029-10-15 12:00 | 40.6416 | 64.6612
2029-10-15 13:00 | 40.5359 | 64.4973
2029-10-15 14:00 | 39.9567 | 60.89
2029-10-15 15:00 | 40.5265 | 64.6187
2029-10-15 16:00 | 42.5305 | 67.8772
2029-10-15 17:00 | 44.7513 | 71.0406
2029-10-15 18:00 | 47.5786 | 70.0383
2029-10-15 19:00 | 45.719 | 69.2507
2029-10-15 20:00 | 42.5576 | 64.8652
2029-10-15 21:00 | 38.9809 | 59.9519
2029-10-15 22:00 | 35.853 | 56.4096
2029-10-15 23:00 | 32.9519 | 53.8666
2029-10-16 | 31.2766 | 52.4063
2029-10-16 01:00 | 30.6275 | 48.9186
2029-10-16 02:00 | 31.2259 | 47.4958
2029-10-16 03:00 | 32.0225 | 47.6714
2029-10-16 04:00 | 32.9155 | 47.3611
2029-10-16 05:00 | 34.8466 | 50.8752
2029-10-16 06:00 | 39.0781 | 60.0844
2029-10-16 07:00 | 45.9316 | 66.0639
2029-10-16 08:00 | 46.9471 | 66.7682
2029-10-16 09:00 | 45.3743 | 66.7784
2029-10-16 10:00 | 43.9061 | 64.4178
2029-10-16 11:00 | 42.4423 | 62.1269
2029-10-16 12:00 | 41.5928 | 60.9416
2029-10-16 13:00 | 41.5736 | 59.2549
2029-10-16 14:00 | 41.4071 | 55.0286
2029-10-16 15:00 | 42.0359 | 58.5251
2029-10-16 16:00 | 43.6723 | 62.4838
2029-10-16 17:00 | 45.3176 | 67.1755
2029-10-16 18:00 | 46.2871 | 70.2119
2029-10-16 19:00 | 44.4543 | 69.8205
2029-10-16 20:00 | 41.4604 | 65.6473
2029-10-16 21:00 | 37.9246 | 60.9115
2029-10-16 22:00 | 34.9723 | 57.4988
2029-10-16 23:00 | 32.1599 | 54.8697
2029-10-17 | 30.6646 | 53.9053
2029-10-17 01:00 | 30.4557 | 51.2367
2029-10-17 02:00 | 31.0773 | 49.853
2029-10-17 03:00 | 31.837 | 49.8792
2029-10-17 04:00 | 32.7022 | 49.5311
2029-10-17 05:00 | 34.5624 | 52.6161
2029-10-17 06:00 | 38.5751 | 60.8191
2029-10-17 07:00 | 45.6243 | 66.5227
2029-10-17 08:00 | 46.7219 | 66.9025
2029-10-17 09:00 | 45.2775 | 68.3726
2029-10-17 10:00 | 43.7379 | 67.78
2029-10-17 11:00 | 42.3757 | 67.5291
2029-10-17 12:00 | 40.8293 | 66.2497
2029-10-17 13:00 | 40.8965 | 66.0796
2029-10-17 14:00 | 40.6815 | 62.9713
2029-10-17 15:00 | 41.2535 | 67.128
2029-10-17 16:00 | 42.9919 | 69.9979
2029-10-17 17:00 | 44.8226 | 72.6644
2029-10-17 18:00 | 45.8426 | 74.2364
2029-10-17 19:00 | 44.034 | 72.9687
2029-10-17 20:00 | 41.1831 | 68.6629
2029-10-17 21:00 | 37.7591 | 63.8255
2029-10-17 22:00 | 34.8503 | 60.1226
2029-10-17 23:00 | 32.0567 | 57.4364
2029-10-18 | 30.6355 | 54.9197
2029-10-18 01:00 | 30.2671 | 52.1489
2029-10-18 02:00 | 30.8553 | 50.7803
2029-10-18 03:00 | 31.62 | 50.8355
2029-10-18 04:00 | 32.4882 | 50.3789
2029-10-18 05:00 | 34.3767 | 53.5801
2029-10-18 06:00 | 38.7096 | 62.0598
2029-10-18 07:00 | 45.5346 | 67.9992
2029-10-18 08:00 | 46.6543 | 69.1186
2029-10-18 09:00 | 45.2355 | 72.3022
2029-10-18 10:00 | 43.7554 | 73.1917
2029-10-18 11:00 | 42.3153 | 72.5893
2029-10-18 12:00 | 41.3729 | 68.8509
2029-10-18 13:00 | 41.307 | 68.4099
2029-10-18 14:00 | 41.0239 | 65.3555
2029-10-18 15:00 | 41.5829 | 69.4765
2029-10-18 16:00 | 43.1383 | 72.0894
2029-10-18 17:00 | 44.6741 | 73.721
2029-10-18 18:00 | 45.3799 | 73.5803
2029-10-18 19:00 | 43.6805 | 72.0085
2029-10-18 20:00 | 40.9524 | 67.2193
2029-10-18 21:00 | 37.5927 | 61.8928
2029-10-18 22:00 | 34.736 | 58.1411
2029-10-18 23:00 | 32.0053 | 55.6354
2029-10-19 | 30.6775 | 55.2948
2029-10-19 01:00 | 30.0473 | 50.9195
2029-10-19 02:00 | 30.5496 | 49.6356
2029-10-19 03:00 | 31.3055 | 49.6844
2029-10-19 04:00 | 32.2469 | 49.1906
2029-10-19 05:00 | 34.0938 | 52.0868
2029-10-19 06:00 | 38.5769 | 61.2253
2029-10-19 07:00 | 45.524 | 66.5452
2029-10-19 08:00 | 46.3288 | 65.8043
2029-10-19 09:00 | 44.4944 | 65.2347
2029-10-19 10:00 | 42.8287 | 62.9586
2029-10-19 11:00 | 41.2512 | 61.7058
2029-10-19 12:00 | 39.8178 | 62.7712
2029-10-19 13:00 | 39.593 | 62.3258
2029-10-19 14:00 | 38.9808 | 59.2886
2029-10-19 15:00 | 38.8993 | 63.4572
2029-10-19 16:00 | 40.3079 | 66.3103
2029-10-19 17:00 | 42.2409 | 68.4714
2029-10-19 18:00 | 44.764 | 71.2541
2029-10-19 19:00 | 42.8995 | 69.9121
2029-10-19 20:00 | 39.8501 | 65.4345
2029-10-19 21:00 | 36.5515 | 60.4625
2029-10-19 22:00 | 33.7197 | 56.9137
2029-10-19 23:00 | 31.0391 | 54.6193
2029-10-20 | 29.6684 | 52.4922
2029-10-20 01:00 | 29.1809 | 51.274
2029-10-20 02:00 | 29.5753 | 49.9828
2029-10-20 03:00 | 30.1559 | 49.9012
2029-10-20 04:00 | 30.7988 | 49.1413
2029-10-20 05:00 | 31.7084 | 51.3187
2029-10-20 06:00 | 34.1685 | 57.9298
2029-10-20 07:00 | 39.8954 | 60.5854
2029-10-20 08:00 | 41.4348 | 61.0811
2029-10-20 09:00 | 41.4507 | 65.556
2029-10-20 10:00 | 40.6716 | 67.8793
2029-10-20 11:00 | 39.9663 | 67.801
2029-10-20 12:00 | 38.3729 | 65.4194
2029-10-20 13:00 | 38.238 | 65.18
2029-10-20 14:00 | 37.6237 | 62.1009
2029-10-20 15:00 | 38.4048 | 66.0965
2029-10-20 16:00 | 40.8051 | 68.6708
2029-10-20 17:00 | 43.0614 | 69.514
2029-10-20 18:00 | 44.0537 | 69.0742
2029-10-20 19:00 | 41.5174 | 66.631
2029-10-20 20:00 | 38.119 | 61.8007
2029-10-20 21:00 | 34.6078 | 57.2334
2029-10-20 22:00 | 32.3434 | 54.9604
2029-10-20 23:00 | 30.3266 | 54.2653
2029-10-21 | 29.1449 | 52.9274
2029-10-21 01:00 | 28.3539 | 50.3362
2029-10-21 02:00 | 28.6342 | 49.132
2029-10-21 03:00 | 29.1304 | 48.9257
2029-10-21 04:00 | 29.7378 | 48.2668
2029-10-21 05:00 | 30.4807 | 50.2285
2029-10-21 06:00 | 32.9412 | 55.8503
2029-10-21 07:00 | 38.0681 | 57.5677
2029-10-21 08:00 | 39.4256 | 56.305
2029-10-21 09:00 | 39.7306 | 58.5838
2029-10-21 10:00 | 39.3908 | 59.591
2029-10-21 11:00 | 38.8099 | 60.1206
2029-10-21 12:00 | 37.5968 | 56.7506
2029-10-21 13:00 | 37.6554 | 56.7547
2029-10-21 14:00 | 37.3171 | 54.9463
2029-10-21 15:00 | 38.0808 | 60.7847
2029-10-21 16:00 | 41.0474 | 64.6836
2029-10-21 17:00 | 43.7569 | 67.7534
2029-10-21 18:00 | 45.0931 | 70.4042
2029-10-21 19:00 | 42.4588 | 68.3911
2029-10-21 20:00 | 38.9523 | 63.5235
2029-10-21 21:00 | 35.4304 | 58.5239
2029-10-21 22:00 | 33.0506 | 56.0301
2029-10-21 23:00 | 30.8296 | 54.9634
2029-10-22 | 29.8095 | 53.9042
2029-10-22 01:00 | 29.5278 | 49.3939
2029-10-22 02:00 | 30.1376 | 48.4542
2029-10-22 03:00 | 30.9014 | 48.7355
2029-10-22 04:00 | 31.8684 | 48.2944
2029-10-22 05:00 | 33.566 | 51.6893
2029-10-22 06:00 | 38.1856 | 60.5567
2029-10-22 07:00 | 45.7686 | 66.6767
2029-10-22 08:00 | 47.5588 | 67.7159
2029-10-22 09:00 | 46.9263 | 70.3071
2029-10-22 10:00 | 46.0485 | 70.4144
2029-10-22 11:00 | 44.8381 | 69.7897
2029-10-22 12:00 | 45.8327 | 64.9212
2029-10-22 13:00 | 46.0736 | 64.827
2029-10-22 14:00 | 45.6252 | 61.8422
2029-10-22 15:00 | 46.2821 | 66.0418
2029-10-22 16:00 | 48.2841 | 69.4995
2029-10-22 17:00 | 49.9635 | 72.782
2029-10-22 18:00 | 50.9278 | 72.9072
2029-10-22 19:00 | 48.2687 | 71.469
2029-10-22 20:00 | 44.5523 | 66.8961
2029-10-22 21:00 | 40.6691 | 61.6401
2029-10-22 22:00 | 37.4469 | 57.8475
2029-10-22 23:00 | 34.3096 | 55.1716
2029-10-23 | 32.0479 | 54.2896
2029-10-23 01:00 | 31.6338 | 51.2732
2029-10-23 02:00 | 32.2711 | 49.799
2029-10-23 03:00 | 33.0446 | 49.8602
2029-10-23 04:00 | 34.0661 | 49.5272
2029-10-23 05:00 | 35.8913 | 52.8766
2029-10-23 06:00 | 40.2209 | 61.4554
2029-10-23 07:00 | 47.4046 | 67.5648
2029-10-23 08:00 | 48.9578 | 68.1708
2029-10-23 09:00 | 48.2042 | 68.9975
2029-10-23 10:00 | 47.1971 | 67.4929
2029-10-23 11:00 | 46.3007 | 66.32
2029-10-23 12:00 | 44.8659 | 64.6855
2029-10-23 13:00 | 45.1105 | 64.0252
2029-10-23 14:00 | 44.6256 | 60.8068
2029-10-23 15:00 | 45.4283 | 65.5446
2029-10-23 16:00 | 47.3746 | 69.4237
2029-10-23 17:00 | 49.414 | 72.4944
2029-10-23 18:00 | 50.2699 | 74.0449
2029-10-23 19:00 | 47.9664 | 72.5124
2029-10-23 20:00 | 44.565 | 67.7528
2029-10-23 21:00 | 41.0662 | 62.4289
2029-10-23 22:00 | 37.9635 | 58.6404
2029-10-23 23:00 | 34.8443 | 55.9868
2029-10-24 | 33.0104 | 55.687
2029-10-24 01:00 | 32.0751 | 51.778
2029-10-24 02:00 | 32.6925 | 50.4168
2029-10-24 03:00 | 33.445 | 50.2887
2029-10-24 04:00 | 34.4766 | 49.9671
2029-10-24 05:00 | 36.2324 | 53.0547
2029-10-24 06:00 | 40.7064 | 61.5657
2029-10-24 07:00 | 47.8648 | 67.3727
2029-10-24 08:00 | 49.4241 | 67.4303
2029-10-24 09:00 | 48.525 | 68.0605
2029-10-24 10:00 | 47.3425 | 66.8147
2029-10-24 11:00 | 46.1638 | 66.1137
2029-10-24 12:00 | 44.8087 | 59.8829
2029-10-24 13:00 | 44.885 | 58.813
2029-10-24 14:00 | 44.3457 | 55.5435
2029-10-24 15:00 | 45.0384 | 58.9109
2029-10-24 16:00 | 47.0669 | 62.6775
2029-10-24 17:00 | 49.0699 | 67.3716
2029-10-24 18:00 | 51.0332 | 70.2629
2029-10-24 19:00 | 48.2369 | 69.9479
2029-10-24 20:00 | 44.6022 | 66.4463
2029-10-24 21:00 | 41.0003 | 61.9426
2029-10-24 22:00 | 37.9114 | 58.3238
2029-10-24 23:00 | 34.8173 | 55.3503
2029-10-25 | 33.168 | 54.3193
2029-10-25 01:00 | 31.9721 | 50.753
2029-10-25 02:00 | 32.5152 | 49.2999
2029-10-25 03:00 | 33.2418 | 49.2118
2029-10-25 04:00 | 34.2578 | 48.9419
2029-10-25 05:00 | 35.9943 | 52.3078
2029-10-25 06:00 | 40.36 | 61.4847
2029-10-25 07:00 | 47.62 | 66.983
2029-10-25 08:00 | 49.215 | 66.0976
2029-10-25 09:00 | 48.6329 | 65.2906
2029-10-25 10:00 | 47.3705 | 62.5174
2029-10-25 11:00 | 46.0598 | 60.4202
2029-10-25 12:00 | 43.9054 | 58.375
2029-10-25 13:00 | 43.854 | 57.1811
2029-10-25 14:00 | 43.4455 | 53.5376
2029-10-25 15:00 | 43.9737 | 57.2294
2029-10-25 16:00 | 45.8763 | 61.5102
2029-10-25 17:00 | 47.7141 | 65.9229
2029-10-25 18:00 | 48.0039 | 69.673
2029-10-25 19:00 | 46.2722 | 68.8839
2029-10-25 20:00 | 43.4105 | 65.3208
2029-10-25 21:00 | 40.1488 | 60.542
2029-10-25 22:00 | 37.311 | 56.9137
2029-10-25 23:00 | 34.4051 | 54.3561
2029-10-26 | 32.9697 | 53.1532
2029-10-26 01:00 | 31.8129 | 50.3328
2029-10-26 02:00 | 32.3026 | 48.9286
2029-10-26 03:00 | 33.024 | 48.7261
2029-10-26 04:00 | 34.0137 | 48.346
2029-10-26 05:00 | 35.7591 | 51.4426
2029-10-26 06:00 | 40.0038 | 60.5161
2029-10-26 07:00 | 47.2407 | 66.1441
2029-10-26 08:00 | 48.6557 | 66.1528
2029-10-26 09:00 | 47.4819 | 66.7925
2029-10-26 10:00 | 45.8602 | 64.5189
2029-10-26 11:00 | 43.9716 | 63.7631
2029-10-26 12:00 | 43.8887 | 58.6886
2029-10-26 13:00 | 43.7987 | 58.2482
2029-10-26 14:00 | 43.2593 | 56.1361
2029-10-26 15:00 | 43.391 | 59.7692
2029-10-26 16:00 | 44.7833 | 63.3009
2029-10-26 17:00 | 46.4174 | 65.9016
2029-10-26 18:00 | 46.5921 | 66.4264
2029-10-26 19:00 | 44.3552 | 65.5908
2029-10-26 20:00 | 41.0538 | 62.1125
2029-10-26 21:00 | 37.7047 | 57.2577
2029-10-26 22:00 | 34.8825 | 53.7674
2029-10-26 23:00 | 32.0696 | 51.604
2029-10-27 | 30.3004 | 50.2365
2029-10-27 01:00 | 30.2727 | 47.7092
2029-10-27 02:00 | 30.7256 | 46.5093
2029-10-27 03:00 | 31.3588 | 46.5168
2029-10-27 04:00 | 32.2332 | 45.743
2029-10-27 05:00 | 33.3804 | 47.9029
2029-10-27 06:00 | 36.2729 | 54.8653
2029-10-27 07:00 | 41.992 | 57.8511
2029-10-27 08:00 | 43.4186 | 58.9604
2029-10-27 09:00 | 43.3015 | 62.9238
2029-10-27 10:00 | 42.4124 | 64.655
2029-10-27 11:00 | 40.8308 | 64.4185
2029-10-27 12:00 | 39.9173 | 60.3594
2029-10-27 13:00 | 39.4198 | 59.8581
2029-10-27 14:00 | 38.3859 | 57.0707
2029-10-27 15:00 | 38.5937 | 61.4048
2029-10-27 16:00 | 40.8153 | 64.9129
2029-10-27 17:00 | 43.6168 | 66.5913
2029-10-27 18:00 | 46.208 | 65.3001
2029-10-27 19:00 | 43.4704 | 63.3317
2029-10-27 20:00 | 39.7027 | 59.1513
2029-10-27 21:00 | 36.0583 | 55.0316
2029-10-27 22:00 | 33.8106 | 52.8722
2029-10-27 23:00 | 31.6888 | 51.8562
2029-10-28 | 30.8127 | 50.6002
2029-10-28 01:00 | 30.0699 | 47.9216
2029-10-28 02:00 | 30.4314 | 46.6424
2029-10-28 03:00 | 30.945 | 46.3907
2029-10-28 04:00 | 31.659 | 45.8161
2029-10-28 05:00 | 32.4643 | 47.9842
2029-10-28 06:00 | 34.7746 | 53.8265
2029-10-28 07:00 | 40.3206 | 55.7069
2029-10-28 08:00 | 41.9865 | 54.7132
2029-10-28 09:00 | 42.5827 | 55.2013
2029-10-28 10:00 | 41.887 | 53.6335
2029-10-28 11:00 | 41.1131 | 52.2244
2029-10-28 12:00 | 40.3204 | 51.0789
2029-10-28 13:00 | 40.2962 | 50.4461
2029-10-28 14:00 | 39.8154 | 48.5794
2029-10-28 15:00 | 40.5075 | 54.1881
2029-10-28 16:00 | 43.131 | 58.9428
2029-10-28 17:00 | 45.9996 | 63.7667
2029-10-28 18:00 | 46.3961 | 66.9195
2029-10-28 19:00 | 43.6428 | 65.4092
2029-10-28 20:00 | 39.9884 | 60.933
2029-10-28 21:00 | 36.4838 | 56.1114
2029-10-28 22:00 | 33.9169 | 53.7619
2029-10-28 23:00 | 31.5334 | 52.3342
2029-10-29 | 30.8746 | 52.134
2029-10-29 01:00 | 29.686 | 50.7009
2029-10-29 02:00 | 30.3022 | 49.4938
2029-10-29 03:00 | 31.118 | 49.2669
2029-10-29 04:00 | 32.155 | 48.8397
2029-10-29 05:00 | 33.8883 | 52.0533
2029-10-29 06:00 | 38.5362 | 61.9547
2029-10-29 07:00 | 46.0923 | 66.9254
2029-10-29 08:00 | 47.283 | 65.3048
2029-10-29 09:00 | 46.0783 | 64.8602
2029-10-29 10:00 | 44.443 | 60.6544
2029-10-29 11:00 | 43.0101 | 59.1983
2029-10-29 12:00 | 41.2386 | 53.2713
2029-10-29 13:00 | 41.4753 | 53.4591
2029-10-29 14:00 | 41.4217 | 50.614
2029-10-29 15:00 | 42.4892 | 54.9794
2029-10-29 16:00 | 44.5947 | 60.1106
2029-10-29 17:00 | 46.3715 | 65.4348
2029-10-29 18:00 | 47.6103 | 69.5226
2029-10-29 19:00 | 45.4103 | 68.4297
2029-10-29 20:00 | 42.2487 | 64.9544
2029-10-29 21:00 | 38.7324 | 59.927
2029-10-29 22:00 | 35.8043 | 56.1878
2029-10-29 23:00 | 32.7963 | 53.709
2029-10-30 | 31.1782 | 52.9452
2029-10-30 01:00 | 30.6741 | 49.9296
2029-10-30 02:00 | 31.2118 | 48.3754
2029-10-30 03:00 | 31.921 | 48.0001
2029-10-30 04:00 | 32.9008 | 47.3577
2029-10-30 05:00 | 34.5631 | 50.5192
2029-10-30 06:00 | 38.6123 | 60.3023
2029-10-30 07:00 | 46.0804 | 65.9365
2029-10-30 08:00 | 47.2595 | 65.7346
2029-10-30 09:00 | 46.3179 | 65.9735
2029-10-30 10:00 | 44.8516 | 63.255
2029-10-30 11:00 | 43.7971 | 62.9356
2029-10-30 12:00 | 42.0128 | 56.268
2029-10-30 13:00 | 41.9352 | 55.2034
2029-10-30 14:00 | 41.9205 | 51.9332
2029-10-30 15:00 | 42.8217 | 56.23
2029-10-30 16:00 | 44.8104 | 61.2397
2029-10-30 17:00 | 46.6818 | 66.0082
2029-10-30 18:00 | 47.51 | 68.3788
2029-10-30 19:00 | 45.182 | 67.474
2029-10-30 20:00 | 42.2552 | 63.9192
2029-10-30 21:00 | 38.7249 | 58.859
2029-10-30 22:00 | 35.8416 | 55.1614
2029-10-30 23:00 | 32.8847 | 52.4054
2029-10-31 | 31.7775 | 53.1156
2029-10-31 01:00 | 30.5452 | 50.2218
2029-10-31 02:00 | 31.0099 | 48.786
2029-10-31 03:00 | 31.7337 | 48.403
2029-10-31 04:00 | 32.7449 | 47.8554
2029-10-31 05:00 | 34.4343 | 51.2355
2029-10-31 06:00 | 38.9413 | 58.6544
2029-10-31 07:00 | 46.6536 | 64.796
2029-10-31 08:00 | 48.2394 | 65.0572
2029-10-31 09:00 | 47.3288 | 65.5929
2029-10-31 10:00 | 45.7768 | 63.3213
2029-10-31 11:00 | 44.2707 | 62.4422
2029-10-31 12:00 | 44.3067 | 61.4647
2029-10-31 13:00 | 44.4315 | 60.9966
2029-10-31 14:00 | 43.9777 | 58.8432
2029-10-31 15:00 | 44.4629 | 62.26
2029-10-31 16:00 | 46.355 | 66.1313
2029-10-31 17:00 | 48.2834 | 69.6801
2029-10-31 18:00 | 49.1223 | 69.7415
2029-10-31 19:00 | 46.3412 | 68.2423
2029-10-31 20:00 | 42.9849 | 64.6811
2029-10-31 21:00 | 39.4671 | 59.5694
2029-10-31 22:00 | 36.4763 | 56.0401
2029-10-31 23:00 | 33.4709 | 53.4923
2029-11-01 | 31.5273 | 51.7155
2029-11-01 01:00 | 31.1754 | 53.985
2029-11-01 02:00 | 31.7812 | 52.0453
2029-11-01 03:00 | 32.6616 | 52.0284
2029-11-01 04:00 | 33.7142 | 51.418
2029-11-01 05:00 | 35.5273 | 54.425
2029-11-01 06:00 | 40.314 | 60.8994
2029-11-01 07:00 | 47.4585 | 66.4363
2029-11-01 08:00 | 48.8754 | 65.551
2029-11-01 09:00 | 47.2818 | 65.6968
2029-11-01 10:00 | 45.7097 | 62.4357
2029-11-01 11:00 | 43.8496 | 62.0568
2029-11-01 12:00 | 43.1827 | 55.0279
2029-11-01 13:00 | 43.1362 | 55.5316
2029-11-01 14:00 | 42.6479 | 52.0904
2029-11-01 15:00 | 43.2134 | 57.6574
2029-11-01 16:00 | 45.1296 | 61.7181
2029-11-01 17:00 | 47.2679 | 66.8058
2029-11-01 18:00 | 49.5508 | 67.3041
2029-11-01 19:00 | 46.9855 | 66.6847
2029-11-01 20:00 | 43.5743 | 64.3966
2029-11-01 21:00 | 40.2376 | 59.4112
2029-11-01 22:00 | 37.2 | 55.914
2029-11-01 23:00 | 34.1591 | 53.7728
2029-11-02 | 31.7202 | 53.2687
2029-11-02 01:00 | 31.7248 | 52.665
2029-11-02 02:00 | 32.314 | 50.8475
2029-11-02 03:00 | 33.1657 | 50.5756
2029-11-02 04:00 | 34.2769 | 50.0578
2029-11-02 05:00 | 35.9971 | 52.699
2029-11-02 06:00 | 40.5441 | 60.662
2029-11-02 07:00 | 47.7079 | 66.1883
2029-11-02 08:00 | 49.4915 | 65.6798
2029-11-02 09:00 | 48.3749 | 65.6011
2029-11-02 10:00 | 47.3292 | 63.3623
2029-11-02 11:00 | 45.5407 | 62.1416
2029-11-02 12:00 | 44.2762 | 64.2265
2029-11-02 13:00 | 44.07 | 63.7827
2029-11-02 14:00 | 43.4136 | 59.858
2029-11-02 15:00 | 43.5747 | 63.9933
2029-11-02 16:00 | 45.2173 | 66.1141
2029-11-02 17:00 | 47.1524 | 69.1711
2029-11-02 18:00 | 48.4747 | 72.7444
2029-11-02 19:00 | 45.9608 | 70.0962
2029-11-02 20:00 | 42.4847 | 65.0853
2029-11-02 21:00 | 39.227 | 59.465
2029-11-02 22:00 | 36.3353 | 56.0001
2029-11-02 23:00 | 33.4347 | 53.6057
2029-11-03 | 31.6419 | 53.2928
2029-11-03 01:00 | 30.8745 | 50.7064
2029-11-03 02:00 | 31.3026 | 48.9471
2029-11-03 03:00 | 31.9696 | 48.9388
2029-11-03 04:00 | 32.8359 | 48.1264
2029-11-03 05:00 | 33.8325 | 50.3539
2029-11-03 06:00 | 36.8552 | 56.3542
2029-11-03 07:00 | 42.4065 | 59.3073
2029-11-03 08:00 | 43.8176 | 59.5594
2029-11-03 09:00 | 43.0009 | 62.0369
2029-11-03 10:00 | 41.7024 | 60.9004
2029-11-03 11:00 | 39.5881 | 59.6378
2029-11-03 12:00 | 38.8676 | 58.0005
2029-11-03 13:00 | 38.1087 | 57.0993
2029-11-03 14:00 | 37.2987 | 53.1492
2029-11-03 15:00 | 37.5175 | 57.9939
2029-11-03 16:00 | 39.8888 | 60.6533
2029-11-03 17:00 | 42.8885 | 65.4775
2029-11-03 18:00 | 45.9575 | 68.0411
2029-11-03 19:00 | 43.1299 | 65.4301
2029-11-03 20:00 | 39.4578 | 60.4984
2029-11-03 21:00 | 36.1205 | 55.7205
2029-11-03 22:00 | 33.7952 | 53.5434
2029-11-03 23:00 | 31.672 | 52.4886
2029-11-04 | 30.2224 | 53.0573
2029-11-04 01:00 | 30.1934 | 53.565
2029-11-04 02:00 | 30.2667 | 50.7958
2029-11-04 03:00 | 30.6628 | 49.8114
2029-11-04 04:00 | 30.9624 | 48.7288
2029-11-04 05:00 | 30.8554 | 49.1122
2029-11-04 06:00 | 31.6955 | 51.5164
2029-11-04 07:00 | 36.2322 | 51.8534
2029-11-04 08:00 | 39.4249 | 54.1726
2029-11-04 09:00 | 40.1369 | 57.3829
2029-11-04 10:00 | 39.0726 | 59.0196
2029-11-04 11:00 | 38.3586 | 58.4403
2029-11-04 12:00 | 37.1366 | 56.4043
2029-11-04 13:00 | 36.4743 | 56.1709
2029-11-04 14:00 | 36.0574 | 53.5614
2029-11-04 15:00 | 36.6889 | 60.1912
2029-11-04 16:00 | 39.3906 | 63.6641
2029-11-04 17:00 | 43.1878 | 68.9614
2029-11-04 18:00 | 46.7325 | 73.1727
2029-11-04 19:00 | 43.6773 | 69.7299
2029-11-04 20:00 | 40.2432 | 65.826
2029-11-04 21:00 | 37.6374 | 62.5039
2029-11-04 22:00 | 35.7126 | 61.8057
2029-11-04 23:00 | 33.6025 | 60.7464
2029-11-05 | 31.8234 | 57.2785
2029-11-05 01:00 | 30.12 | 55.1474
2029-11-05 02:00 | 30.5082 | 52.4658
2029-11-05 03:00 | 31.234 | 51.985
2029-11-05 04:00 | 31.8971 | 51.1774
2029-11-05 05:00 | 32.7172 | 52.8024
2029-11-05 06:00 | 35.6992 | 58.973
2029-11-05 07:00 | 42.4678 | 63.3203
2029-11-05 08:00 | 45.4975 | 66.7771
2029-11-05 09:00 | 44.9554 | 70.0138
2029-11-05 10:00 | 43.4513 | 70.6495
2029-11-05 11:00 | 42.2951 | 69.277
2029-11-05 12:00 | 42.4963 | 68.9671
2029-11-05 13:00 | 42.0929 | 69.1442
2029-11-05 14:00 | 42.0203 | 65.0954
2029-11-05 15:00 | 42.6559 | 69.7388
2029-11-05 16:00 | 44.6045 | 72.6083
2029-11-05 17:00 | 47.2647 | 77.0824
2029-11-05 18:00 | 51.7016 | 79.4766
2029-11-05 19:00 | 48.2675 | 76.0437
2029-11-05 20:00 | 44.7344 | 71.8083
2029-11-05 21:00 | 41.7233 | 67.667
2029-11-05 22:00 | 39.175 | 65.2717
2029-11-05 23:00 | 36.2831 | 62.5978
2029-11-06 | 32.9815 | 60.3739
2029-11-06 01:00 | 31.7695 | 56.0391
2029-11-06 02:00 | 32.1026 | 53.0878
2029-11-06 03:00 | 32.8107 | 52.5166
2029-11-06 04:00 | 33.4914 | 51.6714
2029-11-06 05:00 | 34.3329 | 53.3195
2029-11-06 06:00 | 37.0975 | 59.001
2029-11-06 07:00 | 43.8556 | 63.8331
2029-11-06 08:00 | 47.2277 | 67.6846
2029-11-06 09:00 | 47.042 | 69.9054
2029-11-06 10:00 | 45.654 | 69.908
2029-11-06 11:00 | 44.5889 | 68.4931
2029-11-06 12:00 | 44.0128 | 66.326
2029-11-06 13:00 | 43.657 | 65.7524
2029-11-06 14:00 | 43.4826 | 61.9483
2029-11-06 15:00 | 44.0445 | 66.9849
2029-11-06 16:00 | 45.9603 | 70.237
2029-11-06 17:00 | 48.6729 | 74.8153
2029-11-06 18:00 | 50.8894 | 75.8805
2029-11-06 19:00 | 47.9891 | 73.6645
2029-11-06 20:00 | 45.0177 | 69.8318
2029-11-06 21:00 | 42.2438 | 66.1149
2029-11-06 22:00 | 39.801 | 64.0755
2029-11-06 23:00 | 37.0121 | 61.1579
2029-11-07 | 34.8253 | 60.6364
2029-11-07 01:00 | 32.692 | 55.5952
2029-11-07 02:00 | 32.9576 | 52.6201
2029-11-07 03:00 | 33.6504 | 51.9515
2029-11-07 04:00 | 34.2179 | 51.3017
2029-11-07 05:00 | 35.0053 | 52.9222
2029-11-07 06:00 | 37.8352 | 58.3547
2029-11-07 07:00 | 44.5211 | 62.7231
2029-11-07 08:00 | 47.5907 | 65.4009
2029-11-07 09:00 | 47.072 | 65.4766
2029-11-07 10:00 | 45.2351 | 63.0511
2029-11-07 11:00 | 43.9522 | 60.0604
2029-11-07 12:00 | 42.6672 | 57.8143
2029-11-07 13:00 | 42.2989 | 56.6967
2029-11-07 14:00 | 42.0284 | 52.2428
2029-11-07 15:00 | 42.519 | 56.3126
2029-11-07 16:00 | 44.3715 | 59.968
2029-11-07 17:00 | 47.1893 | 67.6747
2029-11-07 18:00 | 51.6667 | 74.7527
2029-11-07 19:00 | 48.2927 | 72.353
2029-11-07 20:00 | 44.878 | 68.6123
2029-11-07 21:00 | 41.986 | 65.0919
2029-11-07 22:00 | 39.4495 | 62.8672
2029-11-07 23:00 | 36.5749 | 59.8867
2029-11-08 | 33.6197 | 58.582
2029-11-08 01:00 | 32.7405 | 56.8235
2029-11-08 02:00 | 33.045 | 53.5653
2029-11-08 03:00 | 33.7778 | 52.9031
2029-11-08 04:00 | 34.4106 | 52.116
2029-11-08 05:00 | 35.2086 | 53.392
2029-11-08 06:00 | 37.8631 | 59.5396
2029-11-08 07:00 | 44.5275 | 63.3871
2029-11-08 08:00 | 47.8663 | 65.2783
2029-11-08 09:00 | 47.6504 | 65.7253
2029-11-08 10:00 | 46.1446 | 62.7985
2029-11-08 11:00 | 44.9389 | 60.6465
2029-11-08 12:00 | 43.6856 | 53.0794
2029-11-08 13:00 | 43.215 | 53.3273
2029-11-08 14:00 | 43.2102 | 50.1435
2029-11-08 15:00 | 43.6088 | 55.8019
2029-11-08 16:00 | 45.6087 | 60.5801
2029-11-08 17:00 | 48.2273 | 67.2707
2029-11-08 18:00 | 52.017 | 70.8614
2029-11-08 19:00 | 49.2604 | 69.4195
2029-11-08 20:00 | 46.2378 | 67.0818
2029-11-08 21:00 | 43.4704 | 63.5971
2029-11-08 22:00 | 41.1054 | 61.2308
2029-11-08 23:00 | 38.2118 | 58.5638
2029-11-09 | 35.5434 | 58.2634
2029-11-09 01:00 | 33.9685 | 57.2523
2029-11-09 02:00 | 34.2059 | 54.081
2029-11-09 03:00 | 34.8798 | 53.1347
2029-11-09 04:00 | 35.4391 | 52.2265
2029-11-09 05:00 | 36.1906 | 53.3589
2029-11-09 06:00 | 38.6808 | 57.6562
2029-11-09 07:00 | 45.2739 | 61.9103
2029-11-09 08:00 | 48.6412 | 65.2069
2029-11-09 09:00 | 48.4647 | 65.8758
2029-11-09 10:00 | 46.9269 | 64.33
2029-11-09 11:00 | 45.5327 | 61.5077
2029-11-09 12:00 | 44.0315 | 65.3982
2029-11-09 13:00 | 43.5088 | 64.3508
2029-11-09 14:00 | 43.1507 | 60.6794
2029-11-09 15:00 | 43.2475 | 64.6496
2029-11-09 16:00 | 44.7212 | 67.0784
2029-11-09 17:00 | 47.2213 | 71.9674
2029-11-09 18:00 | 49.6122 | 75.6969
2029-11-09 19:00 | 46.7496 | 72.383
2029-11-09 20:00 | 43.5984 | 67.6235
2029-11-09 21:00 | 40.7946 | 63.3583
2029-11-09 22:00 | 38.4162 | 61.1397
2029-11-09 23:00 | 35.6817 | 58.2794
2029-11-10 | 33.5724 | 58.4891
2029-11-10 01:00 | 31.583 | 55.7471
2029-11-10 02:00 | 31.6344 | 53.0028
2029-11-10 03:00 | 32.1183 | 52.4322
2029-11-10 04:00 | 32.4671 | 51.2862
2029-11-10 05:00 | 32.5858 | 51.779
2029-11-10 06:00 | 34.0986 | 54.8731
2029-11-10 07:00 | 39.0169 | 56.2104
2029-11-10 08:00 | 42.105 | 59.3918
2029-11-10 09:00 | 42.2384 | 63.7525
2029-11-10 10:00 | 40.9233 | 64.6395
2029-11-10 11:00 | 39.2939 | 63.383
2029-11-10 12:00 | 39.2747 | 61.5621
2029-11-10 13:00 | 38.3416 | 61.3586
2029-11-10 14:00 | 37.6618 | 57.6582
2029-11-10 15:00 | 37.8127 | 62.8795
2029-11-10 16:00 | 39.9952 | 65.9896
2029-11-10 17:00 | 43.4267 | 70.6432
2029-11-10 18:00 | 48.116 | 74.2192
2029-11-10 19:00 | 44.3601 | 69.8641
2029-11-10 20:00 | 40.517 | 65.154
2029-11-10 21:00 | 37.6317 | 61.8957
2029-11-10 22:00 | 35.7909 | 61.2185
2029-11-10 23:00 | 33.8396 | 60.0282
2029-11-11 | 31.6636 | 58.8307
2029-11-11 01:00 | 30.7809 | 54.3952
2029-11-11 02:00 | 30.9267 | 51.5785
2029-11-11 03:00 | 31.4573 | 50.3644
2029-11-11 04:00 | 31.6429 | 49.1105
2029-11-11 05:00 | 31.5542 | 49.5215
2029-11-11 06:00 | 31.9752 | 53.1925
2029-11-11 07:00 | 36.7656 | 52.7811
2029-11-11 08:00 | 40.0477 | 54.7384
2029-11-11 09:00 | 40.3553 | 58.1359
2029-11-11 10:00 | 38.9723 | 60.136
2029-11-11 11:00 | 38.1942 | 60.475
2029-11-11 12:00 | 37.1017 | 59.7168
2029-11-11 13:00 | 36.4657 | 59.8704
2029-11-11 14:00 | 36.1779 | 57.7061
2029-11-11 15:00 | 36.7645 | 63.6392
2029-11-11 16:00 | 39.4435 | 66.8518
2029-11-11 17:00 | 43.3174 | 71.5917
2029-11-11 18:00 | 46.6957 | 75.8832
2029-11-11 19:00 | 43.8139 | 72.2344
2029-11-11 20:00 | 40.4543 | 67.9678
2029-11-11 21:00 | 37.9406 | 64.3518
2029-11-11 22:00 | 36.1295 | 63.5517
2029-11-11 23:00 | 33.9782 | 62.3451
2029-11-12 | 31.6884 | 58.2336
2029-11-12 01:00 | 30.3321 | 56.9086
2029-11-12 02:00 | 30.6881 | 54.1817
2029-11-12 03:00 | 31.4586 | 53.785
2029-11-12 04:00 | 31.9396 | 52.9866
2029-11-12 05:00 | 32.7277 | 54.5791
2029-11-12 06:00 | 35.8089 | 59.7927
2029-11-12 07:00 | 42.4709 | 64.2751
2029-11-12 08:00 | 45.5746 | 68.4688
2029-11-12 09:00 | 45.0158 | 72.0592
2029-11-12 10:00 | 43.5537 | 72.6637
2029-11-12 11:00 | 42.5484 | 71.5303
2029-11-12 12:00 | 41.6287 | 68.4712
2029-11-12 13:00 | 41.2678 | 68.6937
2029-11-12 14:00 | 41.4048 | 65.1251
2029-11-12 15:00 | 42.1172 | 69.9901
2029-11-12 16:00 | 44.0444 | 73.4299
2029-11-12 17:00 | 46.6971 | 78.9508
2029-11-12 18:00 | 49.5663 | 80.8531
2029-11-12 19:00 | 46.7417 | 78.2573
2029-11-12 20:00 | 43.8561 | 74.3911
2029-11-12 21:00 | 40.9884 | 70.5165
2029-11-12 22:00 | 38.5628 | 67.9979
2029-11-12 23:00 | 35.7187 | 64.6836
2029-11-13 | 33.0892 | 62.7441
2029-11-13 01:00 | 31.11 | 57.8328
2029-11-13 02:00 | 31.3114 | 54.8775
2029-11-13 03:00 | 32.0089 | 54.6238
2029-11-13 04:00 | 32.5041 | 53.821
2029-11-13 05:00 | 33.2781 | 55.5715
2029-11-13 06:00 | 36.4435 | 61.6993
2029-11-13 07:00 | 43.3399 | 66.6506
2029-11-13 08:00 | 46.7022 | 71.7685
2029-11-13 09:00 | 46.0366 | 75.3103
2029-11-13 10:00 | 44.5115 | 75.6751
2029-11-13 11:00 | 43.089 | 73.8592
2029-11-13 12:00 | 43.7471 | 72.8936
2029-11-13 13:00 | 43.3923 | 72.5883
2029-11-13 14:00 | 43.2741 | 69.3166
2029-11-13 15:00 | 43.6208 | 74.6171
2029-11-13 16:00 | 45.4262 | 77.399
2029-11-13 17:00 | 48.1594 | 81.7017
2029-11-13 18:00 | 49.8473 | 84.142
2029-11-13 19:00 | 46.9283 | 80.6811
2029-11-13 20:00 | 44.0813 | 75.7044
2029-11-13 21:00 | 41.3839 | 71.3775
2029-11-13 22:00 | 39.0236 | 68.8544
2029-11-13 23:00 | 36.2862 | 65.5779
2029-11-14 | 33.5729 | 63.99
2029-11-14 01:00 | 32.1596 | 59.4344
2029-11-14 02:00 | 32.4301 | 56.5546
2029-11-14 03:00 | 33.2155 | 55.9568
2029-11-14 04:00 | 33.7301 | 55.0737
2029-11-14 05:00 | 34.5315 | 56.4152
2029-11-14 06:00 | 37.2608 | 61.8899
2029-11-14 07:00 | 44.3033 | 66.3305
2029-11-14 08:00 | 47.8512 | 70.5735
2029-11-14 09:00 | 47.7743 | 73.7592
2029-11-14 10:00 | 46.3691 | 73.9842
2029-11-14 11:00 | 45.3122 | 72.3754
2029-11-14 12:00 | 43.2666 | 66.6511
2029-11-14 13:00 | 42.955 | 66.5397
2029-11-14 14:00 | 42.7054 | 63.3177
2029-11-14 15:00 | 42.8786 | 67.9778
2029-11-14 16:00 | 44.6998 | 70.8461
2029-11-14 17:00 | 47.6867 | 76.2765
2029-11-14 18:00 | 50.5983 | 78.5941
2029-11-14 19:00 | 47.8667 | 76.6499
2029-11-14 20:00 | 45.0579 | 73.1736
2029-11-14 21:00 | 42.4753 | 69.8812
2029-11-14 22:00 | 40.0857 | 67.4901
2029-11-14 23:00 | 37.2237 | 64.0089
2029-11-15 | 34.4402 | 62.4229
2029-11-15 01:00 | 32.5511 | 59.1424
2029-11-15 02:00 | 32.7505 | 56.0197
2029-11-15 03:00 | 33.4522 | 55.3196
2029-11-15 04:00 | 33.8739 | 54.5199
2029-11-15 05:00 | 34.6319 | 55.9582
2029-11-15 06:00 | 37.6814 | 61.166
2029-11-15 07:00 | 44.3894 | 65.2038
2029-11-15 08:00 | 47.7666 | 68.1164
2029-11-15 09:00 | 47.4364 | 68.8181
2029-11-15 10:00 | 46.1096 | 66.6592
2029-11-15 11:00 | 44.9339 | 63.4634
2029-11-15 12:00 | 43.6172 | 64.2072
2029-11-15 13:00 | 43.2751 | 63.229
2029-11-15 14:00 | 43.0431 | 59.1851
2029-11-15 15:00 | 43.3738 | 63.1737
2029-11-15 16:00 | 45.0658 | 66.7118
2029-11-15 17:00 | 47.6642 | 73.0188
2029-11-15 18:00 | 50.5056 | 80.0682
2029-11-15 19:00 | 47.0923 | 76.8316
2029-11-15 20:00 | 43.8986 | 72.6552
2029-11-15 21:00 | 41.0687 | 68.6336
2029-11-15 22:00 | 38.6473 | 66.0073
2029-11-15 23:00 | 35.8554 | 63.0463
2029-11-16 | 33.5295 | 61.6017
2029-11-16 01:00 | 31.5599 | 57.2259
2029-11-16 02:00 | 31.6917 | 54.1642
2029-11-16 03:00 | 32.3531 | 53.5357
2029-11-16 04:00 | 32.7871 | 52.7621
2029-11-16 05:00 | 33.4572 | 53.9754
2029-11-16 06:00 | 36.273 | 59.2412
2029-11-16 07:00 | 43.0732 | 63.5241
2029-11-16 08:00 | 46.4659 | 67.3637
2029-11-16 09:00 | 46.4075 | 69.9644
2029-11-16 10:00 | 45.3953 | 70.0564
2029-11-16 11:00 | 44.3311 | 68.9183
2029-11-16 12:00 | 44.7502 | 69.3361
2029-11-16 13:00 | 44.4499 | 69.3436
2029-11-16 14:00 | 44.3951 | 66.3722
2029-11-16 15:00 | 44.2668 | 70.6143
2029-11-16 16:00 | 45.5703 | 72.8913
2029-11-16 17:00 | 47.8684 | 76.424
2029-11-16 18:00 | 50.2704 | 78.4044
2029-11-16 19:00 | 46.8091 | 75.1391
2029-11-16 20:00 | 43.3764 | 70.5124
2029-11-16 21:00 | 40.6079 | 66.453
2029-11-16 22:00 | 38.3092 | 64.0141
2029-11-16 23:00 | 35.5366 | 60.9805
2029-11-17 | 32.6149 | 59.2776
2029-11-17 01:00 | 31.3677 | 57.0133
2029-11-17 02:00 | 31.529 | 54.0968
2029-11-17 03:00 | 32.1841 | 53.6478
2029-11-17 04:00 | 32.4541 | 52.6896
2029-11-17 05:00 | 32.5248 | 53.3276
2029-11-17 06:00 | 33.8878 | 58.315
2029-11-17 07:00 | 39.0847 | 59.2476
2029-11-17 08:00 | 42.5586 | 61.4421
2029-11-17 09:00 | 43.3236 | 65.1211
2029-11-17 10:00 | 42.7365 | 66.0878
2029-11-17 11:00 | 41.8364 | 65.0465
2029-11-17 12:00 | 42.1532 | 65.8903
2029-11-17 13:00 | 41.4102 | 65.819
2029-11-17 14:00 | 41.0456 | 62.9196
2029-11-17 15:00 | 41.2094 | 67.2878
2029-11-17 16:00 | 43.478 | 69.7861
2029-11-17 17:00 | 47.0162 | 74.501
2029-11-17 18:00 | 50.5355 | 79.5671
2029-11-17 19:00 | 46.8203 | 75.8181
2029-11-17 20:00 | 43.1144 | 70.7276
2029-11-17 21:00 | 39.9169 | 66.8966
2029-11-17 22:00 | 38.143 | 65.6647
2029-11-17 23:00 | 35.9619 | 64.2066
2029-11-18 | 33.537 | 61.3717
2029-11-18 01:00 | 31.5951 | 58.1574
2029-11-18 02:00 | 31.64 | 55.5916
2029-11-18 03:00 | 32.1786 | 55.1087
2029-11-18 04:00 | 32.298 | 54.3759
2029-11-18 05:00 | 32.1414 | 54.9048
2029-11-18 06:00 | 33.1271 | 57.7284
2029-11-18 07:00 | 37.8687 | 58.5426
2029-11-18 08:00 | 40.9821 | 60.207
2029-11-18 09:00 | 40.917 | 63.1747
2029-11-18 10:00 | 39.4346 | 63.4286
2029-11-18 11:00 | 38.0949 | 61.3525
2029-11-18 12:00 | 39.9965 | 60.3488
2029-11-18 13:00 | 39.5387 | 59.9146
2029-11-18 14:00 | 39.5458 | 57.5893
2029-11-18 15:00 | 40.1058 | 63.2844
2029-11-18 16:00 | 42.8288 | 66.8332
2029-11-18 17:00 | 46.7487 | 74.3946
2029-11-18 18:00 | 49.2418 | 81.7758
2029-11-18 19:00 | 46.1206 | 78.2301
2029-11-18 20:00 | 42.977 | 72.775
2029-11-18 21:00 | 40.1345 | 68.543
2029-11-18 22:00 | 38.0959 | 67.2234
2029-11-18 23:00 | 35.822 | 65.4144
2029-11-19 | 33.3691 | 63.9453
2029-11-19 01:00 | 31.7779 | 60.614
2029-11-19 02:00 | 32.099 | 58.0487
2029-11-19 03:00 | 32.9482 | 57.9144
2029-11-19 04:00 | 33.4415 | 56.8952
2029-11-19 05:00 | 34.1762 | 58.3969
2029-11-19 06:00 | 37.3074 | 64.7237
2029-11-19 07:00 | 44.2311 | 68.8576
2029-11-19 08:00 | 47.5054 | 73.4371
2029-11-19 09:00 | 46.3599 | 77.05
2029-11-19 10:00 | 44.4557 | 76.9283
2029-11-19 11:00 | 42.7512 | 74.8422
2029-11-19 12:00 | 42.8394 | 73.0537
2029-11-19 13:00 | 42.3654 | 73.1869
2029-11-19 14:00 | 42.3351 | 69.9068
2029-11-19 15:00 | 42.6202 | 74.801
2029-11-19 16:00 | 44.6682 | 77.7178
2029-11-19 17:00 | 47.6829 | 83.3324
2029-11-19 18:00 | 51.735 | 88.572
2029-11-19 19:00 | 48.5645 | 85.3586
2029-11-19 20:00 | 45.4168 | 81.3556
2029-11-19 21:00 | 42.5625 | 77.4794
2029-11-19 22:00 | 40.1032 | 74.6337
2029-11-19 23:00 | 37.1706 | 71.2308
2029-11-20 | 34.4026 | 66.5739
2029-11-20 01:00 | 32.5936 | 63.444
2029-11-20 02:00 | 32.799 | 60.2639
2029-11-20 03:00 | 33.5224 | 59.7419
2029-11-20 04:00 | 33.9683 | 58.8649
2029-11-20 05:00 | 34.6853 | 60.3085
2029-11-20 06:00 | 37.7258 | 65.2578
2029-11-20 07:00 | 44.3502 | 69.5555
2029-11-20 08:00 | 47.5828 | 73.8404
2029-11-20 09:00 | 46.8064 | 74.9495
2029-11-20 10:00 | 45.2048 | 72.7198
2029-11-20 11:00 | 44.0226 | 69.5749
2029-11-20 12:00 | 41.8732 | 70.457
2029-11-20 13:00 | 41.1246 | 69.723
2029-11-20 14:00 | 41.1534 | 66.36
2029-11-20 15:00 | 41.3929 | 71.328
2029-11-20 16:00 | 43.4118 | 74.9047
2029-11-20 17:00 | 46.8009 | 80.7273
2029-11-20 18:00 | 51.0378 | 86.0927
2029-11-20 19:00 | 48.0773 | 83.6585
2029-11-20 20:00 | 45.2991 | 79.6701
2029-11-20 21:00 | 42.6251 | 75.8643
2029-11-20 22:00 | 40.266 | 73.1036
2029-11-20 23:00 | 37.4326 | 69.5467
2029-11-21 | 34.9765 | 67.6012
2029-11-21 01:00 | 32.6197 | 61.8665
2029-11-21 02:00 | 32.8044 | 58.9421
2029-11-21 03:00 | 33.5345 | 58.6025
2029-11-21 04:00 | 33.8859 | 57.694
2029-11-21 05:00 | 34.5941 | 58.858
2029-11-21 06:00 | 37.5448 | 63.6356
2029-11-21 07:00 | 44.1833 | 68.345
2029-11-21 08:00 | 47.1617 | 73.7357
2029-11-21 09:00 | 45.8623 | 78.0222
2029-11-21 10:00 | 43.7682 | 78.6708
2029-11-21 11:00 | 42.254 | 77.1118
2029-11-21 12:00 | 42.1219 | 74.9201
2029-11-21 13:00 | 41.5707 | 75.0461
2029-11-21 14:00 | 41.5576 | 72.5162
2029-11-21 15:00 | 41.7403 | 77.3278
2029-11-21 16:00 | 43.587 | 79.4663
2029-11-21 17:00 | 46.8047 | 84.3294
2029-11-21 18:00 | 51.4556 | 86.5985
2029-11-21 19:00 | 47.9261 | 83.3675
2029-11-21 20:00 | 44.7597 | 78.5623
2029-11-21 21:00 | 41.989 | 74.3775
2029-11-21 22:00 | 39.5557 | 71.286
2029-11-21 23:00 | 36.6761 | 67.5092
2029-11-22 | 33.5281 | 66.0943
2029-11-22 01:00 | 32.1623 | 61.23
2029-11-22 02:00 | 32.3715 | 58.2175
2029-11-22 03:00 | 33.1097 | 57.7536
2029-11-22 04:00 | 33.3973 | 56.8618
2029-11-22 05:00 | 34.0988 | 58.3201
2029-11-22 06:00 | 36.6569 | 63.7557
2029-11-22 07:00 | 43.4425 | 67.9713
2029-11-22 08:00 | 46.552 | 72.3272
2029-11-22 09:00 | 45.7209 | 75.482
2029-11-22 10:00 | 44.0332 | 75.5881
2029-11-22 11:00 | 43.0225 | 73.8708
2029-11-22 12:00 | 41.8434 | 74.0967
2029-11-22 13:00 | 41.4071 | 74.13
2029-11-22 14:00 | 41.754 | 71.5701
2029-11-22 15:00 | 42.1804 | 76.1835
2029-11-22 16:00 | 43.9028 | 78.5447
2029-11-22 17:00 | 46.4734 | 82.2935
2029-11-22 18:00 | 49.6313 | 84.4124
2029-11-22 19:00 | 46.8049 | 81.0258
2029-11-22 20:00 | 44.1209 | 76.5173
2029-11-22 21:00 | 41.4774 | 72.3657
2029-11-22 22:00 | 39.2615 | 69.5307
2029-11-22 23:00 | 36.4882 | 66.2016
2029-11-23 | 33.6895 | 64.1919
2029-11-23 01:00 | 31.8898 | 59.3608
2029-11-23 02:00 | 31.9891 | 56.3769
2029-11-23 03:00 | 32.6562 | 55.4807
2029-11-23 04:00 | 33.0127 | 54.4079
2029-11-23 05:00 | 33.608 | 55.3146
2029-11-23 06:00 | 36.5385 | 60.664
2029-11-23 07:00 | 43.3467 | 64.2503
2029-11-23 08:00 | 46.9507 | 67.2104
2029-11-23 09:00 | 46.9823 | 68.3154
2029-11-23 10:00 | 46.1693 | 67.0238
2029-11-23 11:00 | 45.4011 | 65.6792
2029-11-23 12:00 | 44.7413 | 64.7616
2029-11-23 13:00 | 44.3644 | 64.8587
2029-11-23 14:00 | 44.1741 | 62.1604
2029-11-23 15:00 | 43.9488 | 66.4052
2029-11-23 16:00 | 45.3154 | 69.099
2029-11-23 17:00 | 47.8627 | 73.3574
2029-11-23 18:00 | 50.1986 | 77.6105
2029-11-23 19:00 | 46.6295 | 74.439
2029-11-23 20:00 | 43.4181 | 70.3012
2029-11-23 21:00 | 40.6142 | 66.7492
2029-11-23 22:00 | 38.2774 | 64.4145
2029-11-23 23:00 | 35.5581 | 61.4792
2029-11-24 | 33.585 | 59.173
2029-11-24 01:00 | 31.1854 | 56.8995
2029-11-24 02:00 | 31.189 | 53.9064
2029-11-24 03:00 | 31.7316 | 53.1464
2029-11-24 04:00 | 31.832 | 51.5697
2029-11-24 05:00 | 31.6497 | 51.8138
2029-11-24 06:00 | 32.8629 | 54.3186
2029-11-24 07:00 | 38.1069 | 54.9988
2029-11-24 08:00 | 42.0464 | 58.1001
2029-11-24 09:00 | 43.229 | 61.9544
2029-11-24 10:00 | 42.7811 | 63.4412
2029-11-24 11:00 | 42.2045 | 64.0787
2029-11-24 12:00 | 41.6716 | 62.5982
2029-11-24 13:00 | 41.0123 | 63.2138
2029-11-24 14:00 | 40.6506 | 60.0657
2029-11-24 15:00 | 40.811 | 64.374
2029-11-24 16:00 | 43.0157 | 67.3461
2029-11-24 17:00 | 46.4019 | 71.5017
2029-11-24 18:00 | 48.8414 | 74.2424
2029-11-24 19:00 | 44.8473 | 69.9463
2029-11-24 20:00 | 41.3231 | 65.5208
2029-11-24 21:00 | 38.5017 | 62.5124
2029-11-24 22:00 | 36.7248 | 61.3315
2029-11-24 23:00 | 34.6717 | 59.7231
2029-11-25 | 32.6643 | 58.6134
2029-11-25 01:00 | 30.569 | 54.598
2029-11-25 02:00 | 30.574 | 51.7923
2029-11-25 03:00 | 31.1217 | 51.2708
2029-11-25 04:00 | 31.1873 | 50.1183
2029-11-25 05:00 | 30.9486 | 50.1324
2029-11-25 06:00 | 31.914 | 52.8701
2029-11-25 07:00 | 36.6239 | 53.3914
2029-11-25 08:00 | 40.3595 | 56.4744
2029-11-25 09:00 | 41.5331 | 61.299
2029-11-25 10:00 | 41.3451 | 63.3955
2029-11-25 11:00 | 41.1192 | 64.1433
2029-11-25 12:00 | 41.1636 | 63.8845
2029-11-25 13:00 | 40.8056 | 64.6671
2029-11-25 14:00 | 40.4747 | 63.5016
2029-11-25 15:00 | 40.8641 | 69.4888
2029-11-25 16:00 | 43.4948 | 72.3581
2029-11-25 17:00 | 47.3659 | 76.8581
2029-11-25 18:00 | 50.8282 | 79.0129
2029-11-25 19:00 | 47.0618 | 75.2153
2029-11-25 20:00 | 43.4845 | 70.1473
2029-11-25 21:00 | 40.4962 | 66.3521
2029-11-25 22:00 | 38.5255 | 64.8185
2029-11-25 23:00 | 36.2527 | 62.6542
2029-11-26 | 34.002 | 61.147
2029-11-26 01:00 | 32.5406 | 56.4348
2029-11-26 02:00 | 32.8472 | 53.9491
2029-11-26 03:00 | 33.6769 | 53.705
2029-11-26 04:00 | 34.1063 | 52.6498
2029-11-26 05:00 | 34.7221 | 54.3646
2029-11-26 06:00 | 37.6254 | 59.5667
2029-11-26 07:00 | 44.5679 | 63.9041
2029-11-26 08:00 | 48.3554 | 69.037
2029-11-26 09:00 | 48.3139 | 72.8152
2029-11-26 10:00 | 47.3404 | 72.9723
2029-11-26 11:00 | 46.6256 | 72.1914
2029-11-26 12:00 | 46.1105 | 70.6455
2029-11-26 13:00 | 45.8997 | 71.1478
2029-11-26 14:00 | 45.7477 | 68.3518
2029-11-26 15:00 | 46.1724 | 72.8928
2029-11-26 16:00 | 48.1921 | 75.7934
2029-11-26 17:00 | 51.0703 | 81.274
2029-11-26 18:00 | 53.9757 | 83.3112
2029-11-26 19:00 | 50.3338 | 79.544
2029-11-26 20:00 | 46.9803 | 74.3784
2029-11-26 21:00 | 44.0111 | 70.3455
2029-11-26 22:00 | 41.4465 | 67.8365
2029-11-26 23:00 | 38.4524 | 64.2079
2029-11-27 | 35.87 | 62.871
2029-11-27 01:00 | 33.3238 | 59.781
2029-11-27 02:00 | 33.4733 | 56.8034
2029-11-27 03:00 | 34.207 | 56.376
2029-11-27 04:00 | 34.543 | 55.2253
2029-11-27 05:00 | 35.1628 | 56.5434
2029-11-27 06:00 | 37.919 | 61.7336
2029-11-27 07:00 | 44.6181 | 65.9426
2029-11-27 08:00 | 48.1514 | 71.1293
2029-11-27 09:00 | 47.9746 | 75.2767
2029-11-27 10:00 | 46.9217 | 75.5515
2029-11-27 11:00 | 46.1472 | 75.0227
2029-11-27 12:00 | 45.318 | 72.9019
2029-11-27 13:00 | 45.0418 | 72.6433
2029-11-27 14:00 | 45.0556 | 68.8634
2029-11-27 15:00 | 45.3201 | 73.3286
2029-11-27 16:00 | 47.1344 | 76.6476
2029-11-27 17:00 | 50.0256 | 81.5644
2029-11-27 18:00 | 53.0757 | 84.6045
2029-11-27 19:00 | 49.4026 | 82.1275
2029-11-27 20:00 | 46.123 | 78.5243
2029-11-27 21:00 | 43.2763 | 75.3244
2029-11-27 22:00 | 40.8303 | 72.8422
2029-11-27 23:00 | 37.9024 | 69.3112
2029-11-28 | 35.1651 | 65.8361
2029-11-28 01:00 | 33.1321 | 62.8528
2029-11-28 02:00 | 33.2963 | 59.7324
2029-11-28 03:00 | 33.9909 | 59.0851
2029-11-28 04:00 | 34.2853 | 58.1748
2029-11-28 05:00 | 34.8289 | 59.3564
2029-11-28 06:00 | 37.3474 | 63.4377
2029-11-28 07:00 | 44.1694 | 67.4054
2029-11-28 08:00 | 47.8911 | 72.2269
2029-11-28 09:00 | 47.9684 | 75.3594
2029-11-28 10:00 | 47.004 | 75.0467
2029-11-28 11:00 | 46.2684 | 74.1605
2029-11-28 12:00 | 46.0788 | 72.9216
2029-11-28 13:00 | 45.8179 | 72.9552
2029-11-28 14:00 | 45.8741 | 70.1005
2029-11-28 15:00 | 46.0129 | 74.3359
2029-11-28 16:00 | 47.7795 | 77.1046
2029-11-28 17:00 | 50.6503 | 82.6027
2029-11-28 18:00 | 53.008 | 86.0597
2029-11-28 19:00 | 49.3098 | 83.3394
2029-11-28 20:00 | 46.0703 | 79.1382
2029-11-28 21:00 | 43.2948 | 75.58
2029-11-28 22:00 | 40.8924 | 72.7688
2029-11-28 23:00 | 37.9423 | 68.7872
2029-11-29 | 35.2771 | 66.928
2029-11-29 01:00 | 33.1176 | 61.0827
2029-11-29 02:00 | 33.2807 | 58.2227
2029-11-29 03:00 | 34.0006 | 58.0226
2029-11-29 04:00 | 34.3061 | 56.9367
2029-11-29 05:00 | 34.8998 | 58.3865
2029-11-29 06:00 | 37.643 | 63.7558
2029-11-29 07:00 | 44.3863 | 67.8814
2029-11-29 08:00 | 48.0717 | 72.888
2029-11-29 09:00 | 47.7832 | 76.5024
2029-11-29 10:00 | 46.5727 | 76.356
2029-11-29 11:00 | 45.569 | 74.8829
2029-11-29 12:00 | 42.8052 | 72.8446
2029-11-29 13:00 | 42.124 | 72.9143
2029-11-29 14:00 | 42.1071 | 70.1314
2029-11-29 15:00 | 42.1857 | 75.1233
2029-11-29 16:00 | 44.0889 | 78.0199
2029-11-29 17:00 | 47.3249 | 82.9071
2029-11-29 18:00 | 50.9465 | 86.851
2029-11-29 19:00 | 48.1061 | 83.9342
2029-11-29 20:00 | 45.4987 | 79.944
2029-11-29 21:00 | 43.0148 | 76.322
2029-11-29 22:00 | 40.8033 | 73.5511
2029-11-29 23:00 | 38.0274 | 69.9681
2029-11-30 | 35.569 | 66.1845
2029-11-30 01:00 | 33.0413 | 63.3489
2029-11-30 02:00 | 33.1258 | 60.3148
2029-11-30 03:00 | 33.8769 | 59.8097
2029-11-30 04:00 | 34.1556 | 58.7075
2029-11-30 05:00 | 34.7701 | 59.6438
2029-11-30 06:00 | 37.4773 | 64.1224
2029-11-30 07:00 | 44.2005 | 67.7889
2029-11-30 08:00 | 47.6863 | 72.2334
2029-11-30 09:00 | 47.0893 | 75.2672
2029-11-30 10:00 | 45.7639 | 74.8627
2029-11-30 11:00 | 44.5096 | 74.0057
2029-11-30 12:00 | 43.1001 | 73.0449
2029-11-30 13:00 | 42.4849 | 73.158
2029-11-30 14:00 | 42.2576 | 70.4947
2029-11-30 15:00 | 41.917 | 75.2565
2029-11-30 16:00 | 43.3122 | 77.5397
2029-11-30 17:00 | 46.2878 | 81.961
2029-11-30 18:00 | 49.2178 | 84.7752
2029-11-30 19:00 | 46.2511 | 81.9486
2029-11-30 20:00 | 43.3575 | 77.2771
2029-11-30 21:00 | 40.906 | 73.4527
2029-11-30 22:00 | 38.7555 | 70.595
2029-11-30 23:00 | 36.0837 | 66.9655
2029-12-01 | 33.1103 | 65.8752
2029-12-01 01:00 | 31.3335 | 62.722
2029-12-01 02:00 | 31.3188 | 59.9279
2029-12-01 03:00 | 32.0451 | 59.4476
2029-12-01 04:00 | 32.0903 | 58.6308
2029-12-01 05:00 | 32.178 | 59.4205
2029-12-01 06:00 | 33.3774 | 64.4906
2029-12-01 07:00 | 38.6284 | 65.8603
2029-12-01 08:00 | 42.0554 | 66.9351
2029-12-01 09:00 | 43.499 | 71.6991
2029-12-01 10:00 | 43.1384 | 74.2095
2029-12-01 11:00 | 42.3543 | 73.5731
2029-12-01 12:00 | 42.0962 | 71.9624
2029-12-01 13:00 | 41.2767 | 71.5338
2029-12-01 14:00 | 40.7855 | 67.8262
2029-12-01 15:00 | 40.9668 | 71.7349
2029-12-01 16:00 | 43.1861 | 74.0593
2029-12-01 17:00 | 46.669 | 78.6542
2029-12-01 18:00 | 49.5097 | 82.0215
2029-12-01 19:00 | 45.5998 | 79.8069
2029-12-01 20:00 | 42.3311 | 75.904
2029-12-01 21:00 | 39.3788 | 72.4906
2029-12-01 22:00 | 37.662 | 71.6988
2029-12-01 23:00 | 35.4813 | 69.6018
2029-12-02 | 32.8034 | 66.708
2029-12-02 01:00 | 31.04 | 65.0041
2029-12-02 02:00 | 31.0126 | 62.0668
2029-12-02 03:00 | 31.699 | 61.0241
2029-12-02 04:00 | 31.5536 | 60.322
2029-12-02 05:00 | 31.3743 | 60.9663
2029-12-02 06:00 | 32.0437 | 64.2468
2029-12-02 07:00 | 36.9206 | 64.4419
2029-12-02 08:00 | 40.0475 | 63.9919
2029-12-02 09:00 | 40.69 | 66.6119
2029-12-02 10:00 | 39.4874 | 67.7074
2029-12-02 11:00 | 38.7522 | 66.5316
2029-12-02 12:00 | 38.3313 | 66.0395
2029-12-02 13:00 | 37.6253 | 65.5315
2029-12-02 14:00 | 37.6365 | 62.625
2029-12-02 15:00 | 38.2884 | 67.4676
2029-12-02 16:00 | 41.054 | 70.5672
2029-12-02 17:00 | 45.1222 | 77.3142
2029-12-02 18:00 | 48.5528 | 83.787
2029-12-02 19:00 | 45.2562 | 81.4218
2029-12-02 20:00 | 42.4571 | 76.8472
2029-12-02 21:00 | 39.6558 | 72.6736
2029-12-02 22:00 | 37.8124 | 71.6699
2029-12-02 23:00 | 35.4477 | 69.3402
2029-12-03 | 32.8059 | 68.598
2029-12-03 01:00 | 31.4443 | 63.1079
2029-12-03 02:00 | 31.7039 | 60.312
2029-12-03 03:00 | 32.6538 | 59.8414
2029-12-03 04:00 | 32.9314 | 58.9085
2029-12-03 05:00 | 33.6758 | 60.448
2029-12-03 06:00 | 36.2646 | 66.4041
2029-12-03 07:00 | 43.4709 | 70.6136
2029-12-03 08:00 | 47.1786 | 74.492
2029-12-03 09:00 | 47.9035 | 76.5158
2029-12-03 10:00 | 47.414 | 75.2514
2029-12-03 11:00 | 46.678 | 72.1733
2029-12-03 12:00 | 46.032 | 71.8893
2029-12-03 13:00 | 45.6498 | 70.8844
2029-12-03 14:00 | 45.7018 | 67.3454
2029-12-03 15:00 | 46.1704 | 71.7181
2029-12-03 16:00 | 48.1982 | 74.9035
2029-12-03 17:00 | 51.0775 | 81.575
2029-12-03 18:00 | 51.6346 | 88.2363
2029-12-03 19:00 | 48.6732 | 85.6147
2029-12-03 20:00 | 46.2066 | 81.5217
2029-12-03 21:00 | 43.3594 | 77.3396
2029-12-03 22:00 | 40.9939 | 74.828
2029-12-03 23:00 | 37.9898 | 70.8564
2029-12-04 | 35.2635 | 68.2051
2029-12-04 01:00 | 33.1414 | 64.9513
2029-12-04 02:00 | 33.3205 | 61.6596
2029-12-04 03:00 | 34.2755 | 60.761
2029-12-04 04:00 | 34.5694 | 59.7095
2029-12-04 05:00 | 35.4226 | 60.8378
2029-12-04 06:00 | 38.4803 | 66.6558
2029-12-04 07:00 | 45.4117 | 70.7838
2029-12-04 08:00 | 48.5195 | 75.0675
2029-12-04 09:00 | 47.7435 | 78.8868
2029-12-04 10:00 | 45.7734 | 79.8536
2029-12-04 11:00 | 44.0634 | 78.9182
2029-12-04 12:00 | 45.4782 | 75.4676
2029-12-04 13:00 | 45.0001 | 74.6912
2029-12-04 14:00 | 44.9453 | 71.2537
2029-12-04 15:00 | 45.4222 | 76.2218
2029-12-04 16:00 | 47.4068 | 79.3098
2029-12-04 17:00 | 50.7001 | 83.5468
2029-12-04 18:00 | 52.7413 | 89.1077
2029-12-04 19:00 | 49.9018 | 86.2514
2029-12-04 20:00 | 47.5282 | 82.4854
2029-12-04 21:00 | 44.8134 | 78.5564
2029-12-04 22:00 | 42.4319 | 76.2232
2029-12-04 23:00 | 39.3841 | 72.5918
2029-12-05 | 35.952 | 68.9488
2029-12-05 01:00 | 34.2901 | 66.069
2029-12-05 02:00 | 34.4665 | 62.6774
2029-12-05 03:00 | 35.4178 | 61.6105
2029-12-05 04:00 | 35.6964 | 60.739
2029-12-05 05:00 | 36.4725 | 61.6943
2029-12-05 06:00 | 39.4512 | 66.7013
2029-12-05 07:00 | 46.3122 | 70.3921
2029-12-05 08:00 | 49.5184 | 73.8962
2029-12-05 09:00 | 48.9549 | 76.2704
2029-12-05 10:00 | 47.0807 | 75.9629
2029-12-05 11:00 | 45.4228 | 74.5868
2029-12-05 12:00 | 46.6525 | 75.4509
2029-12-05 13:00 | 46.2807 | 75.1022
2029-12-05 14:00 | 46.1793 | 71.9973
2029-12-05 15:00 | 46.6238 | 76.6614
2029-12-05 16:00 | 48.6485 | 79.3479
2029-12-05 17:00 | 51.7267 | 84.0201
2029-12-05 18:00 | 55.137 | 88.173
2029-12-05 19:00 | 51.5633 | 85.7432
2029-12-05 20:00 | 48.6279 | 82.0453
2029-12-05 21:00 | 45.6442 | 78.2332
2029-12-05 22:00 | 43.1417 | 75.7324
2029-12-05 23:00 | 39.9493 | 71.6524
2029-12-06 | 36.5534 | 69.229
2029-12-06 01:00 | 34.6807 | 65.4305
2029-12-06 02:00 | 34.8004 | 62.1494
2029-12-06 03:00 | 35.6728 | 61.2534
2029-12-06 04:00 | 35.9019 | 60.2863
2029-12-06 05:00 | 36.6066 | 61.5378
2029-12-06 06:00 | 39.5873 | 65.6192
2029-12-06 07:00 | 46.3553 | 69.8059
2029-12-06 08:00 | 49.6107 | 74.0796
2029-12-06 09:00 | 49.2708 | 78.1365
2029-12-06 10:00 | 47.4773 | 79.3868
2029-12-06 11:00 | 45.7446 | 78.6169
2029-12-06 12:00 | 44.6276 | 77.7782
2029-12-06 13:00 | 43.9036 | 77.3011
2029-12-06 14:00 | 43.9641 | 74.3287
2029-12-06 15:00 | 44.3048 | 79.1387
2029-12-06 16:00 | 46.3508 | 81.5133
2029-12-06 17:00 | 49.5286 | 85.081
2029-12-06 18:00 | 52.8886 | 88.1799
2029-12-06 19:00 | 50.2332 | 85.6536
2029-12-06 20:00 | 47.8872 | 82.1612
2029-12-06 21:00 | 45.1734 | 78.344
2029-12-06 22:00 | 42.9005 | 76.0608
2029-12-06 23:00 | 39.839 | 72.2578
2029-12-07 | 36.8779 | 68.8183
2029-12-07 01:00 | 34.5218 | 64.5151
2029-12-07 02:00 | 34.5885 | 61.2764
2029-12-07 03:00 | 35.4549 | 60.8614
2029-12-07 04:00 | 35.6735 | 60.0001
2029-12-07 05:00 | 36.3793 | 61.1653
2029-12-07 06:00 | 38.8149 | 66.8365
2029-12-07 07:00 | 45.4056 | 71.0132
2029-12-07 08:00 | 48.6006 | 75.7388
2029-12-07 09:00 | 48.8839 | 79.0226
2029-12-07 10:00 | 47.7968 | 78.4662
2029-12-07 11:00 | 46.7223 | 75.5549
2029-12-07 12:00 | 45.1689 | 75.3568
2029-12-07 13:00 | 44.4518 | 73.7234
2029-12-07 14:00 | 44.4675 | 69.6325
2029-12-07 15:00 | 44.4471 | 73.7337
2029-12-07 16:00 | 46.0332 | 76.1545
2029-12-07 17:00 | 48.9446 | 82.1257
2029-12-07 18:00 | 51.1959 | 87.3712
2029-12-07 19:00 | 48.413 | 86.0771
2029-12-07 20:00 | 45.8652 | 82.6165
2029-12-07 21:00 | 43.1628 | 78.9453
2029-12-07 22:00 | 40.9692 | 76.4692
2029-12-07 23:00 | 38.014 | 72.2831
2029-12-08 | 34.8029 | 69.3118
2029-12-08 01:00 | 33.0676 | 64.4412
2029-12-08 02:00 | 33.0487 | 61.9614
2029-12-08 03:00 | 33.7932 | 61.8057
2029-12-08 04:00 | 33.8426 | 61.231
2029-12-08 05:00 | 34.0251 | 62.1334
2029-12-08 06:00 | 35.5272 | 67.0577
2029-12-08 07:00 | 40.5438 | 68.9817
2029-12-08 08:00 | 43.2914 | 70.6916
2029-12-08 09:00 | 43.8156 | 75.5202
2029-12-08 10:00 | 42.9165 | 76.9812
2029-12-08 11:00 | 41.5271 | 73.9444
2029-12-08 12:00 | 41.2271 | 74.8076
2029-12-08 13:00 | 40.2803 | 73.9021
2029-12-08 14:00 | 39.8619 | 69.7958
2029-12-08 15:00 | 39.8716 | 73.8814
2029-12-08 16:00 | 42.0067 | 75.9601
2029-12-08 17:00 | 45.8933 | 81.3076
2029-12-08 18:00 | 49.6754 | 83.8454
2029-12-08 19:00 | 46.6759 | 81.2159
2029-12-08 20:00 | 43.7153 | 76.5493
2029-12-08 21:00 | 40.8262 | 73.1026
2029-12-08 22:00 | 39.1893 | 72.2249
2029-12-08 23:00 | 36.9805 | 70.1037
2029-12-09 | 34.1341 | 69.1803
2029-12-09 01:00 | 32.1084 | 65.2374
2029-12-09 02:00 | 32.0354 | 62.4593
2029-12-09 03:00 | 32.695 | 61.4278
2029-12-09 04:00 | 32.6171 | 60.3976
2029-12-09 05:00 | 32.5182 | 61.4041
2029-12-09 06:00 | 33.6497 | 64.5256
2029-12-09 07:00 | 38.3185 | 64.5626
2029-12-09 08:00 | 41.1521 | 65.0829
2029-12-09 09:00 | 41.8711 | 70.0534
2029-12-09 10:00 | 40.9593 | 73.4601
2029-12-09 11:00 | 40.1368 | 74.0553
2029-12-09 12:00 | 40.9196 | 73.917
2029-12-09 13:00 | 40.4424 | 74.4408
2029-12-09 14:00 | 40.3673 | 71.6274
2029-12-09 15:00 | 40.8608 | 76.0542
2029-12-09 16:00 | 43.4522 | 78.0763
2029-12-09 17:00 | 47.543 | 82.3528
2029-12-09 18:00 | 51.1602 | 85.7026
2029-12-09 19:00 | 47.5364 | 83.1431
2029-12-09 20:00 | 44.3021 | 78.6922
2029-12-09 21:00 | 41.2674 | 74.6351
2029-12-09 22:00 | 39.2543 | 73.8286
2029-12-09 23:00 | 36.76 | 71.9854
2029-12-10 | 34.4194 | 68.4782
2029-12-10 01:00 | 31.9258 | 66.012
2029-12-10 02:00 | 32.1076 | 63.0179
2029-12-10 03:00 | 33.0187 | 62.1165
2029-12-10 04:00 | 33.244 | 61.0306
2029-12-10 05:00 | 33.9168 | 62.2862
2029-12-10 06:00 | 36.7434 | 67.059
2029-12-10 07:00 | 43.6139 | 70.7097
2029-12-10 08:00 | 46.8357 | 74.7384
2029-12-10 09:00 | 47.0651 | 78.4203
2029-12-10 10:00 | 46.1747 | 79.2381
2029-12-10 11:00 | 45.3741 | 78.4744
2029-12-10 12:00 | 45.1832 | 76.587
2029-12-10 13:00 | 44.8121 | 76.7628
2029-12-10 14:00 | 44.91 | 73.9877
2029-12-10 15:00 | 45.4452 | 78.9309
2029-12-10 16:00 | 47.3819 | 81.5497
2029-12-10 17:00 | 50.3162 | 85.5537
2029-12-10 18:00 | 53.0618 | 89.1082
2029-12-10 19:00 | 49.3269 | 86.1821
2029-12-10 20:00 | 46.3462 | 82.3205
2029-12-10 21:00 | 43.3212 | 78.3422
2029-12-10 22:00 | 40.8664 | 75.8119
2029-12-10 23:00 | 37.799 | 72.2067
2029-12-11 | 34.7724 | 69.0786
2029-12-11 01:00 | 32.7933 | 63.8521
2029-12-11 02:00 | 32.9277 | 60.5681
2029-12-11 03:00 | 33.8261 | 59.7404
2029-12-11 04:00 | 34.1078 | 58.6266
2029-12-11 05:00 | 34.8253 | 59.8108
2029-12-11 06:00 | 37.5783 | 65.2784
2029-12-11 07:00 | 44.4917 | 69.2664
2029-12-11 08:00 | 47.9999 | 73.6523
2029-12-11 09:00 | 48.317 | 76.9142
2029-12-11 10:00 | 47.3618 | 77.1435
2029-12-11 11:00 | 46.4133 | 76.2426
2029-12-11 12:00 | 46.2781 | 74.1896
2029-12-11 13:00 | 45.8502 | 73.2769
2029-12-11 14:00 | 45.9853 | 69.5023
2029-12-11 15:00 | 46.4372 | 74.079
2029-12-11 16:00 | 48.4304 | 77.4248
2029-12-11 17:00 | 51.521 | 82.0558
2029-12-11 18:00 | 55.0885 | 88.0616
2029-12-11 19:00 | 51.4381 | 85.5115
2029-12-11 20:00 | 48.5975 | 82.0196
2029-12-11 21:00 | 45.6718 | 78.3756
2029-12-11 22:00 | 43.2619 | 76.0652
2029-12-11 23:00 | 40.1511 | 72.5247
2029-12-12 | 36.7337 | 68.4452
2029-12-12 01:00 | 34.5687 | 64.6741
2029-12-12 02:00 | 34.6934 | 61.3734
2029-12-12 03:00 | 35.584 | 60.4925
2029-12-12 04:00 | 35.8082 | 59.5449
2029-12-12 05:00 | 36.4531 | 60.6548
2029-12-12 06:00 | 39.1195 | 65.1781
2029-12-12 07:00 | 45.9513 | 68.9728
2029-12-12 08:00 | 49.387 | 73.2645
2029-12-12 09:00 | 49.6338 | 76.7914
2029-12-12 10:00 | 48.3274 | 77.4421
2029-12-12 11:00 | 47.3415 | 77.3145
2029-12-12 12:00 | 43.5175 | 72.7009
2029-12-12 13:00 | 42.829 | 72.1644
2029-12-12 14:00 | 42.6477 | 68.8363
2029-12-12 15:00 | 42.9597 | 73.4583
2029-12-12 16:00 | 45.0373 | 76.5324
2029-12-12 17:00 | 48.6073 | 82.1963
2029-12-12 18:00 | 53.0179 | 87.6252
2029-12-12 19:00 | 50.2017 | 85.4217
2029-12-12 20:00 | 47.8496 | 81.7561
2029-12-12 21:00 | 45.2305 | 78.1556
2029-12-12 22:00 | 42.9223 | 75.7089
2029-12-12 23:00 | 39.8999 | 71.6339
2029-12-13 | 37.0023 | 68.9871
2029-12-13 01:00 | 34.6875 | 63.9192
2029-12-13 02:00 | 34.7729 | 60.7771
2029-12-13 03:00 | 35.6921 | 60.2581
2029-12-13 04:00 | 35.9157 | 59.2314
2029-12-13 05:00 | 36.5935 | 60.7524
2029-12-13 06:00 | 39.2394 | 66.1221
2029-12-13 07:00 | 45.9896 | 70.0966
2029-12-13 08:00 | 49.4167 | 74.8876
2029-12-13 09:00 | 49.7226 | 79.4048
2029-12-13 10:00 | 48.5176 | 80.6739
2029-12-13 11:00 | 47.3602 | 80.0683
2029-12-13 12:00 | 46.7262 | 78.346
2029-12-13 13:00 | 46.3427 | 77.8515
2029-12-13 14:00 | 46.4124 | 74.648
2029-12-13 15:00 | 46.8338 | 79.6277
2029-12-13 16:00 | 48.7959 | 81.9595
2029-12-13 17:00 | 51.6031 | 85.8696
2029-12-13 18:00 | 55.0949 | 88.932
2029-12-13 19:00 | 51.6363 | 86.4297
2029-12-13 20:00 | 48.7452 | 82.5808
2029-12-13 21:00 | 45.8054 | 78.7594
2029-12-13 22:00 | 43.4353 | 76.3837
2029-12-13 23:00 | 40.2975 | 72.5605
2029-12-14 | 36.9227 | 69.2183
2029-12-14 01:00 | 34.6815 | 66.4651
2029-12-14 02:00 | 34.6881 | 63.1224
2029-12-14 03:00 | 35.4932 | 62.3025
2029-12-14 04:00 | 35.669 | 61.3471
2029-12-14 05:00 | 36.2347 | 62.5808
2029-12-14 06:00 | 38.7925 | 67.6535
2029-12-14 07:00 | 45.4095 | 71.1241
2029-12-14 08:00 | 48.7549 | 75.2947
2029-12-14 09:00 | 49.1621 | 78.0349
2029-12-14 10:00 | 48.1658 | 77.4214
2029-12-14 11:00 | 47.0556 | 75.3655
2029-12-14 12:00 | 46.023 | 77.3667
2029-12-14 13:00 | 45.4885 | 76.671
2029-12-14 14:00 | 45.4546 | 73.238
2029-12-14 15:00 | 45.4357 | 77.7201
2029-12-14 16:00 | 46.9189 | 79.5886
2029-12-14 17:00 | 49.6232 | 83.2916
2029-12-14 18:00 | 52.9195 | 86.1084
2029-12-14 19:00 | 49.3296 | 84.7153
2029-12-14 20:00 | 46.2807 | 81.5595
2029-12-14 21:00 | 43.337 | 78.347
2029-12-14 22:00 | 41.0345 | 76.163
2029-12-14 23:00 | 38.0277 | 72.3458
2029-12-15 | 35.3201 | 68.8095
2029-12-15 01:00 | 33.1332 | 66.0325
2029-12-15 02:00 | 33.0566 | 63.1435
2029-12-15 03:00 | 33.724 | 62.3788
2029-12-15 04:00 | 33.7344 | 61.3802
2029-12-15 05:00 | 33.7434 | 62.2565
2029-12-15 06:00 | 34.9337 | 65.6994
2029-12-15 07:00 | 39.8816 | 66.5666
2029-12-15 08:00 | 43.0074 | 68.4142
2029-12-15 09:00 | 44.584 | 74.3125
2029-12-15 10:00 | 44.5723 | 77.5261
2029-12-15 11:00 | 44.0631 | 77.5304
2029-12-15 12:00 | 43.2918 | 77.2418
2029-12-15 13:00 | 42.5837 | 77.4683
2029-12-15 14:00 | 42.162 | 73.7428
2029-12-15 15:00 | 42.3566 | 77.7948
2029-12-15 16:00 | 44.4682 | 79.3254
2029-12-15 17:00 | 48.0617 | 82.3942
2029-12-15 18:00 | 51.2164 | 83.1781
2029-12-15 19:00 | 47.5634 | 80.1951
2029-12-15 20:00 | 44.1454 | 75.4103
2029-12-15 21:00 | 41.1795 | 71.9128
2029-12-15 22:00 | 39.5089 | 71.069
2029-12-15 23:00 | 37.2724 | 69.3264
2029-12-16 | 34.6435 | 68.5845
2029-12-16 01:00 | 32.2304 | 63.7317
2029-12-16 02:00 | 32.1528 | 60.9926
2029-12-16 03:00 | 32.8375 | 60.1767
2029-12-16 04:00 | 32.756 | 59.0975
2029-12-16 05:00 | 32.6071 | 59.8632
2029-12-16 06:00 | 33.4585 | 63.4652
2029-12-16 07:00 | 38.1581 | 63.3361
2029-12-16 08:00 | 41.1612 | 64.1018
2029-12-16 09:00 | 42.2303 | 68.6864
2029-12-16 10:00 | 41.6324 | 71.4643
2029-12-16 11:00 | 40.987 | 72.0925
2029-12-16 12:00 | 41.7918 | 71.2877
2029-12-16 13:00 | 41.4338 | 71.7633
2029-12-16 14:00 | 41.3126 | 68.8946
2029-12-16 15:00 | 41.821 | 73.8723
2029-12-16 16:00 | 44.3766 | 76.2477
2029-12-16 17:00 | 48.3883 | 80.6159
2029-12-16 18:00 | 51.6972 | 85.6106
2029-12-16 19:00 | 48.0156 | 82.3406
2029-12-16 20:00 | 44.7191 | 77.7822
2029-12-16 21:00 | 41.6648 | 74
2029-12-16 22:00 | 39.7172 | 73.0181
2029-12-16 23:00 | 37.2345 | 71.2054
2029-12-17 | 34.9318 | 67.9095
2029-12-17 01:00 | 33.2836 | 64.8456
2029-12-17 02:00 | 33.5165 | 61.8979
2029-12-17 03:00 | 34.4798 | 61.0494
2029-12-17 04:00 | 34.7687 | 59.8647
2029-12-17 05:00 | 35.38 | 61.2718
2029-12-17 06:00 | 38.0046 | 66.3883
2029-12-17 07:00 | 45.001 | 69.6166
2029-12-17 08:00 | 48.7716 | 73.5732
2029-12-17 09:00 | 49.081 | 77.0602
2029-12-17 10:00 | 48.0626 | 77.5435
2029-12-17 11:00 | 46.8721 | 77.1789
2029-12-17 12:00 | 47.2857 | 75.211
2029-12-17 13:00 | 46.9322 | 75.413
2029-12-17 14:00 | 46.9111 | 72.2358
2029-12-17 15:00 | 47.5534 | 77.2032
2029-12-17 16:00 | 49.6693 | 79.9053
2029-12-17 17:00 | 52.6644 | 84.1542
2029-12-17 18:00 | 54.5553 | 88.1929
2029-12-17 19:00 | 51.4125 | 85.4367
2029-12-17 20:00 | 48.649 | 81.8352
2029-12-17 21:00 | 45.8457 | 78.2551
2029-12-17 22:00 | 43.5034 | 75.9001
2029-12-17 23:00 | 40.4058 | 72.5002
2029-12-18 | 36.9506 | 68.6214
2029-12-18 01:00 | 34.8791 | 64.227
2029-12-18 02:00 | 35.017 | 60.8872
2029-12-18 03:00 | 35.9687 | 59.8067
2029-12-18 04:00 | 36.2556 | 58.586
2029-12-18 05:00 | 36.9374 | 59.844
2029-12-18 06:00 | 39.4975 | 64.4257
2029-12-18 07:00 | 46.2837 | 68.103
2029-12-18 08:00 | 49.7626 | 72.6922
2029-12-18 09:00 | 49.3778 | 76.4587
2029-12-18 10:00 | 47.6646 | 77.2174
2029-12-18 11:00 | 45.9493 | 77.1342
2029-12-18 12:00 | 46.5047 | 75.8534
2029-12-18 13:00 | 45.9718 | 75.6446
2029-12-18 14:00 | 45.924 | 72.3194
2029-12-18 15:00 | 46.4023 | 77.4698
2029-12-18 16:00 | 48.4882 | 80.1075
2029-12-18 17:00 | 51.7295 | 83.4163
2029-12-18 18:00 | 55.3762 | 86.5829
2029-12-18 19:00 | 51.9304 | 83.5237
2029-12-18 20:00 | 49.1291 | 79.5395
2029-12-18 21:00 | 46.2265 | 75.9194
2029-12-18 22:00 | 43.8373 | 73.758
2029-12-18 23:00 | 40.7323 | 70.5306
2029-12-19 | 37.6129 | 67.7169
2029-12-19 01:00 | 35.5499 | 61.6139
2029-12-19 02:00 | 35.65 | 58.4265
2029-12-19 03:00 | 36.5757 | 57.5256
2029-12-19 04:00 | 36.8079 | 56.4387
2029-12-19 05:00 | 37.4288 | 57.6885
2029-12-19 06:00 | 39.8494 | 62.2766
2029-12-19 07:00 | 46.5097 | 66.0127
2029-12-19 08:00 | 49.7835 | 70.6209
2029-12-19 09:00 | 49.5022 | 74.4409
2029-12-19 10:00 | 47.7078 | 75.1221
2029-12-19 11:00 | 46.1558 | 75.1133
2029-12-19 12:00 | 46.3522 | 73.8988
2029-12-19 13:00 | 45.8959 | 73.9547
2029-12-19 14:00 | 45.8587 | 70.73
2029-12-19 15:00 | 46.2891 | 75.4303
2029-12-19 16:00 | 48.3261 | 77.7351
2029-12-19 17:00 | 51.4749 | 81.9335
2029-12-19 18:00 | 55.5748 | 84.5053
2029-12-19 19:00 | 52.1118 | 81.4915
2029-12-19 20:00 | 49.179 | 77.1517
2029-12-19 21:00 | 46.3001 | 73.4826
2029-12-19 22:00 | 43.9216 | 71.1781
2029-12-19 23:00 | 40.7613 | 67.6047
2029-12-20 | 37.1161 | 65.7209
2029-12-20 01:00 | 34.9319 | 60.757
2029-12-20 02:00 | 34.9635 | 57.6304
2029-12-20 03:00 | 35.7974 | 56.9142
2029-12-20 04:00 | 35.9633 | 55.7525
2029-12-20 05:00 | 36.5348 | 57.3014
2029-12-20 06:00 | 38.8605 | 62.3952
2029-12-20 07:00 | 45.387 | 65.9462
2029-12-20 08:00 | 48.7427 | 70.1766
2029-12-20 09:00 | 49.1235 | 73.7474
2029-12-20 10:00 | 48.0179 | 74.3455
2029-12-20 11:00 | 46.8921 | 74.3664
2029-12-20 12:00 | 45.7586 | 73.501
2029-12-20 13:00 | 45.2771 | 73.312
2029-12-20 14:00 | 45.4265 | 69.8579
2029-12-20 15:00 | 45.8735 | 74.8496
2029-12-20 16:00 | 47.7445 | 77.4424
2029-12-20 17:00 | 50.5413 | 81.3133
2029-12-20 18:00 | 54.2742 | 84.4296
2029-12-20 19:00 | 50.702 | 81.5344
2029-12-20 20:00 | 47.7432 | 77.5866
2029-12-20 21:00 | 44.8397 | 73.9981
2029-12-20 22:00 | 42.5579 | 71.8981
2029-12-20 23:00 | 39.4932 | 68.625
2029-12-21 | 36.2294 | 65.6013
2029-12-21 01:00 | 34.7276 | 62.1294
2029-12-21 02:00 | 34.7828 | 58.9548
2029-12-21 03:00 | 35.6289 | 58.0839
2029-12-21 04:00 | 35.9045 | 56.864
2029-12-21 05:00 | 36.432 | 58.0517
2029-12-21 06:00 | 38.7348 | 63.4445
2029-12-21 07:00 | 45.4303 | 66.5756
2029-12-21 08:00 | 49.0885 | 70.7321
2029-12-21 09:00 | 49.4108 | 74.3701
2029-12-21 10:00 | 48.2797 | 75.0107
2029-12-21 11:00 | 46.8297 | 75.1338
2029-12-21 12:00 | 46.7879 | 75.2024
2029-12-21 13:00 | 46.1254 | 75.1823
2029-12-21 14:00 | 46.1407 | 71.6588
2029-12-21 15:00 | 46.1796 | 76.354
2029-12-21 16:00 | 47.8809 | 78.1873
2029-12-21 17:00 | 50.7494 | 80.8729
2029-12-21 18:00 | 55.0583 | 83.4519
2029-12-21 19:00 | 51.596 | 80.8247
2029-12-21 20:00 | 48.5324 | 76.8541
2029-12-21 21:00 | 45.68 | 73.513
2029-12-21 22:00 | 43.4638 | 71.5665
2029-12-21 23:00 | 40.4057 | 68.3714
2029-12-22 | 37.0007 | 65.2084
2029-12-22 01:00 | 35.0715 | 61.2536
2029-12-22 02:00 | 35.0355 | 58.3442
2029-12-22 03:00 | 35.7775 | 57.6166
2029-12-22 04:00 | 35.8054 | 56.3999
2029-12-22 05:00 | 35.8547 | 57.2633
2029-12-22 06:00 | 36.8465 | 60.2793
2029-12-22 07:00 | 41.7802 | 60.8123
2029-12-22 08:00 | 44.4192 | 63.7954
2029-12-22 09:00 | 45.415 | 68.3508
2029-12-22 10:00 | 44.9183 | 69.6508
2029-12-22 11:00 | 43.7837 | 68.9959
2029-12-22 12:00 | 44.1708 | 71.1173
2029-12-22 13:00 | 43.5732 | 71.0682
2029-12-22 14:00 | 43.4964 | 67.3563
2029-12-22 15:00 | 43.6916 | 72.3189
2029-12-22 16:00 | 45.7262 | 74.3836
2029-12-22 17:00 | 49.2977 | 78.1618
2029-12-22 18:00 | 53.3209 | 80.344
2029-12-22 19:00 | 49.7857 | 76.6421
2029-12-22 20:00 | 46.4113 | 71.5392
2029-12-22 21:00 | 43.0043 | 68.2826
2029-12-22 22:00 | 41.1577 | 67.6524
2029-12-22 23:00 | 38.7657 | 66.1978
2029-12-23 | 36.1311 | 65.0224
2029-12-23 01:00 | 33.7542 | 60.6426
2029-12-23 02:00 | 33.6407 | 57.8679
2029-12-23 03:00 | 34.2943 | 56.876
2029-12-23 04:00 | 34.3168 | 55.486
2029-12-23 05:00 | 34.3139 | 56.1128
2029-12-23 06:00 | 35.3241 | 58.4466
2029-12-23 07:00 | 39.7435 | 57.6741
2029-12-23 08:00 | 42.4545 | 59.0633
2029-12-23 09:00 | 44.3271 | 62.3952
2029-12-23 10:00 | 44.5961 | 63.8173
2029-12-23 11:00 | 44.0338 | 64.9813
2029-12-23 12:00 | 42.9866 | 64.6117
2029-12-23 13:00 | 42.8973 | 65.0956
2029-12-23 14:00 | 42.6471 | 62.2592
2029-12-23 15:00 | 43.226 | 68.5298
2029-12-23 16:00 | 45.6375 | 71.6771
2029-12-23 17:00 | 49.603 | 76.4992
2029-12-23 18:00 | 53.4084 | 81.0129
2029-12-23 19:00 | 50.2687 | 77.4873
2029-12-23 20:00 | 47.1831 | 72.71
2029-12-23 21:00 | 43.7957 | 69.2577
2029-12-23 22:00 | 41.7262 | 68.587
2029-12-23 23:00 | 39.2748 | 67.0294
2029-12-24 | 36.959 | 65.1012
2029-12-24 01:00 | 35.672 | 59.7238
2029-12-24 02:00 | 35.716 | 57.0317
2029-12-24 03:00 | 36.6103 | 56.3948
2029-12-24 04:00 | 36.7469 | 55.4038
2029-12-24 05:00 | 37.163 | 57.0214
2029-12-24 06:00 | 39.1292 | 62.3272
2029-12-24 07:00 | 45.0452 | 64.4776
2029-12-24 08:00 | 48.4783 | 66.6231
2029-12-24 09:00 | 50.0366 | 70.7127
2029-12-24 10:00 | 50.0222 | 72.1387
2029-12-24 11:00 | 49.0049 | 71.2369
2029-12-24 12:00 | 47.8172 | 70.0195
2029-12-24 13:00 | 47.5252 | 71.4882
2029-12-24 14:00 | 47.1989 | 70.0203
2029-12-24 15:00 | 47.7819 | 75.8781
2029-12-24 16:00 | 49.3899 | 76.724
2029-12-24 17:00 | 52.3666 | 80.0693
2029-12-24 18:00 | 53.6602 | 81.4963
2029-12-24 19:00 | 50.2777 | 77.1205
2029-12-24 20:00 | 47.0543 | 72.029
2029-12-24 21:00 | 44.082 | 68.2802
2029-12-24 22:00 | 42.602 | 68.0062
2029-12-24 23:00 | 40.5455 | 66.5709
2029-12-25 | 38.4213 | 63.4908
2029-12-25 01:00 | 35.9237 | 60.2921
2029-12-25 02:00 | 35.6142 | 57.2316
2029-12-25 03:00 | 36.1256 | 56.2254
2029-12-25 04:00 | 36.2472 | 54.7958
2029-12-25 05:00 | 36.6203 | 55.1343
2029-12-25 06:00 | 38.0638 | 60.1516
2029-12-25 07:00 | 42.8568 | 62.3255
2029-12-25 08:00 | 45.4187 | 63.9133
2029-12-25 09:00 | 47.0477 | 68.8271
2029-12-25 10:00 | 46.8049 | 71.1685
2029-12-25 11:00 | 45.6336 | 70.6512
2029-12-25 12:00 | 45.198 | 68.5571
2029-12-25 13:00 | 44.9932 | 67.5102
2029-12-25 14:00 | 44.7266 | 63.3578
2029-12-25 15:00 | 45.1051 | 68.3122
2029-12-25 16:00 | 47.2164 | 70.6992
2029-12-25 17:00 | 50.0699 | 74.5917
2029-12-25 18:00 | 50.8841 | 78.4806
2029-12-25 19:00 | 47.3945 | 73.7903
2029-12-25 20:00 | 44.7022 | 70.4699
2029-12-25 21:00 | 42.3918 | 68.0226
2029-12-25 22:00 | 41.3588 | 68.1987
2029-12-25 23:00 | 39.5353 | 67.8299
2029-12-26 | 37.3275 | 67.9067
2029-12-26 01:00 | 34.7226 | 61.3098
2029-12-26 02:00 | 34.7698 | 58.4673
2029-12-26 03:00 | 35.5312 | 57.5451
2029-12-26 04:00 | 35.7107 | 56.6657
2029-12-26 05:00 | 35.9083 | 57.5118
2029-12-26 06:00 | 37.097 | 62.2356
2029-12-26 07:00 | 41.3113 | 62.134
2029-12-26 08:00 | 42.738 | 62.1855
2029-12-26 09:00 | 43.4573 | 67.7493
2029-12-26 10:00 | 43.9418 | 71.2404
2029-12-26 11:00 | 44.1835 | 72.8234
2029-12-26 12:00 | 43.0705 | 70.3183
2029-12-26 13:00 | 43.0119 | 71.5572
2029-12-26 14:00 | 42.4016 | 69.2713
2029-12-26 15:00 | 42.6144 | 74.2223
2029-12-26 16:00 | 44.5291 | 75.0533
2029-12-26 17:00 | 47.8761 | 77.5562
2029-12-26 18:00 | 51.919 | 80.9053
2029-12-26 19:00 | 49.1208 | 78.3366
2029-12-26 20:00 | 46.0306 | 72.0126
2029-12-26 21:00 | 43.2588 | 67.6337
2029-12-26 22:00 | 41.6775 | 66.9131
2029-12-26 23:00 | 39.4291 | 66.6337
2029-12-27 | 36.4525 | 66.0795
2029-12-27 01:00 | 37.365 | 63.0094
2029-12-27 02:00 | 37.4853 | 60.0249
2029-12-27 03:00 | 38.3583 | 59.5347
2029-12-27 04:00 | 38.6414 | 58.1982
2029-12-27 05:00 | 39.1643 | 59.9454
2029-12-27 06:00 | 41.0287 | 65.3816
2029-12-27 07:00 | 47.4857 | 68.7794
2029-12-27 08:00 | 51.3277 | 73.6111
2029-12-27 09:00 | 51.7597 | 77.6392
2029-12-27 10:00 | 50.3417 | 78.1155
2029-12-27 11:00 | 48.7232 | 77.3855
2029-12-27 12:00 | 47.9548 | 75.8282
2029-12-27 13:00 | 47.2355 | 75.6596
2029-12-27 14:00 | 47.3007 | 72.1263
2029-12-27 15:00 | 47.9948 | 77.7598
2029-12-27 16:00 | 50.2115 | 79.6689
2029-12-27 17:00 | 53.2754 | 83.1801
2029-12-27 18:00 | 57.5144 | 86.1343
2029-12-27 19:00 | 54.1968 | 83.2436
2029-12-27 20:00 | 51.1784 | 78.9082
2029-12-27 21:00 | 48.2454 | 75.2637
2029-12-27 22:00 | 45.9522 | 73.0162
2029-12-27 23:00 | 42.7605 | 69.9971
2029-12-28 | 38.9937 | 67.775
2029-12-28 01:00 | 37.1202 | 63.2026
2029-12-28 02:00 | 37.1579 | 60.0715
2029-12-28 03:00 | 37.9955 | 59.2055
2029-12-28 04:00 | 38.2865 | 57.8461
2029-12-28 05:00 | 38.7476 | 59.0746
2029-12-28 06:00 | 40.7006 | 64.0391
2029-12-28 07:00 | 47.1985 | 67.0348
2029-12-28 08:00 | 51.1413 | 71.2488
2029-12-28 09:00 | 51.9704 | 74.6836
2029-12-28 10:00 | 50.9502 | 75.0042
2029-12-28 11:00 | 49.4635 | 74.7914
2029-12-28 12:00 | 48.0911 | 74.3132
2029-12-28 13:00 | 47.3678 | 74.4213
2029-12-28 14:00 | 47.2972 | 70.8955
2029-12-28 15:00 | 47.559 | 76.031
2029-12-28 16:00 | 49.3562 | 77.5729
2029-12-28 17:00 | 52.2038 | 79.9039
2029-12-28 18:00 | 55.2154 | 82.9151
2029-12-28 19:00 | 52.1596 | 80.4673
2029-12-28 20:00 | 49.1311 | 76.9236
2029-12-28 21:00 | 46.3308 | 73.8641
2029-12-28 22:00 | 44.1682 | 71.8774
2029-12-28 23:00 | 41.0996 | 69.2562
2029-12-29 | 37.6604 | 65.0254
2029-12-29 01:00 | 35.8285 | 62.3071
2029-12-29 02:00 | 35.7604 | 59.3269
2029-12-29 03:00 | 36.4628 | 58.5167
2029-12-29 04:00 | 36.6112 | 56.9647
2029-12-29 05:00 | 36.8242 | 57.6516
2029-12-29 06:00 | 38.1162 | 60.9188
2029-12-29 07:00 | 42.7805 | 60.8591
2029-12-29 08:00 | 45.1747 | 63.1704
2029-12-29 09:00 | 46.4943 | 67.6396
2029-12-29 10:00 | 46.3984 | 69.6119
2029-12-29 11:00 | 45.1707 | 70.4625
2029-12-29 12:00 | 43.7791 | 68.0516
2029-12-29 13:00 | 43.2529 | 68.5094
2029-12-29 14:00 | 42.8376 | 64.5239
2029-12-29 15:00 | 42.9621 | 69.8086
2029-12-29 16:00 | 44.8099 | 72.0338
2029-12-29 17:00 | 48.451 | 75.4706
2029-12-29 18:00 | 52.5944 | 79.0225
2029-12-29 19:00 | 49.851 | 75.2133
2029-12-29 20:00 | 46.6189 | 70.5331
2029-12-29 21:00 | 43.3244 | 67.5322
2029-12-29 22:00 | 41.5975 | 66.741
2029-12-29 23:00 | 39.3309 | 65.6464
2029-12-30 | 36.8277 | 64.9019
2029-12-30 01:00 | 34.9629 | 59.4184
2029-12-30 02:00 | 34.8562 | 56.7311
2029-12-30 03:00 | 35.5393 | 55.9467
2029-12-30 04:00 | 35.6059 | 54.4308
2029-12-30 05:00 | 35.6667 | 54.9617
2029-12-30 06:00 | 36.6989 | 57.6659
2029-12-30 07:00 | 40.9748 | 56.8503
2029-12-30 08:00 | 43.1913 | 58.65
2029-12-30 09:00 | 43.8829 | 62.0338
2029-12-30 10:00 | 43.1096 | 63.3496
2029-12-30 11:00 | 41.7007 | 64.3827
2029-12-30 12:00 | 43.0096 | 60.6194
2029-12-30 13:00 | 42.8801 | 61.186
2029-12-30 14:00 | 42.7496 | 58.0657
2029-12-30 15:00 | 43.3652 | 65.215
2029-12-30 16:00 | 45.6854 | 68.7123
2029-12-30 17:00 | 49.6547 | 73.7159
2029-12-30 18:00 | 53.2544 | 78.8548
2029-12-30 19:00 | 50.4127 | 75.1641
2029-12-30 20:00 | 47.1244 | 70.5757
2029-12-30 21:00 | 43.8727 | 67.4911
2029-12-30 22:00 | 41.8853 | 66.7457
2029-12-30 23:00 | 39.4061 | 65.4502
2029-12-31 | 36.5855 | 64.295
2029-12-31 01:00 | 34.7651 | 58.4404
2029-12-31 02:00 | 34.9288 | 57.1229
2029-12-31 03:00 | 35.74 | 56.2292
2029-12-31 04:00 | 36.0217 | 55.5225
2029-12-31 05:00 | 36.4076 | 56.459
2029-12-31 06:00 | 38.4876 | 62.3193
2029-12-31 07:00 | 43.6496 | 63.0511
2029-12-31 08:00 | 46.14 | 63.9072
2029-12-31 09:00 | 47.0792 | 66.9495
2029-12-31 10:00 | 46.98 | 67.7939
2029-12-31 11:00 | 46.3905 | 68.5762
2029-12-31 12:00 | 46.2077 | 67.1953
2029-12-31 13:00 | 46.4697 | 66.1901
2029-12-31 14:00 | 45.8441 | 64.3612
2029-12-31 15:00 | 45.8208 | 68.4772
2029-12-31 16:00 | 47.7533 | 71.0038
2029-12-31 17:00 | 51.1867 | 75.5715
2029-12-31 18:00 | 53.801 | 81.5427
2029-12-31 19:00 | 50.4492 | 78.1786
2029-12-31 20:00 | 46.529 | 73.2603
2029-12-31 21:00 | 42.6082 | 71.0571
2029-12-31 22:00 | 40.6452 | 70.2114
2029-12-31 23:00 | 38.7952 | 68.8773
2030-01-01 | 37.5629 | 67.5893
2030-01-01 01:00 | 35.4342 | 63.8274
2030-01-01 02:00 | 35.2095 | 60.5009
2030-01-01 03:00 | 35.438 | 59.0335
2030-01-01 04:00 | 35.2034 | 58.0211
2030-01-01 05:00 | 35.2787 | 59.1425
2030-01-01 06:00 | 36.4876 | 62.4923
2030-01-01 07:00 | 40.2219 | 60.6807
2030-01-01 08:00 | 41.0422 | 58.1718
2030-01-01 09:00 | 40.5646 | 59.2383
2030-01-01 10:00 | 39.9714 | 58.6308
2030-01-01 11:00 | 39.3817 | 59.8538
2030-01-01 12:00 | 40.3869 | 65.6148
2030-01-01 13:00 | 40.9248 | 66.3195
2030-01-01 14:00 | 41.2748 | 64.0988
2030-01-01 15:00 | 41.6641 | 69.1307
2030-01-01 16:00 | 43.9247 | 71.5051
2030-01-01 17:00 | 47.6342 | 74.7847
2030-01-01 18:00 | 51.5953 | 79.4829
2030-01-01 19:00 | 48.1975 | 75.5167
2030-01-01 20:00 | 44.7403 | 71.416
2030-01-01 21:00 | 41.3202 | 67.6402
2030-01-01 22:00 | 39.3251 | 66.3718
2030-01-01 23:00 | 36.979 | 66.3563
2030-01-02 | 35.6107 | 65.2447
2030-01-02 01:00 | 35.8854 | 63.586
2030-01-02 02:00 | 36.1397 | 60.2141
2030-01-02 03:00 | 36.9552 | 59.2188
2030-01-02 04:00 | 37.307 | 58.412
2030-01-02 05:00 | 37.9193 | 59.4526
2030-01-02 06:00 | 40.7366 | 63.133
2030-01-02 07:00 | 47.3561 | 67.0097
2030-01-02 08:00 | 50.9329 | 70.8981
2030-01-02 09:00 | 51.2168 | 72.4892
2030-01-02 10:00 | 49.6969 | 70.0367
2030-01-02 11:00 | 48.5197 | 67.9937
2030-01-02 12:00 | 47.5312 | 67.3344
2030-01-02 13:00 | 47.1418 | 66.6859
2030-01-02 14:00 | 47.1049 | 62.703
2030-01-02 15:00 | 47.4223 | 66.1559
2030-01-02 16:00 | 49.6452 | 70.4509
2030-01-02 17:00 | 52.6394 | 78.0274
2030-01-02 18:00 | 55.3163 | 84.0527
2030-01-02 19:00 | 51.8656 | 82.2666
2030-01-02 20:00 | 48.717 | 78.8653
2030-01-02 21:00 | 45.5817 | 75.5048
2030-01-02 22:00 | 43.1157 | 73.2473
2030-01-02 23:00 | 40.0935 | 69.1175
2030-01-03 | 37.7006 | 67.3042
2030-01-03 01:00 | 35.4142 | 62.891
2030-01-03 02:00 | 35.6547 | 59.6714
2030-01-03 03:00 | 36.4678 | 58.8477
2030-01-03 04:00 | 36.8345 | 57.9906
2030-01-03 05:00 | 37.4731 | 59.5675
2030-01-03 06:00 | 40.3304 | 64.9811
2030-01-03 07:00 | 46.8495 | 68.6965
2030-01-03 08:00 | 50.3251 | 72.5568
2030-01-03 09:00 | 50.4924 | 74.1926
2030-01-03 10:00 | 48.9848 | 72.3097
2030-01-03 11:00 | 47.7689 | 70.1134
2030-01-03 12:00 | 46.6532 | 72.0985
2030-01-03 13:00 | 46.2215 | 71.5458
2030-01-03 14:00 | 46.1999 | 68.151
2030-01-03 15:00 | 46.5062 | 71.604
2030-01-03 16:00 | 48.6751 | 75.0905
2030-01-03 17:00 | 51.4609 | 80.129
2030-01-03 18:00 | 54.81 | 83.9751
2030-01-03 19:00 | 51.5352 | 82.0124
2030-01-03 20:00 | 48.5103 | 78.8469
2030-01-03 21:00 | 45.4288 | 75.5519
2030-01-03 22:00 | 43.0513 | 73.719
2030-01-03 23:00 | 40.1025 | 69.9769
2030-01-04 | 37.6587 | 66.3158
2030-01-04 01:00 | 35.492 | 62.5493
2030-01-04 02:00 | 35.6938 | 59.4186
2030-01-04 03:00 | 36.4913 | 58.3745
2030-01-04 04:00 | 36.8628 | 57.2705
2030-01-04 05:00 | 37.4609 | 58.2695
2030-01-04 06:00 | 40.2778 | 63.08
2030-01-04 07:00 | 46.7573 | 66.5263
2030-01-04 08:00 | 50.2622 | 70.0424
2030-01-04 09:00 | 50.4049 | 72.2639
2030-01-04 10:00 | 48.9994 | 70.7961
2030-01-04 11:00 | 47.7477 | 69.4106
2030-01-04 12:00 | 47.5121 | 68.7736
2030-01-04 13:00 | 47.0641 | 68.4392
2030-01-04 14:00 | 46.8875 | 64.6959
2030-01-04 15:00 | 46.9582 | 68.1453
2030-01-04 16:00 | 48.7954 | 71.1051
2030-01-04 17:00 | 51.4711 | 75.7572
2030-01-04 18:00 | 53.9685 | 82.5261
2030-01-04 19:00 | 50.6124 | 79.2696
2030-01-04 20:00 | 47.3089 | 75.0063
2030-01-04 21:00 | 44.263 | 71.4339
2030-01-04 22:00 | 41.9368 | 69.6299
2030-01-04 23:00 | 39.0717 | 66.446
2030-01-05 | 36.3967 | 63.3936
2030-01-05 01:00 | 34.2712 | 59.5765
2030-01-05 02:00 | 34.391 | 56.7394
2030-01-05 03:00 | 35.0908 | 55.9564
2030-01-05 04:00 | 35.3318 | 54.3598
2030-01-05 05:00 | 35.5472 | 54.5745
2030-01-05 06:00 | 37.2649 | 57.7793
2030-01-05 07:00 | 42.1145 | 58.0849
2030-01-05 08:00 | 44.8438 | 61.1263
2030-01-05 09:00 | 46.2784 | 64.9171
2030-01-05 10:00 | 46.1311 | 65.6039
2030-01-05 11:00 | 45.4968 | 65.8381
2030-01-05 12:00 | 44.6858 | 63.0874
2030-01-05 13:00 | 44.4109 | 63.269
2030-01-05 14:00 | 43.9298 | 59.3888
2030-01-05 15:00 | 44.0482 | 63.9019
2030-01-05 16:00 | 46.2048 | 67.8482
2030-01-05 17:00 | 49.5101 | 72.609
2030-01-05 18:00 | 53.0223 | 76.9495
2030-01-05 19:00 | 49.5353 | 72.3729
2030-01-05 20:00 | 45.815 | 67.3877
2030-01-05 21:00 | 42.2455 | 64.1972
2030-01-05 22:00 | 40.3415 | 63.6328
2030-01-05 23:00 | 38.1558 | 61.9855
2030-01-06 | 36.0675 | 61.7927
2030-01-06 01:00 | 34.0025 | 56.3611
2030-01-06 02:00 | 34.067 | 53.5265
2030-01-06 03:00 | 34.678 | 52.7626
2030-01-06 04:00 | 34.7954 | 51.2712
2030-01-06 05:00 | 34.7726 | 51.391
2030-01-06 06:00 | 35.8381 | 54.286
2030-01-06 07:00 | 40.3114 | 54.1355
2030-01-06 08:00 | 42.9849 | 57.1966
2030-01-06 09:00 | 44.0612 | 61.6169
2030-01-06 10:00 | 43.3669 | 63.0645
2030-01-06 11:00 | 42.7557 | 64.1485
2030-01-06 12:00 | 42.0558 | 62.1473
2030-01-06 13:00 | 41.9747 | 62.8198
2030-01-06 14:00 | 41.7466 | 60.721
2030-01-06 15:00 | 42.1735 | 66.3709
2030-01-06 16:00 | 44.7627 | 70.2475
2030-01-06 17:00 | 48.4893 | 75.0206
2030-01-06 18:00 | 51.9347 | 77.594
2030-01-06 19:00 | 48.5338 | 74.8742
2030-01-06 20:00 | 44.9699 | 70.9041
2030-01-06 21:00 | 41.638 | 67.6798
2030-01-06 22:00 | 39.4964 | 67.0029
2030-01-06 23:00 | 37.1784 | 64.951
2030-01-07 | 35.7022 | 62.1825
2030-01-07 01:00 | 33.0059 | 58.7966
2030-01-07 02:00 | 33.3131 | 56.1329
2030-01-07 03:00 | 34.1969 | 55.6362
2030-01-07 04:00 | 34.5864 | 54.5341
2030-01-07 05:00 | 35.2519 | 56.1167
2030-01-07 06:00 | 38.0931 | 61.2397
2030-01-07 07:00 | 44.7964 | 65.3792
2030-01-07 08:00 | 48.0711 | 70.3972
2030-01-07 09:00 | 48.0118 | 74.3425
2030-01-07 10:00 | 46.6192 | 74.1118
2030-01-07 11:00 | 45.3756 | 73.2096
2030-01-07 12:00 | 44.3034 | 74.072
2030-01-07 13:00 | 43.9999 | 74.4097
2030-01-07 14:00 | 43.9846 | 70.8854
2030-01-07 15:00 | 44.4581 | 74.7779
2030-01-07 16:00 | 46.6132 | 77.903
2030-01-07 17:00 | 49.4079 | 82.8575
2030-01-07 18:00 | 53.7281 | 85.5844
2030-01-07 19:00 | 50.0642 | 82.0426
2030-01-07 20:00 | 46.597 | 77.3194
2030-01-07 21:00 | 43.4497 | 73.2898
2030-01-07 22:00 | 41.0211 | 71.2706
2030-01-07 23:00 | 38.1012 | 67.8005
2030-01-08 | 34.7656 | 65.27
2030-01-08 01:00 | 33.9803 | 61.2555
2030-01-08 02:00 | 34.3212 | 58.2493
2030-01-08 03:00 | 35.1944 | 57.5966
2030-01-08 04:00 | 35.7542 | 56.3595
2030-01-08 05:00 | 36.4229 | 57.7421
2030-01-08 06:00 | 39.2294 | 63.8459
2030-01-08 07:00 | 46.0631 | 67.7313
2030-01-08 08:00 | 50.0707 | 72.535
2030-01-08 09:00 | 50.6444 | 76.4938
2030-01-08 10:00 | 49.5559 | 76.5417
2030-01-08 11:00 | 48.5142 | 76.2575
2030-01-08 12:00 | 46.7671 | 75.1629
2030-01-08 13:00 | 46.2883 | 74.8573
2030-01-08 14:00 | 46.2586 | 70.6922
2030-01-08 15:00 | 46.6755 | 74.6496
2030-01-08 16:00 | 49.1246 | 78.0303
2030-01-08 17:00 | 52.2647 | 81.9227
2030-01-08 18:00 | 55.7904 | 86.868
2030-01-08 19:00 | 52.9812 | 83.8353
2030-01-08 20:00 | 50.1905 | 79.956
2030-01-08 21:00 | 47.3579 | 76.5073
2030-01-08 22:00 | 45.0757 | 74.6987
2030-01-08 23:00 | 42.1448 | 71.5242
2030-01-09 | 39.3011 | 67.021
2030-01-09 01:00 | 37.3892 | 63.6317
2030-01-09 02:00 | 37.7438 | 60.4332
2030-01-09 03:00 | 38.7036 | 59.723
2030-01-09 04:00 | 39.2091 | 58.8128
2030-01-09 05:00 | 39.9292 | 60.1832
2030-01-09 06:00 | 42.6544 | 64.4427
2030-01-09 07:00 | 49.3866 | 68.3137
2030-01-09 08:00 | 53.0637 | 72.8377
2030-01-09 09:00 | 52.4192 | 75.3004
2030-01-09 10:00 | 49.7917 | 73.4306
2030-01-09 11:00 | 47.5817 | 71.3615
2030-01-09 12:00 | 47.7554 | 70.4737
2030-01-09 13:00 | 47.398 | 70.118
2030-01-09 14:00 | 46.7642 | 66.0093
2030-01-09 15:00 | 47.3147 | 70.1781
2030-01-09 16:00 | 49.6792 | 73.7818
2030-01-09 17:00 | 52.8458 | 80.1227
2030-01-09 18:00 | 56.1465 | 86.8238
2030-01-09 19:00 | 53.2421 | 84.6055
2030-01-09 20:00 | 50.2317 | 81.0091
2030-01-09 21:00 | 47.2753 | 77.6658
2030-01-09 22:00 | 44.8047 | 75.4739
2030-01-09 23:00 | 41.8539 | 71.8537
2030-01-10 | 38.7175 | 68.2964
2030-01-10 01:00 | 37.3201 | 66.0367
2030-01-10 02:00 | 37.5906 | 62.7767
2030-01-10 03:00 | 38.5271 | 62.1852
2030-01-10 04:00 | 39.0403 | 61.2626
2030-01-10 05:00 | 39.7077 | 62.8794
2030-01-10 06:00 | 42.2557 | 67.7418
2030-01-10 07:00 | 48.9075 | 71.445
2030-01-10 08:00 | 52.7192 | 75.9598
2030-01-10 09:00 | 53.1655 | 78.6557
2030-01-10 10:00 | 51.4933 | 77.1874
2030-01-10 11:00 | 49.8196 | 74.6025
2030-01-10 12:00 | 49.5201 | 73.719
2030-01-10 13:00 | 49.3674 | 73.0206
2030-01-10 14:00 | 49.1637 | 69.0941
2030-01-10 15:00 | 49.5929 | 73.6822
2030-01-10 16:00 | 51.8655 | 77.0356
2030-01-10 17:00 | 54.2476 | 82.6751
2030-01-10 18:00 | 57.2871 | 87.3145
2030-01-10 19:00 | 54.1257 | 85.5398
2030-01-10 20:00 | 50.7288 | 81.9616
2030-01-10 21:00 | 47.5555 | 78.3296
2030-01-10 22:00 | 45.1471 | 76.0844
2030-01-10 23:00 | 42.0699 | 72.4958
2030-01-11 | 39.0963 | 70.4723
2030-01-11 01:00 | 38.0086 | 64.3699
2030-01-11 02:00 | 38.2549 | 61.4102
2030-01-11 03:00 | 39.0713 | 60.7694
2030-01-11 04:00 | 39.6036 | 59.6012
2030-01-11 05:00 | 40.1563 | 60.9092
2030-01-11 06:00 | 42.6292 | 66.5648
2030-01-11 07:00 | 49.1046 | 70.1632
2030-01-11 08:00 | 53.0347 | 74.5829
2030-01-11 09:00 | 53.5683 | 77.6876
2030-01-11 10:00 | 51.9397 | 77.0916
2030-01-11 11:00 | 50.1272 | 75.5231
2030-01-11 12:00 | 49.2125 | 71.2439
2030-01-11 13:00 | 48.6334 | 70.7735
2030-01-11 14:00 | 48.3988 | 67.2092
2030-01-11 15:00 | 48.5801 | 71.3247
2030-01-11 16:00 | 50.6622 | 73.7396
2030-01-11 17:00 | 53.2879 | 77.8858
2030-01-11 18:00 | 56.213 | 84.9448
2030-01-11 19:00 | 53.6417 | 82.1449
2030-01-11 20:00 | 50.4353 | 77.9578
2030-01-11 21:00 | 47.4644 | 74.3494
2030-01-11 22:00 | 45.2153 | 72.4304
2030-01-11 23:00 | 42.2118 | 69.5019
2030-01-12 | 38.9141 | 65.796
2030-01-12 01:00 | 37.8454 | 63.8738
2030-01-12 02:00 | 38.0724 | 61.0003
2030-01-12 03:00 | 38.8233 | 60.0217
2030-01-12 04:00 | 39.2744 | 58.3625
2030-01-12 05:00 | 39.8951 | 59.0095
2030-01-12 06:00 | 41.8404 | 61.9307
2030-01-12 07:00 | 46.2251 | 61.7763
2030-01-12 08:00 | 47.6121 | 63.5847
2030-01-12 09:00 | 48.3233 | 66.994
2030-01-12 10:00 | 47.8721 | 67.9125
2030-01-12 11:00 | 46.2822 | 68.2557
2030-01-12 12:00 | 45.1055 | 65.3287
2030-01-12 13:00 | 45.0011 | 65.8439
2030-01-12 14:00 | 44.5679 | 61.3494
2030-01-12 15:00 | 44.5892 | 65.6167
2030-01-12 16:00 | 46.4395 | 68.9741
2030-01-12 17:00 | 49.9543 | 73.3315
2030-01-12 18:00 | 56.1047 | 78.814
2030-01-12 19:00 | 53.5988 | 74.3989
2030-01-12 20:00 | 49.9254 | 69.2329
2030-01-12 21:00 | 45.6288 | 65.7024
2030-01-12 22:00 | 43.4814 | 65.1288
2030-01-12 23:00 | 41.1185 | 64.2195
2030-01-13 | 39.2009 | 64.1812
2030-01-13 01:00 | 37.5818 | 61.3799
2030-01-13 02:00 | 37.6234 | 58.3651
2030-01-13 03:00 | 38.1151 | 57.5415
2030-01-13 04:00 | 38.3513 | 56.1387
2030-01-13 05:00 | 38.5317 | 56.314
2030-01-13 06:00 | 39.5405 | 59.1877
2030-01-13 07:00 | 43.7342 | 58.9972
2030-01-13 08:00 | 45.6866 | 60.7124
2030-01-13 09:00 | 47.0461 | 65.5407
2030-01-13 10:00 | 46.526 | 67.8502
2030-01-13 11:00 | 45.5221 | 69.2684
2030-01-13 12:00 | 44.4598 | 61.4089
2030-01-13 13:00 | 44.664 | 61.8906
2030-01-13 14:00 | 44.5056 | 59.5721
2030-01-13 15:00 | 44.9602 | 65.0888
2030-01-13 16:00 | 47.1318 | 68.3561
2030-01-13 17:00 | 50.5661 | 74.439
2030-01-13 18:00 | 54.8626 | 82.7172
2030-01-13 19:00 | 51.8966 | 79.4246
2030-01-13 20:00 | 47.9303 | 74.2348
2030-01-13 21:00 | 44.2388 | 69.8905
2030-01-13 22:00 | 41.8153 | 68.5883
2030-01-13 23:00 | 39.3373 | 66.9806
2030-01-14 | 37.3248 | 66.4007
2030-01-14 01:00 | 36.7772 | 60.9348
2030-01-14 02:00 | 37.2672 | 58.3886
2030-01-14 03:00 | 38.1862 | 58.1585
2030-01-14 04:00 | 38.8772 | 56.9919
2030-01-14 05:00 | 39.4443 | 58.8074
2030-01-14 06:00 | 41.6811 | 64.7265
2030-01-14 07:00 | 48.4328 | 68.681
2030-01-14 08:00 | 52.8449 | 73.68
2030-01-14 09:00 | 53.8141 | 77.2322
2030-01-14 10:00 | 52.5731 | 77.0461
2030-01-14 11:00 | 50.9583 | 76.1418
2030-01-14 12:00 | 49.4047 | 73.9337
2030-01-14 13:00 | 48.7715 | 74.2651
2030-01-14 14:00 | 48.873 | 71.0875
2030-01-14 15:00 | 49.4778 | 75.9159
2030-01-14 16:00 | 52.2689 | 78.7875
2030-01-14 17:00 | 55.2045 | 83.4989
2030-01-14 18:00 | 59.3416 | 86.9325
2030-01-14 19:00 | 56.6365 | 83.8096
2030-01-14 20:00 | 53.3921 | 79.0161
2030-01-14 21:00 | 50.1768 | 74.8946
2030-01-14 22:00 | 47.7701 | 72.7597
2030-01-14 23:00 | 44.5179 | 69.5572
2030-01-15 | 41.5469 | 67.2163
2030-01-15 01:00 | 40.4047 | 63.9542
2030-01-15 02:00 | 40.8384 | 60.9394
2030-01-15 03:00 | 41.7259 | 60.5034
2030-01-15 04:00 | 42.3799 | 59.1732
2030-01-15 05:00 | 43.0471 | 60.5368
2030-01-15 06:00 | 45.404 | 65.9654
2030-01-15 07:00 | 51.6885 | 69.9417
2030-01-15 08:00 | 55.6227 | 75.1955
2030-01-15 09:00 | 55.2054 | 79.7307
2030-01-15 10:00 | 52.5148 | 79.762
2030-01-15 11:00 | 50.078 | 78.7743
2030-01-15 12:00 | 48.8849 | 77.335
2030-01-15 13:00 | 47.9352 | 77.2742
2030-01-15 14:00 | 47.5274 | 73.1927
2030-01-15 15:00 | 48.3131 | 78.7055
2030-01-15 16:00 | 51.1125 | 81.4187
2030-01-15 17:00 | 54.6613 | 85.2771
2030-01-15 18:00 | 58.8243 | 89.1798
2030-01-15 19:00 | 56.6043 | 85.9974
2030-01-15 20:00 | 53.8224 | 81.2861
2030-01-15 21:00 | 50.7403 | 77.284
2030-01-15 22:00 | 48.2756 | 74.9738
2030-01-15 23:00 | 45.1402 | 72.0455
2030-01-16 | 42.2753 | 69.8331
2030-01-16 01:00 | 40.6712 | 65.8573
2030-01-16 02:00 | 40.9916 | 62.7419
2030-01-16 03:00 | 41.807 | 62.4736
2030-01-16 04:00 | 42.3507 | 61.4971
2030-01-16 05:00 | 42.8736 | 62.8566
2030-01-16 06:00 | 45.0413 | 67.8861
2030-01-16 07:00 | 51.2593 | 71.8708
2030-01-16 08:00 | 55.0613 | 76.9881
2030-01-16 09:00 | 55.5881 | 80.05
2030-01-16 10:00 | 53.6323 | 78.7664
2030-01-16 11:00 | 51.961 | 76.6487
2030-01-16 12:00 | 50.9861 | 73.2721
2030-01-16 13:00 | 50.5037 | 72.7906
2030-01-16 14:00 | 50.4318 | 68.9902
2030-01-16 15:00 | 51.2227 | 74.1108
2030-01-16 16:00 | 53.8749 | 77.309
2030-01-16 17:00 | 56.7672 | 83.8332
2030-01-16 18:00 | 60.6912 | 89.5748
2030-01-16 19:00 | 57.7722 | 88.4717
2030-01-16 20:00 | 54.1801 | 85.2209
2030-01-16 21:00 | 50.8809 | 81.864
2030-01-16 22:00 | 48.3623 | 79.3392
2030-01-16 23:00 | 45.0093 | 75.619
2030-01-17 | 41.4255 | 71.9464
2030-01-17 01:00 | 40.6595 | 66.3141
2030-01-17 02:00 | 41.0388 | 63.4162
2030-01-17 03:00 | 41.8306 | 63.2396
2030-01-17 04:00 | 42.4055 | 62.0585
2030-01-17 05:00 | 42.9622 | 63.7268
2030-01-17 06:00 | 45.0734 | 69.1977
2030-01-17 07:00 | 51.3643 | 73.2171
2030-01-17 08:00 | 55.5129 | 78.3158
2030-01-17 09:00 | 55.6031 | 82.0928
2030-01-17 10:00 | 53.2502 | 81.8895
2030-01-17 11:00 | 50.6153 | 80.1103
2030-01-17 12:00 | 49.6614 | 74.5374
2030-01-17 13:00 | 48.6542 | 74.1475
2030-01-17 14:00 | 48.699 | 70.8707
2030-01-17 15:00 | 49.2484 | 76.3161
2030-01-17 16:00 | 51.9458 | 79.0159
2030-01-17 17:00 | 55.0386 | 83.6508
2030-01-17 18:00 | 58.6154 | 89.6729
2030-01-17 19:00 | 56.5553 | 87.4153
2030-01-17 20:00 | 53.6779 | 83.1238
2030-01-17 21:00 | 50.6068 | 79.1791
2030-01-17 22:00 | 48.3289 | 76.7925
2030-01-17 23:00 | 45.1215 | 73.5717
2030-01-18 | 42.34 | 70.926
2030-01-18 01:00 | 39.9405 | 66.9365
2030-01-18 02:00 | 40.1768 | 63.8515
2030-01-18 03:00 | 40.87 | 63.2417
2030-01-18 04:00 | 41.3418 | 62.007
2030-01-18 05:00 | 41.8912 | 63.0931
2030-01-18 06:00 | 44.0161 | 67.6709
2030-01-18 07:00 | 49.951 | 71.1579
2030-01-18 08:00 | 53.5956 | 75.1516
2030-01-18 09:00 | 54.0678 | 77.58
2030-01-18 10:00 | 52.3131 | 75.976
2030-01-18 11:00 | 50.5587 | 73.7005
2030-01-18 12:00 | 48.2718 | 72.399
2030-01-18 13:00 | 47.3726 | 72.3933
2030-01-18 14:00 | 47.306 | 68.942
2030-01-18 15:00 | 47.7088 | 74.3336
2030-01-18 16:00 | 49.8102 | 76.3813
2030-01-18 17:00 | 52.627 | 80.1441
2030-01-18 18:00 | 56.5661 | 85.8048
2030-01-18 19:00 | 53.7121 | 83.3772
2030-01-18 20:00 | 50.2629 | 78.9017
2030-01-18 21:00 | 46.9963 | 75.095
2030-01-18 22:00 | 44.634 | 72.7222
2030-01-18 23:00 | 41.5582 | 69.9776
2030-01-19 | 38.3908 | 67.8805
2030-01-19 01:00 | 36.939 | 64.4846
2030-01-19 02:00 | 37.0671 | 61.6876
2030-01-19 03:00 | 37.6109 | 61.3355
2030-01-19 04:00 | 38.0236 | 59.9965
2030-01-19 05:00 | 38.5614 | 60.6559
2030-01-19 06:00 | 40.5832 | 65.4079
2030-01-19 07:00 | 44.8495 | 66.1894
2030-01-19 08:00 | 46.5599 | 68.1473
2030-01-19 09:00 | 47.9528 | 73.5033
2030-01-19 10:00 | 48.0136 | 75.8554
2030-01-19 11:00 | 47.1877 | 75.7115
2030-01-19 12:00 | 46.3474 | 76.3511
2030-01-19 13:00 | 46.3852 | 77.1559
2030-01-19 14:00 | 45.637 | 73.2469
2030-01-19 15:00 | 45.6546 | 76.9524
2030-01-19 16:00 | 47.2398 | 78.2391
2030-01-19 17:00 | 50.3118 | 80.249
2030-01-19 18:00 | 54.3222 | 81.5527
2030-01-19 19:00 | 51.5846 | 79.0097
2030-01-19 20:00 | 47.4817 | 75.1152
2030-01-19 21:00 | 43.6317 | 72.1135
2030-01-19 22:00 | 41.6409 | 71.1793
2030-01-19 23:00 | 39.385 | 70.0442
2030-01-20 | 37.7968 | 67.0329
2030-01-20 01:00 | 36.6399 | 64.7556
2030-01-20 02:00 | 36.8543 | 61.7914
2030-01-20 03:00 | 37.4905 | 61.212
2030-01-20 04:00 | 37.8181 | 60.3177
2030-01-20 05:00 | 38.2359 | 60.9411
2030-01-20 06:00 | 39.8402 | 64.0743
2030-01-20 07:00 | 43.969 | 64.3732
2030-01-20 08:00 | 45.6773 | 65.5361
2030-01-20 09:00 | 47.1374 | 69.9333
2030-01-20 10:00 | 47.1151 | 71.2488
2030-01-20 11:00 | 46.5918 | 70.348
2030-01-20 12:00 | 44.3533 | 66.1684
2030-01-20 13:00 | 44.4248 | 66.3722
2030-01-20 14:00 | 44.2709 | 63.905
2030-01-20 15:00 | 44.6243 | 69.2355
2030-01-20 16:00 | 46.8353 | 71.6773
2030-01-20 17:00 | 50.8436 | 77.8676
2030-01-20 18:00 | 55.3888 | 83.414
2030-01-20 19:00 | 53.629 | 82.2183
2030-01-20 20:00 | 50.1373 | 77.6542
2030-01-20 21:00 | 46.227 | 73.7403
2030-01-20 22:00 | 44.0858 | 72.4674
2030-01-20 23:00 | 41.4843 | 70.6991
2030-01-21 | 39.2611 | 69.9667
2030-01-21 01:00 | 38.5116 | 64.4782
2030-01-21 02:00 | 39.024 | 61.8034
2030-01-21 03:00 | 39.9498 | 61.8011
2030-01-21 04:00 | 40.621 | 60.7753
2030-01-21 05:00 | 41.3007 | 62.7655
2030-01-21 06:00 | 43.8382 | 68.4661
2030-01-21 07:00 | 50.4846 | 72.7515
2030-01-21 08:00 | 54.5515 | 78.4108
2030-01-21 09:00 | 54.3902 | 81.8466
2030-01-21 10:00 | 52.0605 | 80.6303
2030-01-21 11:00 | 49.6555 | 77.3257
2030-01-21 12:00 | 48.0584 | 79.5931
2030-01-21 13:00 | 47.2776 | 79.8039
2030-01-21 14:00 | 46.9886 | 76.7671
2030-01-21 15:00 | 47.6968 | 81.8776
2030-01-21 16:00 | 50.4757 | 83.6615
2030-01-21 17:00 | 53.7613 | 87.7049
2030-01-21 18:00 | 58.2145 | 90.9681
2030-01-21 19:00 | 56.2353 | 88.539
2030-01-21 20:00 | 53.3634 | 83.9226
2030-01-21 21:00 | 50.267 | 79.8814
2030-01-21 22:00 | 47.8341 | 77.409
2030-01-21 23:00 | 44.6387 | 74.1276
2030-01-22 | 41.5617 | 70.4349
2030-01-22 01:00 | 39.7989 | 66.5946
2030-01-22 02:00 | 40.1326 | 63.5282
2030-01-22 03:00 | 40.9453 | 63.243
2030-01-22 04:00 | 41.5026 | 61.9605
2030-01-22 05:00 | 42.2081 | 63.315
2030-01-22 06:00 | 44.7092 | 68.812
2030-01-22 07:00 | 50.7765 | 72.9926
2030-01-22 08:00 | 54.0129 | 78.485
2030-01-22 09:00 | 53.1458 | 83.1828
2030-01-22 10:00 | 50.3415 | 83.3752
2030-01-22 11:00 | 47.8976 | 81.8432
2030-01-22 12:00 | 46.4925 | 77.4294
2030-01-22 13:00 | 45.5794 | 76.9222
2030-01-22 14:00 | 45.4787 | 73.0838
2030-01-22 15:00 | 46.119 | 78.6526
2030-01-22 16:00 | 48.7158 | 80.9631
2030-01-22 17:00 | 52.0778 | 85.3152
2030-01-22 18:00 | 56.5303 | 89.4567
2030-01-22 19:00 | 54.4486 | 87.3318
2030-01-22 20:00 | 51.606 | 82.6288
2030-01-22 21:00 | 48.5295 | 78.6119
2030-01-22 22:00 | 46.1625 | 76.016
2030-01-22 23:00 | 43.0532 | 72.9126
2030-01-23 | 40.2658 | 71.7404
2030-01-23 01:00 | 38.6413 | 66.5191
2030-01-23 02:00 | 38.9293 | 63.3833
2030-01-23 03:00 | 39.6386 | 62.8725
2030-01-23 04:00 | 40.1171 | 61.8212
2030-01-23 05:00 | 40.7407 | 63.0675
2030-01-23 06:00 | 43.0789 | 68.5938
2030-01-23 07:00 | 49.355 | 72.3276
2030-01-23 08:00 | 52.892 | 76.8641
2030-01-23 09:00 | 52.9119 | 80.2894
2030-01-23 10:00 | 50.742 | 80.1132
2030-01-23 11:00 | 48.6102 | 78.9851
2030-01-23 12:00 | 48.3178 | 74.5288
2030-01-23 13:00 | 47.6951 | 74.6371
2030-01-23 14:00 | 47.7799 | 71.5753
2030-01-23 15:00 | 48.2214 | 76.6313
2030-01-23 16:00 | 50.4867 | 78.8425
2030-01-23 17:00 | 53.3108 | 83.0335
2030-01-23 18:00 | 56.3465 | 88.8679
2030-01-23 19:00 | 53.6778 | 86.9
2030-01-23 20:00 | 50.532 | 82.9189
2030-01-23 21:00 | 47.3321 | 79.3162
2030-01-23 22:00 | 44.9653 | 76.7996
2030-01-23 23:00 | 41.8292 | 73.5691
2030-01-24 | 39.1776 | 69.7453
2030-01-24 01:00 | 37.7638 | 66.1424
2030-01-24 02:00 | 38.0709 | 62.9733
2030-01-24 03:00 | 38.7565 | 62.7768
2030-01-24 04:00 | 39.2326 | 61.7009
2030-01-24 05:00 | 39.9108 | 63.1148
2030-01-24 06:00 | 42.3933 | 68.0986
2030-01-24 07:00 | 48.6245 | 72.2092
2030-01-24 08:00 | 52.225 | 77.3823
2030-01-24 09:00 | 52.006 | 81.8498
2030-01-24 10:00 | 49.7888 | 81.9169
2030-01-24 11:00 | 47.4885 | 79.9572
2030-01-24 12:00 | 45.7149 | 79.457
2030-01-24 13:00 | 44.7182 | 78.9717
2030-01-24 14:00 | 44.7638 | 75.2883
2030-01-24 15:00 | 45.1589 | 80.3361
2030-01-24 16:00 | 47.4337 | 82.1077
2030-01-24 17:00 | 50.5094 | 86.1867
2030-01-24 18:00 | 54.5198 | 89.9567
2030-01-24 19:00 | 52.5481 | 88.0709
2030-01-24 20:00 | 49.9389 | 83.827
2030-01-24 21:00 | 47.0411 | 79.8164
2030-01-24 22:00 | 44.8779 | 77.0939
2030-01-24 23:00 | 41.9249 | 73.9095
2030-01-25 | 38.9261 | 71.2721
2030-01-25 01:00 | 37.3865 | 66.6747
2030-01-25 02:00 | 37.6554 | 63.6206
2030-01-25 03:00 | 38.3575 | 63.7198
2030-01-25 04:00 | 38.8557 | 62.6952
2030-01-25 05:00 | 39.5429 | 64.0125
2030-01-25 06:00 | 42.0429 | 69.2579
2030-01-25 07:00 | 48.2686 | 73.7436
2030-01-25 08:00 | 51.5687 | 79.9737
2030-01-25 09:00 | 50.9423 | 85.4436
2030-01-25 10:00 | 48.5689 | 86.472
2030-01-25 11:00 | 46.2106 | 84.9101
2030-01-25 12:00 | 46.0136 | 81.6227
2030-01-25 13:00 | 45.1876 | 80.9436
2030-01-25 14:00 | 44.9861 | 77.601
2030-01-25 15:00 | 45.0415 | 82.3688
2030-01-25 16:00 | 46.8873 | 83.4228
2030-01-25 17:00 | 49.6912 | 86.9625
2030-01-25 18:00 | 52.694 | 88.7519
2030-01-25 19:00 | 50.723 | 88.5036
2030-01-25 20:00 | 48.005 | 84.8575
2030-01-25 21:00 | 45.1506 | 81.3605
2030-01-25 22:00 | 43.016 | 78.8631
2030-01-25 23:00 | 40.1862 | 75.2012
2030-01-26 | 37.5921 | 71.831
2030-01-26 01:00 | 36.1518 | 68.0667
2030-01-26 02:00 | 36.3026 | 65.5745
2030-01-26 03:00 | 36.885 | 65.5483
2030-01-26 04:00 | 37.2122 | 64.8388
2030-01-26 05:00 | 37.6679 | 66.0803
2030-01-26 06:00 | 39.3475 | 70.2336
2030-01-26 07:00 | 43.9751 | 71.7476
2030-01-26 08:00 | 45.9922 | 73.1574
2030-01-26 09:00 | 46.4606 | 78.1437
2030-01-26 10:00 | 45.463 | 79.3047
2030-01-26 11:00 | 43.7436 | 76.7461
2030-01-26 12:00 | 42.5953 | 78.7113
2030-01-26 13:00 | 42.1182 | 78.7969
2030-01-26 14:00 | 41.6189 | 74.859
2030-01-26 15:00 | 41.5521 | 79.318
2030-01-26 16:00 | 43.3665 | 80.1193
2030-01-26 17:00 | 46.7754 | 84.1025
2030-01-26 18:00 | 50.941 | 88.085
2030-01-26 19:00 | 48.9269 | 85.2516
2030-01-26 20:00 | 45.6488 | 79.1082
2030-01-26 21:00 | 42.2405 | 74.9792
2030-01-26 22:00 | 40.4612 | 73.9907
2030-01-26 23:00 | 38.3553 | 72.9564
2030-01-27 | 36.2963 | 71.773
2030-01-27 01:00 | 34.9365 | 68.9082
2030-01-27 02:00 | 35.0603 | 66.376
2030-01-27 03:00 | 35.5991 | 65.624
2030-01-27 04:00 | 35.8527 | 64.3647
2030-01-27 05:00 | 36.1664 | 65.1358
2030-01-27 06:00 | 37.556 | 66.9236
2030-01-27 07:00 | 41.693 | 66.9644
2030-01-27 08:00 | 43.5659 | 67.3367
2030-01-27 09:00 | 44.0113 | 71.4342
2030-01-27 10:00 | 42.9893 | 73.4501
2030-01-27 11:00 | 41.7368 | 73.1559
2030-01-27 12:00 | 42.4661 | 70.6166
2030-01-27 13:00 | 42.5167 | 71.4865
2030-01-27 14:00 | 42.1953 | 67.872
2030-01-27 15:00 | 42.6135 | 73.0575
2030-01-27 16:00 | 44.8492 | 75.1353
2030-01-27 17:00 | 48.4789 | 79.4952
2030-01-27 18:00 | 52.5726 | 84.594
2030-01-27 19:00 | 50.1197 | 81.8725
2030-01-27 20:00 | 46.6251 | 76.8817
2030-01-27 21:00 | 43.0385 | 73.1595
2030-01-27 22:00 | 40.9189 | 72.282
2030-01-27 23:00 | 38.5451 | 71.2169
2030-01-28 | 36.5755 | 70.1215
2030-01-28 01:00 | 35.2565 | 65.755
2030-01-28 02:00 | 35.6448 | 62.813
2030-01-28 03:00 | 36.3949 | 62.7622
2030-01-28 04:00 | 36.9127 | 61.7265
2030-01-28 05:00 | 37.6368 | 63.1135
2030-01-28 06:00 | 40.419 | 67.7645
2030-01-28 07:00 | 46.869 | 71.9858
2030-01-28 08:00 | 50.2076 | 77.1626
2030-01-28 09:00 | 50.2306 | 81.961
2030-01-28 10:00 | 48.6021 | 82.1664
2030-01-28 11:00 | 47.1793 | 80.4693
2030-01-28 12:00 | 46.3336 | 78.9767
2030-01-28 13:00 | 45.9245 | 79.1723
2030-01-28 14:00 | 45.802 | 75.6621
2030-01-28 15:00 | 46.3894 | 81.0935
2030-01-28 16:00 | 48.5458 | 83.0822
2030-01-28 17:00 | 51.2541 | 87.6605
2030-01-28 18:00 | 53.6858 | 90.95
2030-01-28 19:00 | 51.3016 | 89.2625
2030-01-28 20:00 | 48.3723 | 84.8869
2030-01-28 21:00 | 45.2811 | 80.7202
2030-01-28 22:00 | 42.9293 | 77.641
2030-01-28 23:00 | 39.998 | 74.4521
2030-01-29 | 37.6172 | 71.6504
2030-01-29 01:00 | 35.8464 | 67.7443
2030-01-29 02:00 | 36.1588 | 64.3763
2030-01-29 03:00 | 36.8828 | 64.1079
2030-01-29 04:00 | 37.3777 | 63.2341
2030-01-29 05:00 | 38.2012 | 64.9264
2030-01-29 06:00 | 40.8472 | 69.6536
2030-01-29 07:00 | 47.0518 | 74.1995
2030-01-29 08:00 | 49.8572 | 79.908
2030-01-29 09:00 | 48.7041 | 83.6763
2030-01-29 10:00 | 46.2015 | 83.7294
2030-01-29 11:00 | 44.1317 | 82.1798
2030-01-29 12:00 | 42.8231 | 77.0994
2030-01-29 13:00 | 42.0214 | 76.3959
2030-01-29 14:00 | 42.0265 | 73.3409
2030-01-29 15:00 | 42.4159 | 78.8233
2030-01-29 16:00 | 44.605 | 81.1987
2030-01-29 17:00 | 47.8556 | 85.5158
2030-01-29 18:00 | 52.2449 | 89.217
2030-01-29 19:00 | 50.4314 | 88.8575
2030-01-29 20:00 | 48.0137 | 85.0846
2030-01-29 21:00 | 45.2234 | 81.5284
2030-01-29 22:00 | 43.036 | 79.0868
2030-01-29 23:00 | 40.155 | 75.5274
2030-01-30 | 37.4697 | 72.882
2030-01-30 01:00 | 35.8929 | 67.4234
2030-01-30 02:00 | 36.1932 | 64.3343
2030-01-30 03:00 | 36.8947 | 64.2191
2030-01-30 04:00 | 37.3479 | 63.2257
2030-01-30 05:00 | 38.1385 | 64.6718
2030-01-30 06:00 | 40.8398 | 69.5305
2030-01-30 07:00 | 47.2344 | 73.7998
2030-01-30 08:00 | 50.222 | 79.0302
2030-01-30 09:00 | 49.3136 | 83.3045
2030-01-30 10:00 | 46.7828 | 83.1381
2030-01-30 11:00 | 44.6392 | 81.3584
2030-01-30 12:00 | 43.4402 | 76.227
2030-01-30 13:00 | 42.7528 | 75.8109
2030-01-30 14:00 | 42.6123 | 72.4708
2030-01-30 15:00 | 42.8945 | 77.9374
2030-01-30 16:00 | 44.9552 | 79.3714
2030-01-30 17:00 | 48.1129 | 84.6765
2030-01-30 18:00 | 52.9875 | 89.5762
2030-01-30 19:00 | 50.6613 | 88.4725
2030-01-30 20:00 | 47.8968 | 83.8741
2030-01-30 21:00 | 44.9759 | 80.1233
2030-01-30 22:00 | 42.7075 | 77.349
2030-01-30 23:00 | 39.8256 | 73.7112
2030-01-31 | 37.11 | 72.1213
2030-01-31 01:00 | 35.4847 | 69.0317
2030-01-31 02:00 | 35.744 | 65.7409
2030-01-31 03:00 | 36.4009 | 65.4663
2030-01-31 04:00 | 36.8347 | 64.5017
2030-01-31 05:00 | 37.6172 | 66.0275
2030-01-31 06:00 | 40.2882 | 71.3735
2030-01-31 07:00 | 46.6627 | 75.1522
2030-01-31 08:00 | 49.9142 | 79.462
2030-01-31 09:00 | 50.0846 | 83.0566
2030-01-31 10:00 | 48.5177 | 82.8573
2030-01-31 11:00 | 47.1453 | 80.962
2030-01-31 12:00 | 44.317 | 74.7956
2030-01-31 13:00 | 43.7736 | 73.6143
2030-01-31 14:00 | 43.6877 | 69.7504
2030-01-31 15:00 | 44.0146 | 74.4561
2030-01-31 16:00 | 45.9357 | 76.5479
2030-01-31 17:00 | 48.6369 | 81.7358
2030-01-31 18:00 | 53.0753 | 88.467
2030-01-31 19:00 | 50.5063 | 88.2188
2030-01-31 20:00 | 47.5941 | 84.8816
2030-01-31 21:00 | 44.5381 | 81.4881
2030-01-31 22:00 | 42.2624 | 78.8828
2030-01-31 23:00 | 39.4111 | 75.5403
2030-02-01 | 37.1089 | 72.4395
2030-02-01 01:00 | 34.5108 | 67.6007
2030-02-01 02:00 | 34.6148 | 64.9917
2030-02-01 03:00 | 35.2652 | 64.4684
2030-02-01 04:00 | 35.8217 | 63.0953
2030-02-01 05:00 | 36.5103 | 64.1308
2030-02-01 06:00 | 39.2567 | 68.7248
2030-02-01 07:00 | 45.8925 | 72.1475
2030-02-01 08:00 | 49.0373 | 76.3069
2030-02-01 09:00 | 48.9769 | 78.6026
2030-02-01 10:00 | 47.1516 | 76.8283
2030-02-01 11:00 | 45.6782 | 74.969
2030-02-01 12:00 | 44.8134 | 74.7274
2030-02-01 13:00 | 44.4422 | 74.7846
2030-02-01 14:00 | 43.9139 | 71.3143
2030-02-01 15:00 | 43.9272 | 75.9375
2030-02-01 16:00 | 45.7333 | 78.1891
2030-02-01 17:00 | 48.088 | 81.7362
2030-02-01 18:00 | 50.7828 | 85.7828
2030-02-01 19:00 | 48.1852 | 84.3811
2030-02-01 20:00 | 44.9888 | 80.0121
2030-02-01 21:00 | 41.8967 | 75.8867
2030-02-01 22:00 | 39.6257 | 73.4255
2030-02-01 23:00 | 36.986 | 70.7214
2030-02-02 | 34.9968 | 68.9606
2030-02-02 01:00 | 33.111 | 65.0729
2030-02-02 02:00 | 33.1487 | 62.8583
2030-02-02 03:00 | 33.6823 | 62.5799
2030-02-02 04:00 | 34.0785 | 61.1979
2030-02-02 05:00 | 34.2803 | 62.074
2030-02-02 06:00 | 35.7293 | 66.0625
2030-02-02 07:00 | 40.7709 | 66.6826
2030-02-02 08:00 | 43.5287 | 67.6562
2030-02-02 09:00 | 44.6355 | 71.3163
2030-02-02 10:00 | 43.832 | 71.7024
2030-02-02 11:00 | 43.0103 | 71.2116
2030-02-02 12:00 | 41.6305 | 69.4116
2030-02-02 13:00 | 41.1773 | 70.2237
2030-02-02 14:00 | 40.3217 | 66.0123
2030-02-02 15:00 | 40.4852 | 70.1338
2030-02-02 16:00 | 42.8458 | 72.7172
2030-02-02 17:00 | 46.0312 | 77.22
2030-02-02 18:00 | 49.9179 | 81.4865
2030-02-02 19:00 | 47.2256 | 79.824
2030-02-02 20:00 | 43.5822 | 75.6002
2030-02-02 21:00 | 40.3109 | 72.1452
2030-02-02 22:00 | 38.5819 | 71.2241
2030-02-02 23:00 | 36.6134 | 70.4344
2030-02-03 | 34.4613 | 67.799
2030-02-03 01:00 | 33.0622 | 65.9356
2030-02-03 02:00 | 33.167 | 63.5048
2030-02-03 03:00 | 33.7282 | 62.9245
2030-02-03 04:00 | 34.0783 | 61.9032
2030-02-03 05:00 | 34.2329 | 62.6762
2030-02-03 06:00 | 35.2725 | 65.4414
2030-02-03 07:00 | 40.0806 | 65.3971
2030-02-03 08:00 | 42.8742 | 65.2841
2030-02-03 09:00 | 44.3034 | 67.5169
2030-02-03 10:00 | 43.7123 | 66.649
2030-02-03 11:00 | 43.0197 | 65.1613
2030-02-03 12:00 | 42.3075 | 69.3341
2030-02-03 13:00 | 42.3705 | 70.1859
2030-02-03 14:00 | 41.8116 | 67.4457
2030-02-03 15:00 | 42.3574 | 72.229
2030-02-03 16:00 | 45.0839 | 74.6312
2030-02-03 17:00 | 48.6548 | 79.8056
2030-02-03 18:00 | 52.1564 | 85.1803
2030-02-03 19:00 | 49.6804 | 84.5322
2030-02-03 20:00 | 46.2018 | 80.5897
2030-02-03 21:00 | 42.5222 | 76.687
2030-02-03 22:00 | 40.4415 | 75.5244
2030-02-03 23:00 | 38.1605 | 74.2998
2030-02-04 | 36.3272 | 70.3844
2030-02-04 01:00 | 35.1891 | 68.9373
2030-02-04 02:00 | 35.5661 | 66.4667
2030-02-04 03:00 | 36.3745 | 66.3307
2030-02-04 04:00 | 37.0623 | 65.2239
2030-02-04 05:00 | 37.836 | 66.9816
2030-02-04 06:00 | 40.4804 | 71.5373
2030-02-04 07:00 | 47.5896 | 75.2777
2030-02-04 08:00 | 51.464 | 80.39
2030-02-04 09:00 | 51.8268 | 83.8407
2030-02-04 10:00 | 50.0979 | 82.4569
2030-02-04 11:00 | 48.5638 | 80.0527
2030-02-04 12:00 | 46.9177 | 81.5085
2030-02-04 13:00 | 46.5724 | 81.973
2030-02-04 14:00 | 45.9084 | 78.5056
2030-02-04 15:00 | 46.5451 | 83.6275
2030-02-04 16:00 | 49.0706 | 86.0934
2030-02-04 17:00 | 51.8841 | 90.363
2030-02-04 18:00 | 54.3003 | 93.2763
2030-02-04 19:00 | 52.5203 | 92.4253
2030-02-04 20:00 | 49.5916 | 88.6589
2030-02-04 21:00 | 46.5631 | 84.6047
2030-02-04 22:00 | 44.1654 | 81.8534
2030-02-04 23:00 | 41.2812 | 78.6169
2030-02-05 | 38.0861 | 74.5248
2030-02-05 01:00 | 36.4075 | 73.8071
2030-02-05 02:00 | 36.6768 | 70.8072
2030-02-05 03:00 | 37.426 | 70.0628
2030-02-05 04:00 | 38.065 | 68.8358
2030-02-05 05:00 | 38.8996 | 70.2326
2030-02-05 06:00 | 41.3598 | 73.8796
2030-02-05 07:00 | 48.0047 | 77.4194
2030-02-05 08:00 | 51.1218 | 82.0485
2030-02-05 09:00 | 50.2704 | 84.5544
2030-02-05 10:00 | 47.6386 | 82.6754
2030-02-05 11:00 | 45.5256 | 80.2254
2030-02-05 12:00 | 44.8363 | 80.4597
2030-02-05 13:00 | 44.273 | 80.3521
2030-02-05 14:00 | 43.9222 | 76.8716
2030-02-05 15:00 | 44.4403 | 82.4487
2030-02-05 16:00 | 46.9454 | 84.9215
2030-02-05 17:00 | 49.9623 | 88.5538
2030-02-05 18:00 | 54.9105 | 91.8722
2030-02-05 19:00 | 52.544 | 91.5189
2030-02-05 20:00 | 49.3872 | 88.1292
2030-02-05 21:00 | 46.1477 | 84.4559
2030-02-05 22:00 | 43.6896 | 81.9353
2030-02-05 23:00 | 40.7359 | 78.8881
2030-02-06 | 37.8409 | 76.1449
2030-02-06 01:00 | 36.2775 | 72.5603
2030-02-06 02:00 | 36.5186 | 69.6555
2030-02-06 03:00 | 37.1404 | 69.1344
2030-02-06 04:00 | 37.6888 | 68.0403
2030-02-06 05:00 | 38.4208 | 69.1898
2030-02-06 06:00 | 40.6382 | 73.1563
2030-02-06 07:00 | 47.2325 | 76.9064
2030-02-06 08:00 | 50.4026 | 81.76
2030-02-06 09:00 | 50.3357 | 84.673
2030-02-06 10:00 | 48.2541 | 82.6433
2030-02-06 11:00 | 46.7876 | 79.1882
2030-02-06 12:00 | 45.3625 | 81.5835
2030-02-06 13:00 | 44.8551 | 81.277
2030-02-06 14:00 | 44.6093 | 77.453
2030-02-06 15:00 | 45.1314 | 81.7464
2030-02-06 16:00 | 47.5079 | 83.5643
2030-02-06 17:00 | 50.4061 | 87.9832
2030-02-06 18:00 | 53.0942 | 90.3637
2030-02-06 19:00 | 51.3062 | 90.6791
2030-02-06 20:00 | 48.4735 | 87.538
2030-02-06 21:00 | 45.5326 | 83.9339
2030-02-06 22:00 | 43.2484 | 81.0198
2030-02-06 23:00 | 40.3701 | 77.5751
2030-02-07 | 37.2098 | 75.1577
2030-02-07 01:00 | 36.043 | 72.2909
2030-02-07 02:00 | 36.3411 | 69.3436
2030-02-07 03:00 | 37.0218 | 68.8466
2030-02-07 04:00 | 37.6681 | 67.7957
2030-02-07 05:00 | 38.4865 | 69.2595
2030-02-07 06:00 | 41.1172 | 74.4163
2030-02-07 07:00 | 47.8739 | 77.4934
2030-02-07 08:00 | 51.3062 | 80.5196
2030-02-07 09:00 | 50.6266 | 80.6345
2030-02-07 10:00 | 47.984 | 77.0101
2030-02-07 11:00 | 45.618 | 73.4398
2030-02-07 12:00 | 44.8202 | 74.4904
2030-02-07 13:00 | 44.073 | 73.8563
2030-02-07 14:00 | 43.7519 | 70.2425
2030-02-07 15:00 | 44.0588 | 75.1442
2030-02-07 16:00 | 46.5039 | 78.2137
2030-02-07 17:00 | 49.4299 | 83.4016
2030-02-07 18:00 | 54.5316 | 88.5744
2030-02-07 19:00 | 52.621 | 89.482
2030-02-07 20:00 | 49.8313 | 87.0746
2030-02-07 21:00 | 46.7052 | 83.6646
2030-02-07 22:00 | 44.3654 | 81.0113
2030-02-07 23:00 | 41.4413 | 77.8535
2030-02-08 | 38.779 | 74.283
2030-02-08 01:00 | 36.75 | 71.6811
2030-02-08 02:00 | 36.9328 | 68.7662
2030-02-08 03:00 | 37.5035 | 68.0782
2030-02-08 04:00 | 38.0082 | 66.9135
2030-02-08 05:00 | 38.7563 | 67.9209
2030-02-08 06:00 | 40.928 | 71.6968
2030-02-08 07:00 | 47.4592 | 74.9524
2030-02-08 08:00 | 50.7108 | 78.3456
2030-02-08 09:00 | 50.7686 | 80.009
2030-02-08 10:00 | 48.8649 | 77.8948
2030-02-08 11:00 | 47.2727 | 75.8041
2030-02-08 12:00 | 45.1811 | 69.7896
2030-02-08 13:00 | 44.6878 | 69.0544
2030-02-08 14:00 | 44.1196 | 65.2295
2030-02-08 15:00 | 44.3042 | 69.9161
2030-02-08 16:00 | 46.0771 | 72.6857
2030-02-08 17:00 | 48.5356 | 78.229
2030-02-08 18:00 | 51.1419 | 86.7001
2030-02-08 19:00 | 48.9086 | 86.8747
2030-02-08 20:00 | 45.752 | 83.6855
2030-02-08 21:00 | 42.5862 | 80.1488
2030-02-08 22:00 | 40.2409 | 77.6167
2030-02-08 23:00 | 37.5192 | 74.7947
2030-02-09 | 35.3473 | 71.4745
2030-02-09 01:00 | 33.5014 | 68.6378
2030-02-09 02:00 | 33.5525 | 66.2552
2030-02-09 03:00 | 33.9395 | 65.9064
2030-02-09 04:00 | 34.3351 | 64.7694
2030-02-09 05:00 | 34.639 | 65.659
2030-02-09 06:00 | 35.825 | 69.2746
2030-02-09 07:00 | 40.7224 | 69.9379
2030-02-09 08:00 | 43.5033 | 69.5272
2030-02-09 09:00 | 44.7471 | 72.3021
2030-02-09 10:00 | 44.1256 | 72.3287
2030-02-09 11:00 | 43.2614 | 71.5674
2030-02-09 12:00 | 40.6448 | 65.6948
2030-02-09 13:00 | 40.0887 | 65.7028
2030-02-09 14:00 | 39.0008 | 60.8966
2030-02-09 15:00 | 39.1197 | 64.37
2030-02-09 16:00 | 41.3562 | 67.1379
2030-02-09 17:00 | 44.6041 | 73.5031
2030-02-09 18:00 | 48.4776 | 80.5658
2030-02-09 19:00 | 46.002 | 80.146
2030-02-09 20:00 | 42.3873 | 76.0707
2030-02-09 21:00 | 39.2269 | 72.6874
2030-02-09 22:00 | 37.5111 | 71.5899
2030-02-09 23:00 | 35.6566 | 70.5148
2030-02-10 | 34.307 | 69.996
2030-02-10 01:00 | 32.7523 | 65.9988
2030-02-10 02:00 | 32.8979 | 63.7967
2030-02-10 03:00 | 33.4123 | 63.4689
2030-02-10 04:00 | 33.7514 | 62.439
2030-02-10 05:00 | 34.0045 | 63.1501
2030-02-10 06:00 | 35.3287 | 67.3533
2030-02-10 07:00 | 39.7184 | 67.1321
2030-02-10 08:00 | 41.7004 | 65.6183
2030-02-10 09:00 | 42.2259 | 66.7357
2030-02-10 10:00 | 41.1444 | 65.6709
2030-02-10 11:00 | 40.8772 | 64.6359
2030-02-10 12:00 | 39.8612 | 66.091
2030-02-10 13:00 | 39.5684 | 66.9586
2030-02-10 14:00 | 39.1942 | 63.8452
2030-02-10 15:00 | 39.7111 | 69.0475
2030-02-10 16:00 | 42.505 | 71.875
2030-02-10 17:00 | 46.4873 | 77.3854
2030-02-10 18:00 | 49.6446 | 82.5714
2030-02-10 19:00 | 48.2786 | 82.1678
2030-02-10 20:00 | 45.3125 | 77.9441
2030-02-10 21:00 | 41.9814 | 74.1131
2030-02-10 22:00 | 40.0915 | 72.8739
2030-02-10 23:00 | 37.7485 | 71.4907
2030-02-11 | 35.8023 | 69.9149
2030-02-11 01:00 | 34.4636 | 65.7728
2030-02-11 02:00 | 34.8661 | 63.4389
2030-02-11 03:00 | 35.6214 | 63.3891
2030-02-11 04:00 | 36.3063 | 62.2402
2030-02-11 05:00 | 37.2136 | 63.8901
2030-02-11 06:00 | 39.9914 | 69.4845
2030-02-11 07:00 | 46.933 | 73.2565
2030-02-11 08:00 | 50.2978 | 77.298
2030-02-11 09:00 | 50.178 | 80.1274
2030-02-11 10:00 | 48.2448 | 78.808
2030-02-11 11:00 | 46.8392 | 77.1545
2030-02-11 12:00 | 45.9985 | 74.7421
2030-02-11 13:00 | 45.6761 | 74.9999
2030-02-11 14:00 | 45.1491 | 71.4896
2030-02-11 15:00 | 45.8366 | 76.4983
2030-02-11 16:00 | 48.2736 | 79.1785
2030-02-11 17:00 | 51.0515 | 84.1767
2030-02-11 18:00 | 53.2032 | 88.2044
2030-02-11 19:00 | 51.6479 | 88.0133
2030-02-11 20:00 | 48.9088 | 84.4033
2030-02-11 21:00 | 45.8365 | 80.576
2030-02-11 22:00 | 43.4054 | 77.9127
2030-02-11 23:00 | 40.5097 | 74.8968
2030-02-12 | 37.4136 | 70.8224
2030-02-12 01:00 | 36.8005 | 68.2353
2030-02-12 02:00 | 37.1553 | 65.361
2030-02-12 03:00 | 37.8728 | 64.9957
2030-02-12 04:00 | 38.5818 | 63.8696
2030-02-12 05:00 | 39.4961 | 65.3047
2030-02-12 06:00 | 42.2084 | 69.9242
2030-02-12 07:00 | 48.9109 | 73.8995
2030-02-12 08:00 | 52.1166 | 77.9656
2030-02-12 09:00 | 51.0853 | 79.6629
2030-02-12 10:00 | 48.2678 | 77.2604
2030-02-12 11:00 | 46.0281 | 74.994
2030-02-12 12:00 | 46.0604 | 71.5485
2030-02-12 13:00 | 45.4483 | 70.9899
2030-02-12 14:00 | 45.0501 | 67.155
2030-02-12 15:00 | 45.5598 | 72.8018
2030-02-12 16:00 | 48.1283 | 76.1615
2030-02-12 17:00 | 51.2252 | 81.9252
2030-02-12 18:00 | 55.0702 | 86.0422
2030-02-12 19:00 | 53.642 | 87.1171
2030-02-12 20:00 | 50.9536 | 84.1877
2030-02-12 21:00 | 47.8739 | 80.834
2030-02-12 22:00 | 45.4755 | 78.3695
2030-02-12 23:00 | 42.4877 | 75.1796
2030-02-13 | 39.6891 | 72.528
2030-02-13 01:00 | 37.9157 | 68.6339
2030-02-13 02:00 | 38.2034 | 65.8318
2030-02-13 03:00 | 38.8072 | 65.843
2030-02-13 04:00 | 39.387 | 64.958
2030-02-13 05:00 | 40.2219 | 66.3733
2030-02-13 06:00 | 42.9354 | 71.0419
2030-02-13 07:00 | 49.3332 | 75.3299
2030-02-13 08:00 | 52.1612 | 80.2352
2030-02-13 09:00 | 51.1271 | 83.6697
2030-02-13 10:00 | 48.1361 | 82.5136
2030-02-13 11:00 | 46.0585 | 80.4138
2030-02-13 12:00 | 47.6911 | 75.4003
2030-02-13 13:00 | 47.2121 | 75.2412
2030-02-13 14:00 | 46.7555 | 71.8271
2030-02-13 15:00 | 47.3064 | 77.5701
2030-02-13 16:00 | 49.6234 | 80.1651
2030-02-13 17:00 | 52.4432 | 86.2867
2030-02-13 18:00 | 54.2608 | 92.5358
2030-02-13 19:00 | 52.7771 | 92.6342
2030-02-13 20:00 | 49.9436 | 88.7261
2030-02-13 21:00 | 46.8491 | 84.7125
2030-02-13 22:00 | 44.4436 | 81.6827
2030-02-13 23:00 | 41.4657 | 78.0461
2030-02-14 | 38.3079 | 74.3366
2030-02-14 01:00 | 36.9838 | 71.8967
2030-02-14 02:00 | 37.2716 | 69.1739
2030-02-14 03:00 | 37.858 | 69.0022
2030-02-14 04:00 | 38.4558 | 67.86
2030-02-14 05:00 | 39.3289 | 69.3287
2030-02-14 06:00 | 41.7625 | 74.6677
2030-02-14 07:00 | 48.1689 | 78.3555
2030-02-14 08:00 | 51.0972 | 82.27
2030-02-14 09:00 | 50.4311 | 85.0785
2030-02-14 10:00 | 47.8804 | 84.2101
2030-02-14 11:00 | 45.8863 | 82.4134
2030-02-14 12:00 | 47.5871 | 74.9914
2030-02-14 13:00 | 47.0457 | 74.472
2030-02-14 14:00 | 46.9194 | 71.2981
2030-02-14 15:00 | 47.323 | 76.9162
2030-02-14 16:00 | 49.5675 | 79.4536
2030-02-14 17:00 | 52.0297 | 84.4698
2030-02-14 18:00 | 55.1951 | 88.2019
2030-02-14 19:00 | 53.3705 | 90.1465
2030-02-14 20:00 | 50.3511 | 87.8053
2030-02-14 21:00 | 47.0657 | 84.6329
2030-02-14 22:00 | 44.6894 | 82.0944
2030-02-14 23:00 | 41.6551 | 78.6182
2030-02-15 | 38.4473 | 75.2088
2030-02-15 01:00 | 36.8526 | 71.5885
2030-02-15 02:00 | 37.0824 | 68.7873
2030-02-15 03:00 | 37.5431 | 68.6242
2030-02-15 04:00 | 38.0854 | 67.5334
2030-02-15 05:00 | 38.8813 | 68.6378
2030-02-15 06:00 | 41.2103 | 72.641
2030-02-15 07:00 | 47.6774 | 76.689
2030-02-15 08:00 | 50.9198 | 80.6523
2030-02-15 09:00 | 51.0693 | 81.9759
2030-02-15 10:00 | 49.2145 | 78.5145
2030-02-15 11:00 | 47.6291 | 73.9791
2030-02-15 12:00 | 46.6142 | 72.3815
2030-02-15 13:00 | 45.965 | 71.1234
2030-02-15 14:00 | 45.5639 | 66.9678
2030-02-15 15:00 | 45.625 | 71.7156
2030-02-15 16:00 | 47.3499 | 73.849
2030-02-15 17:00 | 49.7668 | 79.9552
2030-02-15 18:00 | 51.6169 | 87.6421
2030-02-15 19:00 | 49.7937 | 88.9209
2030-02-15 20:00 | 46.8409 | 85.6017
2030-02-15 21:00 | 43.5943 | 82.0016
2030-02-15 22:00 | 41.2528 | 79.1903
2030-02-15 23:00 | 38.4444 | 75.9473
2030-02-16 | 36.5915 | 73.2861
2030-02-16 01:00 | 34.6297 | 70.9022
2030-02-16 02:00 | 34.7545 | 68.8087
2030-02-16 03:00 | 35.128 | 68.7202
2030-02-16 04:00 | 35.5503 | 67.7323
2030-02-16 05:00 | 36.0695 | 68.4331
2030-02-16 06:00 | 37.7474 | 72.5775
2030-02-16 07:00 | 42.4514 | 73.7147
2030-02-16 08:00 | 44.3917 | 72.3801
2030-02-16 09:00 | 45.1872 | 74.5971
2030-02-16 10:00 | 44.383 | 74.3107
2030-02-16 11:00 | 43.5757 | 72.4659
2030-02-16 12:00 | 43.1961 | 64.8672
2030-02-16 13:00 | 42.8191 | 64.6059
2030-02-16 14:00 | 42.0299 | 59.3283
2030-02-16 15:00 | 42.073 | 63.0357
2030-02-16 16:00 | 44.0182 | 66.0351
2030-02-16 17:00 | 47.1063 | 72.8359
2030-02-16 18:00 | 50.1855 | 80.7061
2030-02-16 19:00 | 48.4359 | 81.121
2030-02-16 20:00 | 44.9461 | 77.7688
2030-02-16 21:00 | 41.4384 | 74.9608
2030-02-16 22:00 | 39.6149 | 73.8768
2030-02-16 23:00 | 37.5547 | 72.7534
2030-02-17 | 35.4992 | 71.7867
2030-02-17 01:00 | 34.376 | 67.7319
2030-02-17 02:00 | 34.5955 | 65.4209
2030-02-17 03:00 | 35.0729 | 64.9355
2030-02-17 04:00 | 35.4638 | 63.7502
2030-02-17 05:00 | 36.0077 | 64.4671
2030-02-17 06:00 | 37.4302 | 68.2252
2030-02-17 07:00 | 42.0291 | 68.1294
2030-02-17 08:00 | 43.9221 | 66.44
2030-02-17 09:00 | 44.3072 | 68.7663
2030-02-17 10:00 | 43.0505 | 69.5058
2030-02-17 11:00 | 41.6661 | 69.687
2030-02-17 12:00 | 40.7484 | 68.6516
2030-02-17 13:00 | 40.5559 | 69.8498
2030-02-17 14:00 | 40.1373 | 66.9782
2030-02-17 15:00 | 40.4749 | 71.8785
2030-02-17 16:00 | 42.9505 | 73.6618
2030-02-17 17:00 | 46.8758 | 78.4428
2030-02-17 18:00 | 50.7009 | 83.5322
2030-02-17 19:00 | 49.979 | 83.059
2030-02-17 20:00 | 47.2171 | 78.2074
2030-02-17 21:00 | 43.557 | 73.8829
2030-02-17 22:00 | 41.5166 | 72.5005
2030-02-17 23:00 | 39.1374 | 71.2213
2030-02-18 | 36.8962 | 70.1944
2030-02-18 01:00 | 35.2312 | 66.3612
2030-02-18 02:00 | 35.6879 | 64.3742
2030-02-18 03:00 | 36.1862 | 64.644
2030-02-18 04:00 | 36.7406 | 63.7908
2030-02-18 05:00 | 37.3764 | 63.8848
2030-02-18 06:00 | 39.0275 | 68.9424
2030-02-18 07:00 | 43.6229 | 69.1393
2030-02-18 08:00 | 45.0145 | 68.5505
2030-02-18 09:00 | 45.2158 | 70.8995
2030-02-18 10:00 | 44.299 | 70.0489
2030-02-18 11:00 | 43.3303 | 70.7731
2030-02-18 12:00 | 44.4002 | 69.0652
2030-02-18 13:00 | 44.4848 | 69.5344
2030-02-18 14:00 | 43.7345 | 65.9941
2030-02-18 15:00 | 43.9238 | 71.4616
2030-02-18 16:00 | 46.0724 | 71.7633
2030-02-18 17:00 | 49.5261 | 79.0661
2030-02-18 18:00 | 50.9963 | 81.1913
2030-02-18 19:00 | 49.703 | 82.1852
2030-02-18 20:00 | 46.8524 | 77.963
2030-02-18 21:00 | 43.4972 | 74.5072
2030-02-18 22:00 | 41.5814 | 73.3725
2030-02-18 23:00 | 39.3583 | 70.6497
2030-02-19 | 37.2155 | 68.6401
2030-02-19 01:00 | 37.2812 | 66.4849
2030-02-19 02:00 | 37.615 | 63.8441
2030-02-19 03:00 | 38.1981 | 63.8804
2030-02-19 04:00 | 38.8422 | 62.7845
2030-02-19 05:00 | 39.8302 | 64.3474
2030-02-19 06:00 | 42.4587 | 70.3949
2030-02-19 07:00 | 48.8777 | 74.7235
2030-02-19 08:00 | 51.6674 | 78.326
2030-02-19 09:00 | 50.7995 | 79.1616
2030-02-19 10:00 | 48.1388 | 76.3863
2030-02-19 11:00 | 46.2153 | 73.9368
2030-02-19 12:00 | 47.8127 | 72.3759
2030-02-19 13:00 | 47.3108 | 71.7245
2030-02-19 14:00 | 47.063 | 68.4222
2030-02-19 15:00 | 47.581 | 74.1034
2030-02-19 16:00 | 49.8386 | 76.7794
2030-02-19 17:00 | 52.5176 | 81.9937
2030-02-19 18:00 | 54.8224 | 85.7
2030-02-19 19:00 | 53.1085 | 86.9996
2030-02-19 20:00 | 50.1682 | 83.413
2030-02-19 21:00 | 46.7691 | 79.7712
2030-02-19 22:00 | 44.251 | 77.2543
2030-02-19 23:00 | 41.2061 | 73.9086
2030-02-20 | 38.6559 | 71.5674
2030-02-20 01:00 | 37.3611 | 67.9714
2030-02-20 02:00 | 37.6952 | 65.2097
2030-02-20 03:00 | 38.1886 | 64.5273
2030-02-20 04:00 | 38.7842 | 63.422
2030-02-20 05:00 | 39.6917 | 64.4538
2030-02-20 06:00 | 42.5203 | 69.3513
2030-02-20 07:00 | 49.0556 | 73.4114
2030-02-20 08:00 | 52.0713 | 77.0205
2030-02-20 09:00 | 51.2522 | 79.9931
2030-02-20 10:00 | 48.4076 | 79.3372
2030-02-20 11:00 | 46.1617 | 77.5084
2030-02-20 12:00 | 46.4011 | 75.465
2030-02-20 13:00 | 45.5921 | 75.4256
2030-02-20 14:00 | 45.3776 | 72.308
2030-02-20 15:00 | 45.7749 | 76.5589
2030-02-20 16:00 | 48.0925 | 77.605
2030-02-20 17:00 | 51.1339 | 81.1073
2030-02-20 18:00 | 53.671 | 83.7938
2030-02-20 19:00 | 52.711 | 83.807
2030-02-20 20:00 | 50.1795 | 79.8305
2030-02-20 21:00 | 47.1146 | 76.1202
2030-02-20 22:00 | 44.7741 | 73.629
2030-02-20 23:00 | 41.7664 | 70.4741
2030-02-21 | 38.6861 | 68.7153
2030-02-21 01:00 | 37.3916 | 63.2626
2030-02-21 02:00 | 37.7507 | 60.497
2030-02-21 03:00 | 38.2606 | 60.3736
2030-02-21 04:00 | 38.8697 | 59.4231
2030-02-21 05:00 | 39.8537 | 60.7878
2030-02-21 06:00 | 42.5225 | 66.3288
2030-02-21 07:00 | 48.737 | 70.4767
2030-02-21 08:00 | 51.2787 | 73.1317
2030-02-21 09:00 | 49.8717 | 74.3715
2030-02-21 10:00 | 46.7428 | 72.0342
2030-02-21 11:00 | 44.514 | 69.7528
2030-02-21 12:00 | 44.3757 | 63.0619
2030-02-21 13:00 | 43.4285 | 61.3834
2030-02-21 14:00 | 43.3014 | 56.7484
2030-02-21 15:00 | 43.7185 | 60.9122
2030-02-21 16:00 | 46.0751 | 64.355
2030-02-21 17:00 | 49.0701 | 72.4471
2030-02-21 18:00 | 53.6745 | 80.2243
2030-02-21 19:00 | 52.647 | 81.6452
2030-02-21 20:00 | 50.194 | 78.4005
2030-02-21 21:00 | 46.986 | 74.7539
2030-02-21 22:00 | 44.5888 | 72.1206
2030-02-21 23:00 | 41.5343 | 68.9793
2030-02-22 | 38.79 | 67.3712
2030-02-22 01:00 | 36.9811 | 63.6403
2030-02-22 02:00 | 37.2316 | 60.9257
2030-02-22 03:00 | 37.6341 | 60.5527
2030-02-22 04:00 | 38.1611 | 59.5551
2030-02-22 05:00 | 39.0578 | 60.665
2030-02-22 06:00 | 41.5246 | 66.0157
2030-02-22 07:00 | 47.6327 | 70.1719
2030-02-22 08:00 | 50.0929 | 73.2565
2030-02-22 09:00 | 49.4546 | 75.0883
2030-02-22 10:00 | 47.1685 | 74.1168
2030-02-22 11:00 | 45.6992 | 73.1689
2030-02-22 12:00 | 44.1912 | 69.0352
2030-02-22 13:00 | 43.3939 | 68.6498
2030-02-22 14:00 | 43.1831 | 65.5179
2030-02-22 15:00 | 43.3158 | 69.8835
2030-02-22 16:00 | 45.1089 | 71.798
2030-02-22 17:00 | 47.728 | 75.7415
2030-02-22 18:00 | 50.6948 | 79.7845
2030-02-22 19:00 | 49.5846 | 81.4517
2030-02-22 20:00 | 46.9575 | 78.9379
2030-02-22 21:00 | 43.7924 | 76.0224
2030-02-22 22:00 | 41.4534 | 74.0754
2030-02-22 23:00 | 38.5197 | 71.0904
2030-02-23 | 36.2442 | 65.5124
2030-02-23 01:00 | 34.9068 | 65.7552
2030-02-23 02:00 | 35.107 | 62.8905
2030-02-23 03:00 | 35.4009 | 62.2648
2030-02-23 04:00 | 35.8369 | 61.2491
2030-02-23 05:00 | 36.4838 | 62.0565
2030-02-23 06:00 | 38.0739 | 66.0001
2030-02-23 07:00 | 42.5939 | 66.5512
2030-02-23 08:00 | 44.2403 | 66.3974
2030-02-23 09:00 | 45.0143 | 68.63
2030-02-23 10:00 | 44.3591 | 67.944
2030-02-23 11:00 | 43.7711 | 66.7518
2030-02-23 12:00 | 43.947 | 62.1348
2030-02-23 13:00 | 43.6004 | 60.9857
2030-02-23 14:00 | 42.8033 | 57.1069
2030-02-23 15:00 | 42.8647 | 60.3705
2030-02-23 16:00 | 44.6909 | 62.2937
2030-02-23 17:00 | 47.7425 | 70.0014
2030-02-23 18:00 | 50.6558 | 77.3046
2030-02-23 19:00 | 49.0909 | 79.4237
2030-02-23 20:00 | 45.5904 | 75.1769
2030-02-23 21:00 | 41.8805 | 71.5784
2030-02-23 22:00 | 39.9808 | 70.6798
2030-02-23 23:00 | 37.8366 | 69.2356
2030-02-24 | 36.0648 | 68.657
2030-02-24 01:00 | 34.8932 | 65.631
2030-02-24 02:00 | 35.1467 | 63.4284
2030-02-24 03:00 | 35.4914 | 63.2742
2030-02-24 04:00 | 35.8458 | 62.8195
2030-02-24 05:00 | 36.4024 | 63.4993
2030-02-24 06:00 | 37.6622 | 67.3262
2030-02-24 07:00 | 42.0694 | 68.0335
2030-02-24 08:00 | 43.6835 | 66.8436
2030-02-24 09:00 | 44.3724 | 67.8515
2030-02-24 10:00 | 43.4388 | 66.091
2030-02-24 11:00 | 42.7809 | 62.9303
2030-02-24 12:00 | 43.184 | 58.3937
2030-02-24 13:00 | 43.15 | 57.2086
2030-02-24 14:00 | 42.9435 | 53.6722
2030-02-24 15:00 | 43.4133 | 59.1173
2030-02-24 16:00 | 45.7341 | 62.4033
2030-02-24 17:00 | 49.3328 | 71.4735
2030-02-24 18:00 | 52.9956 | 80.1234
2030-02-24 19:00 | 51.7472 | 81.6674
2030-02-24 20:00 | 48.4408 | 77.6576
2030-02-24 21:00 | 44.4489 | 74.2612
2030-02-24 22:00 | 42.1978 | 73.2837
2030-02-24 23:00 | 39.6465 | 71.4421
2030-02-25 | 37.2249 | 70.4401
2030-02-25 01:00 | 36.2197 | 65.0363
2030-02-25 02:00 | 36.7393 | 62.7341
2030-02-25 03:00 | 37.3511 | 62.7324
2030-02-25 04:00 | 38.0425 | 61.6976
2030-02-25 05:00 | 39.1169 | 63.3261
2030-02-25 06:00 | 42.0141 | 69.4121
2030-02-25 07:00 | 48.4898 | 73.3645
2030-02-25 08:00 | 51.012 | 75.6791
2030-02-25 09:00 | 49.4059 | 76.9591
2030-02-25 10:00 | 46.3083 | 74.6291
2030-02-25 11:00 | 44.1861 | 72.4772
2030-02-25 12:00 | 44.2494 | 68.5507
2030-02-25 13:00 | 43.4591 | 68.4595
2030-02-25 14:00 | 43.1858 | 64.8625
2030-02-25 15:00 | 43.8024 | 70.2092
2030-02-25 16:00 | 46.3072 | 72.683
2030-02-25 17:00 | 49.4338 | 78.5352
2030-02-25 18:00 | 52.734 | 84.4133
2030-02-25 19:00 | 52.3783 | 85.3984
2030-02-25 20:00 | 50.1432 | 81.8561
2030-02-25 21:00 | 47.0442 | 78.2876
2030-02-25 22:00 | 44.596 | 75.7574
2030-02-25 23:00 | 41.5018 | 72.635
2030-02-26 | 38.4743 | 69.0153
2030-02-26 01:00 | 37.0337 | 66.1633
2030-02-26 02:00 | 37.4029 | 63.3131
2030-02-26 03:00 | 37.8677 | 62.9689
2030-02-26 04:00 | 38.482 | 61.9041
2030-02-26 05:00 | 39.5245 | 62.9761
2030-02-26 06:00 | 42.1333 | 68.2882
2030-02-26 07:00 | 48.7033 | 72.8215
2030-02-26 08:00 | 51.7701 | 76.1017
2030-02-26 09:00 | 51.6511 | 78.5366
2030-02-26 10:00 | 49.5511 | 77.6445
2030-02-26 11:00 | 47.9949 | 76.2232
2030-02-26 12:00 | 46.6346 | 75.6264
2030-02-26 13:00 | 45.9323 | 74.9607
2030-02-26 14:00 | 45.7398 | 71.4551
2030-02-26 15:00 | 46.2195 | 76.3297
2030-02-26 16:00 | 48.3933 | 78.0368
2030-02-26 17:00 | 51.2391 | 82.0194
2030-02-26 18:00 | 52.7297 | 85.5162
2030-02-26 19:00 | 51.8781 | 85.3857
2030-02-26 20:00 | 49.4398 | 80.6162
2030-02-26 21:00 | 46.2857 | 76.1669
2030-02-26 22:00 | 43.8947 | 73.5014
2030-02-26 23:00 | 40.9296 | 70.2735
2030-02-27 | 38.4015 | 69.8371
2030-02-27 01:00 | 36.8165 | 63.6629
2030-02-27 02:00 | 37.2014 | 60.9975
2030-02-27 03:00 | 37.6671 | 60.8741
2030-02-27 04:00 | 38.2407 | 60.02
2030-02-27 05:00 | 39.2858 | 61.205
2030-02-27 06:00 | 41.9146 | 66.9907
2030-02-27 07:00 | 48.2725 | 72.1653
2030-02-27 08:00 | 50.6408 | 76.9824
2030-02-27 09:00 | 49.1063 | 81.4392
2030-02-27 10:00 | 45.868 | 82.1559
2030-02-27 11:00 | 43.6395 | 80.3091
2030-02-27 12:00 | 43.9305 | 76.6823
2030-02-27 13:00 | 42.9563 | 76.2559
2030-02-27 14:00 | 42.8097 | 73.2494
2030-02-27 15:00 | 43.0839 | 77.2471
2030-02-27 16:00 | 45.2905 | 78.1724
2030-02-27 17:00 | 48.483 | 82.2223
2030-02-27 18:00 | 52.2463 | 84.0198
2030-02-27 19:00 | 51.4997 | 84.4101
2030-02-27 20:00 | 49.2233 | 80.1228
2030-02-27 21:00 | 46.1686 | 76.037
2030-02-27 22:00 | 43.7975 | 73.4556
2030-02-27 23:00 | 40.7483 | 69.8154
2030-02-28 | 37.6285 | 67.8814
2030-02-28 01:00 | 36.1369 | 63.5745
2030-02-28 02:00 | 36.4973 | 60.9478
2030-02-28 03:00 | 36.9309 | 60.9966
2030-02-28 04:00 | 37.4441 | 60.0658
2030-02-28 05:00 | 38.5037 | 61.4823
2030-02-28 06:00 | 40.9232 | 67.8755
2030-02-28 07:00 | 47.4346 | 72.6609
2030-02-28 08:00 | 50.5153 | 76.6376
2030-02-28 09:00 | 50.5321 | 80.2637
2030-02-28 10:00 | 48.5769 | 80.1917
2030-02-28 11:00 | 47.0873 | 77.806
2030-02-28 12:00 | 46.1642 | 70.2875
2030-02-28 13:00 | 45.481 | 68.5066
2030-02-28 14:00 | 45.3823 | 64.2304
2030-02-28 15:00 | 45.8449 | 67.8326
2030-02-28 16:00 | 47.8067 | 69.9581
2030-02-28 17:00 | 50.3608 | 76.4433
2030-02-28 18:00 | 51.1939 | 81.2278
2030-02-28 19:00 | 50.044 | 82.878
2030-02-28 20:00 | 47.6509 | 79.6849
2030-02-28 21:00 | 44.4892 | 76.0424
2030-02-28 22:00 | 42.1216 | 73.698
2030-02-28 23:00 | 39.2306 | 70.1229
2030-03-01 | 36.6789 | 68.3814
2030-03-01 01:00 | 34.7003 | 62.4083
2030-03-01 02:00 | 34.9881 | 59.5838
2030-03-01 03:00 | 35.3542 | 59.233
2030-03-01 04:00 | 35.7514 | 58.4095
2030-03-01 05:00 | 36.7488 | 60.0037
2030-03-01 06:00 | 39.278 | 65.6764
2030-03-01 07:00 | 45.5026 | 68.8451
2030-03-01 08:00 | 48.0709 | 70.8489
2030-03-01 09:00 | 47.5145 | 71.3901
2030-03-01 10:00 | 45.6592 | 68.9715
2030-03-01 11:00 | 44.335 | 67.6872
2030-03-01 12:00 | 44.7481 | 64.7599
2030-03-01 13:00 | 44.0885 | 63.5918
2030-03-01 14:00 | 43.7252 | 60.5252
2030-03-01 15:00 | 43.6347 | 65.5078
2030-03-01 16:00 | 45.0249 | 67.6766
2030-03-01 17:00 | 47.1193 | 71.6675
2030-03-01 18:00 | 49.511 | 76.3782
2030-03-01 19:00 | 48.1784 | 78.7628
2030-03-01 20:00 | 45.652 | 76.6225
2030-03-01 21:00 | 42.7034 | 73.8232
2030-03-01 22:00 | 40.5569 | 71.4168
2030-03-01 23:00 | 37.788 | 68.5048
2030-03-02 | 34.8771 | 64.8026
2030-03-02 01:00 | 34.405 | 62.7907
2030-03-02 02:00 | 34.7815 | 60.2361
2030-03-02 03:00 | 35.2316 | 59.6919
2030-03-02 04:00 | 35.5751 | 58.6891
2030-03-02 05:00 | 36.3723 | 59.7162
2030-03-02 06:00 | 38.2118 | 62.9765
2030-03-02 07:00 | 42.4913 | 63.7422
2030-03-02 08:00 | 43.5983 | 65.5577
2030-03-02 09:00 | 43.1272 | 70.4899
2030-03-02 10:00 | 41.9201 | 72.1684
2030-03-02 11:00 | 40.7945 | 70.8726
2030-03-02 12:00 | 41.8653 | 68.0156
2030-03-02 13:00 | 41.2632 | 67.1923
2030-03-02 14:00 | 40.6183 | 63.1429
2030-03-02 15:00 | 40.667 | 66.7844
2030-03-02 16:00 | 42.6302 | 68.3329
2030-03-02 17:00 | 45.9817 | 71.0914
2030-03-02 18:00 | 49.7949 | 71.6256
2030-03-02 19:00 | 49.2675 | 72.215
2030-03-02 20:00 | 46.8702 | 68.8554
2030-03-02 21:00 | 43.1389 | 66.0739
2030-03-02 22:00 | 41.4335 | 65.1871
2030-03-02 23:00 | 39.1975 | 64.0556
2030-03-03 | 37.0507 | 64.2292
2030-03-03 01:00 | 35.8632 | 60.6388
2030-03-03 02:00 | 36.1133 | 57.9365
2030-03-03 03:00 | 36.4358 | 57.2299
2030-03-03 04:00 | 36.6071 | 56.2983
2030-03-03 05:00 | 37.1977 | 57.2245
2030-03-03 06:00 | 38.4935 | 60.5025
2030-03-03 07:00 | 42.4524 | 60.2853
2030-03-03 08:00 | 43.2155 | 61.0241
2030-03-03 09:00 | 42.2051 | 64.8375
2030-03-03 10:00 | 40.1294 | 66.1647
2030-03-03 11:00 | 38.4758 | 65.4686
2030-03-03 12:00 | 40.4197 | 68.8932
2030-03-03 13:00 | 40.0699 | 68.7509
2030-03-03 14:00 | 40.054 | 66.4781
2030-03-03 15:00 | 40.5164 | 70.7998
2030-03-03 16:00 | 42.8652 | 71.9428
2030-03-03 17:00 | 46.5125 | 74.2134
2030-03-03 18:00 | 50.7439 | 75.5586
2030-03-03 19:00 | 50.1328 | 76.0223
2030-03-03 20:00 | 47.8539 | 72.4797
2030-03-03 21:00 | 44.0968 | 68.8514
2030-03-03 22:00 | 41.7968 | 67.6327
2030-03-03 23:00 | 39.27 | 66.2126
2030-03-04 | 36.7749 | 64.3314
2030-03-04 01:00 | 35.8224 | 62.0981
2030-03-04 02:00 | 36.3231 | 59.4752
2030-03-04 03:00 | 36.9093 | 59.0829
2030-03-04 04:00 | 37.4077 | 58.2993
2030-03-04 05:00 | 38.4419 | 60.1703
2030-03-04 06:00 | 41.3039 | 65.3046
2030-03-04 07:00 | 48.0388 | 69.0228
2030-03-04 08:00 | 51.4169 | 72.8127
2030-03-04 09:00 | 51.0708 | 76.1311
2030-03-04 10:00 | 48.9628 | 75.8335
2030-03-04 11:00 | 46.8861 | 74.1055
2030-03-04 12:00 | 47.2756 | 71.4446
2030-03-04 13:00 | 46.711 | 70.6342
2030-03-04 14:00 | 46.3768 | 67.344
2030-03-04 15:00 | 46.8026 | 71.4468
2030-03-04 16:00 | 48.9507 | 73.7137
2030-03-04 17:00 | 51.2754 | 77.5094
2030-03-04 18:00 | 53.3744 | 79.5517
2030-03-04 19:00 | 51.9483 | 80.7995
2030-03-04 20:00 | 49.2807 | 78.1718
2030-03-04 21:00 | 45.9827 | 74.7339
2030-03-04 22:00 | 43.5188 | 72.1984
2030-03-04 23:00 | 40.4389 | 69.0419
2030-03-05 | 37.848 | 66.8054
2030-03-05 01:00 | 36.1105 | 64.7428
2030-03-05 02:00 | 36.5083 | 61.693
2030-03-05 03:00 | 36.9509 | 61.243
2030-03-05 04:00 | 37.3742 | 60.4276
2030-03-05 05:00 | 38.4209 | 62.0982
2030-03-05 06:00 | 41.0752 | 67.51
2030-03-05 07:00 | 47.0612 | 70.9996
2030-03-05 08:00 | 49.6328 | 74.3081
2030-03-05 09:00 | 48.8453 | 76.4979
2030-03-05 10:00 | 46.6394 | 75.1905
2030-03-05 11:00 | 45.2533 | 73.4586
2030-03-05 12:00 | 44.2293 | 69.189
2030-03-05 13:00 | 43.3098 | 67.6515
2030-03-05 14:00 | 43.1703 | 63.7426
2030-03-05 15:00 | 43.5847 | 68.806
2030-03-05 16:00 | 45.6925 | 72.0288
2030-03-05 17:00 | 48.4566 | 76.6524
2030-03-05 18:00 | 50.1252 | 79.9864
2030-03-05 19:00 | 49.5997 | 82.7747
2030-03-05 20:00 | 47.9347 | 81.4921
2030-03-05 21:00 | 45.0566 | 78.8467
2030-03-05 22:00 | 42.7694 | 76.417
2030-03-05 23:00 | 39.7745 | 73.2653
2030-03-06 | 37.4434 | 69.8723
2030-03-06 01:00 | 35.6826 | 66.2807
2030-03-06 02:00 | 36.1019 | 63.2967
2030-03-06 03:00 | 36.5768 | 63.3196
2030-03-06 04:00 | 36.9685 | 62.8123
2030-03-06 05:00 | 38.0131 | 64.6029
2030-03-06 06:00 | 40.5364 | 69.029
2030-03-06 07:00 | 46.392 | 72.781
2030-03-06 08:00 | 48.6347 | 76.0321
2030-03-06 09:00 | 47.571 | 76.1537
2030-03-06 10:00 | 45.1832 | 72.3566
2030-03-06 11:00 | 44.0911 | 68.5712
2030-03-06 12:00 | 43.5884 | 64.533
2030-03-06 13:00 | 42.7462 | 62.0058
2030-03-06 14:00 | 42.5878 | 57.9636
2030-03-06 15:00 | 42.9523 | 62.7927
2030-03-06 16:00 | 45.0621 | 66.3054
2030-03-06 17:00 | 47.8642 | 75.2541
2030-03-06 18:00 | 50.9538 | 84.0917
2030-03-06 19:00 | 49.8281 | 86.8008
2030-03-06 20:00 | 47.8526 | 84.4862
2030-03-06 21:00 | 44.8719 | 81.1211
2030-03-06 22:00 | 42.4988 | 78.0473
2030-03-06 23:00 | 39.4986 | 74.0962
2030-03-07 | 36.9941 | 72.7571
2030-03-07 01:00 | 35.7687 | 67.4553
2030-03-07 02:00 | 36.2136 | 64.7632
2030-03-07 03:00 | 36.748 | 64.7557
2030-03-07 04:00 | 37.166 | 63.9368
2030-03-07 05:00 | 38.2677 | 65.9036
2030-03-07 06:00 | 40.9503 | 71.6873
2030-03-07 07:00 | 46.9462 | 74.9656
2030-03-07 08:00 | 49.5281 | 77.1306
2030-03-07 09:00 | 48.4603 | 76.1853
2030-03-07 10:00 | 46.0063 | 72.3321
2030-03-07 11:00 | 44.5159 | 68.5137
2030-03-07 12:00 | 44.6709 | 66.9037
2030-03-07 13:00 | 43.7837 | 65.0327
2030-03-07 14:00 | 43.4595 | 62.1286
2030-03-07 15:00 | 43.7909 | 67.6249
2030-03-07 16:00 | 45.8743 | 70.4417
2030-03-07 17:00 | 48.5096 | 76.1789
2030-03-07 18:00 | 50.8946 | 80.6785
2030-03-07 19:00 | 50.1889 | 83.7818
2030-03-07 20:00 | 48.474 | 82.313
2030-03-07 21:00 | 45.6096 | 79.3482
2030-03-07 22:00 | 43.31 | 76.8008
2030-03-07 23:00 | 40.36 | 73.334
2030-03-08 | 37.6427 | 71.2019
2030-03-08 01:00 | 36.3307 | 68.0724
2030-03-08 02:00 | 36.7375 | 65.1487
2030-03-08 03:00 | 37.3003 | 64.7473
2030-03-08 04:00 | 37.6922 | 63.8743
2030-03-08 05:00 | 38.7954 | 65.0742
2030-03-08 06:00 | 41.3981 | 69.0758
2030-03-08 07:00 | 47.2731 | 72.1814
2030-03-08 08:00 | 49.498 | 74.2593
2030-03-08 09:00 | 47.5467 | 75.1098
2030-03-08 10:00 | 44.4763 | 72.7418
2030-03-08 11:00 | 42.339 | 70.1841
2030-03-08 12:00 | 45.4872 | 63.2678
2030-03-08 13:00 | 44.698 | 61.4353
2030-03-08 14:00 | 44.1339 | 57.8115
2030-03-08 15:00 | 44.0819 | 63.1446
2030-03-08 16:00 | 45.6793 | 65.8305
2030-03-08 17:00 | 48.0003 | 71.8991
2030-03-08 18:00 | 50.2488 | 77.7405
2030-03-08 19:00 | 49.0041 | 80.1066
2030-03-08 20:00 | 46.7236 | 77.885
2030-03-08 21:00 | 43.7191 | 74.5416
2030-03-08 22:00 | 41.3929 | 71.717
2030-03-08 23:00 | 38.5733 | 68.6912
2030-03-09 | 35.8234 | 68.7043
2030-03-09 01:00 | 34.6817 | 63.9821
2030-03-09 02:00 | 34.9629 | 61.6784
2030-03-09 03:00 | 35.3596 | 61.7629
2030-03-09 04:00 | 35.5767 | 61.0071
2030-03-09 05:00 | 36.3518 | 61.9851
2030-03-09 06:00 | 37.9679 | 67.3119
2030-03-09 07:00 | 42.5247 | 68.0829
2030-03-09 08:00 | 44.4382 | 67.021
2030-03-09 09:00 | 44.4089 | 68.0615
2030-03-09 10:00 | 43.08 | 67.0948
2030-03-09 11:00 | 41.3324 | 63.9301
2030-03-09 12:00 | 40.3075 | 61.7931
2030-03-09 13:00 | 39.4691 | 60.4057
2030-03-09 14:00 | 38.643 | 55.4778
2030-03-09 15:00 | 38.5427 | 58.5706
2030-03-09 16:00 | 40.4033 | 61.3963
2030-03-09 17:00 | 43.672 | 67.0631
2030-03-09 18:00 | 47.8112 | 72.2246
2030-03-09 19:00 | 46.6276 | 72.954
2030-03-09 20:00 | 44.0443 | 70.5573
2030-03-09 21:00 | 40.7289 | 67.8266
2030-03-09 22:00 | 38.8515 | 66.587
2030-03-09 23:00 | 36.8271 | 65.2195
2030-03-10 | 34.5119 | 65.8597
2030-03-10 01:00 | 32.9809 | 58.2756
2030-03-10 02:00 | 33.5721 | 57.1476
2030-03-10 03:00 | 34.1472 | 57.3903
2030-03-10 04:00 | 34.7291 | 56.6108
2030-03-10 05:00 | 36.1951 | 58.8147
2030-03-10 06:00 | 39.1969 | 65.0764
2030-03-10 07:00 | 43.8334 | 65.9957
2030-03-10 08:00 | 43.9953 | 61.66
2030-03-10 09:00 | 42.8049 | 62.2271
2030-03-10 10:00 | 41.4315 | 61.3617
2030-03-10 11:00 | 39.7042 | 62.4691
2030-03-10 12:00 | 41.4988 | 55.613
2030-03-10 13:00 | 41.4608 | 55.725
2030-03-10 14:00 | 40.5623 | 52.5216
2030-03-10 15:00 | 40.8707 | 58.0677
2030-03-10 16:00 | 43.2257 | 61.824
2030-03-10 17:00 | 46.2759 | 66.0259
2030-03-10 18:00 | 47.6237 | 68.4061
2030-03-10 19:00 | 46.3803 | 70.1465
2030-03-10 20:00 | 43.4667 | 67.928
2030-03-10 21:00 | 39.5361 | 63.7851
2030-03-10 22:00 | 36.8429 | 61.225
2030-03-10 23:00 | 34.4339 | 59.9926
2030-03-11 | 33.458 | 60.2385
2030-03-11 01:00 | 33.0507 | 59.5478
2030-03-11 02:00 | 33.8918 | 57.8792
2030-03-11 03:00 | 34.6882 | 57.8373
2030-03-11 04:00 | 35.543 | 57.4098
2030-03-11 05:00 | 37.4752 | 60.5325
2030-03-11 06:00 | 41.9798 | 67.0643
2030-03-11 07:00 | 48.9668 | 71.3471
2030-03-11 08:00 | 50.5416 | 69.1669
2030-03-11 09:00 | 49.3599 | 67.3146
2030-03-11 10:00 | 47.8219 | 62.6721
2030-03-11 11:00 | 46.1608 | 62.1206
2030-03-11 12:00 | 45.0601 | 55.8556
2030-03-11 13:00 | 44.6611 | 54.2092
2030-03-11 14:00 | 43.9505 | 49.9533
2030-03-11 15:00 | 44.4097 | 54.0576
2030-03-11 16:00 | 46.619 | 58.5099
2030-03-11 17:00 | 48.7559 | 66.1645
2030-03-11 18:00 | 49.3837 | 72.1912
2030-03-11 19:00 | 47.9982 | 74.9032
2030-03-11 20:00 | 45.61 | 73.0347
2030-03-11 21:00 | 41.9702 | 68.3799
2030-03-11 22:00 | 38.8888 | 64.4403
2030-03-11 23:00 | 35.8522 | 61.4647
2030-03-12 | 34.5891 | 62.01
2030-03-12 01:00 | 33.8679 | 57.0569
2030-03-12 02:00 | 34.6455 | 55.2284
2030-03-12 03:00 | 35.4541 | 55.3543
2030-03-12 04:00 | 36.2965 | 54.9847
2030-03-12 05:00 | 38.3231 | 58.4034
2030-03-12 06:00 | 42.6298 | 66.6082
2030-03-12 07:00 | 49.211 | 72.0011
2030-03-12 08:00 | 50.2154 | 72.4687
2030-03-12 09:00 | 48.097 | 73.6527
2030-03-12 10:00 | 45.928 | 71.6852
2030-03-12 11:00 | 44.0769 | 71.1231
2030-03-12 12:00 | 42.9218 | 72.1079
2030-03-12 13:00 | 42.3291 | 71.1138
2030-03-12 14:00 | 41.7624 | 67.9004
2030-03-12 15:00 | 42.1208 | 71.9236
2030-03-12 16:00 | 44.3843 | 74.0932
2030-03-12 17:00 | 46.8483 | 75.8324
2030-03-12 18:00 | 46.8136 | 76.3811
2030-03-12 19:00 | 46.5195 | 76.7599
2030-03-12 20:00 | 45.1012 | 73.1744
2030-03-12 21:00 | 41.9079 | 67.6927
2030-03-12 22:00 | 39.0082 | 64.0528
2030-03-12 23:00 | 35.9673 | 61.2135
2030-03-13 | 34.8135 | 60.5766
2030-03-13 01:00 | 34.2524 | 57.0933
2030-03-13 02:00 | 35.0171 | 55.4232
2030-03-13 03:00 | 35.7926 | 55.241
2030-03-13 04:00 | 36.5623 | 54.7225
2030-03-13 05:00 | 38.5155 | 57.6648
2030-03-13 06:00 | 42.8639 | 65.0823
2030-03-13 07:00 | 49.2742 | 69.7475
2030-03-13 08:00 | 49.9691 | 68.5312
2030-03-13 09:00 | 47.547 | 68.4163
2030-03-13 10:00 | 45.0594 | 65.596
2030-03-13 11:00 | 43.2764 | 65.6695
2030-03-13 12:00 | 42.5248 | 65.196
2030-03-13 13:00 | 41.8844 | 64.2766
2030-03-13 14:00 | 41.2443 | 60.7156
2030-03-13 15:00 | 41.5889 | 64.0969
2030-03-13 16:00 | 43.8627 | 66.3396
2030-03-13 17:00 | 46.4663 | 69.724
2030-03-13 18:00 | 49.6415 | 72.5403
2030-03-13 19:00 | 48.1982 | 73.5306
2030-03-13 20:00 | 45.9144 | 71.2024
2030-03-13 21:00 | 42.3942 | 66.6347
2030-03-13 22:00 | 39.3078 | 63.2245
2030-03-13 23:00 | 36.2145 | 60.4342
2030-03-14 | 34.4727 | 58.4217
2030-03-14 01:00 | 33.9615 | 56.4264
2030-03-14 02:00 | 34.7146 | 54.5999
2030-03-14 03:00 | 35.47 | 54.6748
2030-03-14 04:00 | 36.2208 | 54.151
2030-03-14 05:00 | 38.1553 | 57.2974
2030-03-14 06:00 | 42.3671 | 64.1716
2030-03-14 07:00 | 49.199 | 68.8519
2030-03-14 08:00 | 50.8744 | 67.893
2030-03-14 09:00 | 49.9118 | 67.9639
2030-03-14 10:00 | 48.4442 | 64.3685
2030-03-14 11:00 | 46.779 | 63.6696
2030-03-14 12:00 | 45.6865 | 62.3056
2030-03-14 13:00 | 45.3598 | 61.3875
2030-03-14 14:00 | 44.6965 | 58.3443
2030-03-14 15:00 | 44.9674 | 61.8172
2030-03-14 16:00 | 46.9519 | 64.8007
2030-03-14 17:00 | 48.7834 | 67.9718
2030-03-14 18:00 | 48.8979 | 68.4807
2030-03-14 19:00 | 47.3667 | 69.8963
2030-03-14 20:00 | 45.1157 | 68.1886
2030-03-14 21:00 | 41.5378 | 63.377
2030-03-14 22:00 | 38.5031 | 59.9375
2030-03-14 23:00 | 35.5214 | 57.6035
2030-03-15 | 34.7769 | 56.1468
2030-03-15 01:00 | 33.576 | 55.1258
2030-03-15 02:00 | 34.2682 | 53.4266
2030-03-15 03:00 | 35.0127 | 53.7582
2030-03-15 04:00 | 35.7488 | 53.3304
2030-03-15 05:00 | 37.6723 | 56.1618
2030-03-15 06:00 | 42.0138 | 63.9382
2030-03-15 07:00 | 48.816 | 69.0923
2030-03-15 08:00 | 50.4077 | 69.3683
2030-03-15 09:00 | 49.3249 | 71.6265
2030-03-15 10:00 | 47.8669 | 70.6836
2030-03-15 11:00 | 46.073 | 71.0087
2030-03-15 12:00 | 43.8433 | 64.8507
2030-03-15 13:00 | 43.2568 | 63.51
2030-03-15 14:00 | 42.4191 | 59.4841
2030-03-15 15:00 | 42.261 | 63.3191
2030-03-15 16:00 | 43.9093 | 66.1524
2030-03-15 17:00 | 45.8964 | 70.1922
2030-03-15 18:00 | 46.4248 | 71.4725
2030-03-15 19:00 | 45.3658 | 73.7267
2030-03-15 20:00 | 43.2378 | 71.7573
2030-03-15 21:00 | 39.9299 | 67.1097
2030-03-15 22:00 | 37.0681 | 63.6566
2030-03-15 23:00 | 34.2623 | 60.6361
2030-03-16 | 32.8913 | 59.0964
2030-03-16 01:00 | 32.2696 | 56.9676
2030-03-16 02:00 | 32.9164 | 55.6701
2030-03-16 03:00 | 33.617 | 56.1783
2030-03-16 04:00 | 34.1893 | 55.9971
2030-03-16 05:00 | 35.7106 | 58.3364
2030-03-16 06:00 | 38.8065 | 64.7691
2030-03-16 07:00 | 43.8519 | 66.7113
2030-03-16 08:00 | 44.5498 | 64.2003
2030-03-16 09:00 | 43.4958 | 66.0502
2030-03-16 10:00 | 42.2453 | 64.8016
2030-03-16 11:00 | 40.4099 | 64.4184
2030-03-16 12:00 | 40.2394 | 61.5279
2030-03-16 13:00 | 39.5193 | 60.2151
2030-03-16 14:00 | 38.3117 | 56.9807
2030-03-16 15:00 | 38.1931 | 62.264
2030-03-16 16:00 | 40.3414 | 65.2725
2030-03-16 17:00 | 43.2243 | 69.9602
2030-03-16 18:00 | 45.3606 | 71.4299
2030-03-16 19:00 | 43.9823 | 72.7163
2030-03-16 20:00 | 41.39 | 69.2518
2030-03-16 21:00 | 37.7791 | 64.5576
2030-03-16 22:00 | 35.3777 | 62.4016
2030-03-16 23:00 | 33.2568 | 61.3385
2030-03-17 | 31.8543 | 61.6468
2030-03-17 01:00 | 31.7461 | 60.2621
2030-03-17 02:00 | 32.4101 | 58.8762
2030-03-17 03:00 | 33.1005 | 58.5681
2030-03-17 04:00 | 33.5934 | 58.1318
2030-03-17 05:00 | 34.9776 | 60.6622
2030-03-17 06:00 | 37.6526 | 65.4145
2030-03-17 07:00 | 42.3696 | 65.4384
2030-03-17 08:00 | 43.2577 | 60.5533
2030-03-17 09:00 | 43.1409 | 60.2631
2030-03-17 10:00 | 42.5935 | 58.7409
2030-03-17 11:00 | 41.6454 | 59.74
2030-03-17 12:00 | 41.862 | 54.6306
2030-03-17 13:00 | 41.8197 | 53.3059
2030-03-17 14:00 | 40.9787 | 50.0405
2030-03-17 15:00 | 41.4129 | 54.9083
2030-03-17 16:00 | 43.9554 | 59.0145
2030-03-17 17:00 | 46.96 | 66.0938
2030-03-17 18:00 | 47.6551 | 70.4416
2030-03-17 19:00 | 45.8693 | 73.561
2030-03-17 20:00 | 43.1385 | 71.7012
2030-03-17 21:00 | 39.1022 | 67.2299
2030-03-17 22:00 | 36.2624 | 65.4617
2030-03-17 23:00 | 33.8175 | 64.4699
2030-03-18 | 33.1422 | 62.8233
2030-03-18 01:00 | 32.5098 | 60.3267
2030-03-18 02:00 | 33.4045 | 58.8507
2030-03-18 03:00 | 34.3187 | 59.1687
2030-03-18 04:00 | 35.0883 | 58.8018
2030-03-18 05:00 | 37.0764 | 62.1392
2030-03-18 06:00 | 41.5435 | 70.7408
2030-03-18 07:00 | 48.357 | 74.8088
2030-03-18 08:00 | 49.8098 | 72.741
2030-03-18 09:00 | 48.4661 | 70.1921
2030-03-18 10:00 | 46.9501 | 64.8877
2030-03-18 11:00 | 45.5083 | 62.3295
2030-03-18 12:00 | 43.949 | 61.9062
2030-03-18 13:00 | 43.6237 | 60.807
2030-03-18 14:00 | 42.8446 | 56.9147
2030-03-18 15:00 | 43.303 | 61.4956
2030-03-18 16:00 | 45.5055 | 65.604
2030-03-18 17:00 | 47.6467 | 71.5734
2030-03-18 18:00 | 49.0801 | 73.6294
2030-03-18 19:00 | 47.29 | 76.7761
2030-03-18 20:00 | 44.9115 | 75.8811
2030-03-18 21:00 | 41.2035 | 71.5216
2030-03-18 22:00 | 37.9402 | 67.7918
2030-03-18 23:00 | 34.8915 | 64.8042
2030-03-19 | 33.7036 | 63.4508
2030-03-19 01:00 | 32.8296 | 59.1263
2030-03-19 02:00 | 33.6324 | 57.3148
2030-03-19 03:00 | 34.4943 | 57.5349
2030-03-19 04:00 | 35.2525 | 57.1869
2030-03-19 05:00 | 37.264 | 60.4468
2030-03-19 06:00 | 41.7419 | 68.5415
2030-03-19 07:00 | 48.3533 | 72.9995
2030-03-19 08:00 | 49.6704 | 71.1818
2030-03-19 09:00 | 48.1076 | 69.4312
2030-03-19 10:00 | 46.4613 | 65.8218
2030-03-19 11:00 | 44.9519 | 65.8217
2030-03-19 12:00 | 41.7627 | 63.3565
2030-03-19 13:00 | 41.0529 | 62.2484
2030-03-19 14:00 | 40.5061 | 58.7814
2030-03-19 15:00 | 40.7869 | 63.9593
2030-03-19 16:00 | 43.0992 | 68.0455
2030-03-19 17:00 | 45.7208 | 72.2779
2030-03-19 18:00 | 46.3824 | 74.5001
2030-03-19 19:00 | 45.9927 | 76.3642
2030-03-19 20:00 | 44.7441 | 74.4464
2030-03-19 21:00 | 41.6076 | 69.5588
2030-03-19 22:00 | 38.6219 | 65.9046
2030-03-19 23:00 | 35.5598 | 63.246
2030-03-20 | 34.385 | 62.1283
2030-03-20 01:00 | 33.6526 | 61.4935
2030-03-20 02:00 | 34.5041 | 59.5784
2030-03-20 03:00 | 35.4162 | 59.7734
2030-03-20 04:00 | 36.1352 | 59.5413
2030-03-20 05:00 | 38.183 | 62.354
2030-03-20 06:00 | 42.5492 | 69.8025
2030-03-20 07:00 | 48.6885 | 74.0341
2030-03-20 08:00 | 49.0444 | 72.1752
2030-03-20 09:00 | 45.7425 | 70.0397
2030-03-20 10:00 | 42.7143 | 65.4519
2030-03-20 11:00 | 40.6924 | 63.9937
2030-03-20 12:00 | 40.0577 | 58.7061
2030-03-20 13:00 | 39.2397 | 56.5536
2030-03-20 14:00 | 38.5986 | 52.0711
2030-03-20 15:00 | 38.868 | 56.2041
2030-03-20 16:00 | 41.2492 | 60.8478
2030-03-20 17:00 | 44.1324 | 69.1417
2030-03-20 18:00 | 45.6949 | 74.1755
2030-03-20 19:00 | 45.3674 | 77.5983
2030-03-20 20:00 | 44.2792 | 76.6373
2030-03-20 21:00 | 41.174 | 72.1639
2030-03-20 22:00 | 38.1308 | 68.2168
2030-03-20 23:00 | 35.0542 | 64.7626
2030-03-21 | 33.8837 | 65.0459
2030-03-21 01:00 | 33.1299 | 60.1792
2030-03-21 02:00 | 33.9335 | 58.4772
2030-03-21 03:00 | 34.8548 | 58.7832
2030-03-21 04:00 | 35.5401 | 58.5376
2030-03-21 05:00 | 37.6221 | 62.0049
2030-03-21 06:00 | 42.1797 | 71.179
2030-03-21 07:00 | 48.2683 | 75.5047
2030-03-21 08:00 | 48.6195 | 73.8447
2030-03-21 09:00 | 45.4361 | 71.474
2030-03-21 10:00 | 42.5958 | 67.2505
2030-03-21 11:00 | 40.5496 | 64.8848
2030-03-21 12:00 | 41.8676 | 68.059
2030-03-21 13:00 | 41.24 | 66.7342
2030-03-21 14:00 | 40.6066 | 63.7171
2030-03-21 15:00 | 40.852 | 67.913
2030-03-21 16:00 | 43.0014 | 70.8429
2030-03-21 17:00 | 45.301 | 74.2485
2030-03-21 18:00 | 47.4637 | 78.8636
2030-03-21 19:00 | 45.9633 | 78.6666
2030-03-21 20:00 | 44.0161 | 75.4009
2030-03-21 21:00 | 40.5375 | 69.4838
2030-03-21 22:00 | 37.4324 | 65.9165
2030-03-21 23:00 | 34.5161 | 62.9194
2030-03-22 | 33.1421 | 62.3005
2030-03-22 01:00 | 32.5335 | 58.6676
2030-03-22 02:00 | 33.2827 | 57.0702
2030-03-22 03:00 | 34.1583 | 56.9366
2030-03-22 04:00 | 34.8136 | 56.3142
2030-03-22 05:00 | 36.8344 | 58.9039
2030-03-22 06:00 | 40.9875 | 67.869
2030-03-22 07:00 | 47.5502 | 72.0445
2030-03-22 08:00 | 48.9416 | 70.6924
2030-03-22 09:00 | 47.7184 | 70.8496
2030-03-22 10:00 | 46.3758 | 68.6876
2030-03-22 11:00 | 44.907 | 67.174
2030-03-22 12:00 | 42.1726 | 67.9852
2030-03-22 13:00 | 41.5956 | 67.2809
2030-03-22 14:00 | 40.9405 | 63.7292
2030-03-22 15:00 | 40.8632 | 67.1543
2030-03-22 16:00 | 42.5819 | 69.0786
2030-03-22 17:00 | 44.6193 | 70.1726
2030-03-22 18:00 | 45.4909 | 68.8672
2030-03-22 19:00 | 44.0379 | 70.0511
2030-03-22 20:00 | 42.089 | 68.4376
2030-03-22 21:00 | 38.6965 | 63.7973
2030-03-22 22:00 | 35.6475 | 60.7231
2030-03-22 23:00 | 32.7565 | 58.3116
2030-03-23 | 31.4683 | 57.1762
2030-03-23 01:00 | 31.0104 | 53.7054
2030-03-23 02:00 | 31.6906 | 52.0613
2030-03-23 03:00 | 32.4621 | 52.4081
2030-03-23 04:00 | 32.919 | 51.5831
2030-03-23 05:00 | 34.336 | 53.866
2030-03-23 06:00 | 37.2846 | 60.7677
2030-03-23 07:00 | 42.0476 | 61.6344
2030-03-23 08:00 | 42.7937 | 57.4153
2030-03-23 09:00 | 41.2942 | 54.9478
2030-03-23 10:00 | 39.7315 | 51.5942
2030-03-23 11:00 | 38.2965 | 51.7906
2030-03-23 12:00 | 36.5758 | 48.2913
2030-03-23 13:00 | 35.4892 | 46.8182
2030-03-23 14:00 | 34.3743 | 42.4385
2030-03-23 15:00 | 34.3103 | 45.9215
2030-03-23 16:00 | 36.7686 | 50.5004
2030-03-23 17:00 | 39.9834 | 57.4274
2030-03-23 18:00 | 42.6224 | 62.935
2030-03-23 19:00 | 41.041 | 64.2744
2030-03-23 20:00 | 38.7795 | 62.5069
2030-03-23 21:00 | 35.5299 | 58.1935
2030-03-23 22:00 | 33.1498 | 56.0525
2030-03-23 23:00 | 31.1073 | 54.8075
2030-03-24 | 30.3479 | 55.7322
2030-03-24 01:00 | 29.5418 | 52.2681
2030-03-24 02:00 | 30.2329 | 51.1225
2030-03-24 03:00 | 31.0473 | 51.6608
2030-03-24 04:00 | 31.4276 | 51.2431
2030-03-24 05:00 | 32.7245 | 52.9865
2030-03-24 06:00 | 35.3839 | 58.8514
2030-03-24 07:00 | 39.5689 | 59.8983
2030-03-24 08:00 | 39.9161 | 56.6359
2030-03-24 09:00 | 37.9573 | 56.6119
2030-03-24 10:00 | 36.0837 | 55.3365
2030-03-24 11:00 | 35.0693 | 55.7817
2030-03-24 12:00 | 35.4025 | 58.5048
2030-03-24 13:00 | 34.7047 | 57.9153
2030-03-24 14:00 | 33.9075 | 55.3655
2030-03-24 15:00 | 34.3776 | 61.2262
2030-03-24 16:00 | 37.4276 | 65.0673
2030-03-24 17:00 | 41.0929 | 68.8169
2030-03-24 18:00 | 43.2329 | 71.4109
2030-03-24 19:00 | 42.0754 | 70.252
2030-03-24 20:00 | 40.2226 | 67.4397
2030-03-24 21:00 | 37.0292 | 62.4377
2030-03-24 22:00 | 34.4173 | 60.2953
2030-03-24 23:00 | 32.0502 | 58.8292
2030-03-25 | 30.5685 | 57.5387
2030-03-25 01:00 | 30.0183 | 53.3805
2030-03-25 02:00 | 30.9603 | 52.2142
2030-03-25 03:00 | 32.0018 | 52.7596
2030-03-25 04:00 | 32.6726 | 52.3303
2030-03-25 05:00 | 34.7883 | 55.6664
2030-03-25 06:00 | 39.2519 | 63.8921
2030-03-25 07:00 | 45.5896 | 68.2872
2030-03-25 08:00 | 46.1601 | 66.3853
2030-03-25 09:00 | 43.7952 | 64.9479
2030-03-25 10:00 | 42.0256 | 61.3994
2030-03-25 11:00 | 41.0464 | 60.9387
2030-03-25 12:00 | 40.4454 | 64.7533
2030-03-25 13:00 | 40.0734 | 64.1204
2030-03-25 14:00 | 39.3472 | 60.0972
2030-03-25 15:00 | 39.7521 | 64.2122
2030-03-25 16:00 | 41.9078 | 67.923
2030-03-25 17:00 | 44.2267 | 72.6615
2030-03-25 18:00 | 46.1583 | 74.7314
2030-03-25 19:00 | 44.4146 | 74.3742
2030-03-25 20:00 | 42.4732 | 71.4581
2030-03-25 21:00 | 39.0156 | 65.8178
2030-03-25 22:00 | 35.7568 | 62.4468
2030-03-25 23:00 | 32.8506 | 59.6879
2030-03-26 | 31.1509 | 58.8529
2030-03-26 01:00 | 30.6358 | 55.9476
2030-03-26 02:00 | 31.4964 | 54.3529
2030-03-26 03:00 | 32.472 | 54.1032
2030-03-26 04:00 | 33.1289 | 53.6004
2030-03-26 05:00 | 35.228 | 57.1459
2030-03-26 06:00 | 39.7052 | 64.5471
2030-03-26 07:00 | 46.01 | 69.2791
2030-03-26 08:00 | 46.7856 | 68.5677
2030-03-26 09:00 | 44.5328 | 67.9913
2030-03-26 10:00 | 42.809 | 65.1925
2030-03-26 11:00 | 41.7315 | 64.6203
2030-03-26 12:00 | 39.6629 | 65.4027
2030-03-26 13:00 | 39.096 | 63.9769
2030-03-26 14:00 | 38.5382 | 60.5978
2030-03-26 15:00 | 38.8353 | 63.5485
2030-03-26 16:00 | 41.0611 | 66.9586
2030-03-26 17:00 | 43.6696 | 70.0364
2030-03-26 18:00 | 45.8084 | 70.1959
2030-03-26 19:00 | 44.133 | 70.5967
2030-03-26 20:00 | 42.5079 | 68.3918
2030-03-26 21:00 | 39.1213 | 63.2394
2030-03-26 22:00 | 35.8901 | 60.3474
2030-03-26 23:00 | 32.9586 | 57.6642
2030-03-27 | 32.3777 | 57.4237
2030-03-27 01:00 | 31.6383 | 55.5271
2030-03-27 02:00 | 32.5228 | 53.5993
2030-03-27 03:00 | 33.5038 | 53.5817
2030-03-27 04:00 | 34.1459 | 53.2042
2030-03-27 05:00 | 36.1926 | 55.6831
2030-03-27 06:00 | 40.6729 | 61.3299
2030-03-27 07:00 | 47.0818 | 65.7665
2030-03-27 08:00 | 48.1481 | 63.9004
2030-03-27 09:00 | 46.2931 | 62.7476
2030-03-27 10:00 | 44.5607 | 59.5473
2030-03-27 11:00 | 43.5464 | 59.3239
2030-03-27 12:00 | 43.2488 | 62.4489
2030-03-27 13:00 | 42.9194 | 60.836
2030-03-27 14:00 | 42.146 | 56.1953
2030-03-27 15:00 | 42.5058 | 58.5638
2030-03-27 16:00 | 44.6867 | 62.0608
2030-03-27 17:00 | 47.0702 | 67.4965
2030-03-27 18:00 | 49.7624 | 67.928
2030-03-27 19:00 | 47.4648 | 69.5398
2030-03-27 20:00 | 45.163 | 68.2428
2030-03-27 21:00 | 41.6174 | 63.5546
2030-03-27 22:00 | 38.2704 | 60.1831
2030-03-27 23:00 | 35.2797 | 57.2705
2030-03-28 | 33.2263 | 56.35
2030-03-28 01:00 | 32.7791 | 55.1563
2030-03-28 02:00 | 33.6831 | 53.3588
2030-03-28 03:00 | 34.6848 | 53.5019
2030-03-28 04:00 | 35.2958 | 53.1436
2030-03-28 05:00 | 37.35 | 56.1948
2030-03-28 06:00 | 41.4464 | 63.7864
2030-03-28 07:00 | 48.1258 | 68.883
2030-03-28 08:00 | 49.9798 | 69.1331
2030-03-28 09:00 | 48.9437 | 69.8144
2030-03-28 10:00 | 47.6444 | 68.1453
2030-03-28 11:00 | 46.272 | 65.8793
2030-03-28 12:00 | 46.3286 | 67.9087
2030-03-28 13:00 | 46.1193 | 65.7996
2030-03-28 14:00 | 45.2712 | 61.3482
2030-03-28 15:00 | 45.6453 | 63.7886
2030-03-28 16:00 | 47.6646 | 67.2952
2030-03-28 17:00 | 49.5323 | 71.6658
2030-03-28 18:00 | 50.1707 | 72.1034
2030-03-28 19:00 | 47.8709 | 72.4815
2030-03-28 20:00 | 45.4826 | 70.3982
2030-03-28 21:00 | 41.8605 | 64.7954
2030-03-28 22:00 | 38.5286 | 61.7222
2030-03-28 23:00 | 35.5458 | 58.6517
2030-03-29 | 33.6258 | 59.0816
2030-03-29 01:00 | 32.2859 | 55.1705
2030-03-29 02:00 | 33.096 | 53.5614
2030-03-29 03:00 | 34.074 | 53.9438
2030-03-29 04:00 | 34.6657 | 53.7405
2030-03-29 05:00 | 36.7027 | 56.8126
2030-03-29 06:00 | 41.3853 | 64.8194
2030-03-29 07:00 | 47.5579 | 69.1389
2030-03-29 08:00 | 48.3605 | 66.9209
2030-03-29 09:00 | 45.568 | 63.618
2030-03-29 10:00 | 43.1818 | 58.5753
2030-03-29 11:00 | 41.1359 | 56.3908
2030-03-29 12:00 | 39.4204 | 51.6169
2030-03-29 13:00 | 38.5147 | 49.2845
2030-03-29 14:00 | 37.7996 | 44.374
2030-03-29 15:00 | 37.6999 | 48.042
2030-03-29 16:00 | 39.6698 | 53.2432
2030-03-29 17:00 | 42.2493 | 61.5758
2030-03-29 18:00 | 43.9344 | 66.5379
2030-03-29 19:00 | 43.092 | 69.2539
2030-03-29 20:00 | 41.7244 | 68.1139
2030-03-29 21:00 | 38.6016 | 63.5494
2030-03-29 22:00 | 35.5423 | 60.7559
2030-03-29 23:00 | 32.6696 | 57.781
2030-03-30 | 31.4982 | 58.1939
2030-03-30 01:00 | 30.6439 | 55.2337
2030-03-30 02:00 | 31.3733 | 53.9623
2030-03-30 03:00 | 32.235 | 54.0007
2030-03-30 04:00 | 32.6438 | 53.5168
2030-03-30 05:00 | 34.1234 | 55.996
2030-03-30 06:00 | 37.153 | 62.0573
2030-03-30 07:00 | 41.5136 | 62.7968
2030-03-30 08:00 | 41.8985 | 59.5144
2030-03-30 09:00 | 40.101 | 58.1282
2030-03-30 10:00 | 38.5115 | 55.6065
2030-03-30 11:00 | 37.2966 | 54.359
2030-03-30 12:00 | 36.3386 | 53.8519
2030-03-30 13:00 | 35.2498 | 52.0931
2030-03-30 14:00 | 34.1708 | 47.507
2030-03-30 15:00 | 34.217 | 51.8203
2030-03-30 16:00 | 36.7966 | 56.6916
2030-03-30 17:00 | 40.0831 | 62.9409
2030-03-30 18:00 | 42.8 | 65.0076
2030-03-30 19:00 | 41.0772 | 65.5464
2030-03-30 20:00 | 39.0738 | 63.6205
2030-03-30 21:00 | 35.6909 | 59.3403
2030-03-30 22:00 | 33.0817 | 58.0452
2030-03-30 23:00 | 30.9281 | 57.4056
2030-03-31 | 30.2188 | 56.9908
2030-03-31 01:00 | 29.418 | 55.26
2030-03-31 02:00 | 30.131 | 53.7985
2030-03-31 03:00 | 30.9681 | 53.7234
2030-03-31 04:00 | 31.2615 | 53.0233
2030-03-31 05:00 | 32.5232 | 55.0552
2030-03-31 06:00 | 35.2515 | 60.5286
2030-03-31 07:00 | 39.3411 | 60.381
2030-03-31 08:00 | 39.941 | 55.8116
2030-03-31 09:00 | 38.3863 | 54.8
2030-03-31 10:00 | 36.8228 | 53.881
2030-03-31 11:00 | 36.1159 | 55.3127
2030-03-31 12:00 | 35.1661 | 52.7954
2030-03-31 13:00 | 34.3662 | 52.1807
2030-03-31 14:00 | 33.5452 | 49.4159
2030-03-31 15:00 | 33.9568 | 54.3733
2030-03-31 16:00 | 37.0118 | 59.0632
2030-03-31 17:00 | 40.7361 | 65.1581
2030-03-31 18:00 | 42.5475 | 68.424
2030-03-31 19:00 | 41.0547 | 69.2262
2030-03-31 20:00 | 39.2852 | 67.0953
2030-03-31 21:00 | 36.0881 | 61.7571
2030-03-31 22:00 | 33.3296 | 59.8736
2030-03-31 23:00 | 31.0127 | 58.8352
2030-04-01 | 30.3908 | 58.6361
2030-04-01 01:00 | 29.4062 | 55.594
2030-04-01 02:00 | 30.4703 | 54.6984
2030-04-01 03:00 | 31.6472 | 55.3287
2030-04-01 04:00 | 32.3116 | 55.0365
2030-04-01 05:00 | 34.3055 | 58.0834
2030-04-01 06:00 | 39.0402 | 66.1485
2030-04-01 07:00 | 45.8986 | 70.3175
2030-04-01 08:00 | 46.9555 | 67.5777
2030-04-01 09:00 | 45.2094 | 64.9822
2030-04-01 10:00 | 44.0327 | 61.9168
2030-04-01 11:00 | 43.1263 | 62.1384
2030-04-01 12:00 | 41.8913 | 56.1813
2030-04-01 13:00 | 41.5062 | 55.2355
2030-04-01 14:00 | 40.8262 | 52.5107
2030-04-01 15:00 | 41.7442 | 57.9329
2030-04-01 16:00 | 43.737 | 62.7635
2030-04-01 17:00 | 45.8552 | 67.2386
2030-04-01 18:00 | 45.3315 | 69.6518
2030-04-01 19:00 | 44.0056 | 69.947
2030-04-01 20:00 | 42.0238 | 68.0366
2030-04-01 21:00 | 38.5731 | 63.2984
2030-04-01 22:00 | 35.4539 | 59.6398
2030-04-01 23:00 | 32.6131 | 56.8547
2030-04-02 | 31.3233 | 57.691
2030-04-02 01:00 | 30.5034 | 54.0448
2030-04-02 02:00 | 31.4777 | 52.802
2030-04-02 03:00 | 32.6394 | 53.3474
2030-04-02 04:00 | 33.2774 | 52.9774
2030-04-02 05:00 | 35.3641 | 55.8499
2030-04-02 06:00 | 40.223 | 65.3711
2030-04-02 07:00 | 46.9617 | 70.1533
2030-04-02 08:00 | 47.7984 | 69.5487
2030-04-02 09:00 | 45.0262 | 70.6201
2030-04-02 10:00 | 42.9094 | 69.9957
2030-04-02 11:00 | 41.0364 | 69.7444
2030-04-02 12:00 | 38.8711 | 65.6408
2030-04-02 13:00 | 38.1203 | 64.3398
2030-04-02 14:00 | 37.4565 | 60.6054
2030-04-02 15:00 | 38.2081 | 65.0229
2030-04-02 16:00 | 40.2327 | 68.7676
2030-04-02 17:00 | 42.8859 | 70.0799
2030-04-02 18:00 | 45.0262 | 72.0277
2030-04-02 19:00 | 43.8056 | 71.2366
2030-04-02 20:00 | 42.0435 | 69.4398
2030-04-02 21:00 | 38.7699 | 64.7687
2030-04-02 22:00 | 35.7326 | 61.2804
2030-04-02 23:00 | 32.957 | 58.8536
2030-04-03 | 31.2645 | 56.6802
2030-04-03 01:00 | 31.0609 | 53.5334
2030-04-03 02:00 | 32.0406 | 52.1647
2030-04-03 03:00 | 33.1841 | 52.7234
2030-04-03 04:00 | 33.7791 | 52.7456
2030-04-03 05:00 | 35.8053 | 55.7281
2030-04-03 06:00 | 40.4768 | 63.3896
2030-04-03 07:00 | 47.2664 | 68.0047
2030-04-03 08:00 | 48.1638 | 66.204
2030-04-03 09:00 | 45.5132 | 63.9573
2030-04-03 10:00 | 43.3054 | 60.4903
2030-04-03 11:00 | 41.3696 | 59.5507
2030-04-03 12:00 | 39.5853 | 56.8372
2030-04-03 13:00 | 38.9509 | 55.7706
2030-04-03 14:00 | 38.1944 | 52.6169
2030-04-03 15:00 | 38.7761 | 57.7577
2030-04-03 16:00 | 40.6949 | 62.3666
2030-04-03 17:00 | 43.2139 | 66.7795
2030-04-03 18:00 | 44.4913 | 68.6816
2030-04-03 19:00 | 43.3109 | 69.6372
2030-04-03 20:00 | 41.6376 | 68.6295
2030-04-03 21:00 | 38.4403 | 64.4433
2030-04-03 22:00 | 35.4156 | 60.7251
2030-04-03 23:00 | 32.6196 | 57.7918
2030-04-04 | 31.3968 | 56.3798
2030-04-04 01:00 | 30.7567 | 54.7318
2030-04-04 02:00 | 31.6856 | 53.5138
2030-04-04 03:00 | 32.7922 | 54.1736
2030-04-04 04:00 | 33.3449 | 53.929
2030-04-04 05:00 | 35.3872 | 56.9814
2030-04-04 06:00 | 40.2363 | 64.7102
2030-04-04 07:00 | 46.6817 | 70.0379
2030-04-04 08:00 | 47.2192 | 70.8363
2030-04-04 09:00 | 44.3631 | 73.7458
2030-04-04 10:00 | 42.1931 | 74.5796
2030-04-04 11:00 | 40.4205 | 73.9666
2030-04-04 12:00 | 38.2188 | 69.0986
2030-04-04 13:00 | 37.5004 | 67.9728
2030-04-04 14:00 | 36.8741 | 64.7807
2030-04-04 15:00 | 37.5097 | 69.092
2030-04-04 16:00 | 39.3783 | 72.1061
2030-04-04 17:00 | 41.7337 | 73.0343
2030-04-04 18:00 | 44.8672 | 73.2776
2030-04-04 19:00 | 43.2047 | 72.9402
2030-04-04 20:00 | 41.2407 | 71.5654
2030-04-04 21:00 | 37.9103 | 66.9061
2030-04-04 22:00 | 34.889 | 63.3937
2030-04-04 23:00 | 32.1667 | 60.5922
2030-04-05 | 30.7094 | 57.9593
2030-04-05 01:00 | 30.9601 | 56.026
2030-04-05 02:00 | 31.8898 | 54.8504
2030-04-05 03:00 | 32.9652 | 55.7829
2030-04-05 04:00 | 33.5893 | 55.5171
2030-04-05 05:00 | 35.5359 | 58.2724
2030-04-05 06:00 | 40.425 | 66.5958
2030-04-05 07:00 | 47.0085 | 70.8012
2030-04-05 08:00 | 47.9107 | 69.1983
2030-04-05 09:00 | 45.2857 | 68.4049
2030-04-05 10:00 | 43.3003 | 66.1589
2030-04-05 11:00 | 41.3571 | 66.1036
2030-04-05 12:00 | 41.1261 | 61.425
2030-04-05 13:00 | 40.4184 | 60.2442
2030-04-05 14:00 | 39.587 | 56.8151
2030-04-05 15:00 | 39.7577 | 62.5382
2030-04-05 16:00 | 41.2986 | 66.4893
2030-04-05 17:00 | 43.4244 | 69.7625
2030-04-05 18:00 | 45.2655 | 71.3939
2030-04-05 19:00 | 43.6355 | 73.1036
2030-04-05 20:00 | 41.5255 | 72.4125
2030-04-05 21:00 | 38.2553 | 68.3077
2030-04-05 22:00 | 35.3152 | 64.5878
2030-04-05 23:00 | 32.6611 | 61.5731
2030-04-06 | 31.669 | 59.585
2030-04-06 01:00 | 31.1623 | 58.424
2030-04-06 02:00 | 32.0085 | 57.5686
2030-04-06 03:00 | 32.9782 | 58.3792
2030-04-06 04:00 | 33.3488 | 58.3604
2030-04-06 05:00 | 34.6635 | 60.6722
2030-04-06 06:00 | 37.8929 | 67.1904
2030-04-06 07:00 | 42.5609 | 68.7732
2030-04-06 08:00 | 42.9246 | 65.7435
2030-04-06 09:00 | 40.9045 | 67.131
2030-04-06 10:00 | 39.2504 | 66.9061
2030-04-06 11:00 | 37.6825 | 65.7808
2030-04-06 12:00 | 36.0845 | 58.9493
2030-04-06 13:00 | 34.8976 | 57.6116
2030-04-06 14:00 | 34.1399 | 54.3281
2030-04-06 15:00 | 34.6754 | 60.053
2030-04-06 16:00 | 37.1094 | 64.0166
2030-04-06 17:00 | 40.3325 | 67.9211
2030-04-06 18:00 | 42.7491 | 69.5036
2030-04-06 19:00 | 41.3293 | 70.2255
2030-04-06 20:00 | 39.3937 | 68.2809
2030-04-06 21:00 | 35.9994 | 64.1186
2030-04-06 22:00 | 33.5669 | 61.8085
2030-04-06 23:00 | 31.4942 | 60.7649
2030-04-07 | 30.6475 | 61.1117
2030-04-07 01:00 | 30.3129 | 58.9522
2030-04-07 02:00 | 31.1017 | 58.0086
2030-04-07 03:00 | 31.9638 | 58.2658
2030-04-07 04:00 | 32.2619 | 57.9843
2030-04-07 05:00 | 33.4461 | 60.4508
2030-04-07 06:00 | 36.1554 | 65.8413
2030-04-07 07:00 | 40.1152 | 65.7725
2030-04-07 08:00 | 40.1222 | 60.7277
2030-04-07 09:00 | 37.7406 | 60.0198
2030-04-07 10:00 | 35.838 | 59.328
2030-04-07 11:00 | 34.4746 | 59.6593
2030-04-07 12:00 | 33.8619 | 56.559
2030-04-07 13:00 | 33.0337 | 55.9893
2030-04-07 14:00 | 32.2066 | 53.6022
2030-04-07 15:00 | 33.1078 | 59.5499
2030-04-07 16:00 | 35.9582 | 63.5721
2030-04-07 17:00 | 39.5871 | 67.9416
2030-04-07 18:00 | 41.8988 | 69.8557
2030-04-07 19:00 | 41.0874 | 71.226
2030-04-07 20:00 | 39.621 | 69.7435
2030-04-07 21:00 | 36.6358 | 65.1587
2030-04-07 22:00 | 34.0348 | 62.8269
2030-04-07 23:00 | 31.7558 | 61.7512
2030-04-08 | 30.6474 | 60.9986
2030-04-08 01:00 | 30.8069 | 58.7913
2030-04-08 02:00 | 31.9125 | 57.8221
2030-04-08 03:00 | 33.072 | 58.5223
2030-04-08 04:00 | 33.6949 | 58.2101
2030-04-08 05:00 | 35.704 | 61.267
2030-04-08 06:00 | 40.3825 | 69.6303
2030-04-08 07:00 | 46.4862 | 73.3633
2030-04-08 08:00 | 46.7023 | 71.1329
2030-04-08 09:00 | 43.3798 | 68.8988
2030-04-08 10:00 | 41.1031 | 65.5279
2030-04-08 11:00 | 39.5494 | 64.3212
2030-04-08 12:00 | 37.6345 | 60.9253
2030-04-08 13:00 | 36.7716 | 60.1845
2030-04-08 14:00 | 36.2603 | 57.2619
2030-04-08 15:00 | 37.0627 | 63.0198
2030-04-08 16:00 | 39.2867 | 67.4198
2030-04-08 17:00 | 42.0157 | 71.4648
2030-04-08 18:00 | 43.8125 | 72.8718
2030-04-08 19:00 | 43.0181 | 74.5256
2030-04-08 20:00 | 41.8121 | 74.2204
2030-04-08 21:00 | 38.7445 | 69.9367
2030-04-08 22:00 | 35.7059 | 65.8285
2030-04-08 23:00 | 32.781 | 62.9277
2030-04-09 | 31.8131 | 61.5748
2030-04-09 01:00 | 31.487 | 58.9005
2030-04-09 02:00 | 32.4848 | 57.4999
2030-04-09 03:00 | 33.5757 | 57.9977
2030-04-09 04:00 | 34.1837 | 57.6769
2030-04-09 05:00 | 36.2187 | 60.5803
2030-04-09 06:00 | 40.9923 | 68.7661
2030-04-09 07:00 | 47.5555 | 72.5725
2030-04-09 08:00 | 48.6793 | 70.4271
2030-04-09 09:00 | 46.2781 | 68.214
2030-04-09 10:00 | 44.3449 | 65.2791
2030-04-09 11:00 | 42.3514 | 65.2169
2030-04-09 12:00 | 41.7141 | 60.1276
2030-04-09 13:00 | 41.0338 | 58.7567
2030-04-09 14:00 | 40.3419 | 55.5238
2030-04-09 15:00 | 40.9831 | 61.5089
2030-04-09 16:00 | 42.8787 | 66.2231
2030-04-09 17:00 | 45.3181 | 70.0926
2030-04-09 18:00 | 46.5352 | 70.5246
2030-04-09 19:00 | 44.7325 | 72.7786
2030-04-09 20:00 | 42.9297 | 72.7325
2030-04-09 21:00 | 39.7208 | 68.6576
2030-04-09 22:00 | 36.6654 | 64.7411
2030-04-09 23:00 | 33.8953 | 61.7398
2030-04-10 | 32.4877 | 61.7699
2030-04-10 01:00 | 31.6463 | 58.0498
2030-04-10 02:00 | 32.5997 | 56.668
2030-04-10 03:00 | 33.6601 | 57.1489
2030-04-10 04:00 | 34.1694 | 57.0646
2030-04-10 05:00 | 36.1718 | 60.0402
2030-04-10 06:00 | 40.8868 | 67.4788
2030-04-10 07:00 | 47.3591 | 71.3014
2030-04-10 08:00 | 48.1484 | 68.9785
2030-04-10 09:00 | 45.5076 | 65.4663
2030-04-10 10:00 | 43.2907 | 61.0305
2030-04-10 11:00 | 41.2518 | 59.5986
2030-04-10 12:00 | 37.5417 | 58.5156
2030-04-10 13:00 | 36.7514 | 57.3888
2030-04-10 14:00 | 36.1426 | 54.4227
2030-04-10 15:00 | 36.773 | 59.8855
2030-04-10 16:00 | 38.7211 | 64.1494
2030-04-10 17:00 | 41.4527 | 68.8312
2030-04-10 18:00 | 43.0811 | 70.5013
2030-04-10 19:00 | 42.1144 | 72.6002
2030-04-10 20:00 | 41.0178 | 72.6386
2030-04-10 21:00 | 38.1758 | 68.6361
2030-04-10 22:00 | 35.2087 | 64.715
2030-04-10 23:00 | 32.3621 | 61.2594
2030-04-11 | 31.0035 | 60.4425
2030-04-11 01:00 | 30.6172 | 58.5011
2030-04-11 02:00 | 31.5397 | 57.0573
2030-04-11 03:00 | 32.5726 | 57.4762
2030-04-11 04:00 | 33.0821 | 57.3422
2030-04-11 05:00 | 35.0697 | 60.5517
2030-04-11 06:00 | 40.0246 | 68.0839
2030-04-11 07:00 | 46.1206 | 71.7628
2030-04-11 08:00 | 46.976 | 69.5723
2030-04-11 09:00 | 44.8746 | 67.0746
2030-04-11 10:00 | 43.4174 | 63.5842
2030-04-11 11:00 | 41.8119 | 62.0362
2030-04-11 12:00 | 41.9549 | 64.3719
2030-04-11 13:00 | 41.4686 | 63.3184
2030-04-11 14:00 | 40.9951 | 60.1993
2030-04-11 15:00 | 41.6126 | 65.3567
2030-04-11 16:00 | 43.1007 | 68.9942
2030-04-11 17:00 | 44.7164 | 71.2734
2030-04-11 18:00 | 45.6407 | 76.2322
2030-04-11 19:00 | 43.7069 | 76.0627
2030-04-11 20:00 | 41.8305 | 75.4263
2030-04-11 21:00 | 38.6751 | 70.7298
2030-04-11 22:00 | 35.6795 | 66.9241
2030-04-11 23:00 | 32.8876 | 63.9896
2030-04-12 | 31.4316 | 60.3928
2030-04-12 01:00 | 30.8764 | 60.3985
2030-04-12 02:00 | 31.7757 | 58.8826
2030-04-12 03:00 | 32.7885 | 58.6609
2030-04-12 04:00 | 33.2984 | 58.2882
2030-04-12 05:00 | 35.2449 | 60.7722
2030-04-12 06:00 | 39.7816 | 66.1969
2030-04-12 07:00 | 45.9181 | 70.8033
2030-04-12 08:00 | 46.5918 | 71.8332
2030-04-12 09:00 | 44.0932 | 74.8946
2030-04-12 10:00 | 42.6417 | 75.9556
2030-04-12 11:00 | 41.0391 | 74.6372
2030-04-12 12:00 | 41.4033 | 68.9367
2030-04-12 13:00 | 40.9472 | 67.9549
2030-04-12 14:00 | 40.0418 | 65.1177
2030-04-12 15:00 | 40.1592 | 69.1108
2030-04-12 16:00 | 41.3967 | 70.7321
2030-04-12 17:00 | 43.1658 | 70.9286
2030-04-12 18:00 | 43.9835 | 71.227
2030-04-12 19:00 | 41.8811 | 70.8073
2030-04-12 20:00 | 39.8685 | 69.4943
2030-04-12 21:00 | 36.7603 | 64.7375
2030-04-12 22:00 | 33.7972 | 61.1859
2030-04-12 23:00 | 31.1874 | 58.3908
2030-04-13 | 29.8573 | 58.2407
2030-04-13 01:00 | 29.2081 | 55.7791
2030-04-13 02:00 | 29.9566 | 54.472
2030-04-13 03:00 | 30.8061 | 54.7151
2030-04-13 04:00 | 31.0962 | 54.1015
2030-04-13 05:00 | 32.1573 | 56.3533
2030-04-13 06:00 | 35.3915 | 62.7019
2030-04-13 07:00 | 40.1594 | 64.004
2030-04-13 08:00 | 41.1523 | 63.8954
2030-04-13 09:00 | 40.245 | 68.8734
2030-04-13 10:00 | 39.5745 | 72.0597
2030-04-13 11:00 | 38.7614 | 71.8759
2030-04-13 12:00 | 38.4035 | 68.2925
2030-04-13 13:00 | 38.3149 | 67.8935
2030-04-13 14:00 | 37.2905 | 64.7537
2030-04-13 15:00 | 38.1992 | 68.4015
2030-04-13 16:00 | 40.6449 | 70.1042
2030-04-13 17:00 | 43.2097 | 69.7792
2030-04-13 18:00 | 44.5432 | 69.0187
2030-04-13 19:00 | 41.7246 | 68.0145
2030-04-13 20:00 | 39.2695 | 66.4508
2030-04-13 21:00 | 35.8936 | 61.9964
2030-04-13 22:00 | 33.3607 | 59.7116
2030-04-13 23:00 | 31.1886 | 58.4289
2030-04-14 | 29.8575 | 56.9259
2030-04-14 01:00 | 29.2424 | 55.2284
2030-04-14 02:00 | 29.9451 | 54.1523
2030-04-14 03:00 | 30.732 | 54.4154
2030-04-14 04:00 | 30.9479 | 54.2013
2030-04-14 05:00 | 31.8664 | 56.1877
2030-04-14 06:00 | 34.3835 | 60.2686
2030-04-14 07:00 | 38.6252 | 61.0997
2030-04-14 08:00 | 40.0471 | 59.2437
2030-04-14 09:00 | 39.4419 | 60.8058
2030-04-14 10:00 | 38.9936 | 61.0435
2030-04-14 11:00 | 38.0192 | 59.6729
2030-04-14 12:00 | 37.8434 | 60.4695
2030-04-14 13:00 | 37.023 | 59.9141
2030-04-14 14:00 | 36.6822 | 57.7191
2030-04-14 15:00 | 37.4431 | 63.7165
2030-04-14 16:00 | 40.0949 | 66.7661
2030-04-14 17:00 | 42.4783 | 68.9386
2030-04-14 18:00 | 43.7193 | 70.2135
2030-04-14 19:00 | 41.1189 | 68.8314
2030-04-14 20:00 | 38.5152 | 66.6359
2030-04-14 21:00 | 35.6471 | 61.8205
2030-04-14 22:00 | 33.2747 | 59.2815
2030-04-14 23:00 | 31.1531 | 57.5593
2030-04-15 | 29.7031 | 58.2566
2030-04-15 01:00 | 29.936 | 54.6202
2030-04-15 02:00 | 31.016 | 53.6944
2030-04-15 03:00 | 32.1541 | 54.1397
2030-04-15 04:00 | 32.753 | 53.7363
2030-04-15 05:00 | 34.7432 | 56.9452
2030-04-15 06:00 | 39.8675 | 64.9975
2030-04-15 07:00 | 46.7552 | 69.6312
2030-04-15 08:00 | 48.0424 | 70.9376
2030-04-15 09:00 | 45.9494 | 74.3746
2030-04-15 10:00 | 44.2565 | 75.2553
2030-04-15 11:00 | 42.3891 | 73.6994
2030-04-15 12:00 | 40.6148 | 63.2824
2030-04-15 13:00 | 40.263 | 62.831
2030-04-15 14:00 | 39.5276 | 59.4023
2030-04-15 15:00 | 40.107 | 64.1365
2030-04-15 16:00 | 42.0342 | 67.5659
2030-04-15 17:00 | 44.4011 | 70.323
2030-04-15 18:00 | 46.2795 | 68.7066
2030-04-15 19:00 | 44.6517 | 70.1833
2030-04-15 20:00 | 42.9292 | 70.2718
2030-04-15 21:00 | 39.8468 | 66.4217
2030-04-15 22:00 | 36.6696 | 62.7877
2030-04-15 23:00 | 33.6789 | 59.8492
2030-04-16 | 32.2421 | 58.1591
2030-04-16 01:00 | 31.7489 | 58.7197
2030-04-16 02:00 | 32.7658 | 57.0524
2030-04-16 03:00 | 33.8457 | 56.8158
2030-04-16 04:00 | 34.4402 | 56.4395
2030-04-16 05:00 | 36.4972 | 59.2516
2030-04-16 06:00 | 41.559 | 66.7375
2030-04-16 07:00 | 48.2035 | 69.3011
2030-04-16 08:00 | 49.8143 | 65.4443
2030-04-16 09:00 | 48.1242 | 61.3309
2030-04-16 10:00 | 46.9128 | 57.4153
2030-04-16 11:00 | 45.0905 | 58.1568
2030-04-16 12:00 | 45.3538 | 58.4661
2030-04-16 13:00 | 45.2024 | 57.6037
2030-04-16 14:00 | 44.233 | 53.9268
2030-04-16 15:00 | 45.0188 | 59.4397
2030-04-16 16:00 | 46.7209 | 64.1298
2030-04-16 17:00 | 48.5981 | 67.1257
2030-04-16 18:00 | 49.1756 | 68.9397
2030-04-16 19:00 | 46.1036 | 70.5681
2030-04-16 20:00 | 43.5351 | 70.8761
2030-04-16 21:00 | 40.1415 | 67.2032
2030-04-16 22:00 | 36.8583 | 63.687
2030-04-16 23:00 | 33.9492 | 60.8597
2030-04-17 | 32.3167 | 60.1597
2030-04-17 01:00 | 31.7484 | 56.5158
2030-04-17 02:00 | 32.7 | 55.0446
2030-04-17 03:00 | 33.6804 | 55.0023
2030-04-17 04:00 | 34.2034 | 54.7511
2030-04-17 05:00 | 36.0669 | 57.5752
2030-04-17 06:00 | 40.7326 | 64.2278
2030-04-17 07:00 | 47.0238 | 67.9808
2030-04-17 08:00 | 47.9143 | 66.6283
2030-04-17 09:00 | 46.187 | 65.6715
2030-04-17 10:00 | 44.8633 | 63.7896
2030-04-17 11:00 | 43.7809 | 63.4551
2030-04-17 12:00 | 42.5372 | 61.5775
2030-04-17 13:00 | 42.2862 | 60.8626
2030-04-17 14:00 | 41.6866 | 57.5618
2030-04-17 15:00 | 42.2997 | 62.0047
2030-04-17 16:00 | 44.0936 | 65.3085
2030-04-17 17:00 | 46.1269 | 68.1885
2030-04-17 18:00 | 46.9348 | 66.6552
2030-04-17 19:00 | 44.6296 | 68.5499
2030-04-17 20:00 | 42.6225 | 68.6792
2030-04-17 21:00 | 39.5331 | 65.0994
2030-04-17 22:00 | 36.3901 | 61.4857
2030-04-17 23:00 | 33.4294 | 58.2768
2030-04-18 | 32.5082 | 58.1235
2030-04-18 01:00 | 31.7027 | 54.7569
2030-04-18 02:00 | 32.6493 | 53.3678
2030-04-18 03:00 | 33.6108 | 53.583
2030-04-18 04:00 | 34.1615 | 53.2718
2030-04-18 05:00 | 36.0347 | 56.407
2030-04-18 06:00 | 40.8738 | 64.057
2030-04-18 07:00 | 47.0962 | 67.0065
2030-04-18 08:00 | 48.0433 | 63.3829
2030-04-18 09:00 | 46.3203 | 59.5923
2030-04-18 10:00 | 44.9499 | 55.7453
2030-04-18 11:00 | 43.7586 | 55.9078
2030-04-18 12:00 | 41.0264 | 52.7922
2030-04-18 13:00 | 40.5388 | 51.4393
2030-04-18 14:00 | 40.0372 | 47.5767
2030-04-18 15:00 | 40.671 | 52.7783
2030-04-18 16:00 | 42.5761 | 57.4752
2030-04-18 17:00 | 44.6849 | 62.5352
2030-04-18 18:00 | 45.3878 | 62.756
2030-04-18 19:00 | 44.0219 | 65.6519
2030-04-18 20:00 | 42.7732 | 66.2922
2030-04-18 21:00 | 39.924 | 62.8987
2030-04-18 22:00 | 36.8871 | 59.4271
2030-04-18 23:00 | 33.8865 | 56.2787
2030-04-19 | 33.2093 | 57.2321
2030-04-19 01:00 | 30.5135 | 55.4015
2030-04-19 02:00 | 31.2806 | 52.5781
2030-04-19 03:00 | 32.0526 | 51.2143
2030-04-19 04:00 | 32.2423 | 50.4603
2030-04-19 05:00 | 33.0949 | 52.569
2030-04-19 06:00 | 35.4166 | 56.5733
2030-04-19 07:00 | 39.9839 | 55.5732
2030-04-19 08:00 | 41.4349 | 50.0323
2030-04-19 09:00 | 40.6647 | 44.1477
2030-04-19 10:00 | 40.2733 | 37.8905
2030-04-19 11:00 | 39.7154 | 37.9193
2030-04-19 12:00 | 37.9946 | 39.1483
2030-04-19 13:00 | 37.0923 | 37.695
2030-04-19 14:00 | 36.1919 | 33.7086
2030-04-19 15:00 | 36.2162 | 38.847
2030-04-19 16:00 | 38.3331 | 42.6138
2030-04-19 17:00 | 40.8634 | 47.7404
2030-04-19 18:00 | 40.9373 | 53.8175
2030-04-19 19:00 | 39.0662 | 56.3466
2030-04-19 20:00 | 38.1454 | 57.7559
2030-04-19 21:00 | 35.9506 | 56.3764
2030-04-19 22:00 | 33.3251 | 54.6012
2030-04-19 23:00 | 31.1273 | 53.5198
2030-04-20 | 30.0742 | 54.0522
2030-04-20 01:00 | 30.479 | 53.4068
2030-04-20 02:00 | 31.2208 | 51.8069
2030-04-20 03:00 | 31.9732 | 52.2943
2030-04-20 04:00 | 32.2814 | 51.6461
2030-04-20 05:00 | 33.3842 | 53.5076
2030-04-20 06:00 | 36.4217 | 57.1621
2030-04-20 07:00 | 40.9932 | 56.6887
2030-04-20 08:00 | 41.9263 | 52.9285
2030-04-20 09:00 | 41.0864 | 51.4602
2030-04-20 10:00 | 40.2152 | 48.1247
2030-04-20 11:00 | 39.2851 | 47.6346
2030-04-20 12:00 | 38.0512 | 55.5187
2030-04-20 13:00 | 37.1966 | 54.1989
2030-04-20 14:00 | 36.1301 | 49.4107
2030-04-20 15:00 | 36.5193 | 53.2381
2030-04-20 16:00 | 38.7068 | 56.6547
2030-04-20 17:00 | 41.3293 | 59.8954
2030-04-20 18:00 | 43.5923 | 60.9046
2030-04-20 19:00 | 40.516 | 61.8393
2030-04-20 20:00 | 37.7269 | 60.5001
2030-04-20 21:00 | 34.8033 | 57.364
2030-04-20 22:00 | 32.3496 | 55.1835
2030-04-20 23:00 | 30.3869 | 53.1921
2030-04-21 | 29.6409 | 52.6649
2030-04-21 01:00 | 28.4467 | 50.6598
2030-04-21 02:00 | 29.3057 | 48.9326
2030-04-21 03:00 | 30.0067 | 49.2613
2030-04-21 04:00 | 30.1867 | 48.3957
2030-04-21 05:00 | 30.8935 | 49.1879
2030-04-21 06:00 | 33.2955 | 50.6046
2030-04-21 07:00 | 37.4857 | 50.503
2030-04-21 08:00 | 39.1759 | 50.283
2030-04-21 09:00 | 37.8734 | 48.9806
2030-04-21 10:00 | 36.5331 | 44.6556
2030-04-21 11:00 | 35.3412 | 42.9577
2030-04-21 12:00 | 35.6096 | 53.0926
2030-04-21 13:00 | 34.2487 | 53.0381
2030-04-21 14:00 | 34.0309 | 49.3543
2030-04-21 15:00 | 34.1802 | 53.9325
2030-04-21 16:00 | 37.1659 | 55.3541
2030-04-21 17:00 | 39.9501 | 59.3974
2030-04-21 18:00 | 38.9311 | 59.4656
2030-04-21 19:00 | 37.4377 | 61.159
2030-04-21 20:00 | 36.6671 | 57.0712
2030-04-21 21:00 | 35.1758 | 55.1471
2030-04-21 22:00 | 32.8773 | 55.5709
2030-04-21 23:00 | 30.9116 | 54.405
2030-04-22 | 30.0841 | 53.3984
2030-04-22 01:00 | 29.6168 | 52.1982
2030-04-22 02:00 | 30.7304 | 51.2287
2030-04-22 03:00 | 31.6667 | 50.7401
2030-04-22 04:00 | 32.1805 | 49.7836
2030-04-22 05:00 | 34.027 | 51.0485
2030-04-22 06:00 | 38.065 | 58.2143
2030-04-22 07:00 | 44.4436 | 62.6053
2030-04-22 08:00 | 46.6574 | 57.6616
2030-04-22 09:00 | 46.1954 | 55.5839
2030-04-22 10:00 | 45.87 | 53.2856
2030-04-22 11:00 | 44.0814 | 51.5004
2030-04-22 12:00 | 43.418 | 55.4119
2030-04-22 13:00 | 43.5591 | 55.7071
2030-04-22 14:00 | 43.1897 | 53.4355
2030-04-22 15:00 | 43.6291 | 59.3373
2030-04-22 16:00 | 45.1219 | 63.4072
2030-04-22 17:00 | 46.853 | 66.5963
2030-04-22 18:00 | 46.5514 | 68.5464
2030-04-22 19:00 | 44.2107 | 71.2346
2030-04-22 20:00 | 41.9356 | 69.9115
2030-04-22 21:00 | 38.9696 | 65.8184
2030-04-22 22:00 | 36.029 | 61.4242
2030-04-22 23:00 | 33.317 | 57.4931
2030-04-23 | 32.2388 | 57.677
2030-04-23 01:00 | 31.3425 | 52.9942
2030-04-23 02:00 | 32.3092 | 50.9609
2030-04-23 03:00 | 33.3545 | 50.4299
2030-04-23 04:00 | 33.9425 | 49.7443
2030-04-23 05:00 | 35.9004 | 52.3825
2030-04-23 06:00 | 40.7624 | 60.1564
2030-04-23 07:00 | 47.4193 | 62.9079
2030-04-23 08:00 | 48.5242 | 59.5687
2030-04-23 09:00 | 46.2794 | 57.1827
2030-04-23 10:00 | 44.4115 | 53.0842
2030-04-23 11:00 | 42.334 | 52.9451
2030-04-23 12:00 | 41.9802 | 55.667
2030-04-23 13:00 | 41.6907 | 55.3669
2030-04-23 14:00 | 40.9426 | 52.3385
2030-04-23 15:00 | 41.4637 | 57.9584
2030-04-23 16:00 | 43.2177 | 62.7298
2030-04-23 17:00 | 45.3481 | 65.8008
2030-04-23 18:00 | 45.3755 | 67.964
2030-04-23 19:00 | 43.5198 | 69.5649
2030-04-23 20:00 | 41.8614 | 69.1613
2030-04-23 21:00 | 39.0758 | 65.0131
2030-04-23 22:00 | 35.9807 | 61.3982
2030-04-23 23:00 | 33.0777 | 58.0951
2030-04-24 | 31.9236 | 56.9661
2030-04-24 01:00 | 31.4641 | 53.2663
2030-04-24 02:00 | 32.4054 | 51.5441
2030-04-24 03:00 | 33.3616 | 51.1802
2030-04-24 04:00 | 33.9114 | 50.5435
2030-04-24 05:00 | 35.7261 | 53.4229
2030-04-24 06:00 | 40.4667 | 58.7943
2030-04-24 07:00 | 47.0986 | 62.357
2030-04-24 08:00 | 48.3616 | 60.7874
2030-04-24 09:00 | 47.061 | 57.8316
2030-04-24 10:00 | 45.841 | 53.972
2030-04-24 11:00 | 44.5253 | 52.0863
2030-04-24 12:00 | 41.036 | 56.4797
2030-04-24 13:00 | 40.7208 | 54.674
2030-04-24 14:00 | 40.1881 | 50.1098
2030-04-24 15:00 | 40.7142 | 53.5995
2030-04-24 16:00 | 42.6077 | 57.4578
2030-04-24 17:00 | 44.8352 | 62.677
2030-04-24 18:00 | 45.774 | 67.5672
2030-04-24 19:00 | 43.9137 | 67.5946
2030-04-24 20:00 | 42.2184 | 66.2794
2030-04-24 21:00 | 39.4754 | 61.8466
2030-04-24 22:00 | 36.3861 | 58.8982
2030-04-24 23:00 | 33.3833 | 55.4856
2030-04-25 | 32.4939 | 55.0296
2030-04-25 01:00 | 31.5157 | 50.2527
2030-04-25 02:00 | 32.4505 | 48.9801
2030-04-25 03:00 | 33.4172 | 49.244
2030-04-25 04:00 | 33.9634 | 49.0843
2030-04-25 05:00 | 35.8404 | 52.1378
2030-04-25 06:00 | 40.8785 | 59.5405
2030-04-25 07:00 | 47.2687 | 62.7585
2030-04-25 08:00 | 48.1325 | 59.7113
2030-04-25 09:00 | 45.7119 | 57.4429
2030-04-25 10:00 | 43.6784 | 54.5698
2030-04-25 11:00 | 41.6125 | 54.174
2030-04-25 12:00 | 40.1109 | 58.5982
2030-04-25 13:00 | 39.6032 | 58.3715
2030-04-25 14:00 | 39.1082 | 53.4605
2030-04-25 15:00 | 39.6872 | 58.1088
2030-04-25 16:00 | 41.5979 | 62.2542
2030-04-25 17:00 | 43.8115 | 65.6409
2030-04-25 18:00 | 43.77 | 65.8758
2030-04-25 19:00 | 42.8007 | 66.8692
2030-04-25 20:00 | 41.7339 | 65.9188
2030-04-25 21:00 | 39.2802 | 61.7586
2030-04-25 22:00 | 36.3481 | 58.7156
2030-04-25 23:00 | 33.3773 | 55.7629
2030-04-26 | 32.0901 | 55.0553
2030-04-26 01:00 | 31.6588 | 50.4855
2030-04-26 02:00 | 32.5549 | 49.5328
2030-04-26 03:00 | 33.472 | 49.7138
2030-04-26 04:00 | 34.0261 | 49.5341
2030-04-26 05:00 | 35.804 | 52.2883
2030-04-26 06:00 | 40.4828 | 60.4372
2030-04-26 07:00 | 46.8521 | 63.9041
2030-04-26 08:00 | 47.8571 | 63.5603
2030-04-26 09:00 | 46.1446 | 63.8761
2030-04-26 10:00 | 44.8105 | 64.1575
2030-04-26 11:00 | 43.3202 | 63.3546
2030-04-26 12:00 | 40.7511 | 60.7142
2030-04-26 13:00 | 40.2395 | 60.0575
2030-04-26 14:00 | 39.6061 | 56.4439
2030-04-26 15:00 | 39.7671 | 60.572
2030-04-26 16:00 | 41.2987 | 63.3967
2030-04-26 17:00 | 43.3289 | 64.6119
2030-04-26 18:00 | 43.7756 | 62.8693
2030-04-26 19:00 | 42.4114 | 64.6192
2030-04-26 20:00 | 40.8741 | 64.2382
2030-04-26 21:00 | 38.3346 | 60.803
2030-04-26 22:00 | 35.4013 | 57.7527
2030-04-26 23:00 | 32.4691 | 54.7999
2030-04-27 | 31.5047 | 53.1849
2030-04-27 01:00 | 30.864 | 53.45
2030-04-27 02:00 | 31.6992 | 51.9295
2030-04-27 03:00 | 32.53 | 52.0352
2030-04-27 04:00 | 32.8978 | 51.2726
2030-04-27 05:00 | 34.0738 | 53.6559
2030-04-27 06:00 | 37.0235 | 55.5585
2030-04-27 07:00 | 41.8097 | 55.6303
2030-04-27 08:00 | 42.7293 | 53.5067
2030-04-27 09:00 | 42.0258 | 53.8402
2030-04-27 10:00 | 41.2816 | 52.4398
2030-04-27 11:00 | 40.0584 | 52.4909
2030-04-27 12:00 | 38.2639 | 58.5606
2030-04-27 13:00 | 37.509 | 58.0458
2030-04-27 14:00 | 36.6339 | 54.0469
2030-04-27 15:00 | 37.0239 | 58.462
2030-04-27 16:00 | 39.2987 | 61.5563
2030-04-27 17:00 | 42.1051 | 63.2088
2030-04-27 18:00 | 42.4835 | 61.7157
2030-04-27 19:00 | 40.783 | 62.1591
2030-04-27 20:00 | 38.8788 | 61.1258
2030-04-27 21:00 | 36.1865 | 58.0131
2030-04-27 22:00 | 33.8265 | 55.9628
2030-04-27 23:00 | 31.6405 | 54.3194
2030-04-28 | 30.7491 | 52.7764
2030-04-28 01:00 | 29.9295 | 49.3822
2030-04-28 02:00 | 30.6921 | 48.0543
2030-04-28 03:00 | 31.431 | 47.6868
2030-04-28 04:00 | 31.7065 | 46.9293
2030-04-28 05:00 | 32.6808 | 48.7574
2030-04-28 06:00 | 35.5178 | 52.8538
2030-04-28 07:00 | 39.9771 | 51.919
2030-04-28 08:00 | 40.9081 | 48.3365
2030-04-28 09:00 | 40.3275 | 44.9144
2030-04-28 10:00 | 39.5206 | 43.1904
2030-04-28 11:00 | 38.5874 | 43.9139
2030-04-28 12:00 | 36.7117 | 43.6132
2030-04-28 13:00 | 36.2619 | 42.9774
2030-04-28 14:00 | 35.5173 | 40.61
2030-04-28 15:00 | 36.1691 | 47.1094
2030-04-28 16:00 | 38.8207 | 52.2096
2030-04-28 17:00 | 42.0375 | 56.9601
2030-04-28 18:00 | 42.207 | 57.3767
2030-04-28 19:00 | 40.7367 | 59.1678
2030-04-28 20:00 | 39.0155 | 58.7961
2030-04-28 21:00 | 36.4894 | 56.1265
2030-04-28 22:00 | 33.9089 | 54.1968
2030-04-28 23:00 | 31.5569 | 52.4671
2030-04-29 | 30.9299 | 52.8932
2030-04-29 01:00 | 30.2511 | 51.2222
2030-04-29 02:00 | 31.3153 | 49.6201
2030-04-29 03:00 | 32.3825 | 49.5144
2030-04-29 04:00 | 33.01 | 49.1699
2030-04-29 05:00 | 34.8861 | 52.185
2030-04-29 06:00 | 39.772 | 58.139
2030-04-29 07:00 | 46.7527 | 61.4792
2030-04-29 08:00 | 48.177 | 58.3687
2030-04-29 09:00 | 46.3269 | 56.4677
2030-04-29 10:00 | 44.715 | 52.5013
2030-04-29 11:00 | 42.5348 | 51.1472
2030-04-29 12:00 | 42.4424 | 58.1328
2030-04-29 13:00 | 42.1543 | 57.8299
2030-04-29 14:00 | 41.4245 | 52.8907
2030-04-29 15:00 | 41.8793 | 56.2275
2030-04-29 16:00 | 43.6995 | 59.8372
2030-04-29 17:00 | 45.7396 | 64.1767
2030-04-29 18:00 | 45.4494 | 65.9547
2030-04-29 19:00 | 43.487 | 67.6874
2030-04-29 20:00 | 41.5222 | 67.0831
2030-04-29 21:00 | 38.8246 | 63.6203
2030-04-29 22:00 | 35.757 | 60.0612
2030-04-29 23:00 | 32.8814 | 56.7559
2030-04-30 | 31.4027 | 54.863
2030-04-30 01:00 | 30.7012 | 52.4831
2030-04-30 02:00 | 31.6624 | 50.8867
2030-04-30 03:00 | 32.6487 | 50.448
2030-04-30 04:00 | 33.2309 | 49.8586
2030-04-30 05:00 | 35.1257 | 52.8896
2030-04-30 06:00 | 39.7836 | 60.3069
2030-04-30 07:00 | 46.3186 | 62.7092
2030-04-30 08:00 | 47.4037 | 59.4453
2030-04-30 09:00 | 45.3145 | 53.2799
2030-04-30 10:00 | 43.8287 | 48.1274
2030-04-30 11:00 | 41.8746 | 46.7629
2030-04-30 12:00 | 41.6439 | 49.1329
2030-04-30 13:00 | 41.3796 | 46.8302
2030-04-30 14:00 | 40.6856 | 42.2422
2030-04-30 15:00 | 41.0454 | 46.4315
2030-04-30 16:00 | 42.6642 | 51.515
2030-04-30 17:00 | 44.7041 | 57.2161
2030-04-30 18:00 | 45.401 | 64.1779
2030-04-30 19:00 | 43.3652 | 65.1305
2030-04-30 20:00 | 41.235 | 64.5369
2030-04-30 21:00 | 38.7942 | 61.0449
2030-04-30 22:00 | 35.7072 | 58.1187
2030-04-30 23:00 | 32.7805 | 55.0104
2030-05-01 | 30.9101 | 54.876
2030-05-01 01:00 | 30.5143 | 50.6272
2030-05-01 02:00 | 31.3232 | 48.9359
2030-05-01 03:00 | 32.2443 | 49.221
2030-05-01 04:00 | 32.6785 | 49.0711
2030-05-01 05:00 | 34.4313 | 51.9329
2030-05-01 06:00 | 38.9667 | 58.662
2030-05-01 07:00 | 45.2178 | 62.503
2030-05-01 08:00 | 46.3954 | 61.4779
2030-05-01 09:00 | 45.0873 | 61.522
2030-05-01 10:00 | 44.0189 | 59.1602
2030-05-01 11:00 | 42.5163 | 59.0341
2030-05-01 12:00 | 41.4176 | 61.979
2030-05-01 13:00 | 41.4068 | 61.9575
2030-05-01 14:00 | 40.8506 | 57.0815
2030-05-01 15:00 | 41.1739 | 60.9242
2030-05-01 16:00 | 42.6318 | 63.2653
2030-05-01 17:00 | 44.718 | 66.1536
2030-05-01 18:00 | 45.6194 | 69.1259
2030-05-01 19:00 | 43.1104 | 67.8297
2030-05-01 20:00 | 41.0245 | 66.0951
2030-05-01 21:00 | 38.8855 | 62.2777
2030-05-01 22:00 | 35.8401 | 59.3566
2030-05-01 23:00 | 32.6685 | 56.168
2030-05-02 | 30.8648 | 54.545
2030-05-02 01:00 | 30.561 | 52.4957
2030-05-02 02:00 | 31.3684 | 51.0333
2030-05-02 03:00 | 32.2938 | 51.0832
2030-05-02 04:00 | 32.7694 | 51.0453
2030-05-02 05:00 | 34.4992 | 54.0608
2030-05-02 06:00 | 38.9744 | 60.9641
2030-05-02 07:00 | 45.698 | 63.3323
2030-05-02 08:00 | 47.0255 | 60.011
2030-05-02 09:00 | 45.7739 | 55.2118
2030-05-02 10:00 | 44.5268 | 50.5131
2030-05-02 11:00 | 42.4514 | 49.5774
2030-05-02 12:00 | 41.0007 | 48.113
2030-05-02 13:00 | 41.134 | 46.6134
2030-05-02 14:00 | 40.5763 | 41.9272
2030-05-02 15:00 | 41.0161 | 46.2884
2030-05-02 16:00 | 42.6403 | 50.6636
2030-05-02 17:00 | 44.6905 | 56.3491
2030-05-02 18:00 | 45.662 | 62.3603
2030-05-02 19:00 | 43.0758 | 63.5628
2030-05-02 20:00 | 41.0349 | 63.5277
2030-05-02 21:00 | 38.7284 | 60.6733
2030-05-02 22:00 | 35.7331 | 58.0183
2030-05-02 23:00 | 32.6508 | 54.8958
2030-05-03 | 31.1913 | 54.7532
2030-05-03 01:00 | 30.3083 | 52.2262
2030-05-03 02:00 | 30.9898 | 50.552
2030-05-03 03:00 | 31.8666 | 50.6552
2030-05-03 04:00 | 32.3089 | 50.4586
2030-05-03 05:00 | 33.9805 | 53.2301
2030-05-03 06:00 | 38.6685 | 59.6138
2030-05-03 07:00 | 45.12 | 63.306
2030-05-03 08:00 | 46.1714 | 62.904
2030-05-03 09:00 | 44.7574 | 62.1892
2030-05-03 10:00 | 43.7724 | 59.1971
2030-05-03 11:00 | 41.96 | 56.7124
2030-05-03 12:00 | 41.6177 | 48.7349
2030-05-03 13:00 | 41.6711 | 46.8747
2030-05-03 14:00 | 41.0089 | 41.4781
2030-05-03 15:00 | 41.0085 | 44.998
2030-05-03 16:00 | 42.1621 | 48.3919
2030-05-03 17:00 | 43.8546 | 54.24
2030-05-03 18:00 | 44.6955 | 60.6653
2030-05-03 19:00 | 42.4149 | 61.7756
2030-05-03 20:00 | 40.1098 | 61.3267
2030-05-03 21:00 | 38.0639 | 58.5104
2030-05-03 22:00 | 35.0202 | 55.7838
2030-05-03 23:00 | 31.7988 | 52.6302
2030-05-04 | 29.7066 | 53.1954
2030-05-04 01:00 | 28.8265 | 50.7355
2030-05-04 02:00 | 29.3955 | 49.3015
2030-05-04 03:00 | 30.0985 | 49.6286
2030-05-04 04:00 | 30.3361 | 49.195
2030-05-04 05:00 | 31.1542 | 51.2401
2030-05-04 06:00 | 34.2034 | 55.9771
2030-05-04 07:00 | 39.5016 | 56.0593
2030-05-04 08:00 | 41.4141 | 54.1378
2030-05-04 09:00 | 41.6321 | 52.2059
2030-05-04 10:00 | 41.2548 | 48.6602
2030-05-04 11:00 | 39.6633 | 46.502
2030-05-04 12:00 | 38.6818 | 44.0161
2030-05-04 13:00 | 38.5792 | 41.9618
2030-05-04 14:00 | 37.7378 | 36.4845
2030-05-04 15:00 | 38.2082 | 40.8172
2030-05-04 16:00 | 40.2991 | 45.176
2030-05-04 17:00 | 42.7437 | 51.2026
2030-05-04 18:00 | 43.7037 | 55.2618
2030-05-04 19:00 | 40.267 | 56.1352
2030-05-04 20:00 | 37.4849 | 56.0313
2030-05-04 21:00 | 35.149 | 54.3766
2030-05-04 22:00 | 32.7952 | 53.0667
2030-05-04 23:00 | 30.5183 | 51.4832
2030-05-05 | 29.1257 | 52.543
2030-05-05 01:00 | 28.3194 | 50.1684
2030-05-05 02:00 | 28.8567 | 48.5853
2030-05-05 03:00 | 29.5188 | 48.3772
2030-05-05 04:00 | 29.6824 | 47.7805
2030-05-05 05:00 | 30.3162 | 49.7213
2030-05-05 06:00 | 32.8753 | 53.3849
2030-05-05 07:00 | 37.9217 | 52.362
2030-05-05 08:00 | 39.8764 | 50.207
2030-05-05 09:00 | 40.1438 | 48.6799
2030-05-05 10:00 | 39.8266 | 46.2448
2030-05-05 11:00 | 38.5596 | 45.2677
2030-05-05 12:00 | 37.3489 | 47.0615
2030-05-05 13:00 | 37.4023 | 45.8117
2030-05-05 14:00 | 36.9765 | 41.7433
2030-05-05 15:00 | 37.7304 | 46.3693
2030-05-05 16:00 | 40.3629 | 50.0455
2030-05-05 17:00 | 43.1437 | 54.8225
2030-05-05 18:00 | 44.6105 | 60.9678
2030-05-05 19:00 | 41.128 | 60.6102
2030-05-05 20:00 | 38.1775 | 59.9147
2030-05-05 21:00 | 35.7272 | 57.257
2030-05-05 22:00 | 33.2856 | 55.9538
2030-05-05 23:00 | 30.8582 | 54.2182
2030-05-06 | 29.6061 | 52.5381
2030-05-06 01:00 | 29.7819 | 50.0245
2030-05-06 02:00 | 30.688 | 48.6517
2030-05-06 03:00 | 31.6783 | 48.9601
2030-05-06 04:00 | 32.2415 | 48.7914
2030-05-06 05:00 | 33.9288 | 52.0358
2030-05-06 06:00 | 38.8495 | 59.469
2030-05-06 07:00 | 46.0946 | 63.329
2030-05-06 08:00 | 48.1187 | 63.6462
2030-05-06 09:00 | 47.2037 | 63.9515
2030-05-06 10:00 | 46.296 | 61.7999
2030-05-06 11:00 | 44.2532 | 59.2652
2030-05-06 12:00 | 42.6369 | 50.3401
2030-05-06 13:00 | 42.6106 | 48.9208
2030-05-06 14:00 | 41.8806 | 43.5002
2030-05-06 15:00 | 42.2038 | 46.8465
2030-05-06 16:00 | 44.0591 | 50.8161
2030-05-06 17:00 | 46.299 | 57.5401
2030-05-06 18:00 | 46.7964 | 60.155
2030-05-06 19:00 | 44.3982 | 62.233
2030-05-06 20:00 | 42.3538 | 62.5325
2030-05-06 21:00 | 39.9409 | 60.1278
2030-05-06 22:00 | 36.8302 | 57.2664
2030-05-06 23:00 | 33.6018 | 53.9624
2030-05-07 | 32.3181 | 54.2951
2030-05-07 01:00 | 31.5422 | 50.408
2030-05-07 02:00 | 32.3808 | 48.7451
2030-05-07 03:00 | 33.3284 | 48.9116
2030-05-07 04:00 | 33.8741 | 48.6738
2030-05-07 05:00 | 35.6415 | 51.892
2030-05-07 06:00 | 40.5131 | 59.6019
2030-05-07 07:00 | 47.4194 | 62.8769
2030-05-07 08:00 | 49.2031 | 60.8997
2030-05-07 09:00 | 48.2897 | 56.8111
2030-05-07 10:00 | 47.2712 | 51.7004
2030-05-07 11:00 | 45.448 | 50.0068
2030-05-07 12:00 | 44.9518 | 46.9267
2030-05-07 13:00 | 45.2048 | 45.1178
2030-05-07 14:00 | 44.4319 | 39.7925
2030-05-07 15:00 | 45.0161 | 43.8034
2030-05-07 16:00 | 46.6042 | 48.3278
2030-05-07 17:00 | 48.6831 | 54.5898
2030-05-07 18:00 | 48.7665 | 62.5384
2030-05-07 19:00 | 45.378 | 63.2093
2030-05-07 20:00 | 42.6887 | 62.6911
2030-05-07 21:00 | 40.1499 | 60.0233
2030-05-07 22:00 | 36.9262 | 57.5117
2030-05-07 23:00 | 33.6862 | 54.3561
2030-05-08 | 32.0543 | 53.8779
2030-05-08 01:00 | 31.2654 | 53.3148
2030-05-08 02:00 | 32.0553 | 51.2052
2030-05-08 03:00 | 32.9473 | 50.6743
2030-05-08 04:00 | 33.3523 | 50.6017
2030-05-08 05:00 | 35.0197 | 52.8921
2030-05-08 06:00 | 39.6981 | 62.4017
2030-05-08 07:00 | 45.9876 | 66.0994
2030-05-08 08:00 | 47.3206 | 65.285
2030-05-08 09:00 | 46.3316 | 66.8889
2030-05-08 10:00 | 45.4611 | 65.0327
2030-05-08 11:00 | 43.8218 | 62.4059
2030-05-08 12:00 | 42.9716 | 59.3761
2030-05-08 13:00 | 43.0212 | 59.5772
2030-05-08 14:00 | 42.5523 | 54.6717
2030-05-08 15:00 | 43.0251 | 59.1593
2030-05-08 16:00 | 44.4706 | 61.7217
2030-05-08 17:00 | 46.3055 | 65.5525
2030-05-08 18:00 | 46.9165 | 70.4416
2030-05-08 19:00 | 43.9971 | 71.1793
2030-05-08 20:00 | 41.4708 | 70.0161
2030-05-08 21:00 | 39.2188 | 66.3041
2030-05-08 22:00 | 36.1826 | 62.5628
2030-05-08 23:00 | 32.9805 | 58.6211
2030-05-09 | 31.2191 | 59.3282
2030-05-09 01:00 | 30.1841 | 55.9809
2030-05-09 02:00 | 30.9147 | 53.7119
2030-05-09 03:00 | 31.7766 | 53.2611
2030-05-09 04:00 | 32.2379 | 52.633
2030-05-09 05:00 | 33.8876 | 55.3295
2030-05-09 06:00 | 38.3249 | 58.6318
2030-05-09 07:00 | 45.1698 | 61.6402
2030-05-09 08:00 | 46.6567 | 60.5299
2030-05-09 09:00 | 45.6299 | 59.5101
2030-05-09 10:00 | 44.5883 | 58.4879
2030-05-09 11:00 | 42.7853 | 59.1877
2030-05-09 12:00 | 41.7166 | 57.0275
2030-05-09 13:00 | 41.5551 | 57.3639
2030-05-09 14:00 | 41.1686 | 55.9873
2030-05-09 15:00 | 41.4351 | 61.4057
2030-05-09 16:00 | 43.0436 | 66.0552
2030-05-09 17:00 | 45.0387 | 70.8908
2030-05-09 18:00 | 45.967 | 72.3767
2030-05-09 19:00 | 42.828 | 71.8587
2030-05-09 20:00 | 40.5212 | 70.9872
2030-05-09 21:00 | 38.109 | 67.5394
2030-05-09 22:00 | 35.1429 | 63.8748
2030-05-09 23:00 | 32.127 | 60.4767
2030-05-10 | 30.7822 | 57.438
2030-05-10 01:00 | 30.301 | 56.8693
2030-05-10 02:00 | 31.0365 | 54.461
2030-05-10 03:00 | 31.9118 | 54.0665
2030-05-10 04:00 | 32.4237 | 53.2431
2030-05-10 05:00 | 34.0592 | 55.3606
2030-05-10 06:00 | 38.7299 | 58.2637
2030-05-10 07:00 | 45.5437 | 61.8235
2030-05-10 08:00 | 46.837 | 60.6438
2030-05-10 09:00 | 45.5327 | 61.0337
2030-05-10 10:00 | 44.2333 | 59.5111
2030-05-10 11:00 | 42.5151 | 59.7238
2030-05-10 12:00 | 41.388 | 58.8095
2030-05-10 13:00 | 41.3515 | 59.313
2030-05-10 14:00 | 40.7209 | 55.6522
2030-05-10 15:00 | 40.7288 | 60.7727
2030-05-10 16:00 | 41.9475 | 64.4833
2030-05-10 17:00 | 44.0157 | 68.9746
2030-05-10 18:00 | 44.222 | 74.0891
2030-05-10 19:00 | 41.6348 | 75.1891
2030-05-10 20:00 | 39.4227 | 72.542
2030-05-10 21:00 | 37.3414 | 68.0393
2030-05-10 22:00 | 34.4703 | 64.0869
2030-05-10 23:00 | 31.5198 | 59.8617
2030-05-11 | 30.2133 | 55.993
2030-05-11 01:00 | 29.2312 | 53.4583
2030-05-11 02:00 | 29.8399 | 50.551
2030-05-11 03:00 | 30.5825 | 49.3772
2030-05-11 04:00 | 30.8298 | 48.2885
2030-05-11 05:00 | 31.5891 | 49.2531
2030-05-11 06:00 | 34.2249 | 53.0471
2030-05-11 07:00 | 39.4016 | 52.9873
2030-05-11 08:00 | 41.1575 | 51.8253
2030-05-11 09:00 | 40.9589 | 53.5882
2030-05-11 10:00 | 40.285 | 51.8958
2030-05-11 11:00 | 39.1872 | 50.9218
2030-05-11 12:00 | 37.1759 | 52.7583
2030-05-11 13:00 | 36.3081 | 52.4255
2030-05-11 14:00 | 35.4243 | 48.0976
2030-05-11 15:00 | 35.5684 | 52.7522
2030-05-11 16:00 | 37.7803 | 55.5901
2030-05-11 17:00 | 40.7398 | 59.7451
2030-05-11 18:00 | 41.3055 | 62.9122
2030-05-11 19:00 | 38.6707 | 61.9185
2030-05-11 20:00 | 36.2802 | 59.7434
2030-05-11 21:00 | 34.4024 | 56.6772
2030-05-11 22:00 | 32.3184 | 54.9187
2030-05-11 23:00 | 30.1196 | 52.301
2030-05-12 | 29.0991 | 52.3777
2030-05-12 01:00 | 28.2732 | 48.2961
2030-05-12 02:00 | 28.8883 | 46.8194
2030-05-12 03:00 | 29.6286 | 45.513
2030-05-12 04:00 | 29.8607 | 44.3678
2030-05-12 05:00 | 30.5809 | 45.8594
2030-05-12 06:00 | 33.0304 | 48.9348
2030-05-12 07:00 | 38.0767 | 49.3256
2030-05-12 08:00 | 39.6856 | 50.1734
2030-05-12 09:00 | 38.7794 | 52.1535
2030-05-12 10:00 | 37.2662 | 53.0795
2030-05-12 11:00 | 35.3437 | 52.1627
2030-05-12 12:00 | 33.0838 | 49.4043
2030-05-12 13:00 | 32.4981 | 48.474
2030-05-12 14:00 | 31.7433 | 46.8092
2030-05-12 15:00 | 32.3009 | 51.4132
2030-05-12 16:00 | 35.1142 | 53.8567
2030-05-12 17:00 | 38.9099 | 57.802
2030-05-12 18:00 | 38.4245 | 59.2406
2030-05-12 19:00 | 37.0084 | 59.6054
2030-05-12 20:00 | 35.8217 | 59.3063
2030-05-12 21:00 | 34.3739 | 57.8702
2030-05-12 22:00 | 32.094 | 56.9412
2030-05-12 23:00 | 29.5664 | 54.7963
2030-05-13 | 29.0554 | 52.7088
2030-05-13 01:00 | 28.7545 | 50.5901
2030-05-13 02:00 | 29.6559 | 49.2386
2030-05-13 03:00 | 30.6779 | 49.4428
2030-05-13 04:00 | 31.2564 | 49.4459
2030-05-13 05:00 | 32.9236 | 52.273
2030-05-13 06:00 | 37.5696 | 58.664
2030-05-13 07:00 | 44.228 | 61.0818
2030-05-13 08:00 | 45.245 | 57.2992
2030-05-13 09:00 | 43.405 | 52.2732
2030-05-13 10:00 | 42.2114 | 46.6244
2030-05-13 11:00 | 40.6887 | 44.9316
2030-05-13 12:00 | 41.0187 | 48.4378
2030-05-13 13:00 | 41.1156 | 48.1253
2030-05-13 14:00 | 40.5569 | 42.0659
2030-05-13 15:00 | 41.0716 | 45.9649
2030-05-13 16:00 | 42.6908 | 50.9349
2030-05-13 17:00 | 44.7689 | 57.926
2030-05-13 18:00 | 45.6571 | 60.5302
2030-05-13 19:00 | 43.2462 | 62.6661
2030-05-13 20:00 | 40.8244 | 62.4025
2030-05-13 21:00 | 38.9135 | 59.9233
2030-05-13 22:00 | 35.8192 | 57.3474
2030-05-13 23:00 | 32.5508 | 54.4207
2030-05-14 | 30.3184 | 54.9831
2030-05-14 01:00 | 29.545 | 50.9622
2030-05-14 02:00 | 30.3021 | 49.4735
2030-05-14 03:00 | 31.2379 | 49.6908
2030-05-14 04:00 | 31.7692 | 49.594
2030-05-14 05:00 | 33.4077 | 52.1899
2030-05-14 06:00 | 37.9647 | 57.5079
2030-05-14 07:00 | 44.6467 | 60.5397
2030-05-14 08:00 | 45.3586 | 58.8782
2030-05-14 09:00 | 43.2586 | 56.7991
2030-05-14 10:00 | 41.8605 | 54.9517
2030-05-14 11:00 | 40.3992 | 55.3411
2030-05-14 12:00 | 40.4219 | 60.462
2030-05-14 13:00 | 40.6164 | 59.6654
2030-05-14 14:00 | 40.1187 | 55.6351
2030-05-14 15:00 | 40.6146 | 59.1022
2030-05-14 16:00 | 42.3663 | 61.8314
2030-05-14 17:00 | 44.7064 | 63.6154
2030-05-14 18:00 | 45.4981 | 65.1591
2030-05-14 19:00 | 42.9345 | 65.2203
2030-05-14 20:00 | 40.6206 | 63.7792
2030-05-14 21:00 | 38.6924 | 60.8388
2030-05-14 22:00 | 35.6543 | 58.2355
2030-05-14 23:00 | 32.4362 | 55.1581
2030-05-15 | 30.7115 | 54.2935
2030-05-15 01:00 | 29.8101 | 57.6689
2030-05-15 02:00 | 30.5156 | 55.8238
2030-05-15 03:00 | 31.4006 | 55.6788
2030-05-15 04:00 | 31.8477 | 55.4925
2030-05-15 05:00 | 33.384 | 57.5897
2030-05-15 06:00 | 38.0825 | 65.5427
2030-05-15 07:00 | 45.338 | 69.3428
2030-05-15 08:00 | 46.8029 | 68.8803
2030-05-15 09:00 | 45.814 | 70.6289
2030-05-15 10:00 | 44.509 | 69.5892
2030-05-15 11:00 | 42.782 | 67.8405
2030-05-15 12:00 | 41.1331 | 66.6079
2030-05-15 13:00 | 41.2968 | 66.8764
2030-05-15 14:00 | 40.8188 | 62.3559
2030-05-15 15:00 | 41.2041 | 66.6022
2030-05-15 16:00 | 42.8053 | 68.6828
2030-05-15 17:00 | 45.0036 | 71.3762
2030-05-15 18:00 | 46.0576 | 80.0797
2030-05-15 19:00 | 43.1284 | 81.2795
2030-05-15 20:00 | 40.6302 | 79.8651
2030-05-15 21:00 | 38.3832 | 76.8944
2030-05-15 22:00 | 35.3822 | 71.9317
2030-05-15 23:00 | 32.2479 | 67.5367
2030-05-16 | 30.7555 | 61.7985
2030-05-16 01:00 | 29.6185 | 56.4543
2030-05-16 02:00 | 30.3023 | 53.9344
2030-05-16 03:00 | 31.1942 | 53.6025
2030-05-16 04:00 | 31.5943 | 52.336
2030-05-16 05:00 | 33.182 | 55.4124
2030-05-16 06:00 | 37.8836 | 61.7657
2030-05-16 07:00 | 44.7324 | 65.4753
2030-05-16 08:00 | 45.9515 | 66.8756
2030-05-16 09:00 | 44.2786 | 68.4456
2030-05-16 10:00 | 43.0666 | 68.0848
2030-05-16 11:00 | 41.4416 | 68.3245
2030-05-16 12:00 | 41.2973 | 65.4736
2030-05-16 13:00 | 41.2633 | 63.3062
2030-05-16 14:00 | 40.7383 | 60.2542
2030-05-16 15:00 | 40.9839 | 62.9926
2030-05-16 16:00 | 42.4363 | 64.2191
2030-05-16 17:00 | 44.2982 | 65.6863
2030-05-16 18:00 | 45.3239 | 66.8252
2030-05-16 19:00 | 42.583 | 65.6505
2030-05-16 20:00 | 40.0859 | 63.8685
2030-05-16 21:00 | 38.0139 | 60.3608
2030-05-16 22:00 | 35.0845 | 57.7461
2030-05-16 23:00 | 32.034 | 54.6533
2030-05-17 | 30.156 | 52.7313
2030-05-17 01:00 | 29.8713 | 50.0809
2030-05-17 02:00 | 30.6008 | 48.2611
2030-05-17 03:00 | 31.5122 | 48.723
2030-05-17 04:00 | 31.961 | 48.1178
2030-05-17 05:00 | 33.5497 | 50.4504
2030-05-17 06:00 | 37.9484 | 57.4323
2030-05-17 07:00 | 45.3415 | 61.5708
2030-05-17 08:00 | 47.0804 | 59.5955
2030-05-17 09:00 | 46.0603 | 58.4542
2030-05-17 10:00 | 44.9321 | 55.316
2030-05-17 11:00 | 43.1523 | 55.138
2030-05-17 12:00 | 41.333 | 48.6871
2030-05-17 13:00 | 41.3684 | 48.5041
2030-05-17 14:00 | 40.7357 | 42.3868
2030-05-17 15:00 | 40.7401 | 47.1394
2030-05-17 16:00 | 41.7007 | 50.8422
2030-05-17 17:00 | 43.4152 | 56.0346
2030-05-17 18:00 | 44.1166 | 56.0561
2030-05-17 19:00 | 41.2899 | 58.7625
2030-05-17 20:00 | 38.5675 | 58.5517
2030-05-17 21:00 | 36.5836 | 56.9439
2030-05-17 22:00 | 33.7114 | 54.7281
2030-05-17 23:00 | 30.7275 | 51.7567
2030-05-18 | 29.0546 | 52.5511
2030-05-18 01:00 | 28.6868 | 49.6139
2030-05-18 02:00 | 29.324 | 47.8894
2030-05-18 03:00 | 30.1043 | 47.4724
2030-05-18 04:00 | 30.3174 | 46.6463
2030-05-18 05:00 | 30.9552 | 48.3703
2030-05-18 06:00 | 33.1208 | 53.5402
2030-05-18 07:00 | 38.6307 | 52.8996
2030-05-18 08:00 | 40.7088 | 50.3351
2030-05-18 09:00 | 40.3304 | 46.7257
2030-05-18 10:00 | 39.6906 | 41.7788
2030-05-18 11:00 | 38.8167 | 39.6637
2030-05-18 12:00 | 38.4007 | 37.3472
2030-05-18 13:00 | 37.4863 | 34.3025
2030-05-18 14:00 | 36.5142 | 29.0752
2030-05-18 15:00 | 36.6217 | 33.7744
2030-05-18 16:00 | 38.5836 | 38.1965
2030-05-18 17:00 | 41.1688 | 46.6915
2030-05-18 18:00 | 42.1305 | 52.2355
2030-05-18 19:00 | 39.6182 | 53.7132
2030-05-18 20:00 | 36.6072 | 53.9809
2030-05-18 21:00 | 35.2339 | 53.4277
2030-05-18 22:00 | 33.1209 | 52.2857
2030-05-18 23:00 | 30.6973 | 50.6058
2030-05-19 | 28.4731 | 51.3486
2030-05-19 01:00 | 27.6194 | 50.168
2030-05-19 02:00 | 28.191 | 48.0957
2030-05-19 03:00 | 28.9315 | 48.4841
2030-05-19 04:00 | 29.1762 | 47.8526
2030-05-19 05:00 | 29.6886 | 49.1884
2030-05-19 06:00 | 31.8958 | 51.5138
2030-05-19 07:00 | 37.1941 | 50.3902
2030-05-19 08:00 | 38.2314 | 46.6978
2030-05-19 09:00 | 37.2764 | 46.3267
2030-05-19 10:00 | 36.3014 | 44.574
2030-05-19 11:00 | 35.5614 | 45.3234
2030-05-19 12:00 | 35.5436 | 51.4312
2030-05-19 13:00 | 35.928 | 51.1352
2030-05-19 14:00 | 35.2908 | 46.311
2030-05-19 15:00 | 36.1564 | 51.7092
2030-05-19 16:00 | 39.0946 | 54.938
2030-05-19 17:00 | 42.5222 | 59.2268
2030-05-19 18:00 | 43.7036 | 61.8524
2030-05-19 19:00 | 40.5613 | 62.6316
2030-05-19 20:00 | 37.7375 | 60.7755
2030-05-19 21:00 | 35.7974 | 58.2714
2030-05-19 22:00 | 33.2629 | 56.4648
2030-05-19 23:00 | 30.6422 | 54.3032
2030-05-20 | 29.2549 | 53.2792
2030-05-20 01:00 | 27.1477 | 49.0551
2030-05-20 02:00 | 27.7138 | 47.3234
2030-05-20 03:00 | 28.454 | 47.0281
2030-05-20 04:00 | 28.5682 | 45.7839
2030-05-20 05:00 | 28.9035 | 46.9744
2030-05-20 06:00 | 31.3155 | 52.1727
2030-05-20 07:00 | 36.0033 | 50.2612
2030-05-20 08:00 | 36.7842 | 47.2078
2030-05-20 09:00 | 36.2059 | 45.5493
2030-05-20 10:00 | 35.58 | 43.8665
2030-05-20 11:00 | 34.8553 | 46.4644
2030-05-20 12:00 | 35.1258 | 38.3822
2030-05-20 13:00 | 34.6135 | 36.985
2030-05-20 14:00 | 34.7086 | 34.8205
2030-05-20 15:00 | 35.3529 | 41.9089
2030-05-20 16:00 | 37.8082 | 47.0658
2030-05-20 17:00 | 40.9015 | 52.6315
2030-05-20 18:00 | 42.1182 | 53.492
2030-05-20 19:00 | 39.6925 | 56.3585
2030-05-20 20:00 | 37.228 | 57.047
2030-05-20 21:00 | 35.8741 | 57.4982
2030-05-20 22:00 | 33.5159 | 56.8538
2030-05-20 23:00 | 31.1386 | 54.1143
2030-05-21 | 29.8536 | 51.7014
2030-05-21 01:00 | 29.3159 | 50.0537
2030-05-21 02:00 | 29.9122 | 48.1055
2030-05-21 03:00 | 30.7374 | 48.4619
2030-05-21 04:00 | 31.1152 | 48.035
2030-05-21 05:00 | 32.5398 | 50.8018
2030-05-21 06:00 | 37.604 | 58.1137
2030-05-21 07:00 | 44.5252 | 61.9593
2030-05-21 08:00 | 45.6909 | 59.6073
2030-05-21 09:00 | 44.6227 | 56.0641
2030-05-21 10:00 | 43.6267 | 50.7445
2030-05-21 11:00 | 42.3437 | 48.9529
2030-05-21 12:00 | 41.4542 | 42.7804
2030-05-21 13:00 | 41.6766 | 41.334
2030-05-21 14:00 | 41.4091 | 34.7645
2030-05-21 15:00 | 42.0076 | 38.915
2030-05-21 16:00 | 43.8119 | 44.2363
2030-05-21 17:00 | 46.0691 | 52.0475
2030-05-21 18:00 | 47.2119 | 56.0755
2030-05-21 19:00 | 44.5371 | 58.9689
2030-05-21 20:00 | 41.8291 | 59.3306
2030-05-21 21:00 | 39.5956 | 58.1287
2030-05-21 22:00 | 36.4325 | 55.9994
2030-05-21 23:00 | 32.8898 | 53.2616
2030-05-22 | 31.1093 | 54.1305
2030-05-22 01:00 | 29.5594 | 50.7067
2030-05-22 02:00 | 30.2036 | 49.2079
2030-05-22 03:00 | 31.0445 | 49.2532
2030-05-22 04:00 | 31.449 | 49.1149
2030-05-22 05:00 | 32.872 | 51.7886
2030-05-22 06:00 | 37.8146 | 58.0799
2030-05-22 07:00 | 44.8011 | 62.1192
2030-05-22 08:00 | 46.0383 | 62.3416
2030-05-22 09:00 | 44.8205 | 63.0547
2030-05-22 10:00 | 43.8224 | 62.5032
2030-05-22 11:00 | 42.5658 | 61.5007
2030-05-22 12:00 | 42.216 | 57.542
2030-05-22 13:00 | 42.4278 | 56.7939
2030-05-22 14:00 | 42.0252 | 52.2034
2030-05-22 15:00 | 42.5469 | 55.1503
2030-05-22 16:00 | 44.2058 | 57.7269
2030-05-22 17:00 | 46.3072 | 61.3852
2030-05-22 18:00 | 47.0864 | 64.6287
2030-05-22 19:00 | 44.4017 | 64.9471
2030-05-22 20:00 | 41.5819 | 63.3257
2030-05-22 21:00 | 39.54 | 60.8957
2030-05-22 22:00 | 36.3925 | 58.1689
2030-05-22 23:00 | 32.8274 | 54.5768
2030-05-23 | 30.6576 | 54.645
2030-05-23 01:00 | 29.5421 | 51.533
2030-05-23 02:00 | 30.2301 | 49.3857
2030-05-23 03:00 | 31.102 | 49.3899
2030-05-23 04:00 | 31.5328 | 48.9146
2030-05-23 05:00 | 33.0127 | 51.2564
2030-05-23 06:00 | 37.8288 | 59.1323
2030-05-23 07:00 | 44.7038 | 62.9684
2030-05-23 08:00 | 45.751 | 61.3286
2030-05-23 09:00 | 44.1309 | 60.7335
2030-05-23 10:00 | 43.0465 | 58.3862
2030-05-23 11:00 | 41.8071 | 56.461
2030-05-23 12:00 | 42.0377 | 54.8432
2030-05-23 13:00 | 42.1925 | 53.7439
2030-05-23 14:00 | 41.8023 | 48.7373
2030-05-23 15:00 | 42.3574 | 52.715
2030-05-23 16:00 | 43.9415 | 55.9764
2030-05-23 17:00 | 45.8474 | 60.5853
2030-05-23 18:00 | 46.4261 | 66.4287
2030-05-23 19:00 | 43.9743 | 66.7536
2030-05-23 20:00 | 41.2879 | 65.38
2030-05-23 21:00 | 39.4394 | 62.688
2030-05-23 22:00 | 36.3752 | 59.6935
2030-05-23 23:00 | 32.8572 | 56.2779
2030-05-24 | 30.6776 | 56.7901
2030-05-24 01:00 | 29.4217 | 55.0573
2030-05-24 02:00 | 30.0386 | 53.1251
2030-05-24 03:00 | 30.8784 | 52.8587
2030-05-24 04:00 | 31.3476 | 51.9855
2030-05-24 05:00 | 32.7631 | 53.9537
2030-05-24 06:00 | 37.7388 | 63.3599
2030-05-24 07:00 | 44.7975 | 68.2601
2030-05-24 08:00 | 45.9653 | 69.1183
2030-05-24 09:00 | 44.6122 | 72.4141
2030-05-24 10:00 | 43.5864 | 72.4954
2030-05-24 11:00 | 42.0756 | 71.9569
2030-05-24 12:00 | 42.2063 | 70.4169
2030-05-24 13:00 | 42.3025 | 70.1419
2030-05-24 14:00 | 41.7661 | 67.0419
2030-05-24 15:00 | 41.9793 | 71.4113
2030-05-24 16:00 | 43.2165 | 74.7013
2030-05-24 17:00 | 45.0675 | 78.2581
2030-05-24 18:00 | 45.5308 | 83.515
2030-05-24 19:00 | 42.3689 | 82.9015
2030-05-24 20:00 | 39.3744 | 79.9253
2030-05-24 21:00 | 37.0855 | 75.6183
2030-05-24 22:00 | 34.1751 | 71.2449
2030-05-24 23:00 | 31.0106 | 66.7518
2030-05-25 | 29.7796 | 66.1458
2030-05-25 01:00 | 28.0326 | 60.361
2030-05-25 02:00 | 28.4898 | 56.4418
2030-05-25 03:00 | 29.1591 | 55.6683
2030-05-25 04:00 | 29.4352 | 54.5653
2030-05-25 05:00 | 29.9176 | 55.5774
2030-05-25 06:00 | 32.7004 | 60.593
2030-05-25 07:00 | 38.8912 | 62.3569
2030-05-25 08:00 | 40.9752 | 63.9585
2030-05-25 09:00 | 41.1362 | 68.208
2030-05-25 10:00 | 40.6823 | 70.2517
2030-05-25 11:00 | 39.3123 | 69.8902
2030-05-25 12:00 | 38.1571 | 66.6391
2030-05-25 13:00 | 37.8735 | 67.828
2030-05-25 14:00 | 37.1437 | 64.9435
2030-05-25 15:00 | 37.3165 | 70.3966
2030-05-25 16:00 | 39.5297 | 73.2429
2030-05-25 17:00 | 42.2724 | 76.3519
2030-05-25 18:00 | 43.1065 | 78.7574
2030-05-25 19:00 | 39.6949 | 77.8644
2030-05-25 20:00 | 36.3564 | 73.1878
2030-05-25 21:00 | 34.4649 | 69.0024
2030-05-25 22:00 | 32.3336 | 65.9715
2030-05-25 23:00 | 30.0027 | 62.3817
2030-05-26 | 28.7278 | 60.5817
2030-05-26 01:00 | 27.5202 | 56.5362
2030-05-26 02:00 | 27.9356 | 54.0132
2030-05-26 03:00 | 28.5237 | 52.3668
2030-05-26 04:00 | 28.7213 | 50.3688
2030-05-26 05:00 | 29.1038 | 50.6437
2030-05-26 06:00 | 31.0689 | 52.1494
2030-05-26 07:00 | 36.8474 | 51.878
2030-05-26 08:00 | 39.4411 | 49.4131
2030-05-26 09:00 | 40.4079 | 48.0339
2030-05-26 10:00 | 40.5045 | 47.464
2030-05-26 11:00 | 39.9855 | 48.7325
2030-05-26 12:00 | 38.928 | 54.9977
2030-05-26 13:00 | 39.9926 | 55.465
2030-05-26 14:00 | 40.8701 | 52.9709
2030-05-26 15:00 | 42.5838 | 58.3356
2030-05-26 16:00 | 46.2322 | 61.1008
2030-05-26 17:00 | 50.2004 | 63.0576
2030-05-26 18:00 | 52.2306 | 64.3824
2030-05-26 19:00 | 48.8108 | 63.9026
2030-05-26 20:00 | 44.1385 | 61.2955
2030-05-26 21:00 | 41.2698 | 59.1919
2030-05-26 22:00 | 37.952 | 57.3791
2030-05-26 23:00 | 34.4506 | 54.761
2030-05-27 | 31.3341 | 52.9967
2030-05-27 01:00 | 30.4218 | 51.9878
2030-05-27 02:00 | 30.9431 | 50.1567
2030-05-27 03:00 | 31.719 | 49.9646
2030-05-27 04:00 | 32.1 | 49.2908
2030-05-27 05:00 | 33.4687 | 51.7248
2030-05-27 06:00 | 37.2638 | 57.5178
2030-05-27 07:00 | 45.1517 | 60.8839
2030-05-27 08:00 | 47.81 | 58.8927
2030-05-27 09:00 | 48.0138 | 58.4259
2030-05-27 10:00 | 48.3517 | 57.0975
2030-05-27 11:00 | 47.9322 | 57.7931
2030-05-27 12:00 | 46.9483 | 61.5026
2030-05-27 13:00 | 48.1559 | 62.7497
2030-05-27 14:00 | 48.8545 | 58.2962
2030-05-27 15:00 | 50.594 | 62.7473
2030-05-27 16:00 | 53.3583 | 66.1921
2030-05-27 17:00 | 56.1877 | 69.3573
2030-05-27 18:00 | 57.5577 | 69.6514
2030-05-27 19:00 | 54.3798 | 70.3733
2030-05-27 20:00 | 49.7338 | 68.0807
2030-05-27 21:00 | 46.452 | 65.266
2030-05-27 22:00 | 42.252 | 61.9051
2030-05-27 23:00 | 37.6217 | 58.3941
2030-05-28 | 34.0717 | 56.94
2030-05-28 01:00 | 32.1231 | 52.0549
2030-05-28 02:00 | 32.4438 | 49.9071
2030-05-28 03:00 | 33.0401 | 49.816
2030-05-28 04:00 | 33.34 | 49.1907
2030-05-28 05:00 | 34.6569 | 51.0434
2030-05-28 06:00 | 39.1877 | 57.9306
2030-05-28 07:00 | 46.6548 | 60.235
2030-05-28 08:00 | 48.5806 | 56.9709
2030-05-28 09:00 | 47.8351 | 54.1808
2030-05-28 10:00 | 47.1803 | 51.3707
2030-05-28 11:00 | 46.155 | 51.8283
2030-05-28 12:00 | 45.9623 | 56.5628
2030-05-28 13:00 | 46.2836 | 56.4181
2030-05-28 14:00 | 45.9306 | 52.0279
2030-05-28 15:00 | 46.5645 | 56.6186
2030-05-28 16:00 | 48.2451 | 60.674
2030-05-28 17:00 | 50.4532 | 64.196
2030-05-28 18:00 | 52.2132 | 67.026
2030-05-28 19:00 | 49.0259 | 68.5951
2030-05-28 20:00 | 45.3983 | 66.4953
2030-05-28 21:00 | 43.1212 | 63.9783
2030-05-28 22:00 | 39.783 | 60.8751
2030-05-28 23:00 | 35.9057 | 57.3113
2030-05-29 | 32.2435 | 56.8395
2030-05-29 01:00 | 31.4131 | 51.1335
2030-05-29 02:00 | 31.8921 | 48.9929
2030-05-29 03:00 | 32.6332 | 49.0119
2030-05-29 04:00 | 33.0182 | 48.4233
2030-05-29 05:00 | 34.322 | 50.2952
2030-05-29 06:00 | 37.567 | 56.2404
2030-05-29 07:00 | 44.5245 | 59.5323
2030-05-29 08:00 | 46.398 | 56.4559
2030-05-29 09:00 | 45.7645 | 54.168
2030-05-29 10:00 | 45.4141 | 51.1638
2030-05-29 11:00 | 45.122 | 50.6961
2030-05-29 12:00 | 44.6679 | 57.0151
2030-05-29 13:00 | 45.7743 | 56.0828
2030-05-29 14:00 | 46.4338 | 50.7237
2030-05-29 15:00 | 48.1656 | 54.0872
2030-05-29 16:00 | 50.6065 | 57.1643
2030-05-29 17:00 | 53.3899 | 62.0179
2030-05-29 18:00 | 52.8856 | 66.3616
2030-05-29 19:00 | 49.5728 | 67.363
2030-05-29 20:00 | 45.7815 | 65.1723
2030-05-29 21:00 | 43.1754 | 62.7409
2030-05-29 22:00 | 39.6349 | 60.0239
2030-05-29 23:00 | 35.6181 | 56.3182
2030-05-30 | 32.8895 | 55.8091
2030-05-30 01:00 | 32.1937 | 53.7203
2030-05-30 02:00 | 32.5221 | 51.8442
2030-05-30 03:00 | 33.2377 | 51.7209
2030-05-30 04:00 | 33.5512 | 51.1784
2030-05-30 05:00 | 34.904 | 53.1891
2030-05-30 06:00 | 40.0628 | 59.6631
2030-05-30 07:00 | 47.9199 | 63.921
2030-05-30 08:00 | 50.8581 | 63.0226
2030-05-30 09:00 | 51.1962 | 64.6749
2030-05-30 10:00 | 51.7139 | 64.7863
2030-05-30 11:00 | 51.6795 | 65.556
2030-05-30 12:00 | 51.3786 | 65.3353
2030-05-30 13:00 | 52.8094 | 66.2159
2030-05-30 14:00 | 53.6062 | 63.5084
2030-05-30 15:00 | 55.1586 | 69.1238
2030-05-30 16:00 | 57.7443 | 74.5182
2030-05-30 17:00 | 60.4722 | 79.5372
2030-05-30 18:00 | 61.7938 | 83.9885
2030-05-30 19:00 | 58.5206 | 84.9182
2030-05-30 20:00 | 53.71 | 81.5029
2030-05-30 21:00 | 50.2579 | 77.1563
2030-05-30 22:00 | 45.7837 | 72.6005
2030-05-30 23:00 | 40.8082 | 67.8602
2030-05-31 | 37.5459 | 65.7642
2030-05-31 01:00 | 36.1403 | 60.9994
2030-05-31 02:00 | 36.1501 | 58.0768
2030-05-31 03:00 | 36.5182 | 57.2551
2030-05-31 04:00 | 36.6182 | 56.3116
2030-05-31 05:00 | 37.8177 | 57.834
2030-05-31 06:00 | 42.9909 | 61.6152
2030-05-31 07:00 | 51.3596 | 65.364
2030-05-31 08:00 | 54.7147 | 64.5479
2030-05-31 09:00 | 55.2832 | 65
2030-05-31 10:00 | 56.0377 | 65.4354
2030-05-31 11:00 | 56.0271 | 68.6422
2030-05-31 12:00 | 56.5594 | 70.1567
2030-05-31 13:00 | 57.4697 | 71.7381
2030-05-31 14:00 | 57.2906 | 70.9592
2030-05-31 15:00 | 57.6019 | 76.4369
2030-05-31 16:00 | 58.7822 | 81.5569
2030-05-31 17:00 | 60.421 | 85.8949
2030-05-31 18:00 | 59.4761 | 90.2299
2030-05-31 19:00 | 55.3695 | 90.9109
2030-05-31 20:00 | 50.6842 | 86.7398
2030-05-31 21:00 | 47.5244 | 82.5033
2030-05-31 22:00 | 43.296 | 76.9952
2030-05-31 23:00 | 38.6698 | 71.9339
2030-06-01 | 37.1853 | 66.639
2030-06-01 01:00 | 36.7573 | 63.2255
2030-06-01 02:00 | 36.1785 | 60.0593
2030-06-01 03:00 | 35.9608 | 58.7291
2030-06-01 04:00 | 35.5228 | 57.0017
2030-06-01 05:00 | 35.4918 | 57.6656
2030-06-01 06:00 | 39.6689 | 58.357
2030-06-01 07:00 | 46.6357 | 59.5301
2030-06-01 08:00 | 51.0985 | 60.3468
2030-06-01 09:00 | 53.2965 | 62.3133
2030-06-01 10:00 | 54.343 | 65.2084
2030-06-01 11:00 | 54.3498 | 68.7464
2030-06-01 12:00 | 54.5837 | 72.7051
2030-06-01 13:00 | 54.5567 | 74.5774
2030-06-01 14:00 | 54.1464 | 72.4242
2030-06-01 15:00 | 54.3833 | 78.2066
2030-06-01 16:00 | 56.3961 | 81.9053
2030-06-01 17:00 | 58.5704 | 85.0623
2030-06-01 18:00 | 58.8505 | 87.4845
2030-06-01 19:00 | 54.5166 | 85.4974
2030-06-01 20:00 | 49.6706 | 80.6752
2030-06-01 21:00 | 46.4105 | 77.02
2030-06-01 22:00 | 43.3191 | 74.167
2030-06-01 23:00 | 39.7753 | 70.7456
2030-06-02 | 38.2843 | 67.1563
2030-06-02 01:00 | 35.7765 | 61.5262
2030-06-02 02:00 | 35.2211 | 58.432
2030-06-02 03:00 | 35.0533 | 56.841
2030-06-02 04:00 | 34.5295 | 55.0555
2030-06-02 05:00 | 34.3709 | 55.622
2030-06-02 06:00 | 36.664 | 60.1177
2030-06-02 07:00 | 42.6797 | 61.5889
2030-06-02 08:00 | 46.5592 | 63.4897
2030-06-02 09:00 | 48.2139 | 68.3919
2030-06-02 10:00 | 48.9932 | 72.3016
2030-06-02 11:00 | 49.3446 | 74.3285
2030-06-02 12:00 | 50.6524 | 73.2939
2030-06-02 13:00 | 51.0649 | 75.1751
2030-06-02 14:00 | 51.0169 | 73.9984
2030-06-02 15:00 | 52.0106 | 81.3472
2030-06-02 16:00 | 54.924 | 85.2804
2030-06-02 17:00 | 58.0027 | 89.5486
2030-06-02 18:00 | 57.8734 | 93.6327
2030-06-02 19:00 | 54.0508 | 92.269
2030-06-02 20:00 | 49.6505 | 87.1378
2030-06-02 21:00 | 46.8087 | 82.7175
2030-06-02 22:00 | 43.755 | 79.0652
2030-06-02 23:00 | 40.1867 | 74.5858
2030-06-03 | 37.7305 | 71.1835
2030-06-03 01:00 | 36.3619 | 64.2025
2030-06-03 02:00 | 36.165 | 60.888
2030-06-03 03:00 | 36.376 | 59.4968
2030-06-03 04:00 | 36.3431 | 58.2006
2030-06-03 05:00 | 37.3479 | 59.9112
2030-06-03 06:00 | 41.4473 | 64.1488
2030-06-03 07:00 | 49.3645 | 67.3889
2030-06-03 08:00 | 53.1954 | 67.3662
2030-06-03 09:00 | 54.3304 | 68.3406
2030-06-03 10:00 | 55.4514 | 69.0525
2030-06-03 11:00 | 56.0912 | 71.9491
2030-06-03 12:00 | 56.1911 | 74.015
2030-06-03 13:00 | 57.7445 | 76.1687
2030-06-03 14:00 | 58.5692 | 73.8899
2030-06-03 15:00 | 60.6711 | 79.0151
2030-06-03 16:00 | 63.3124 | 83.5143
2030-06-03 17:00 | 65.9302 | 88.018
2030-06-03 18:00 | 67.8361 | 89.7726
2030-06-03 19:00 | 64.34 | 88.1212
2030-06-03 20:00 | 58.8596 | 83.9089
2030-06-03 21:00 | 55.011 | 79.94
2030-06-03 22:00 | 50.3505 | 75.6038
2030-06-03 23:00 | 44.9283 | 71.5253
2030-06-04 | 40.0663 | 66.9393
2030-06-04 01:00 | 38.2716 | 61.4584
2030-06-04 02:00 | 37.9163 | 58.5952
2030-06-04 03:00 | 38.0482 | 57.738
2030-06-04 04:00 | 37.9646 | 56.654
2030-06-04 05:00 | 39.0241 | 58.4652
2030-06-04 06:00 | 42.5604 | 62.3991
2030-06-04 07:00 | 50.4292 | 65.9926
2030-06-04 08:00 | 54.4637 | 66.5367
2030-06-04 09:00 | 55.8219 | 67.2011
2030-06-04 10:00 | 57.309 | 67.9735
2030-06-04 11:00 | 58.4314 | 69.7268
2030-06-04 12:00 | 59.4086 | 66.8103
2030-06-04 13:00 | 60.9564 | 68.7609
2030-06-04 14:00 | 61.7487 | 66.579
2030-06-04 15:00 | 63.5725 | 72.766
2030-06-04 16:00 | 65.9536 | 78.3678
2030-06-04 17:00 | 68.4861 | 83.2173
2030-06-04 18:00 | 69.2179 | 85.4926
2030-06-04 19:00 | 65.4735 | 85.6739
2030-06-04 20:00 | 60.288 | 80.9954
2030-06-04 21:00 | 56.6031 | 76.9064
2030-06-04 22:00 | 51.9655 | 72.9124
2030-06-04 23:00 | 46.567 | 68.354
2030-06-05 | 42.2284 | 63.7098
2030-06-05 01:00 | 40.0783 | 55.4225
2030-06-05 02:00 | 39.5042 | 53.3947
2030-06-05 03:00 | 39.4501 | 53.0444
2030-06-05 04:00 | 39.1919 | 51.8098
2030-06-05 05:00 | 40.1244 | 53.6623
2030-06-05 06:00 | 44.0235 | 61.5385
2030-06-05 07:00 | 52.2286 | 63.716
2030-06-05 08:00 | 56.6702 | 61.6222
2030-06-05 09:00 | 58.4522 | 58.419
2030-06-05 10:00 | 60.1333 | 56.6038
2030-06-05 11:00 | 61.3494 | 59.0417
2030-06-05 12:00 | 62.6108 | 59.2981
2030-06-05 13:00 | 64.1605 | 59.4527
2030-06-05 14:00 | 64.6242 | 55.2032
2030-06-05 15:00 | 66.1098 | 59.9146
2030-06-05 16:00 | 68.1743 | 63.6883
2030-06-05 17:00 | 70.4754 | 67.6804
2030-06-05 18:00 | 69.3278 | 64.8538
2030-06-05 19:00 | 65.2661 | 66.6332
2030-06-05 20:00 | 60.3572 | 65.3677
2030-06-05 21:00 | 56.9703 | 63.638
2030-06-05 22:00 | 52.4422 | 61.5993
2030-06-05 23:00 | 47.1162 | 58.56
2030-06-06 | 43.7228 | 57.6694
2030-06-06 01:00 | 41.4752 | 53.2182
2030-06-06 02:00 | 40.7876 | 51.6842
2030-06-06 03:00 | 40.6293 | 51.6295
2030-06-06 04:00 | 40.3215 | 51.0811
2030-06-06 05:00 | 41.242 | 53.5186
2030-06-06 06:00 | 45.7933 | 59.3043
2030-06-06 07:00 | 53.7785 | 61.9846
2030-06-06 08:00 | 57.8684 | 58.9744
2030-06-06 09:00 | 59.0464 | 57.563
2030-06-06 10:00 | 60.125 | 54.8312
2030-06-06 11:00 | 60.8224 | 55.4838
2030-06-06 12:00 | 61.5673 | 62.8555
2030-06-06 13:00 | 62.8021 | 63.344
2030-06-06 14:00 | 63.0791 | 58.1186
2030-06-06 15:00 | 64.471 | 61.7465
2030-06-06 16:00 | 66.1823 | 64.9452
2030-06-06 17:00 | 68.0394 | 67.9439
2030-06-06 18:00 | 67.3205 | 69.1406
2030-06-06 19:00 | 63.4839 | 69.7077
2030-06-06 20:00 | 58.9782 | 67.008
2030-06-06 21:00 | 55.9061 | 64.7205
2030-06-06 22:00 | 51.7408 | 62.6165
2030-06-06 23:00 | 46.7474 | 59.5908
2030-06-07 | 42.6751 | 58.1899
2030-06-07 01:00 | 40.6538 | 53.7537
2030-06-07 02:00 | 39.9731 | 52.1947
2030-06-07 03:00 | 39.871 | 51.5613
2030-06-07 04:00 | 39.6294 | 51.0507
2030-06-07 05:00 | 40.5129 | 52.8162
2030-06-07 06:00 | 43.4935 | 60.1098
2030-06-07 07:00 | 51.1518 | 62.4417
2030-06-07 08:00 | 55.2577 | 59.8828
2030-06-07 09:00 | 56.6242 | 58.0749
2030-06-07 10:00 | 57.9638 | 56.3318
2030-06-07 11:00 | 58.8101 | 57.0672
2030-06-07 12:00 | 59.3529 | 59.1202
2030-06-07 13:00 | 60.7095 | 58.8725
2030-06-07 14:00 | 61.2379 | 54.9058
2030-06-07 15:00 | 62.6856 | 59.0458
2030-06-07 16:00 | 64.4144 | 62.0185
2030-06-07 17:00 | 66.4993 | 64.8994
2030-06-07 18:00 | 66.9325 | 66.962
2030-06-07 19:00 | 63.3355 | 69.0481
2030-06-07 20:00 | 58.1403 | 66.723
2030-06-07 21:00 | 54.9467 | 64.8607
2030-06-07 22:00 | 50.6828 | 62.373
2030-06-07 23:00 | 45.5201 | 58.9854
2030-06-08 | 40.4606 | 58.7783
2030-06-08 01:00 | 38.574 | 53.2836
2030-06-08 02:00 | 38.06 | 51.3183
2030-06-08 03:00 | 37.8486 | 52.0771
2030-06-08 04:00 | 37.3368 | 51.5956
2030-06-08 05:00 | 37.2519 | 52.8553
2030-06-08 06:00 | 39.0132 | 56.9294
2030-06-08 07:00 | 45.5899 | 57.9748
2030-06-08 08:00 | 49.9929 | 57.8544
2030-06-08 09:00 | 52.2296 | 59.6915
2030-06-08 10:00 | 53.7633 | 62.4411
2030-06-08 11:00 | 54.6244 | 65.4739
2030-06-08 12:00 | 54.7743 | 67.1888
2030-06-08 13:00 | 55.4319 | 69.0441
2030-06-08 14:00 | 55.8582 | 67.7112
2030-06-08 15:00 | 57.2058 | 74.633
2030-06-08 16:00 | 60.1821 | 79.1544
2030-06-08 17:00 | 62.999 | 82.6258
2030-06-08 18:00 | 62.9736 | 82.1701
2030-06-08 19:00 | 58.9288 | 81.0185
2030-06-08 20:00 | 53.565 | 76.2084
2030-06-08 21:00 | 50.2856 | 72.5617
2030-06-08 22:00 | 46.8585 | 70.7309
2030-06-08 23:00 | 42.8342 | 67.6781
2030-06-09 | 39.2644 | 66.9167
2030-06-09 01:00 | 36.4922 | 61.6078
2030-06-09 02:00 | 35.852 | 57.6704
2030-06-09 03:00 | 35.58 | 56.2162
2030-06-09 04:00 | 34.9158 | 54.4102
2030-06-09 05:00 | 34.6094 | 53.9726
2030-06-09 06:00 | 37.1759 | 57.2233
2030-06-09 07:00 | 43.1822 | 57.3798
2030-06-09 08:00 | 46.4752 | 57.7158
2030-06-09 09:00 | 46.9011 | 60.4484
2030-06-09 10:00 | 46.7141 | 60.1959
2030-06-09 11:00 | 46.6082 | 59.6113
2030-06-09 12:00 | 47.7325 | 56.3704
2030-06-09 13:00 | 47.6822 | 56.0208
2030-06-09 14:00 | 47.2333 | 51.9514
2030-06-09 15:00 | 48.0626 | 56.8421
2030-06-09 16:00 | 50.5646 | 60.0408
2030-06-09 17:00 | 53.1591 | 64.8854
2030-06-09 18:00 | 56.115 | 68.1357
2030-06-09 19:00 | 52.4092 | 68.18
2030-06-09 20:00 | 47.117 | 63.6542
2030-06-09 21:00 | 44.0266 | 60.6515
2030-06-09 22:00 | 40.761 | 59.1628
2030-06-09 23:00 | 36.8815 | 56.0691
2030-06-10 | 34.295 | 55.4228
2030-06-10 01:00 | 33.0355 | 52.3092
2030-06-10 02:00 | 33.1255 | 50.7017
2030-06-10 03:00 | 33.4908 | 50.4442
2030-06-10 04:00 | 33.5499 | 49.4793
2030-06-10 05:00 | 34.4823 | 51.2128
2030-06-10 06:00 | 38.7528 | 56.4394
2030-06-10 07:00 | 45.9962 | 60.4736
2030-06-10 08:00 | 48.1165 | 59.5777
2030-06-10 09:00 | 47.5625 | 60.2064
2030-06-10 10:00 | 46.9208 | 59.807
2030-06-10 11:00 | 46.4331 | 60.4974
2030-06-10 12:00 | 46.6026 | 59.0096
2030-06-10 13:00 | 46.6376 | 59.973
2030-06-10 14:00 | 46.168 | 56.1796
2030-06-10 15:00 | 46.9672 | 62.0246
2030-06-10 16:00 | 48.651 | 67.033
2030-06-10 17:00 | 50.6746 | 72.9228
2030-06-10 18:00 | 50.9885 | 76.6312
2030-06-10 19:00 | 48.0183 | 77.1264
2030-06-10 20:00 | 44.5121 | 72.8715
2030-06-10 21:00 | 42.1509 | 68.8994
2030-06-10 22:00 | 38.99 | 66.0552
2030-06-10 23:00 | 35.1273 | 61.7563
2030-06-11 | 32.7321 | 59.4898
2030-06-11 01:00 | 30.986 | 57.516
2030-06-11 02:00 | 31.3589 | 55.5604
2030-06-11 03:00 | 31.9524 | 54.8609
2030-06-11 04:00 | 32.1945 | 53.7573
2030-06-11 05:00 | 33.3416 | 55.1217
2030-06-11 06:00 | 38.0484 | 60.8112
2030-06-11 07:00 | 44.8874 | 63.8017
2030-06-11 08:00 | 46.3001 | 63.1466
2030-06-11 09:00 | 45.2639 | 64.1333
2030-06-11 10:00 | 44.3039 | 64.456
2030-06-11 11:00 | 43.7632 | 66.1773
2030-06-11 12:00 | 43.9428 | 70.1682
2030-06-11 13:00 | 44.3344 | 70.7134
2030-06-11 14:00 | 44.3934 | 67.2588
2030-06-11 15:00 | 45.4848 | 72.4687
2030-06-11 16:00 | 47.3929 | 77.1217
2030-06-11 17:00 | 49.5848 | 81.053
2030-06-11 18:00 | 50.6062 | 85.5628
2030-06-11 19:00 | 47.7343 | 85.7959
2030-06-11 20:00 | 44.5449 | 81.2692
2030-06-11 21:00 | 42.1917 | 76.3872
2030-06-11 22:00 | 39.0978 | 72.5352
2030-06-11 23:00 | 35.2469 | 68.2104
2030-06-12 | 33.036 | 64.8432
2030-06-12 01:00 | 30.8801 | 62.9155
2030-06-12 02:00 | 31.3406 | 60.4934
2030-06-12 03:00 | 31.9577 | 59.516
2030-06-12 04:00 | 32.1813 | 58.3052
2030-06-12 05:00 | 33.3366 | 59.2688
2030-06-12 06:00 | 37.7974 | 66.9043
2030-06-12 07:00 | 45.2762 | 71.404
2030-06-12 08:00 | 47.2257 | 72.6939
2030-06-12 09:00 | 46.8427 | 76.964
2030-06-12 10:00 | 45.9274 | 78.0961
2030-06-12 11:00 | 44.7521 | 78.457
2030-06-12 12:00 | 43.8523 | 74.6131
2030-06-12 13:00 | 43.891 | 75.9672
2030-06-12 14:00 | 43.6898 | 74.2042
2030-06-12 15:00 | 44.3721 | 80.0821
2030-06-12 16:00 | 46.0805 | 85.5026
2030-06-12 17:00 | 48.0917 | 90.9819
2030-06-12 18:00 | 48.6444 | 90.4388
2030-06-12 19:00 | 45.3812 | 89.4487
2030-06-12 20:00 | 42.4262 | 85.1627
2030-06-12 21:00 | 40.0307 | 80.093
2030-06-12 22:00 | 37.2116 | 76.4437
2030-06-12 23:00 | 33.8588 | 71.7096
2030-06-13 | 32.2687 | 69.851
2030-06-13 01:00 | 30.1519 | 66.7678
2030-06-13 02:00 | 30.5784 | 63.5091
2030-06-13 03:00 | 31.2257 | 62.2107
2030-06-13 04:00 | 31.4913 | 60.8199
2030-06-13 05:00 | 32.713 | 61.9276
2030-06-13 06:00 | 37.5547 | 70.3692
2030-06-13 07:00 | 44.6002 | 74.7772
2030-06-13 08:00 | 45.9049 | 76.2335
2030-06-13 09:00 | 44.9015 | 80.5468
2030-06-13 10:00 | 43.7952 | 82.1261
2030-06-13 11:00 | 42.7194 | 82.1845
2030-06-13 12:00 | 42.6762 | 79.3739
2030-06-13 13:00 | 42.6341 | 79.7023
2030-06-13 14:00 | 42.3929 | 76.9632
2030-06-13 15:00 | 43.0453 | 82.3747
2030-06-13 16:00 | 44.6601 | 86.8504
2030-06-13 17:00 | 46.5256 | 91.0659
2030-06-13 18:00 | 47.0374 | 94.4256
2030-06-13 19:00 | 44.4384 | 93.4579
2030-06-13 20:00 | 41.8332 | 88.8497
2030-06-13 21:00 | 39.8427 | 84.1351
2030-06-13 22:00 | 37.1347 | 79.7193
2030-06-13 23:00 | 33.742 | 74.952
2030-06-14 | 31.9332 | 69.6886
2030-06-14 01:00 | 30.4404 | 63.3995
2030-06-14 02:00 | 30.8047 | 59.978
2030-06-14 03:00 | 31.4259 | 58.6374
2030-06-14 04:00 | 31.7451 | 57.3167
2030-06-14 05:00 | 32.9389 | 58.4819
2030-06-14 06:00 | 37.0254 | 66.7585
2030-06-14 07:00 | 44.7194 | 71.0688
2030-06-14 08:00 | 46.9519 | 72.519
2030-06-14 09:00 | 46.9249 | 75.8943
2030-06-14 10:00 | 46.5122 | 77.0241
2030-06-14 11:00 | 45.407 | 76.3566
2030-06-14 12:00 | 44.0135 | 72.1067
2030-06-14 13:00 | 44.8556 | 72.2457
2030-06-14 14:00 | 45.459 | 68.3956
2030-06-14 15:00 | 46.808 | 73.4167
2030-06-14 16:00 | 49.124 | 75.9889
2030-06-14 17:00 | 51.7509 | 78.8675
2030-06-14 18:00 | 53.1859 | 83.9546
2030-06-14 19:00 | 50.1899 | 84.0213
2030-06-14 20:00 | 45.9163 | 79.0285
2030-06-14 21:00 | 42.8925 | 74.6443
2030-06-14 22:00 | 39.4582 | 70.8491
2030-06-14 23:00 | 35.3415 | 66.1368
2030-06-15 | 32.5449 | 62.9664
2030-06-15 01:00 | 31.022 | 56.4965
2030-06-15 02:00 | 31.0946 | 53.9786
2030-06-15 03:00 | 31.4102 | 53.1328
2030-06-15 04:00 | 31.4802 | 51.5597
2030-06-15 05:00 | 31.7514 | 52.6031
2030-06-15 06:00 | 34.7251 | 54.918
2030-06-15 07:00 | 41.2388 | 55.9606
2030-06-15 08:00 | 44.6519 | 55.7164
2030-06-15 09:00 | 46.335 | 58.4925
2030-06-15 10:00 | 47 | 60.0437
2030-06-15 11:00 | 46.9408 | 63.0905
2030-06-15 12:00 | 46.1715 | 66.114
2030-06-15 13:00 | 46.6566 | 67.6434
2030-06-15 14:00 | 47.3072 | 64.9878
2030-06-15 15:00 | 48.4602 | 71.1979
2030-06-15 16:00 | 51.1803 | 74.9057
2030-06-15 17:00 | 53.9264 | 79.2034
2030-06-15 18:00 | 54.2049 | 81.1921
2030-06-15 19:00 | 50.2987 | 78.5365
2030-06-15 20:00 | 45.974 | 73.897
2030-06-15 21:00 | 43.5209 | 70.424
2030-06-15 22:00 | 40.9609 | 68.327
2030-06-15 23:00 | 37.8055 | 65.0855
2030-06-16 | 35.0929 | 63.9763
2030-06-16 01:00 | 32.332 | 57.4853
2030-06-16 02:00 | 32.0572 | 54.3997
2030-06-16 03:00 | 31.992 | 53.1623
2030-06-16 04:00 | 31.6616 | 51.753
2030-06-16 05:00 | 31.5274 | 52.5311
2030-06-16 06:00 | 33.535 | 57.0186
2030-06-16 07:00 | 39.5729 | 57.8433
2030-06-16 08:00 | 42.5939 | 59.0516
2030-06-16 09:00 | 43.1483 | 63.569
2030-06-16 10:00 | 42.6847 | 66.0815
2030-06-16 11:00 | 42.1739 | 67.9743
2030-06-16 12:00 | 41.6285 | 68.438
2030-06-16 13:00 | 41.8794 | 69.9473
2030-06-16 14:00 | 42.0547 | 68.9081
2030-06-16 15:00 | 43.3232 | 75.4317
2030-06-16 16:00 | 46.3538 | 79.0349
2030-06-16 17:00 | 49.7135 | 83.9571
2030-06-16 18:00 | 51.89 | 86.5836
2030-06-16 19:00 | 48.2048 | 84.0338
2030-06-16 20:00 | 43.3143 | 79.4435
2030-06-16 21:00 | 40.1926 | 75.4824
2030-06-16 22:00 | 37.1133 | 72.9592
2030-06-16 23:00 | 33.5979 | 69.3585
2030-06-17 | 31.4302 | 67.3384
2030-06-17 01:00 | 30.9988 | 63.212
2030-06-17 02:00 | 31.3117 | 60.5481
2030-06-17 03:00 | 31.891 | 59.4421
2030-06-17 04:00 | 32.17 | 58.1762
2030-06-17 05:00 | 33.2771 | 59.7206
2030-06-17 06:00 | 37.699 | 68.8882
2030-06-17 07:00 | 45.6215 | 73.2847
2030-06-17 08:00 | 48.4357 | 75.5202
2030-06-17 09:00 | 48.7804 | 79.9539
2030-06-17 10:00 | 48.9564 | 81.8353
2030-06-17 11:00 | 48.6633 | 81.8056
2030-06-17 12:00 | 47.4465 | 81.5349
2030-06-17 13:00 | 48.5919 | 82.3345
2030-06-17 14:00 | 49.2354 | 78.6176
2030-06-17 15:00 | 51.2561 | 82.9619
2030-06-17 16:00 | 54.0273 | 85.9587
2030-06-17 17:00 | 56.8013 | 88.724
2030-06-17 18:00 | 58.602 | 91.6426
2030-06-17 19:00 | 55.3928 | 90.0796
2030-06-17 20:00 | 50.5903 | 85.2703
2030-06-17 21:00 | 47.2563 | 79.9784
2030-06-17 22:00 | 43.3367 | 76.047
2030-06-17 23:00 | 38.6348 | 71.3923
2030-06-18 | 35.1248 | 70.4252
2030-06-18 01:00 | 34.8329 | 64.2708
2030-06-18 02:00 | 34.9326 | 60.8517
2030-06-18 03:00 | 35.396 | 59.4179
2030-06-18 04:00 | 35.546 | 58.0251
2030-06-18 05:00 | 36.7586 | 59.3235
2030-06-18 06:00 | 42.6839 | 65.0826
2030-06-18 07:00 | 51.1989 | 69.2933
2030-06-18 08:00 | 55.07 | 70.1946
2030-06-18 09:00 | 56.3716 | 72.4502
2030-06-18 10:00 | 57.6739 | 73.4406
2030-06-18 11:00 | 58.3426 | 75.9177
2030-06-18 12:00 | 58.7575 | 75.6064
2030-06-18 13:00 | 60.3759 | 76.8755
2030-06-18 14:00 | 61.1197 | 74.6157
2030-06-18 15:00 | 62.712 | 80.8643
2030-06-18 16:00 | 65.0159 | 86.2093
2030-06-18 17:00 | 67.3516 | 90.7672
2030-06-18 18:00 | 66.1881 | 92.4127
2030-06-18 19:00 | 61.9942 | 91.2658
2030-06-18 20:00 | 57.3492 | 86.0276
2030-06-18 21:00 | 53.6097 | 80.9398
2030-06-18 22:00 | 49.1101 | 76.7613
2030-06-18 23:00 | 44.0087 | 71.8884
2030-06-19 | 42.5452 | 69.4579
2030-06-19 01:00 | 40.0223 | 64.9551
2030-06-19 02:00 | 39.4727 | 61.8699
2030-06-19 03:00 | 39.3586 | 60.5369
2030-06-19 04:00 | 39.0532 | 59.3705
2030-06-19 05:00 | 40.0095 | 60.6768
2030-06-19 06:00 | 45.5006 | 67.9603
2030-06-19 07:00 | 54.3881 | 71.8216
2030-06-19 08:00 | 58.6926 | 72.8627
2030-06-19 09:00 | 60.2998 | 75.352
2030-06-19 10:00 | 61.5508 | 76.8499
2030-06-19 11:00 | 61.999 | 79.1089
2030-06-19 12:00 | 62.5088 | 79.0197
2030-06-19 13:00 | 63.5644 | 81.3616
2030-06-19 14:00 | 63.3712 | 79.6392
2030-06-19 15:00 | 64.1363 | 85.208
2030-06-19 16:00 | 65.6122 | 89.5004
2030-06-19 17:00 | 67.3709 | 93.2628
2030-06-19 18:00 | 67.558 | 94.4725
2030-06-19 19:00 | 63.2997 | 93.4512
2030-06-19 20:00 | 58.458 | 89.1175
2030-06-19 21:00 | 54.9302 | 84.7877
2030-06-19 22:00 | 50.4253 | 80.2162
2030-06-19 23:00 | 45.2443 | 75.2385
2030-06-20 | 42.9161 | 71.8068
2030-06-20 01:00 | 39.6512 | 63.0977
2030-06-20 02:00 | 38.9087 | 59.3088
2030-06-20 03:00 | 38.6812 | 58.0168
2030-06-20 04:00 | 38.3387 | 56.6843
2030-06-20 05:00 | 39.1541 | 57.9851
2030-06-20 06:00 | 43.0609 | 65.6874
2030-06-20 07:00 | 51.1765 | 67.8837
2030-06-20 08:00 | 55.1361 | 65.597
2030-06-20 09:00 | 56.3808 | 64.8777
2030-06-20 10:00 | 57.1889 | 62.5437
2030-06-20 11:00 | 57.249 | 63.6769
2030-06-20 12:00 | 56.4247 | 66.9117
2030-06-20 13:00 | 57.4638 | 66.645
2030-06-20 14:00 | 57.8036 | 61.7073
2030-06-20 15:00 | 59.4426 | 66.0261
2030-06-20 16:00 | 61.7098 | 68.8989
2030-06-20 17:00 | 64.2138 | 72.3119
2030-06-20 18:00 | 65.2083 | 75.3342
2030-06-20 19:00 | 61.7699 | 75.027
2030-06-20 20:00 | 56.6039 | 71.7608
2030-06-20 21:00 | 53.0603 | 68.4854
2030-06-20 22:00 | 48.754 | 65.6038
2030-06-20 23:00 | 43.6619 | 61.9549
2030-06-21 | 39.5234 | 61.2245
2030-06-21 01:00 | 38.0203 | 57.5686
2030-06-21 02:00 | 37.5241 | 55.6844
2030-06-21 03:00 | 37.6089 | 55.2553
2030-06-21 04:00 | 37.4874 | 54.3114
2030-06-21 05:00 | 38.392 | 55.7691
2030-06-21 06:00 | 43.8624 | 60.2621
2030-06-21 07:00 | 52.1758 | 63.5374
2030-06-21 08:00 | 56.5168 | 62.3215
2030-06-21 09:00 | 58.1706 | 62.6356
2030-06-21 10:00 | 59.3896 | 62.7105
2030-06-21 11:00 | 59.6215 | 64.5221
2030-06-21 12:00 | 59.4303 | 65.7352
2030-06-21 13:00 | 60.7876 | 67.4054
2030-06-21 14:00 | 61.0099 | 64.3647
2030-06-21 15:00 | 62.0812 | 70.5346
2030-06-21 16:00 | 63.8215 | 74.0629
2030-06-21 17:00 | 66.0516 | 77.0387
2030-06-21 18:00 | 67.0158 | 78.7126
2030-06-21 19:00 | 63.3325 | 79.3531
2030-06-21 20:00 | 58.1119 | 75.058
2030-06-21 21:00 | 54.5655 | 70.607
2030-06-21 22:00 | 50.1404 | 67.5474
2030-06-21 23:00 | 44.9266 | 63.1105
2030-06-22 | 41.2136 | 62.1949
2030-06-22 01:00 | 38.4151 | 57.2686
2030-06-22 02:00 | 37.7001 | 53.9673
2030-06-22 03:00 | 37.5378 | 52.7619
2030-06-22 04:00 | 37.0394 | 51.1829
2030-06-22 05:00 | 37.0354 | 51.5195
2030-06-22 06:00 | 39.1591 | 56.0058
2030-06-22 07:00 | 45.5928 | 55.6796
2030-06-22 08:00 | 50.2965 | 54.8295
2030-06-22 09:00 | 52.8456 | 56.3026
2030-06-22 10:00 | 54.6049 | 53.9122
2030-06-22 11:00 | 55.7861 | 53.9491
2030-06-22 12:00 | 57.4187 | 53.2326
2030-06-22 13:00 | 58.0579 | 52.3631
2030-06-22 14:00 | 58.3924 | 48.4907
2030-06-22 15:00 | 59.4707 | 52.7818
2030-06-22 16:00 | 62.1265 | 55.6531
2030-06-22 17:00 | 64.6799 | 61.1161
2030-06-22 18:00 | 64.9486 | 65.3383
2030-06-22 19:00 | 60.8748 | 64.2862
2030-06-22 20:00 | 55.7932 | 60.5992
2030-06-22 21:00 | 52.4904 | 58.3039
2030-06-22 22:00 | 48.9166 | 57.1669
2030-06-22 23:00 | 44.8297 | 54.4709
2030-06-23 | 41.9194 | 54.5948
2030-06-23 01:00 | 38.7714 | 51.8283
2030-06-23 02:00 | 37.9296 | 50.0304
2030-06-23 03:00 | 37.5446 | 49.4134
2030-06-23 04:00 | 36.853 | 47.9022
2030-06-23 05:00 | 36.5741 | 48.4054
2030-06-23 06:00 | 38.6029 | 51.2871
2030-06-23 07:00 | 44.912 | 50.6041
2030-06-23 08:00 | 49.5338 | 48.4776
2030-06-23 09:00 | 51.7782 | 49.6161
2030-06-23 10:00 | 53.1231 | 48.2108
2030-06-23 11:00 | 54.008 | 48.6502
2030-06-23 12:00 | 54.9765 | 53.9126
2030-06-23 13:00 | 55.6637 | 54.6356
2030-06-23 14:00 | 56.0422 | 51.8727
2030-06-23 15:00 | 57.4351 | 57.6344
2030-06-23 16:00 | 60.4778 | 60.5858
2030-06-23 17:00 | 63.5234 | 64.0377
2030-06-23 18:00 | 64.9573 | 67.3766
2030-06-23 19:00 | 61.0217 | 66.2298
2030-06-23 20:00 | 55.5581 | 63.4819
2030-06-23 21:00 | 52.0267 | 61.3789
2030-06-23 22:00 | 48.193 | 60.6989
2030-06-23 23:00 | 43.793 | 58.6601
2030-06-24 | 40.6108 | 56.7751
2030-06-24 01:00 | 38.5665 | 55.5065
2030-06-24 02:00 | 38.0513 | 54.2539
2030-06-24 03:00 | 38.0155 | 53.8455
2030-06-24 04:00 | 37.7965 | 53.0684
2030-06-24 05:00 | 38.6537 | 54.9256
2030-06-24 06:00 | 43.4149 | 64.0951
2030-06-24 07:00 | 51.6066 | 68.2606
2030-06-24 08:00 | 55.906 | 69.8838
2030-06-24 09:00 | 57.3232 | 73.889
2030-06-24 10:00 | 58.6184 | 75.3399
2030-06-24 11:00 | 59.3631 | 74.3801
2030-06-24 12:00 | 59.7934 | 68.5654
2030-06-24 13:00 | 61.2747 | 70.1598
2030-06-24 14:00 | 61.7848 | 68.1878
2030-06-24 15:00 | 63.5965 | 74.1522
2030-06-24 16:00 | 66.0448 | 80.0217
2030-06-24 17:00 | 68.6189 | 85.745
2030-06-24 18:00 | 69.0998 | 87.8701
2030-06-24 19:00 | 65.2576 | 88.0836
2030-06-24 20:00 | 59.7419 | 83.7353
2030-06-24 21:00 | 55.9716 | 78.9374
2030-06-24 22:00 | 51.2797 | 74.8344
2030-06-24 23:00 | 45.8232 | 70.2167
2030-06-25 | 41.5729 | 68.2304
2030-06-25 01:00 | 38.5775 | 64.1074
2030-06-25 02:00 | 38.0526 | 61.2474
2030-06-25 03:00 | 37.9262 | 60.024
2030-06-25 04:00 | 37.6736 | 58.6564
2030-06-25 05:00 | 38.518 | 60.047
2030-06-25 06:00 | 43.638 | 65.8213
2030-06-25 07:00 | 51.3946 | 70.2044
2030-06-25 08:00 | 54.8431 | 70.8352
2030-06-25 09:00 | 55.2818 | 73.6576
2030-06-25 10:00 | 55.4859 | 74.3613
2030-06-25 11:00 | 55.5317 | 77.531
2030-06-25 12:00 | 56.8203 | 79.7856
2030-06-25 13:00 | 57.5143 | 80.5984
2030-06-25 14:00 | 57.5493 | 79.0524
2030-06-25 15:00 | 58.4526 | 85.1313
2030-06-25 16:00 | 60.1415 | 91.2213
2030-06-25 17:00 | 62.1564 | 96.4467
2030-06-25 18:00 | 63.4385 | 99.0892
2030-06-25 19:00 | 59.2091 | 98.8624
2030-06-25 20:00 | 53.8509 | 93.7043
2030-06-25 21:00 | 50.2493 | 88.4514
2030-06-25 22:00 | 45.9579 | 83.4588
2030-06-25 23:00 | 40.9349 | 78.1703
2030-06-26 | 38.4006 | 74.6796
2030-06-26 01:00 | 35.1573 | 70.6871
2030-06-26 02:00 | 34.9468 | 67.0556
2030-06-26 03:00 | 35.0643 | 65.3375
2030-06-26 04:00 | 34.9812 | 63.8951
2030-06-26 05:00 | 35.8154 | 64.9107
2030-06-26 06:00 | 40.175 | 70.7876
2030-06-26 07:00 | 47.8116 | 75.8595
2030-06-26 08:00 | 50.038 | 77.3059
2030-06-26 09:00 | 49.5366 | 81.6345
2030-06-26 10:00 | 48.3747 | 83.1334
2030-06-26 11:00 | 47.2166 | 86.956
2030-06-26 12:00 | 46.2689 | 91.2054
2030-06-26 13:00 | 46.487 | 92.4935
2030-06-26 14:00 | 45.9687 | 90.8953
2030-06-26 15:00 | 46.5954 | 96.0718
2030-06-26 16:00 | 48.4188 | 100.6481
2030-06-26 17:00 | 50.8577 | 104.92
2030-06-26 18:00 | 51.2308 | 107.2806
2030-06-26 19:00 | 47.7462 | 106.8302
2030-06-26 20:00 | 44.2635 | 101.2405
2030-06-26 21:00 | 41.6821 | 95.8092
2030-06-26 22:00 | 38.6131 | 89.9968
2030-06-26 23:00 | 34.8931 | 83.6074
2030-06-27 | 33.2548 | 79.485
2030-06-27 01:00 | 31.6438 | 75.1178
2030-06-27 02:00 | 31.8876 | 70.7608
2030-06-27 03:00 | 32.4618 | 68.7628
2030-06-27 04:00 | 32.705 | 67.1259
2030-06-27 05:00 | 33.8272 | 68.2293
2030-06-27 06:00 | 39.4545 | 74.6955
2030-06-27 07:00 | 47.0677 | 79.0817
2030-06-27 08:00 | 49.7605 | 80.2301
2030-06-27 09:00 | 49.8793 | 84.1243
2030-06-27 10:00 | 49.5771 | 86.054
2030-06-27 11:00 | 48.951 | 90.0192
2030-06-27 12:00 | 48.2741 | 94.0584
2030-06-27 13:00 | 49.2523 | 96.1059
2030-06-27 14:00 | 49.7448 | 94.7218
2030-06-27 15:00 | 51.1248 | 100.5217
2030-06-27 16:00 | 53.4826 | 104.4324
2030-06-27 17:00 | 56.0113 | 106.8636
2030-06-27 18:00 | 59.0246 | 107.7257
2030-06-27 19:00 | 55.85 | 106.5822
2030-06-27 20:00 | 51.3015 | 101.2927
2030-06-27 21:00 | 47.8952 | 96.1053
2030-06-27 22:00 | 44.0224 | 90.1246
2030-06-27 23:00 | 39.3912 | 84.2583
2030-06-28 | 36.1922 | 79.1067
2030-06-28 01:00 | 34.7061 | 71.7167
2030-06-28 02:00 | 34.7217 | 67.1856
2030-06-28 03:00 | 35.1322 | 65.3805
2030-06-28 04:00 | 35.2304 | 63.8123
2030-06-28 05:00 | 36.392 | 64.8372
2030-06-28 06:00 | 41.6548 | 66.8531
2030-06-28 07:00 | 49.8889 | 70.3686
2030-06-28 08:00 | 53.4413 | 70.5342
2030-06-28 09:00 | 54.5555 | 71.4718
2030-06-28 10:00 | 55.5195 | 72.2074
2030-06-28 11:00 | 55.6048 | 75.1599
2030-06-28 12:00 | 56.0804 | 75.8465
2030-06-28 13:00 | 57.1698 | 77.3684
2030-06-28 14:00 | 57.36 | 74.546
2030-06-28 15:00 | 58.0516 | 80.0785
2030-06-28 16:00 | 59.4695 | 82.4814
2030-06-28 17:00 | 61.1087 | 84.8293
2030-06-28 18:00 | 62.3192 | 85.2223
2030-06-28 19:00 | 58.6098 | 84.7894
2030-06-28 20:00 | 54.209 | 79.6556
2030-06-28 21:00 | 50.9949 | 75.1733
2030-06-28 22:00 | 46.9991 | 71.1391
2030-06-28 23:00 | 42.2973 | 66.2874
2030-06-29 | 39.4712 | 62.8102
2030-06-29 01:00 | 36.6913 | 57.82
2030-06-29 02:00 | 36.0761 | 55.4815
2030-06-29 03:00 | 35.8438 | 54.573
2030-06-29 04:00 | 35.4227 | 52.5415
2030-06-29 05:00 | 35.3558 | 53.1655
2030-06-29 06:00 | 37.3786 | 54.7123
2030-06-29 07:00 | 43.8089 | 55.4289
2030-06-29 08:00 | 47.8783 | 54.2663
2030-06-29 09:00 | 49.4861 | 56.5049
2030-06-29 10:00 | 50.0806 | 57.3422
2030-06-29 11:00 | 49.9485 | 59.8067
2030-06-29 12:00 | 50.9344 | 58.4842
2030-06-29 13:00 | 50.7062 | 60.9212
2030-06-29 14:00 | 50.3051 | 57.923
2030-06-29 15:00 | 50.7101 | 64.7381
2030-06-29 16:00 | 52.5221 | 69.3409
2030-06-29 17:00 | 54.6034 | 74.1418
2030-06-29 18:00 | 55.0579 | 73.8229
2030-06-29 19:00 | 50.7523 | 72.3005
2030-06-29 20:00 | 46.1841 | 67.5807
2030-06-29 21:00 | 43.2405 | 64.1058
2030-06-29 22:00 | 40.4212 | 62.0721
2030-06-29 23:00 | 37.142 | 58.6265
2030-06-30 | 35.9176 | 56.7995
2030-06-30 01:00 | 34.4188 | 52.372
2030-06-30 02:00 | 34.1811 | 49.8059
2030-06-30 03:00 | 34.1303 | 48.9948
2030-06-30 04:00 | 33.767 | 47.6881
2030-06-30 05:00 | 33.6481 | 48.5148
2030-06-30 06:00 | 34.6343 | 51.8929
2030-06-30 07:00 | 40.5076 | 51.7621
2030-06-30 08:00 | 43.8515 | 51.119
2030-06-30 09:00 | 45.0548 | 54.7477
2030-06-30 10:00 | 45.4655 | 54.9294
2030-06-30 11:00 | 45.4755 | 56.0018
2030-06-30 12:00 | 45.8352 | 56.6983
2030-06-30 13:00 | 46.2175 | 57.9259
2030-06-30 14:00 | 46.3654 | 55.2764
2030-06-30 15:00 | 47.6847 | 61.399
2030-06-30 16:00 | 50.6588 | 63.8219
2030-06-30 17:00 | 53.8011 | 67.9987
2030-06-30 18:00 | 56.1824 | 69.7628
2030-06-30 19:00 | 52.7232 | 68.2808
2030-06-30 20:00 | 47.8095 | 63.6698
2030-06-30 21:00 | 44.8818 | 59.4956
2030-06-30 22:00 | 41.8821 | 58.3846
2030-06-30 23:00 | 38.2598 | 54.9769
2030-07-01 | 34.2192 | 56.3235
2030-07-01 01:00 | 32.7547 | 51.6579
2030-07-01 02:00 | 32.649 | 49.3026
2030-07-01 03:00 | 32.9104 | 48.5715
2030-07-01 04:00 | 32.7902 | 47.5274
2030-07-01 05:00 | 32.9575 | 48.573
2030-07-01 06:00 | 35.1653 | 51.0287
2030-07-01 07:00 | 41.5005 | 50.0192
2030-07-01 08:00 | 44.3803 | 47.1509
2030-07-01 09:00 | 45.6759 | 49.4756
2030-07-01 10:00 | 45.9272 | 46.5892
2030-07-01 11:00 | 46.0623 | 46.0569
2030-07-01 12:00 | 45.8041 | 51.564
2030-07-01 13:00 | 46.6866 | 51.1605
2030-07-01 14:00 | 47.0368 | 47.3519
2030-07-01 15:00 | 47.9305 | 49.6644
2030-07-01 16:00 | 50.3917 | 53.9529
2030-07-01 17:00 | 52.395 | 59.578
2030-07-01 18:00 | 52.8943 | 61.356
2030-07-01 19:00 | 49.3112 | 61.7087
2030-07-01 20:00 | 45.0513 | 57.979
2030-07-01 21:00 | 41.5683 | 54.9507
2030-07-01 22:00 | 39.2251 | 56.1074
2030-07-01 23:00 | 36.6234 | 55.7023
2030-07-02 | 34.126 | 55.0327
2030-07-02 01:00 | 34.7094 | 56.9394
2030-07-02 02:00 | 34.5549 | 54.6034
2030-07-02 03:00 | 34.8102 | 54.1894
2030-07-02 04:00 | 34.8518 | 53.1687
2030-07-02 05:00 | 35.9487 | 54.4445
2030-07-02 06:00 | 40.7923 | 62.0128
2030-07-02 07:00 | 47.9971 | 65.1209
2030-07-02 08:00 | 50.6933 | 65.365
2030-07-02 09:00 | 51.4436 | 68.1323
2030-07-02 10:00 | 51.6607 | 67.3555
2030-07-02 11:00 | 51.4493 | 65.8039
2030-07-02 12:00 | 52.0729 | 63.7582
2030-07-02 13:00 | 53.0055 | 63.7663
2030-07-02 14:00 | 53.3003 | 58.4455
2030-07-02 15:00 | 54.2609 | 62.8338
2030-07-02 16:00 | 56.2326 | 66.8944
2030-07-02 17:00 | 58.2546 | 70.6092
2030-07-02 18:00 | 58.9902 | 74.537
2030-07-02 19:00 | 55.362 | 73.2381
2030-07-02 20:00 | 51.5066 | 70.2332
2030-07-02 21:00 | 48.1902 | 67.6647
2030-07-02 22:00 | 44.4667 | 66.4383
2030-07-02 23:00 | 40.1854 | 64.5455
2030-07-03 | 37.5737 | 63.8151
2030-07-03 01:00 | 35.4986 | 57.2874
2030-07-03 02:00 | 35.3176 | 55.3592
2030-07-03 03:00 | 35.5904 | 54.8644
2030-07-03 04:00 | 35.6142 | 53.9649
2030-07-03 05:00 | 36.7054 | 55.4834
2030-07-03 06:00 | 41.8976 | 58.5828
2030-07-03 07:00 | 49.2657 | 60.8472
2030-07-03 08:00 | 52.1014 | 59.9963
2030-07-03 09:00 | 53.023 | 59.7005
2030-07-03 10:00 | 53.4037 | 59.931
2030-07-03 11:00 | 53.5264 | 61.634
2030-07-03 12:00 | 54.7954 | 61.6674
2030-07-03 13:00 | 56.0186 | 62.6434
2030-07-03 14:00 | 56.4232 | 60.2695
2030-07-03 15:00 | 57.4195 | 65.7499
2030-07-03 16:00 | 59.5423 | 70.8164
2030-07-03 17:00 | 61.6771 | 76.5825
2030-07-03 18:00 | 61.7415 | 79.5758
2030-07-03 19:00 | 57.9621 | 80.2821
2030-07-03 20:00 | 53.5934 | 76.4143
2030-07-03 21:00 | 49.915 | 73.4469
2030-07-03 22:00 | 45.7817 | 71.0442
2030-07-03 23:00 | 41.0761 | 67.5549
2030-07-04 | 39.1512 | 64.488
2030-07-04 01:00 | 36.9753 | 59.0683
2030-07-04 02:00 | 36.6055 | 56.7245
2030-07-04 03:00 | 36.6801 | 56.3406
2030-07-04 04:00 | 36.5525 | 55.1979
2030-07-04 05:00 | 37.5644 | 57.0714
2030-07-04 06:00 | 43.1274 | 59.4931
2030-07-04 07:00 | 50.9607 | 61.7031
2030-07-04 08:00 | 54.4842 | 60.2055
2030-07-04 09:00 | 56.0228 | 59.7177
2030-07-04 10:00 | 56.886 | 59.3211
2030-07-04 11:00 | 57.0041 | 61.0291
2030-07-04 12:00 | 56.359 | 61.4453
2030-07-04 13:00 | 57.8412 | 62.6991
2030-07-04 14:00 | 58.6252 | 59.9518
2030-07-04 15:00 | 60.0788 | 65.2815
2030-07-04 16:00 | 62.5518 | 70.3643
2030-07-04 17:00 | 64.8657 | 75.694
2030-07-04 18:00 | 63.913 | 79.1242
2030-07-04 19:00 | 60.2316 | 77.939
2030-07-04 20:00 | 55.9257 | 74.8891
2030-07-04 21:00 | 52.2159 | 72.5506
2030-07-04 22:00 | 48.0109 | 70.5695
2030-07-04 23:00 | 43.2223 | 68.3403
2030-07-05 | 40.7153 | 64.1017
2030-07-05 01:00 | 39.0528 | 61.1227
2030-07-05 02:00 | 38.4501 | 59.0822
2030-07-05 03:00 | 38.4564 | 58.5726
2030-07-05 04:00 | 38.279 | 57.4778
2030-07-05 05:00 | 39.2659 | 58.932
2030-07-05 06:00 | 44.5371 | 63.5311
2030-07-05 07:00 | 52.6719 | 66.3072
2030-07-05 08:00 | 57.0551 | 66.0358
2030-07-05 09:00 | 59.5512 | 67.5929
2030-07-05 10:00 | 61.5471 | 68.346
2030-07-05 11:00 | 62.4058 | 70.108
2030-07-05 12:00 | 62.2115 | 71.0873
2030-07-05 13:00 | 64.1349 | 72.4909
2030-07-05 14:00 | 64.9769 | 70.203
2030-07-05 15:00 | 66.3842 | 75.6093
2030-07-05 16:00 | 68.3742 | 80.4802
2030-07-05 17:00 | 70.3587 | 84.9829
2030-07-05 18:00 | 70.8301 | 88.7817
2030-07-05 19:00 | 67.2507 | 89.2148
2030-07-05 20:00 | 62.0597 | 84.4431
2030-07-05 21:00 | 58.0626 | 80.7206
2030-07-05 22:00 | 53.246 | 77.4953
2030-07-05 23:00 | 47.7451 | 73.6215
2030-07-06 | 43.6453 | 69.7967
2030-07-06 01:00 | 40.9233 | 62.8534
2030-07-06 02:00 | 39.7715 | 59.2309
2030-07-06 03:00 | 39.276 | 57.8077
2030-07-06 04:00 | 38.579 | 56.0436
2030-07-06 05:00 | 38.4375 | 56.4697
2030-07-06 06:00 | 41.1502 | 59.2236
2030-07-06 07:00 | 47.4024 | 59.577
2030-07-06 08:00 | 52.5728 | 60.5322
2030-07-06 09:00 | 56.1794 | 64.4713
2030-07-06 10:00 | 58.4639 | 66.4919
2030-07-06 11:00 | 59.7505 | 68.4
2030-07-06 12:00 | 61.3288 | 69.8015
2030-07-06 13:00 | 62.1243 | 71.1232
2030-07-06 14:00 | 62.6673 | 69.2782
2030-07-06 15:00 | 63.5665 | 75.2385
2030-07-06 16:00 | 66.2127 | 79.112
2030-07-06 17:00 | 68.5539 | 84.2332
2030-07-06 18:00 | 69.8021 | 85.4114
2030-07-06 19:00 | 65.9553 | 83.8642
2030-07-06 20:00 | 60.7487 | 77.9982
2030-07-06 21:00 | 57.0155 | 74.3877
2030-07-06 22:00 | 53.1236 | 72.6943
2030-07-06 23:00 | 48.7115 | 69.5674
2030-07-07 | 44.3105 | 67.8588
2030-07-07 01:00 | 41.0953 | 62.5165
2030-07-07 02:00 | 39.9518 | 59.5087
2030-07-07 03:00 | 39.4345 | 58.0523
2030-07-07 04:00 | 38.6362 | 56.1314
2030-07-07 05:00 | 38.3608 | 56.4014
2030-07-07 06:00 | 39.7495 | 58.6871
2030-07-07 07:00 | 45.638 | 58.6947
2030-07-07 08:00 | 50.6556 | 58.9856
2030-07-07 09:00 | 54.1322 | 62.2487
2030-07-07 10:00 | 56.3864 | 65.5766
2030-07-07 11:00 | 57.8941 | 68.9421
2030-07-07 12:00 | 59.8586 | 72.7816
2030-07-07 13:00 | 61.0096 | 75.1822
2030-07-07 14:00 | 61.8281 | 74.092
2030-07-07 15:00 | 63.2415 | 81.3046
2030-07-07 16:00 | 66.7039 | 84.6409
2030-07-07 17:00 | 69.8048 | 87.7636
2030-07-07 18:00 | 71.3358 | 90.9163
2030-07-07 19:00 | 67.7089 | 89.8953
2030-07-07 20:00 | 62.0638 | 84.6891
2030-07-07 21:00 | 58.0978 | 81.1598
2030-07-07 22:00 | 53.8286 | 78.9439
2030-07-07 23:00 | 48.9791 | 75.4458
2030-07-08 | 44.0721 | 73.0557
2030-07-08 01:00 | 41.5 | 68.53
2030-07-08 02:00 | 40.6464 | 65.2628
2030-07-08 03:00 | 40.4138 | 63.8959
2030-07-08 04:00 | 40.0593 | 62.3321
2030-07-08 05:00 | 40.9009 | 63.7571
2030-07-08 06:00 | 44.3164 | 71.3134
2030-07-08 07:00 | 52.0024 | 74.2061
2030-07-08 08:00 | 56.6698 | 74.8988
2030-07-08 09:00 | 59.0898 | 78.0299
2030-07-08 10:00 | 61.0256 | 79.5316
2030-07-08 11:00 | 62.2273 | 82.1223
2030-07-08 12:00 | 63.3262 | 83.9773
2030-07-08 13:00 | 65.1293 | 86.6516
2030-07-08 14:00 | 65.9075 | 84.9178
2030-07-08 15:00 | 67.6785 | 90.2149
2030-07-08 16:00 | 70.0659 | 95.2137
2030-07-08 17:00 | 72.3236 | 99.7774
2030-07-08 18:00 | 72.8587 | 102.5706
2030-07-08 19:00 | 69.0409 | 101.1811
2030-07-08 20:00 | 63.5202 | 95.869
2030-07-08 21:00 | 59.3771 | 91.8575
2030-07-08 22:00 | 54.4035 | 87.1111
2030-07-08 23:00 | 48.758 | 82.7346
2030-07-09 | 43.6781 | 76.8339
2030-07-09 01:00 | 40.6228 | 74.8709
2030-07-09 02:00 | 39.7434 | 71.2221
2030-07-09 03:00 | 39.4976 | 69.7283
2030-07-09 04:00 | 39.1424 | 68.1305
2030-07-09 05:00 | 39.9785 | 69.4028
2030-07-09 06:00 | 45.6234 | 74.8986
2030-07-09 07:00 | 53.4358 | 78.8367
2030-07-09 08:00 | 57.7667 | 80.4629
2030-07-09 09:00 | 59.7825 | 85.2268
2030-07-09 10:00 | 61.0638 | 87.2586
2030-07-09 11:00 | 61.6195 | 91.1615
2030-07-09 12:00 | 62.7781 | 96.6859
2030-07-09 13:00 | 64.0444 | 98.7374
2030-07-09 14:00 | 64.1289 | 96.7981
2030-07-09 15:00 | 64.9156 | 102.5651
2030-07-09 16:00 | 66.7603 | 107.3048
2030-07-09 17:00 | 68.8651 | 110.2631
2030-07-09 18:00 | 69.0342 | 113.344
2030-07-09 19:00 | 64.8656 | 111.6083
2030-07-09 20:00 | 59.9132 | 105.7972
2030-07-09 21:00 | 55.8837 | 101.2472
2030-07-09 22:00 | 51.241 | 95.7457
2030-07-09 23:00 | 46.0536 | 90.6381
2030-07-10 | 43.252 | 84.0566
2030-07-10 01:00 | 40.593 | 78.1649
2030-07-10 02:00 | 39.8716 | 73.3502
2030-07-10 03:00 | 39.7125 | 71.0897
2030-07-10 04:00 | 39.4014 | 69.402
2030-07-10 05:00 | 40.2656 | 70.3903
2030-07-10 06:00 | 45.0864 | 74.8124
2030-07-10 07:00 | 52.4707 | 78.7603
2030-07-10 08:00 | 56.3528 | 81.008
2030-07-10 09:00 | 58.0498 | 85.8123
2030-07-10 10:00 | 59.1226 | 88.084
2030-07-10 11:00 | 59.8456 | 92.1885
2030-07-10 12:00 | 61.4542 | 97.2122
2030-07-10 13:00 | 62.7541 | 99.0394
2030-07-10 14:00 | 62.8114 | 96.8869
2030-07-10 15:00 | 63.5986 | 101.5219
2030-07-10 16:00 | 65.0685 | 105.1306
2030-07-10 17:00 | 66.7471 | 108.6462
2030-07-10 18:00 | 66.3005 | 107.6244
2030-07-10 19:00 | 62.35 | 103.8363
2030-07-10 20:00 | 58.4039 | 98.5222
2030-07-10 21:00 | 55.2843 | 93.9696
2030-07-10 22:00 | 51.2471 | 89.4573
2030-07-10 23:00 | 46.5221 | 84.8846
2030-07-11 | 42.8213 | 82.6849
2030-07-11 01:00 | 40.537 | 72.8052
2030-07-11 02:00 | 39.847 | 68.0415
2030-07-11 03:00 | 39.7419 | 66.2148
2030-07-11 04:00 | 39.4782 | 64.3799
2030-07-11 05:00 | 40.4299 | 65.4955
2030-07-11 06:00 | 45.2058 | 72.7131
2030-07-11 07:00 | 52.5142 | 75.4563
2030-07-11 08:00 | 56.3098 | 75.9251
2030-07-11 09:00 | 57.9158 | 77.7967
2030-07-11 10:00 | 59.0434 | 79.0264
2030-07-11 11:00 | 59.7309 | 80.9539
2030-07-11 12:00 | 61.7525 | 83.912
2030-07-11 13:00 | 62.9162 | 84.7889
2030-07-11 14:00 | 62.8814 | 80.2668
2030-07-11 15:00 | 63.5278 | 84.9491
2030-07-11 16:00 | 64.8835 | 86.1376
2030-07-11 17:00 | 66.2802 | 87.2604
2030-07-11 18:00 | 66.4291 | 89.1438
2030-07-11 19:00 | 62.445 | 87.1892
2030-07-11 20:00 | 58.2803 | 81.8951
2030-07-11 21:00 | 54.8415 | 77.5156
2030-07-11 22:00 | 50.6649 | 74.5821
2030-07-11 23:00 | 45.8472 | 70.4335
2030-07-12 | 43.0135 | 69.7864
2030-07-12 01:00 | 40.9298 | 63.77
2030-07-12 02:00 | 40.1127 | 60.5026
2030-07-12 03:00 | 39.9451 | 59.357
2030-07-12 04:00 | 39.6348 | 57.9032
2030-07-12 05:00 | 40.5155 | 59.1982
2030-07-12 06:00 | 46.0397 | 68.0282
2030-07-12 07:00 | 54.1502 | 71.5589
2030-07-12 08:00 | 58.8243 | 73.8655
2030-07-12 09:00 | 61.4194 | 78.0323
2030-07-12 10:00 | 63.3789 | 79.7892
2030-07-12 11:00 | 64.2137 | 78.8849
2030-07-12 12:00 | 65.9016 | 78.2416
2030-07-12 13:00 | 67.3776 | 79.3558
2030-07-12 14:00 | 67.4294 | 74.0278
2030-07-12 15:00 | 67.8511 | 77.8045
2030-07-12 16:00 | 69.032 | 78.1374
2030-07-12 17:00 | 70.3927 | 78.2755
2030-07-12 18:00 | 71.4911 | 83.7149
2030-07-12 19:00 | 67.5754 | 81.4478
2030-07-12 20:00 | 62.3279 | 77.1903
2030-07-12 21:00 | 58.535 | 74.0433
2030-07-12 22:00 | 53.7694 | 71.4304
2030-07-12 23:00 | 48.2438 | 68.4089
2030-07-13 | 44.3499 | 66.7735
2030-07-13 01:00 | 40.9242 | 58.5086
2030-07-13 02:00 | 39.8154 | 55.2798
2030-07-13 03:00 | 39.263 | 54.3463
2030-07-13 04:00 | 38.4685 | 52.7112
2030-07-13 05:00 | 38.2102 | 53.6652
2030-07-13 06:00 | 40.5449 | 56.7356
2030-07-13 07:00 | 46.9866 | 55.799
2030-07-13 08:00 | 51.6368 | 54.4139
2030-07-13 09:00 | 54.2461 | 56.9024
2030-07-13 10:00 | 55.6353 | 56.6299
2030-07-13 11:00 | 56.1259 | 58.4815
2030-07-13 12:00 | 56.7746 | 61.5303
2030-07-13 13:00 | 57.0685 | 62.9578
2030-07-13 14:00 | 57.1421 | 59.4665
2030-07-13 15:00 | 57.8302 | 64.6062
2030-07-13 16:00 | 60.339 | 67.4071
2030-07-13 17:00 | 62.5189 | 71.9563
2030-07-13 18:00 | 62.8167 | 73.3016
2030-07-13 19:00 | 58.6898 | 70.4106
2030-07-13 20:00 | 53.3061 | 65.2816
2030-07-13 21:00 | 49.3744 | 62.2646
2030-07-13 22:00 | 45.7162 | 61.6311
2030-07-13 23:00 | 41.673 | 59.3762
2030-07-14 | 39.4183 | 59.5301
2030-07-14 01:00 | 36.4613 | 53.8946
2030-07-14 02:00 | 35.7075 | 51.5592
2030-07-14 03:00 | 35.4347 | 50.7492
2030-07-14 04:00 | 34.7908 | 49.4187
2030-07-14 05:00 | 34.5608 | 50.2658
2030-07-14 06:00 | 36.5849 | 50.9406
2030-07-14 07:00 | 42.4926 | 49.3743
2030-07-14 08:00 | 46.4723 | 47.9117
2030-07-14 09:00 | 49.0421 | 49.3312
2030-07-14 10:00 | 50.2546 | 49.9259
2030-07-14 11:00 | 50.464 | 52.3254
2030-07-14 12:00 | 51.7037 | 52.97
2030-07-14 13:00 | 52.1781 | 55.4197
2030-07-14 14:00 | 51.9454 | 54.3154
2030-07-14 15:00 | 52.5647 | 61.2842
2030-07-14 16:00 | 55.5596 | 65.5814
2030-07-14 17:00 | 58.4882 | 70.7091
2030-07-14 18:00 | 58.9322 | 74.2368
2030-07-14 19:00 | 55.0078 | 73.3569
2030-07-14 20:00 | 50.3164 | 69.0549
2030-07-14 21:00 | 46.8273 | 67.1318
2030-07-14 22:00 | 43.5298 | 66.1558
2030-07-14 23:00 | 39.8599 | 63.8653
2030-07-15 | 38.3054 | 60.5077
2030-07-15 01:00 | 37.8035 | 56.8879
2030-07-15 02:00 | 37.4786 | 55.2033
2030-07-15 03:00 | 37.7026 | 54.8887
2030-07-15 04:00 | 37.6748 | 53.7458
2030-07-15 05:00 | 38.7435 | 55.4203
2030-07-15 06:00 | 43.3398 | 61.4385
2030-07-15 07:00 | 51.1521 | 63.6208
2030-07-15 08:00 | 55.4621 | 62.7415
2030-07-15 09:00 | 57.6854 | 63.9355
2030-07-15 10:00 | 59.413 | 64.1165
2030-07-15 11:00 | 60.3206 | 64.3488
2030-07-15 12:00 | 61.8623 | 64.0637
2030-07-15 13:00 | 63.5928 | 65.7743
2030-07-15 14:00 | 64.0601 | 62.5715
2030-07-15 15:00 | 65.3342 | 67.5766
2030-07-15 16:00 | 67.4424 | 72.3819
2030-07-15 17:00 | 69.433 | 77.4519
2030-07-15 18:00 | 69.5512 | 78.8022
2030-07-15 19:00 | 65.4344 | 76.9909
2030-07-15 20:00 | 60.594 | 73.1946
2030-07-15 21:00 | 56.5357 | 69.638
2030-07-15 22:00 | 51.8107 | 67.9951
2030-07-15 23:00 | 46.5355 | 65.5653
2030-07-16 | 43.7209 | 64.2796
2030-07-16 01:00 | 40.4147 | 59.1839
2030-07-16 02:00 | 39.7254 | 56.8024
2030-07-16 03:00 | 39.4834 | 56.1328
2030-07-16 04:00 | 39.1537 | 54.9628
2030-07-16 05:00 | 40.0623 | 56.5369
2030-07-16 06:00 | 43.7311 | 60.5569
2030-07-16 07:00 | 50.8892 | 63.3174
2030-07-16 08:00 | 54.2926 | 63.1575
2030-07-16 09:00 | 55.4977 | 64.0365
2030-07-16 10:00 | 56.3301 | 64.4739
2030-07-16 11:00 | 56.8576 | 66.2192
2030-07-16 12:00 | 58.2516 | 66.7675
2030-07-16 13:00 | 59.4907 | 68.0572
2030-07-16 14:00 | 60.1764 | 65.3194
2030-07-16 15:00 | 61.4822 | 70.937
2030-07-16 16:00 | 63.7139 | 76.4888
2030-07-16 17:00 | 65.9414 | 81.3324
2030-07-16 18:00 | 65.8871 | 84.7566
2030-07-16 19:00 | 61.6734 | 83.8382
2030-07-16 20:00 | 56.5276 | 79.6265
2030-07-16 21:00 | 52.4413 | 76.3053
2030-07-16 22:00 | 47.8941 | 73.8734
2030-07-16 23:00 | 42.8199 | 70.9522
2030-07-17 | 40.0944 | 67.5893
2030-07-17 01:00 | 37.6154 | 62.0887
2030-07-17 02:00 | 37.0958 | 59.5404
2030-07-17 03:00 | 37.073 | 58.6872
2030-07-17 04:00 | 36.8978 | 57.6235
2030-07-17 05:00 | 37.7598 | 59.0941
2030-07-17 06:00 | 41.8411 | 64.0691
2030-07-17 07:00 | 49.2947 | 67.6662
2030-07-17 08:00 | 52.8224 | 69.0297
2030-07-17 09:00 | 54.391 | 72.2451
2030-07-17 10:00 | 55.1484 | 73.5478
2030-07-17 11:00 | 55.3806 | 74.2887
2030-07-17 12:00 | 54.8447 | 76.6507
2030-07-17 13:00 | 56.2957 | 77.2795
2030-07-17 14:00 | 56.9776 | 73.3691
2030-07-17 15:00 | 58.6132 | 77.0188
2030-07-17 16:00 | 60.995 | 80.0354
2030-07-17 17:00 | 63.4851 | 83.248
2030-07-17 18:00 | 63.7739 | 87.3458
2030-07-17 19:00 | 60.1597 | 85.4931
2030-07-17 20:00 | 55.4334 | 81.921
2030-07-17 21:00 | 51.828 | 78.956
2030-07-17 22:00 | 47.6081 | 76.4706
2030-07-17 23:00 | 42.6907 | 73.432
2030-07-18 | 39.3841 | 70.9129
2030-07-18 01:00 | 37.0171 | 66.4259
2030-07-18 02:00 | 36.5726 | 63.5394
2030-07-18 03:00 | 36.6391 | 62.6526
2030-07-18 04:00 | 36.4968 | 61.4377
2030-07-18 05:00 | 37.4775 | 63.0875
2030-07-18 06:00 | 41.6681 | 69.5828
2030-07-18 07:00 | 48.6628 | 73.1721
2030-07-18 08:00 | 51.9095 | 75.1075
2030-07-18 09:00 | 53.147 | 79.3953
2030-07-18 10:00 | 53.8025 | 81.3474
2030-07-18 11:00 | 54.0507 | 81.3037
2030-07-18 12:00 | 54.8206 | 77.3432
2030-07-18 13:00 | 56.1142 | 78.7112
2030-07-18 14:00 | 56.8831 | 76.3778
2030-07-18 15:00 | 58.2362 | 81.759
2030-07-18 16:00 | 60.3462 | 86.832
2030-07-18 17:00 | 62.2994 | 91.4609
2030-07-18 18:00 | 61.8484 | 94.7134
2030-07-18 19:00 | 58.3414 | 93.4816
2030-07-18 20:00 | 54.4933 | 89.2313
2030-07-18 21:00 | 51.4247 | 85.8667
2030-07-18 22:00 | 47.6886 | 82.236
2030-07-18 23:00 | 43.2246 | 78.6791
2030-07-19 | 39.6087 | 73.1139
2030-07-19 01:00 | 37.6476 | 68.0058
2030-07-19 02:00 | 37.2008 | 64.7449
2030-07-19 03:00 | 37.3119 | 63.6122
2030-07-19 04:00 | 37.2128 | 62.2643
2030-07-19 05:00 | 38.2283 | 63.5043
2030-07-19 06:00 | 45.0905 | 66.8134
2030-07-19 07:00 | 53.0852 | 69.8553
2030-07-19 08:00 | 56.9443 | 70.7574
2030-07-19 09:00 | 58.7472 | 73.0449
2030-07-19 10:00 | 60.016 | 74.3473
2030-07-19 11:00 | 60.4527 | 76.0548
2030-07-19 12:00 | 62.0095 | 75.9369
2030-07-19 13:00 | 63.0903 | 77.2191
2030-07-19 14:00 | 62.6759 | 74.6345
2030-07-19 15:00 | 62.5341 | 79.6392
2030-07-19 16:00 | 63.5164 | 83.5617
2030-07-19 17:00 | 64.7501 | 87.3428
2030-07-19 18:00 | 66.066 | 87.694
2030-07-19 19:00 | 62.0603 | 86.1042
2030-07-19 20:00 | 57.3175 | 81.6899
2030-07-19 21:00 | 53.4269 | 78.1326
2030-07-19 22:00 | 48.9668 | 75.3565
2030-07-19 23:00 | 43.9419 | 72.0637
2030-07-20 | 42.0488 | 69.0097
2030-07-20 01:00 | 38.8215 | 63.8712
2030-07-20 02:00 | 37.8725 | 60.7598
2030-07-20 03:00 | 37.4892 | 59.4213
2030-07-20 04:00 | 36.8701 | 57.3437
2030-07-20 05:00 | 36.7616 | 57.5959
2030-07-20 06:00 | 38.7125 | 60.4122
2030-07-20 07:00 | 44.3507 | 59.9469
2030-07-20 08:00 | 48.5375 | 59.3996
2030-07-20 09:00 | 50.9759 | 62.5178
2030-07-20 10:00 | 52.4323 | 63.5818
2030-07-20 11:00 | 53.3745 | 63.9567
2030-07-20 12:00 | 55.4454 | 63.6309
2030-07-20 13:00 | 55.9493 | 65.0462
2030-07-20 14:00 | 56.3824 | 61.0839
2030-07-20 15:00 | 57.2947 | 66.7245
2030-07-20 16:00 | 59.8463 | 69.4855
2030-07-20 17:00 | 62.078 | 72.7536
2030-07-20 18:00 | 61.4434 | 72.9701
2030-07-20 19:00 | 57.5576 | 71.3404
2030-07-20 20:00 | 52.9544 | 66.1841
2030-07-20 21:00 | 49.7408 | 62.9142
2030-07-20 22:00 | 46.5038 | 62.1855
2030-07-20 23:00 | 42.7683 | 59.6695
2030-07-21 | 39.6931 | 59.0128
2030-07-21 01:00 | 36.1471 | 56.2212
2030-07-21 02:00 | 35.4781 | 53.8904
2030-07-21 03:00 | 35.1643 | 53.0366
2030-07-21 04:00 | 34.5187 | 51.3801
2030-07-21 05:00 | 34.2544 | 51.897
2030-07-21 06:00 | 35.5449 | 55.7742
2030-07-21 07:00 | 40.7184 | 55.027
2030-07-21 08:00 | 43.4998 | 54.3518
2030-07-21 09:00 | 44.2962 | 58.1015
2030-07-21 10:00 | 44.1772 | 59.4377
2030-07-21 11:00 | 43.7084 | 60.6635
2030-07-21 12:00 | 44.7963 | 58.8546
2030-07-21 13:00 | 44.7103 | 61.2225
2030-07-21 14:00 | 44.2373 | 59.9072
2030-07-21 15:00 | 44.9003 | 67.2649
2030-07-21 16:00 | 47.4433 | 71.6709
2030-07-21 17:00 | 49.933 | 76.9465
2030-07-21 18:00 | 50.8245 | 78.6134
2030-07-21 19:00 | 46.9986 | 78.0257
2030-07-21 20:00 | 42.5081 | 73.0153
2030-07-21 21:00 | 39.2117 | 69.6561
2030-07-21 22:00 | 36.3994 | 68.3702
2030-07-21 23:00 | 33.2374 | 65.1726
2030-07-22 | 32.2206 | 63.1831
2030-07-22 01:00 | 32.0357 | 60.713
2030-07-22 02:00 | 32.1081 | 58.5499
2030-07-22 03:00 | 32.5442 | 57.7737
2030-07-22 04:00 | 32.7092 | 56.497
2030-07-22 05:00 | 33.7589 | 58.0571
2030-07-22 06:00 | 38.1539 | 63.4413
2030-07-22 07:00 | 45.0758 | 66.2529
2030-07-22 08:00 | 47.8567 | 66.5277
2030-07-22 09:00 | 48.7989 | 69.563
2030-07-22 10:00 | 49.0851 | 70.2924
2030-07-22 11:00 | 48.7952 | 71.0583
2030-07-22 12:00 | 48.9678 | 69.3761
2030-07-22 13:00 | 50.0598 | 71.4952
2030-07-22 14:00 | 50.4222 | 69.233
2030-07-22 15:00 | 51.721 | 75.0351
2030-07-22 16:00 | 54.0663 | 81.0914
2030-07-22 17:00 | 56.3416 | 87.5094
2030-07-22 18:00 | 56.8368 | 90.1702
2030-07-22 19:00 | 53.2512 | 89.7618
2030-07-22 20:00 | 49.3119 | 84.7468
2030-07-22 21:00 | 45.7362 | 80.3179
2030-07-22 22:00 | 42.0359 | 76.7937
2030-07-22 23:00 | 37.8606 | 72.9685
2030-07-23 | 35.9146 | 68.8943
2030-07-23 01:00 | 33.5237 | 62.4548
2030-07-23 02:00 | 33.5257 | 59.4913
2030-07-23 03:00 | 33.8447 | 58.395
2030-07-23 04:00 | 33.906 | 57.0959
2030-07-23 05:00 | 35.0649 | 58.5923
2030-07-23 06:00 | 40.232 | 63.6811
2030-07-23 07:00 | 47.3653 | 66.8348
2030-07-23 08:00 | 50.0495 | 67.7105
2030-07-23 09:00 | 50.8823 | 69.8819
2030-07-23 10:00 | 51.1032 | 70.7151
2030-07-23 11:00 | 50.7504 | 71.9385
2030-07-23 12:00 | 50.2893 | 70.9111
2030-07-23 13:00 | 51.395 | 72.1281
2030-07-23 14:00 | 52.1382 | 69.3994
2030-07-23 15:00 | 53.3886 | 75.0066
2030-07-23 16:00 | 55.6004 | 80.3501
2030-07-23 17:00 | 57.6606 | 85.064
2030-07-23 18:00 | 58.5902 | 88.2335
2030-07-23 19:00 | 54.8633 | 87.0309
2030-07-23 20:00 | 50.9284 | 82.9984
2030-07-23 21:00 | 47.4132 | 79.8248
2030-07-23 22:00 | 43.61 | 76.8841
2030-07-23 23:00 | 39.2824 | 73.8617
2030-07-24 | 36.9939 | 69.0235
2030-07-24 01:00 | 34.4617 | 64.7194
2030-07-24 02:00 | 34.4464 | 61.9911
2030-07-24 03:00 | 34.7106 | 61.083
2030-07-24 04:00 | 34.7461 | 60.0066
2030-07-24 05:00 | 35.8629 | 61.5013
2030-07-24 06:00 | 39.5834 | 66.4453
2030-07-24 07:00 | 46.7767 | 69.6625
2030-07-24 08:00 | 49.3445 | 71.2785
2030-07-24 09:00 | 50.2814 | 74.3403
2030-07-24 10:00 | 50.4519 | 75.7445
2030-07-24 11:00 | 49.976 | 75.8248
2030-07-24 12:00 | 49.6788 | 76.6725
2030-07-24 13:00 | 50.6201 | 77.3647
2030-07-24 14:00 | 50.9225 | 73.2899
2030-07-24 15:00 | 51.929 | 76.8332
2030-07-24 16:00 | 54.2097 | 79.7228
2030-07-24 17:00 | 56.5196 | 82.9998
2030-07-24 18:00 | 56.6682 | 86.9611
2030-07-24 19:00 | 53.2686 | 84.4444
2030-07-24 20:00 | 49.6302 | 80.9346
2030-07-24 21:00 | 46.2807 | 77.8256
2030-07-24 22:00 | 42.6681 | 75.3324
2030-07-24 23:00 | 38.5428 | 72.3383
2030-07-25 | 35.8594 | 68.4176
2030-07-25 01:00 | 34.4501 | 64.1354
2030-07-25 02:00 | 34.3751 | 61.2372
2030-07-25 03:00 | 34.7289 | 60.1255
2030-07-25 04:00 | 34.8081 | 58.8963
2030-07-25 05:00 | 36.019 | 60.5543
2030-07-25 06:00 | 41.3217 | 65.3311
2030-07-25 07:00 | 48.6376 | 68.0896
2030-07-25 08:00 | 51.5453 | 68.0913
2030-07-25 09:00 | 52.7738 | 70.29
2030-07-25 10:00 | 53.3434 | 71.1827
2030-07-25 11:00 | 53.0343 | 73.2884
2030-07-25 12:00 | 52.4471 | 74.4979
2030-07-25 13:00 | 53.7968 | 75.9774
2030-07-25 14:00 | 54.5225 | 73.6399
2030-07-25 15:00 | 56.0052 | 79.6022
2030-07-25 16:00 | 58.3331 | 85.159
2030-07-25 17:00 | 60.3716 | 90.5723
2030-07-25 18:00 | 59.6826 | 92.899
2030-07-25 19:00 | 56.4657 | 92.2343
2030-07-25 20:00 | 53.0079 | 87.4199
2030-07-25 21:00 | 49.9473 | 82.906
2030-07-25 22:00 | 46.3131 | 79.2889
2030-07-25 23:00 | 41.985 | 75.2106
2030-07-26 | 38.8562 | 72.3364
2030-07-26 01:00 | 37.9558 | 65.6668
2030-07-26 02:00 | 37.6969 | 62.5194
2030-07-26 03:00 | 37.9146 | 61.089
2030-07-26 04:00 | 37.8973 | 59.7456
2030-07-26 05:00 | 39.109 | 60.9944
2030-07-26 06:00 | 43.9743 | 65.8639
2030-07-26 07:00 | 51.4675 | 69.0001
2030-07-26 08:00 | 55.0921 | 69.3886
2030-07-26 09:00 | 57.0257 | 72.3871
2030-07-26 10:00 | 58.6578 | 73.2953
2030-07-26 11:00 | 59.2548 | 75.6315
2030-07-26 12:00 | 60.8994 | 77.9686
2030-07-26 13:00 | 62.3109 | 79.6781
2030-07-26 14:00 | 62.4783 | 77.6051
2030-07-26 15:00 | 63.0081 | 82.9824
2030-07-26 16:00 | 64.3721 | 87.4276
2030-07-26 17:00 | 65.6895 | 91.3813
2030-07-26 18:00 | 67.0361 | 93.5371
2030-07-26 19:00 | 63.2835 | 92.4236
2030-07-26 20:00 | 58.5385 | 87.8638
2030-07-26 21:00 | 54.5639 | 83.9032
2030-07-26 22:00 | 49.9869 | 80.2007
2030-07-26 23:00 | 44.8215 | 76.4416
2030-07-27 | 41.866 | 72.8366
2030-07-27 01:00 | 38.8506 | 64.9695
2030-07-27 02:00 | 37.8588 | 61.4337
2030-07-27 03:00 | 37.415 | 59.7813
2030-07-27 04:00 | 36.759 | 57.9066
2030-07-27 05:00 | 36.6889 | 58.6199
2030-07-27 06:00 | 38.8035 | 60.6759
2030-07-27 07:00 | 44.8995 | 60.8418
2030-07-27 08:00 | 49.5998 | 62.0544
2030-07-27 09:00 | 52.7138 | 65.3398
2030-07-27 10:00 | 54.3248 | 67.9658
2030-07-27 11:00 | 54.4684 | 70.4508
2030-07-27 12:00 | 54.816 | 72.7408
2030-07-27 13:00 | 55.0619 | 74.6789
2030-07-27 14:00 | 55.0911 | 72.5059
2030-07-27 15:00 | 55.6859 | 78.2106
2030-07-27 16:00 | 57.9227 | 82.0839
2030-07-27 17:00 | 59.9306 | 86.4085
2030-07-27 18:00 | 59.573 | 87.559
2030-07-27 19:00 | 55.5976 | 84.3664
2030-07-27 20:00 | 51.3159 | 79.9419
2030-07-27 21:00 | 47.8681 | 77.1995
2030-07-27 22:00 | 44.7242 | 75.1737
2030-07-27 23:00 | 41.2504 | 72.8621
2030-07-28 | 39.0945 | 69.0482
2030-07-28 01:00 | 37.1815 | 64.1379
2030-07-28 02:00 | 36.5398 | 61.0554
2030-07-28 03:00 | 36.3654 | 59.5791
2030-07-28 04:00 | 35.8705 | 57.801
2030-07-28 05:00 | 35.9179 | 58.4928
2030-07-28 06:00 | 39.0829 | 61.4461
2030-07-28 07:00 | 44.8831 | 61.343
2030-07-28 08:00 | 49.5431 | 62.1646
2030-07-28 09:00 | 53.3963 | 66.4043
2030-07-28 10:00 | 55.7303 | 69.7288
2030-07-28 11:00 | 56.7619 | 72.3787
2030-07-28 12:00 | 58.7137 | 76.464
2030-07-28 13:00 | 59.6292 | 78.4491
2030-07-28 14:00 | 59.66 | 76.8286
2030-07-28 15:00 | 60.1269 | 83.2894
2030-07-28 16:00 | 62.8053 | 86.5854
2030-07-28 17:00 | 65.2624 | 90.2742
2030-07-28 18:00 | 66.485 | 92.4738
2030-07-28 19:00 | 62.3459 | 90.508
2030-07-28 20:00 | 57.6872 | 85.7243
2030-07-28 21:00 | 53.8529 | 81.7039
2030-07-28 22:00 | 50.0472 | 79.3116
2030-07-28 23:00 | 45.9031 | 75.8698
2030-07-29 | 43.8586 | 73.376
2030-07-29 01:00 | 41.2925 | 68.6923
2030-07-29 02:00 | 40.5647 | 65.3284
2030-07-29 03:00 | 40.352 | 63.7974
2030-07-29 04:00 | 39.9631 | 62.4202
2030-07-29 05:00 | 40.9711 | 64.1863
2030-07-29 06:00 | 46.099 | 68.8885
2030-07-29 07:00 | 54.0118 | 71.7396
2030-07-29 08:00 | 58.7767 | 72.6531
2030-07-29 09:00 | 61.4869 | 75.9783
2030-07-29 10:00 | 63.6478 | 77.1266
2030-07-29 11:00 | 64.5658 | 79.2765
2030-07-29 12:00 | 65.8171 | 79.9606
2030-07-29 13:00 | 67.4638 | 82.3272
2030-07-29 14:00 | 67.8993 | 80.3515
2030-07-29 15:00 | 69.0938 | 86.0425
2030-07-29 16:00 | 70.9125 | 91.3584
2030-07-29 17:00 | 72.3544 | 96.7707
2030-07-29 18:00 | 70.991 | 99.6471
2030-07-29 19:00 | 66.7592 | 98.7699
2030-07-29 20:00 | 62.1394 | 93.0207
2030-07-29 21:00 | 58.2052 | 87.8422
2030-07-29 22:00 | 53.4788 | 83.1446
2030-07-29 23:00 | 48.1994 | 78.3786
2030-07-30 | 44.7634 | 73.8751
2030-07-30 01:00 | 41.1291 | 67.3533
2030-07-30 02:00 | 40.3412 | 63.7688
2030-07-30 03:00 | 39.9248 | 62.1362
2030-07-30 04:00 | 39.4816 | 60.6758
2030-07-30 05:00 | 40.3331 | 62.1718
2030-07-30 06:00 | 45.0926 | 67.2684
2030-07-30 07:00 | 52.2064 | 70.7797
2030-07-30 08:00 | 55.5945 | 71.8075
2030-07-30 09:00 | 56.8421 | 74.9719
2030-07-30 10:00 | 57.3563 | 75.9113
2030-07-30 11:00 | 57.1192 | 78.7878
2030-07-30 12:00 | 57.817 | 80.5949
2030-07-30 13:00 | 58.4571 | 82.1614
2030-07-30 14:00 | 58.1605 | 79.8012
2030-07-30 15:00 | 58.7043 | 86.1267
2030-07-30 16:00 | 60.3247 | 91.7769
2030-07-30 17:00 | 62.1111 | 96.7906
2030-07-30 18:00 | 62.1995 | 99.333
2030-07-30 19:00 | 58.125 | 98.6389
2030-07-30 20:00 | 53.6289 | 92.9235
2030-07-30 21:00 | 49.7458 | 87.8244
2030-07-30 22:00 | 45.5959 | 83.4237
2030-07-30 23:00 | 40.9834 | 78.5716
2030-07-31 | 38.3692 | 75.1667
2030-07-31 01:00 | 36.4274 | 70.9716
2030-07-31 02:00 | 36.0542 | 67.5123
2030-07-31 03:00 | 36.1522 | 65.7196
2030-07-31 04:00 | 36.0301 | 64.4078
2030-07-31 05:00 | 37.0434 | 65.7505
2030-07-31 06:00 | 41.5961 | 72.6943
2030-07-31 07:00 | 48.2994 | 76.4074
2030-07-31 08:00 | 51.4239 | 78.713
2030-07-31 09:00 | 52.7566 | 84.0511
2030-07-31 10:00 | 53.2313 | 86.1003
2030-07-31 11:00 | 53.0774 | 88.5493
2030-07-31 12:00 | 52.443 | 90.3755
2030-07-31 13:00 | 53.8295 | 92.658
2030-07-31 14:00 | 54.5482 | 91.0893
2030-07-31 15:00 | 56.1271 | 96.3427
2030-07-31 16:00 | 58.7019 | 101.654
2030-07-31 17:00 | 61.3131 | 106.7234
2030-07-31 18:00 | 60.8341 | 108.2076
2030-07-31 19:00 | 57.298 | 106.3689
2030-07-31 20:00 | 53.1743 | 101.0235
2030-07-31 21:00 | 49.4251 | 95.7695
2030-07-31 22:00 | 45.4338 | 90.5707
2030-07-31 23:00 | 40.9067 | 85.3999
2030-08-01 | 38.0945 | 81.5975
2030-08-01 01:00 | 35.7393 | 73.105
2030-08-01 02:00 | 35.5947 | 68.8119
2030-08-01 03:00 | 35.7992 | 66.8638
2030-08-01 04:00 | 35.8089 | 65.2844
2030-08-01 05:00 | 36.991 | 66.9474
2030-08-01 06:00 | 41.7045 | 72.4986
2030-08-01 07:00 | 48.4549 | 76.2951
2030-08-01 08:00 | 52.338 | 78.5052
2030-08-01 09:00 | 54.3944 | 84.387
2030-08-01 10:00 | 55.7182 | 86.9863
2030-08-01 11:00 | 56.3099 | 90.0355
2030-08-01 12:00 | 57.0131 | 92.2014
2030-08-01 13:00 | 58.8147 | 94.3199
2030-08-01 14:00 | 59.9133 | 92.8279
2030-08-01 15:00 | 61.0945 | 98.5931
2030-08-01 16:00 | 63.3196 | 104.2316
2030-08-01 17:00 | 65.3891 | 109.4625
2030-08-01 18:00 | 65.1632 | 110.9732
2030-08-01 19:00 | 60.8355 | 109.2349
2030-08-01 20:00 | 56.4576 | 103.0614
2030-08-01 21:00 | 52.5961 | 97.07
2030-08-01 22:00 | 47.9993 | 90.7916
2030-08-01 23:00 | 43.1608 | 85.0806
2030-08-02 | 40.605 | 80.6504
2030-08-02 01:00 | 37.7986 | 75.1875
2030-08-02 02:00 | 37.3612 | 70.701
2030-08-02 03:00 | 37.3341 | 68.5812
2030-08-02 04:00 | 37.1945 | 66.8537
2030-08-02 05:00 | 38.3074 | 68.1168
2030-08-02 06:00 | 43.0599 | 73.7999
2030-08-02 07:00 | 50.1813 | 78.035
2030-08-02 08:00 | 54.1809 | 80.687
2030-08-02 09:00 | 56.427 | 86.8352
2030-08-02 10:00 | 57.9488 | 89.5774
2030-08-02 11:00 | 58.3093 | 93.254
2030-08-02 12:00 | 58.4929 | 96.7885
2030-08-02 13:00 | 60.0761 | 99.1261
2030-08-02 14:00 | 60.7247 | 97.7206
2030-08-02 15:00 | 61.4314 | 102.9958
2030-08-02 16:00 | 63.1731 | 107.3915
2030-08-02 17:00 | 65.0669 | 111.1035
2030-08-02 18:00 | 64.3921 | 111.9066
2030-08-02 19:00 | 60.0584 | 109.7525
2030-08-02 20:00 | 55.5297 | 103.5657
2030-08-02 21:00 | 51.7926 | 98.0024
2030-08-02 22:00 | 47.2666 | 91.6548
2030-08-02 23:00 | 42.5231 | 85.9117
2030-08-03 | 39.7088 | 81.0596
2030-08-03 01:00 | 37.573 | 73.9152
2030-08-03 02:00 | 36.9312 | 69.2241
2030-08-03 03:00 | 36.7063 | 66.9345
2030-08-03 04:00 | 36.3254 | 64.2937
2030-08-03 05:00 | 36.503 | 64.887
2030-08-03 06:00 | 40.1537 | 67.7678
2030-08-03 07:00 | 45.887 | 68.9248
2030-08-03 08:00 | 50.851 | 71.063
2030-08-03 09:00 | 54.6345 | 76.0242
2030-08-03 10:00 | 56.9105 | 80.6452
2030-08-03 11:00 | 58.0136 | 84.1714
2030-08-03 12:00 | 59.551 | 88.2347
2030-08-03 13:00 | 60.385 | 90.5647
2030-08-03 14:00 | 60.697 | 87.5363
2030-08-03 15:00 | 60.9002 | 93.4467
2030-08-03 16:00 | 63.1706 | 96.5843
2030-08-03 17:00 | 65.3321 | 100.0945
2030-08-03 18:00 | 65.8564 | 101.2775
2030-08-03 19:00 | 61.0538 | 98.5056
2030-08-03 20:00 | 56.0225 | 92.0048
2030-08-03 21:00 | 52.3449 | 86.2632
2030-08-03 22:00 | 48.4647 | 81.7425
2030-08-03 23:00 | 44.4501 | 77.1005
2030-08-04 | 41.9988 | 74.5756
2030-08-04 01:00 | 38.5284 | 67.2784
2030-08-04 02:00 | 37.5982 | 63.2468
2030-08-04 03:00 | 37.1203 | 60.8245
2030-08-04 04:00 | 36.4004 | 58.1154
2030-08-04 05:00 | 36.2437 | 58.2752
2030-08-04 06:00 | 39.4947 | 62.8515
2030-08-04 07:00 | 44.7014 | 62.6712
2030-08-04 08:00 | 49.2643 | 62.9635
2030-08-04 09:00 | 52.0194 | 67.4918
2030-08-04 10:00 | 53.4428 | 70.5892
2030-08-04 11:00 | 54.3974 | 72.124
2030-08-04 12:00 | 56.5037 | 73.9928
2030-08-04 13:00 | 57.0795 | 75.7284
2030-08-04 14:00 | 56.9327 | 71.4442
2030-08-04 15:00 | 57.1429 | 77.3277
2030-08-04 16:00 | 59.3978 | 80.0729
2030-08-04 17:00 | 61.6418 | 83.5002
2030-08-04 18:00 | 62.3366 | 84.7561
2030-08-04 19:00 | 57.857 | 81.0834
2030-08-04 20:00 | 53.5034 | 76.0461
2030-08-04 21:00 | 50.0444 | 71.1593
2030-08-04 22:00 | 46.2646 | 68.3454
2030-08-04 23:00 | 42.4558 | 64.9929
2030-08-05 | 40.2314 | 64.7625
2030-08-05 01:00 | 36.6773 | 61.3946
2030-08-05 02:00 | 36.1513 | 58.1303
2030-08-05 03:00 | 35.9252 | 56.8349
2030-08-05 04:00 | 35.6308 | 55.0533
2030-08-05 05:00 | 35.8281 | 56.2658
2030-08-05 06:00 | 38.6342 | 59.5776
2030-08-05 07:00 | 43.3954 | 60.2008
2030-08-05 08:00 | 47.0414 | 60.177
2030-08-05 09:00 | 49.7486 | 64.8362
2030-08-05 10:00 | 51.3488 | 67.451
2030-08-05 11:00 | 52.0475 | 70.4098
2030-08-05 12:00 | 51.6854 | 73.1555
2030-08-05 13:00 | 52.8157 | 77.9256
2030-08-05 14:00 | 52.668 | 76.2046
2030-08-05 15:00 | 52.3892 | 82.9083
2030-08-05 16:00 | 54.9905 | 86.4305
2030-08-05 17:00 | 58.7142 | 89.9773
2030-08-05 18:00 | 56.9696 | 91.005
2030-08-05 19:00 | 53.216 | 88.754
2030-08-05 20:00 | 49.1499 | 83.9751
2030-08-05 21:00 | 46.631 | 80.7645
2030-08-05 22:00 | 43.2963 | 77.1665
2030-08-05 23:00 | 39.7234 | 73.8698
2030-08-06 | 36.9282 | 70.2584
2030-08-06 01:00 | 37.0179 | 67.8764
2030-08-06 02:00 | 36.8367 | 64.7664
2030-08-06 03:00 | 37.0414 | 63.5306
2030-08-06 04:00 | 37.0968 | 62.4008
2030-08-06 05:00 | 38.3487 | 64.5967
2030-08-06 06:00 | 41.5723 | 70.2202
2030-08-06 07:00 | 47.5092 | 72.7807
2030-08-06 08:00 | 50.8682 | 74.0114
2030-08-06 09:00 | 52.3517 | 77.8632
2030-08-06 10:00 | 53.5799 | 79.7797
2030-08-06 11:00 | 54.6074 | 82.5832
2030-08-06 12:00 | 55.94 | 87.3088
2030-08-06 13:00 | 57.6444 | 89.4029
2030-08-06 14:00 | 58.6295 | 86.7831
2030-08-06 15:00 | 60.1503 | 92.3026
2030-08-06 16:00 | 62.2665 | 97.4635
2030-08-06 17:00 | 64.4132 | 101.4841
2030-08-06 18:00 | 64.4834 | 103.283
2030-08-06 19:00 | 60.2225 | 101.0496
2030-08-06 20:00 | 55.9985 | 95.7568
2030-08-06 21:00 | 52.4323 | 89.8715
2030-08-06 22:00 | 48.0224 | 84.5905
2030-08-06 23:00 | 43.2922 | 80.058
2030-08-07 | 39.7118 | 77.5049
2030-08-07 01:00 | 37.8956 | 69.4384
2030-08-07 02:00 | 37.6682 | 65.3477
2030-08-07 03:00 | 37.7682 | 63.5494
2030-08-07 04:00 | 37.7015 | 62.2815
2030-08-07 05:00 | 38.9165 | 63.9891
2030-08-07 06:00 | 42.9917 | 68.9596
2030-08-07 07:00 | 49.365 | 71.8599
2030-08-07 08:00 | 52.705 | 73.0135
2030-08-07 09:00 | 54.1667 | 76.2708
2030-08-07 10:00 | 55.0498 | 77.8187
2030-08-07 11:00 | 55.6274 | 80.3986
2030-08-07 12:00 | 56.1796 | 81.4439
2030-08-07 13:00 | 57.6904 | 83.7329
2030-08-07 14:00 | 58.3368 | 82.1368
2030-08-07 15:00 | 59.4001 | 86.9752
2030-08-07 16:00 | 61.2776 | 91.8373
2030-08-07 17:00 | 63.2627 | 96.8293
2030-08-07 18:00 | 63.0677 | 98.2365
2030-08-07 19:00 | 58.8769 | 95.392
2030-08-07 20:00 | 55.2072 | 91.1877
2030-08-07 21:00 | 51.8963 | 87.0421
2030-08-07 22:00 | 47.7325 | 82.2355
2030-08-07 23:00 | 43.2918 | 78.2729
2030-08-08 | 39.4744 | 73.0736
2030-08-08 01:00 | 37.0547 | 69.5486
2030-08-08 02:00 | 36.831 | 66.1105
2030-08-08 03:00 | 36.8834 | 64.8052
2030-08-08 04:00 | 36.8196 | 63.5076
2030-08-08 05:00 | 38.0134 | 65.5259
2030-08-08 06:00 | 41.4997 | 73.2291
2030-08-08 07:00 | 47.2737 | 76.7329
2030-08-08 08:00 | 49.8245 | 77.8779
2030-08-08 09:00 | 50.4902 | 82.8468
2030-08-08 10:00 | 50.705 | 84.6945
2030-08-08 11:00 | 50.7878 | 86.662
2030-08-08 12:00 | 50.6965 | 88.6015
2030-08-08 13:00 | 51.8589 | 90.4188
2030-08-08 14:00 | 52.603 | 88.1764
2030-08-08 15:00 | 53.9362 | 93.8907
2030-08-08 16:00 | 56.0104 | 98.6842
2030-08-08 17:00 | 58.036 | 102.8393
2030-08-08 18:00 | 56.749 | 102.2434
2030-08-08 19:00 | 52.8361 | 99.3806
2030-08-08 20:00 | 49.6208 | 94.5142
2030-08-08 21:00 | 46.6915 | 88.8772
2030-08-08 22:00 | 43.1306 | 84.0729
2030-08-08 23:00 | 39.259 | 79.3425
2030-08-09 | 35.8348 | 77.7174
2030-08-09 01:00 | 34.5112 | 69.891
2030-08-09 02:00 | 34.4614 | 65.5282
2030-08-09 03:00 | 34.7476 | 63.6559
2030-08-09 04:00 | 34.8539 | 62.1973
2030-08-09 05:00 | 36.0793 | 63.7306
2030-08-09 06:00 | 40.5487 | 71.7135
2030-08-09 07:00 | 46.8768 | 74.0737
2030-08-09 08:00 | 49.9399 | 75.5262
2030-08-09 09:00 | 51.3437 | 79.1197
2030-08-09 10:00 | 52.0805 | 80.7386
2030-08-09 11:00 | 52.0369 | 81.1455
2030-08-09 12:00 | 52.0014 | 83.804
2030-08-09 13:00 | 53.1542 | 84.7623
2030-08-09 14:00 | 53.4119 | 80.3699
2030-08-09 15:00 | 53.9358 | 83.3944
2030-08-09 16:00 | 55.502 | 84.4997
2030-08-09 17:00 | 57.3605 | 85.5039
2030-08-09 18:00 | 56.6798 | 88.7485
2030-08-09 19:00 | 52.5596 | 84.6593
2030-08-09 20:00 | 48.9677 | 80.8267
2030-08-09 21:00 | 45.6184 | 76.6234
2030-08-09 22:00 | 41.8292 | 72.899
2030-08-09 23:00 | 37.8437 | 70.1472
2030-08-10 | 35.9868 | 67.1932
2030-08-10 01:00 | 33.2343 | 61.0058
2030-08-10 02:00 | 33.0073 | 58.4061
2030-08-10 03:00 | 33.078 | 57.4895
2030-08-10 04:00 | 32.8572 | 55.7094
2030-08-10 05:00 | 33.1741 | 57.121
2030-08-10 06:00 | 35.6644 | 62.3216
2030-08-10 07:00 | 40.6865 | 63.1654
2030-08-10 08:00 | 44.306 | 64.7177
2030-08-10 09:00 | 46.6867 | 70.4102
2030-08-10 10:00 | 47.6581 | 73.6177
2030-08-10 11:00 | 47.6897 | 74.2761
2030-08-10 12:00 | 48.098 | 76.5093
2030-08-10 13:00 | 48.5615 | 77.9903
2030-08-10 14:00 | 48.6137 | 73.7805
2030-08-10 15:00 | 49.0421 | 78.5489
2030-08-10 16:00 | 51.3757 | 80.6707
2030-08-10 17:00 | 53.7664 | 82.7202
2030-08-10 18:00 | 53.4101 | 84.0948
2030-08-10 19:00 | 48.7969 | 79.9066
2030-08-10 20:00 | 44.9065 | 75.7752
2030-08-10 21:00 | 41.5817 | 71.7832
2030-08-10 22:00 | 38.5453 | 69.8476
2030-08-10 23:00 | 35.6167 | 67.4385
2030-08-11 | 35.1857 | 67.8002
2030-08-11 01:00 | 32.6093 | 61.9141
2030-08-11 02:00 | 32.3771 | 58.2741
2030-08-11 03:00 | 32.3717 | 56.8105
2030-08-11 04:00 | 32.065 | 55.1811
2030-08-11 05:00 | 32.2255 | 56.2414
2030-08-11 06:00 | 34.9112 | 58.8173
2030-08-11 07:00 | 39.6746 | 58.356
2030-08-11 08:00 | 43.0059 | 58.3349
2030-08-11 09:00 | 44.9104 | 62.799
2030-08-11 10:00 | 45.3764 | 64.7919
2030-08-11 11:00 | 45.2645 | 68.0006
2030-08-11 12:00 | 45.4526 | 69.7787
2030-08-11 13:00 | 45.9772 | 71.8221
2030-08-11 14:00 | 46.0476 | 71.2166
2030-08-11 15:00 | 46.669 | 78.7086
2030-08-11 16:00 | 49.3819 | 83.9224
2030-08-11 17:00 | 52.2681 | 91.2425
2030-08-11 18:00 | 52.14 | 93.3505
2030-08-11 19:00 | 47.8873 | 90.671
2030-08-11 20:00 | 44.2619 | 85.2639
2030-08-11 21:00 | 41.1547 | 80.1426
2030-08-11 22:00 | 38.1684 | 76.5515
2030-08-11 23:00 | 35.2145 | 72.7065
2030-08-12 | 33.9395 | 68.9073
2030-08-12 01:00 | 33.1462 | 64.7172
2030-08-12 02:00 | 33.3678 | 61.6683
2030-08-12 03:00 | 33.8005 | 60.4339
2030-08-12 04:00 | 33.9971 | 59.1944
2030-08-12 05:00 | 35.3487 | 61.3311
2030-08-12 06:00 | 40.9153 | 67.9704
2030-08-12 07:00 | 47.2666 | 70.903
2030-08-12 08:00 | 49.8222 | 71.5412
2030-08-12 09:00 | 50.5111 | 75.18
2030-08-12 10:00 | 50.7852 | 76.235
2030-08-12 11:00 | 50.7137 | 77.954
2030-08-12 12:00 | 51.3124 | 79.7133
2030-08-12 13:00 | 52.273 | 82.0147
2030-08-12 14:00 | 52.2982 | 79.7081
2030-08-12 15:00 | 53.0161 | 84.687
2030-08-12 16:00 | 54.7102 | 89.3687
2030-08-12 17:00 | 56.3479 | 93.8353
2030-08-12 18:00 | 55.7584 | 95.2142
2030-08-12 19:00 | 51.6106 | 92.3918
2030-08-12 20:00 | 48.535 | 87.9675
2030-08-12 21:00 | 45.4491 | 82.8545
2030-08-12 22:00 | 41.8369 | 78.4494
2030-08-12 23:00 | 38.0065 | 74.6565
2030-08-13 | 35.8368 | 71.9064
2030-08-13 01:00 | 35.1626 | 65.0376
2030-08-13 02:00 | 35.3528 | 61.4521
2030-08-13 03:00 | 35.7016 | 60.0308
2030-08-13 04:00 | 35.8571 | 58.6683
2030-08-13 05:00 | 37.2633 | 60.44
2030-08-13 06:00 | 41.6856 | 68.0064
2030-08-13 07:00 | 47.6282 | 70.7626
2030-08-13 08:00 | 50.1301 | 71.0174
2030-08-13 09:00 | 50.8832 | 74.004
2030-08-13 10:00 | 51.4424 | 74.5335
2030-08-13 11:00 | 51.7893 | 75.7359
2030-08-13 12:00 | 53.7782 | 75.2957
2030-08-13 13:00 | 54.6753 | 76.4965
2030-08-13 14:00 | 54.5979 | 73.4591
2030-08-13 15:00 | 55.0063 | 79.4012
2030-08-13 16:00 | 56.2911 | 84.5102
2030-08-13 17:00 | 57.6741 | 89.3544
2030-08-13 18:00 | 57.9727 | 88.3766
2030-08-13 19:00 | 53.7163 | 86.0948
2030-08-13 20:00 | 50.7037 | 81.3959
2030-08-13 21:00 | 47.4942 | 75.7257
2030-08-13 22:00 | 43.7281 | 72.2134
2030-08-13 23:00 | 39.7705 | 68.4428
2030-08-14 | 37.327 | 68.2787
2030-08-14 01:00 | 36.5271 | 63.2526
2030-08-14 02:00 | 36.5657 | 60.2029
2030-08-14 03:00 | 36.767 | 58.9981
2030-08-14 04:00 | 36.7808 | 57.9509
2030-08-14 05:00 | 38.0988 | 59.8218
2030-08-14 06:00 | 42.8608 | 66.3325
2030-08-14 07:00 | 48.9367 | 69.45
2030-08-14 08:00 | 51.4599 | 70.7438
2030-08-14 09:00 | 52.2189 | 74.4726
2030-08-14 10:00 | 52.5863 | 75.5935
2030-08-14 11:00 | 52.8159 | 76.2402
2030-08-14 12:00 | 53.8127 | 76.2254
2030-08-14 13:00 | 54.7952 | 77.4784
2030-08-14 14:00 | 54.7653 | 73.9911
2030-08-14 15:00 | 55.2963 | 78.7146
2030-08-14 16:00 | 56.6868 | 82.5365
2030-08-14 17:00 | 58.2127 | 86.9562
2030-08-14 18:00 | 57.4921 | 87.5927
2030-08-14 19:00 | 53.462 | 85.2206
2030-08-14 20:00 | 50.8475 | 81.3894
2030-08-14 21:00 | 47.9634 | 76.3783
2030-08-14 22:00 | 44.4091 | 72.8214
2030-08-14 23:00 | 40.6172 | 69.1393
2030-08-15 | 37.3189 | 68.4996
2030-08-15 01:00 | 36.0812 | 65.1535
2030-08-15 02:00 | 35.976 | 62.2819
2030-08-15 03:00 | 36.1908 | 61.3176
2030-08-15 04:00 | 36.1949 | 60.235
2030-08-15 05:00 | 37.5426 | 62.264
2030-08-15 06:00 | 42.2861 | 71.4478
2030-08-15 07:00 | 48.665 | 73.8788
2030-08-15 08:00 | 51.775 | 74.6783
2030-08-15 09:00 | 53.1486 | 78.7567
2030-08-15 10:00 | 53.9694 | 80.0166
2030-08-15 11:00 | 54.1877 | 79.2641
2030-08-15 12:00 | 55.1801 | 78.716
2030-08-15 13:00 | 56.1622 | 79.9137
2030-08-15 14:00 | 56.2611 | 76.3325
2030-08-15 15:00 | 56.8014 | 80.8557
2030-08-15 16:00 | 58.3516 | 84.3381
2030-08-15 17:00 | 59.8359 | 87.2911
2030-08-15 18:00 | 59.4396 | 90.558
2030-08-15 19:00 | 55.1295 | 86.927
2030-08-15 20:00 | 51.4975 | 83.9265
2030-08-15 21:00 | 47.7224 | 79.5361
2030-08-15 22:00 | 43.6021 | 75.7677
2030-08-15 23:00 | 39.3135 | 73.1201
2030-08-16 | 38.2085 | 68.6211
2030-08-16 01:00 | 35.3707 | 64.9179
2030-08-16 02:00 | 35.1854 | 61.9665
2030-08-16 03:00 | 35.2851 | 60.811
2030-08-16 04:00 | 35.1835 | 59.791
2030-08-16 05:00 | 36.3804 | 61.7348
2030-08-16 06:00 | 40.6338 | 69.4291
2030-08-16 07:00 | 46.1932 | 72.211
2030-08-16 08:00 | 47.8759 | 72.8934
2030-08-16 09:00 | 48.0351 | 76.8204
2030-08-16 10:00 | 47.7764 | 77.8149
2030-08-16 11:00 | 47.284 | 78.2163
2030-08-16 12:00 | 47.7595 | 79.7583
2030-08-16 13:00 | 48.0588 | 80.9358
2030-08-16 14:00 | 47.831 | 77.6035
2030-08-16 15:00 | 47.9903 | 82.2273
2030-08-16 16:00 | 49.1781 | 84.8266
2030-08-16 17:00 | 50.5668 | 86.7085
2030-08-16 18:00 | 50.29 | 88.1526
2030-08-16 19:00 | 46.5187 | 85.5147
2030-08-16 20:00 | 43.7397 | 81.335
2030-08-16 21:00 | 40.6156 | 75.6067
2030-08-16 22:00 | 37.4003 | 72.194
2030-08-16 23:00 | 34.0701 | 68.7406
2030-08-17 | 32.4698 | 69.7671
2030-08-17 01:00 | 30.0449 | 62.4778
2030-08-17 02:00 | 30.3656 | 58.7739
2030-08-17 03:00 | 30.7549 | 56.9528
2030-08-17 04:00 | 30.7854 | 55.0361
2030-08-17 05:00 | 31.342 | 55.5354
2030-08-17 06:00 | 33.2325 | 60.0873
2030-08-17 07:00 | 37.3916 | 60.0663
2030-08-17 08:00 | 39.6056 | 61.3207
2030-08-17 09:00 | 40.9172 | 66.3482
2030-08-17 10:00 | 41.346 | 66.9395
2030-08-17 11:00 | 41.1383 | 65.7518
2030-08-17 12:00 | 40.9609 | 59.7253
2030-08-17 13:00 | 41.3934 | 60.6959
2030-08-17 14:00 | 41.5686 | 56.7781
2030-08-17 15:00 | 42.4161 | 62.1038
2030-08-17 16:00 | 44.9347 | 65.6066
2030-08-17 17:00 | 47.4012 | 69.3098
2030-08-17 18:00 | 47.5289 | 68.8897
2030-08-17 19:00 | 43.3815 | 67.3445
2030-08-17 20:00 | 39.8241 | 64.5055
2030-08-17 21:00 | 36.7792 | 61.3207
2030-08-17 22:00 | 34.3468 | 59.4939
2030-08-17 23:00 | 31.9236 | 57.4236
2030-08-18 | 30.4421 | 58.0501
2030-08-18 01:00 | 29.481 | 53.1582
2030-08-18 02:00 | 29.719 | 51.304
2030-08-18 03:00 | 30.044 | 50.4086
2030-08-18 04:00 | 29.9759 | 48.9451
2030-08-18 05:00 | 30.3922 | 50.2017
2030-08-18 06:00 | 33.1306 | 54.8973
2030-08-18 07:00 | 37.2102 | 53.784
2030-08-18 08:00 | 39.8265 | 53.2831
2030-08-18 09:00 | 41.3545 | 57.0314
2030-08-18 10:00 | 41.6727 | 56.942
2030-08-18 11:00 | 41.8989 | 56.9944
2030-08-18 12:00 | 41.9132 | 55.8928
2030-08-18 13:00 | 42.972 | 56.8308
2030-08-18 14:00 | 43.8336 | 54.4076
2030-08-18 15:00 | 45.2332 | 60.133
2030-08-18 16:00 | 48.5826 | 63.8876
2030-08-18 17:00 | 51.9286 | 68.3121
2030-08-18 18:00 | 51.6517 | 71.9297
2030-08-18 19:00 | 47.7551 | 68.8837
2030-08-18 20:00 | 44.4082 | 66.2898
2030-08-18 21:00 | 41.0895 | 63.0867
2030-08-18 22:00 | 38.0236 | 61.8914
2030-08-18 23:00 | 35.1101 | 60.4241
2030-08-19 | 33.2129 | 59.1304
2030-08-19 01:00 | 31.9642 | 54.8452
2030-08-19 02:00 | 32.3104 | 53.0717
2030-08-19 03:00 | 32.8397 | 52.5187
2030-08-19 04:00 | 33.0615 | 51.792
2030-08-19 05:00 | 34.583 | 54.3661
2030-08-19 06:00 | 38.899 | 62.1323
2030-08-19 07:00 | 45.1092 | 64.3691
2030-08-19 08:00 | 47.6152 | 64.5019
2030-08-19 09:00 | 48.6629 | 67.7542
2030-08-19 10:00 | 49.2909 | 67.4712
2030-08-19 11:00 | 49.1199 | 66.4296
2030-08-19 12:00 | 48.5552 | 62.9262
2030-08-19 13:00 | 49.77 | 63.9222
2030-08-19 14:00 | 50.4454 | 59.4819
2030-08-19 15:00 | 51.9192 | 63.8347
2030-08-19 16:00 | 54.2751 | 68.3622
2030-08-19 17:00 | 56.3209 | 73.4107
2030-08-19 18:00 | 54.7399 | 77.5115
2030-08-19 19:00 | 51.0211 | 75.2927
2030-08-19 20:00 | 48.4104 | 72.4363
2030-08-19 21:00 | 45.2539 | 67.9615
2030-08-19 22:00 | 41.752 | 65.1359
2030-08-19 23:00 | 38.0854 | 63.0788
2030-08-20 | 35.2272 | 61.9261
2030-08-20 01:00 | 34.0045 | 55.366
2030-08-20 02:00 | 34.2062 | 53.4302
2030-08-20 03:00 | 34.6917 | 52.9118
2030-08-20 04:00 | 34.9026 | 52.0332
2030-08-20 05:00 | 36.4881 | 54.4532
2030-08-20 06:00 | 40.9618 | 62.0819
2030-08-20 07:00 | 46.9881 | 64.2614
2030-08-20 08:00 | 49.5743 | 63.9281
2030-08-20 09:00 | 50.6656 | 65.8521
2030-08-20 10:00 | 51.5054 | 65.0274
2030-08-20 11:00 | 51.7531 | 65.7728
2030-08-20 12:00 | 51.9061 | 63.1309
2030-08-20 13:00 | 53.2515 | 63.1455
2030-08-20 14:00 | 53.9511 | 59.7313
2030-08-20 15:00 | 55.3424 | 64.7074
2030-08-20 16:00 | 57.7371 | 69.1491
2030-08-20 17:00 | 60.0517 | 72.3197
2030-08-20 18:00 | 58.964 | 73.0631
2030-08-20 19:00 | 55.1175 | 72.0595
2030-08-20 20:00 | 51.9532 | 69.9712
2030-08-20 21:00 | 48.1949 | 66.1079
2030-08-20 22:00 | 44.1675 | 63.8575
2030-08-20 23:00 | 40.0298 | 61.6498
2030-08-21 | 37.5242 | 61.3234
2030-08-21 01:00 | 35.6652 | 58.3314
2030-08-21 02:00 | 35.6328 | 56.1876
2030-08-21 03:00 | 35.906 | 55.4439
2030-08-21 04:00 | 35.9088 | 54.5635
2030-08-21 05:00 | 37.3637 | 56.7029
2030-08-21 06:00 | 42.179 | 62.3844
2030-08-21 07:00 | 48.2817 | 63.9515
2030-08-21 08:00 | 51.0286 | 61.4765
2030-08-21 09:00 | 52.22 | 62.073
2030-08-21 10:00 | 52.8738 | 59.4775
2030-08-21 11:00 | 52.9752 | 60.8622
2030-08-21 12:00 | 52.8005 | 61.822
2030-08-21 13:00 | 54.0254 | 62.4537
2030-08-21 14:00 | 54.5701 | 58.9419
2030-08-21 15:00 | 55.7506 | 63.7739
2030-08-21 16:00 | 57.5939 | 67.9893
2030-08-21 17:00 | 59.332 | 72.2133
2030-08-21 18:00 | 58.0452 | 75.8421
2030-08-21 19:00 | 54.1528 | 74.2799
2030-08-21 20:00 | 51.409 | 72.2682
2030-08-21 21:00 | 48.2399 | 68.2631
2030-08-21 22:00 | 44.5441 | 65.7937
2030-08-21 23:00 | 40.6004 | 63.7116
2030-08-22 | 37.6625 | 61.7797
2030-08-22 01:00 | 36.242 | 58.7871
2030-08-22 02:00 | 36.2018 | 57.0841
2030-08-22 03:00 | 36.4991 | 56.8051
2030-08-22 04:00 | 36.5292 | 56.2483
2030-08-22 05:00 | 38.0169 | 58.8901
2030-08-22 06:00 | 43.5928 | 63.1413
2030-08-22 07:00 | 49.8521 | 65.2088
2030-08-22 08:00 | 52.9023 | 64.4972
2030-08-22 09:00 | 54.325 | 65.7349
2030-08-22 10:00 | 55.2306 | 65.7773
2030-08-22 11:00 | 55.3387 | 66.3349
2030-08-22 12:00 | 56.0567 | 67.7229
2030-08-22 13:00 | 57.0205 | 68.4719
2030-08-22 14:00 | 56.8217 | 65.6298
2030-08-22 15:00 | 57.2483 | 70.4135
2030-08-22 16:00 | 58.7443 | 75.2236
2030-08-22 17:00 | 60.2562 | 79.5801
2030-08-22 18:00 | 60.5512 | 82.1094
2030-08-22 19:00 | 56.4622 | 79.4657
2030-08-22 20:00 | 53.2555 | 77.2663
2030-08-22 21:00 | 49.3212 | 72.8707
2030-08-22 22:00 | 45.1711 | 69.9897
2030-08-22 23:00 | 40.923 | 67.7948
2030-08-23 | 39.3686 | 65.0985
2030-08-23 01:00 | 37.619 | 64.7623
2030-08-23 02:00 | 37.3425 | 62.5907
2030-08-23 03:00 | 37.4796 | 61.796
2030-08-23 04:00 | 37.3821 | 60.9877
2030-08-23 05:00 | 38.7948 | 63.1401
2030-08-23 06:00 | 43.8947 | 70.4361
2030-08-23 07:00 | 49.9556 | 73.5522
2030-08-23 08:00 | 53.1879 | 75.0057
2030-08-23 09:00 | 54.8638 | 79.6135
2030-08-23 10:00 | 56.134 | 80.7691
2030-08-23 11:00 | 56.4034 | 81.0827
2030-08-23 12:00 | 57.6273 | 84.1207
2030-08-23 13:00 | 58.5759 | 84.6827
2030-08-23 14:00 | 58.2982 | 81.5137
2030-08-23 15:00 | 58.3961 | 85.213
2030-08-23 16:00 | 59.33 | 88.3288
2030-08-23 17:00 | 60.4751 | 90.468
2030-08-23 18:00 | 60.2588 | 93.3725
2030-08-23 19:00 | 56.0097 | 90.2218
2030-08-23 20:00 | 52.775 | 86.8554
2030-08-23 21:00 | 49.0082 | 81.1468
2030-08-23 22:00 | 44.9643 | 77.329
2030-08-23 23:00 | 40.8405 | 74.225
2030-08-24 | 39.0807 | 73.1609
2030-08-24 01:00 | 36.2377 | 69.954
2030-08-24 02:00 | 35.7601 | 66.2516
2030-08-24 03:00 | 35.6756 | 64.7844
2030-08-24 04:00 | 35.2674 | 63.3197
2030-08-24 05:00 | 35.6886 | 64.5826
2030-08-24 06:00 | 38.4443 | 70.6977
2030-08-24 07:00 | 43.1598 | 71.8079
2030-08-24 08:00 | 46.9656 | 75.3473
2030-08-24 09:00 | 49.5243 | 82.0763
2030-08-24 10:00 | 50.8412 | 86.4219
2030-08-24 11:00 | 50.8921 | 87.0426
2030-08-24 12:00 | 50.8028 | 90.3256
2030-08-24 13:00 | 51.0933 | 90.648
2030-08-24 14:00 | 51.0205 | 87.926
2030-08-24 15:00 | 51.5966 | 92.7507
2030-08-24 16:00 | 53.6896 | 94.7169
2030-08-24 17:00 | 55.6533 | 97.1315
2030-08-24 18:00 | 54.9576 | 101.0222
2030-08-24 19:00 | 50.7266 | 95.8759
2030-08-24 20:00 | 47.4814 | 91.7342
2030-08-24 21:00 | 44.2997 | 86.7308
2030-08-24 22:00 | 41.4836 | 83.317
2030-08-24 23:00 | 38.6393 | 80.8257
2030-08-25 | 36.4857 | 76.3208
2030-08-25 01:00 | 34.9588 | 72.1735
2030-08-25 02:00 | 34.8047 | 68.1363
2030-08-25 03:00 | 34.8425 | 65.5134
2030-08-25 04:00 | 34.4877 | 63.2788
2030-08-25 05:00 | 34.8687 | 63.5568
2030-08-25 06:00 | 36.4756 | 66.5353
2030-08-25 07:00 | 40.056 | 65.9311
2030-08-25 08:00 | 42.9947 | 66.6565
2030-08-25 09:00 | 44.7904 | 70.0158
2030-08-25 10:00 | 45.8932 | 73.3679
2030-08-25 11:00 | 46.8834 | 75.509
2030-08-25 12:00 | 48.8949 | 78.1479
2030-08-25 13:00 | 49.7263 | 79.9549
2030-08-25 14:00 | 50.1641 | 77.5935
2030-08-25 15:00 | 51.2974 | 83.8704
2030-08-25 16:00 | 54.195 | 86.956
2030-08-25 17:00 | 56.8688 | 89.5589
2030-08-25 18:00 | 57.1595 | 88.1562
2030-08-25 19:00 | 52.8863 | 84.0987
2030-08-25 20:00 | 48.8604 | 80.0449
2030-08-25 21:00 | 44.8743 | 74.1673
2030-08-25 22:00 | 41.306 | 71.3953
2030-08-25 23:00 | 37.8302 | 68.6829
2030-08-26 | 36.1663 | 68.6762
2030-08-26 01:00 | 35.2615 | 65.2327
2030-08-26 02:00 | 35.2964 | 61.9987
2030-08-26 03:00 | 35.5388 | 60.6572
2030-08-26 04:00 | 35.5087 | 59.4765
2030-08-26 05:00 | 36.9241 | 61.7907
2030-08-26 06:00 | 42.1125 | 70.1731
2030-08-26 07:00 | 48.1331 | 72.8303
2030-08-26 08:00 | 51.1914 | 73.2578
2030-08-26 09:00 | 52.5377 | 76.2212
2030-08-26 10:00 | 53.5003 | 76.6006
2030-08-26 11:00 | 53.7737 | 77.7399
2030-08-26 12:00 | 53.8223 | 78.9444
2030-08-26 13:00 | 55.0627 | 80.5935
2030-08-26 14:00 | 55.5606 | 77.2316
2030-08-26 15:00 | 56.8343 | 82.023
2030-08-26 16:00 | 58.9629 | 85.9076
2030-08-26 17:00 | 60.8257 | 90.0378
2030-08-26 18:00 | 60.2303 | 92.3504
2030-08-26 19:00 | 56.0374 | 88.7015
2030-08-26 20:00 | 52.5022 | 84.7855
2030-08-26 21:00 | 48.212 | 79.3552
2030-08-26 22:00 | 43.926 | 75.0014
2030-08-26 23:00 | 39.6416 | 71.5273
2030-08-27 | 37.472 | 68.5947
2030-08-27 01:00 | 35.2363 | 63.7362
2030-08-27 02:00 | 35.2288 | 60.6699
2030-08-27 03:00 | 35.4428 | 59.3149
2030-08-27 04:00 | 35.4192 | 58.3129
2030-08-27 05:00 | 36.8777 | 60.5994
2030-08-27 06:00 | 42.5045 | 68.01
2030-08-27 07:00 | 48.2021 | 70.3715
2030-08-27 08:00 | 50.6386 | 70.6347
2030-08-27 09:00 | 51.3517 | 73.4641
2030-08-27 10:00 | 51.6901 | 73.7095
2030-08-27 11:00 | 51.617 | 75.4662
2030-08-27 12:00 | 52.4017 | 76.2744
2030-08-27 13:00 | 53.1297 | 78.0685
2030-08-27 14:00 | 53.2466 | 75.4891
2030-08-27 15:00 | 53.9096 | 81.5486
2030-08-27 16:00 | 55.576 | 87.3042
2030-08-27 17:00 | 57.1873 | 92.3202
2030-08-27 18:00 | 55.8259 | 94.6968
2030-08-27 19:00 | 51.5904 | 92.0059
2030-08-27 20:00 | 48.6784 | 87.6209
2030-08-27 21:00 | 44.9673 | 81.3364
2030-08-27 22:00 | 41.2221 | 76.5936
2030-08-27 23:00 | 37.4016 | 72.9319
2030-08-28 | 35.9881 | 70.7504
2030-08-28 01:00 | 34.4215 | 64.8372
2030-08-28 02:00 | 34.5802 | 61.9414
2030-08-28 03:00 | 34.9262 | 60.5624
2030-08-28 04:00 | 34.9702 | 59.8298
2030-08-28 05:00 | 36.456 | 62.1111
2030-08-28 06:00 | 42.1426 | 67.6742
2030-08-28 07:00 | 47.7406 | 70.5859
2030-08-28 08:00 | 49.9828 | 71.3161
2030-08-28 09:00 | 50.6479 | 75.0595
2030-08-28 10:00 | 50.8374 | 75.5939
2030-08-28 11:00 | 50.7334 | 77.5187
2030-08-28 12:00 | 50.3465 | 77.449
2030-08-28 13:00 | 51.4127 | 79.476
2030-08-28 14:00 | 51.8557 | 77.9658
2030-08-28 15:00 | 52.9641 | 83.8143
2030-08-28 16:00 | 54.9429 | 89.6535
2030-08-28 17:00 | 56.8544 | 95.4415
2030-08-28 18:00 | 56.4051 | 97.1304
2030-08-28 19:00 | 52.2862 | 94.8463
2030-08-28 20:00 | 49.1664 | 90.911
2030-08-28 21:00 | 45.0899 | 84.8498
2030-08-28 22:00 | 41.1242 | 79.886
2030-08-28 23:00 | 37.1309 | 75.874
2030-08-29 | 35.937 | 73.564
2030-08-29 01:00 | 33.9441 | 70.0555
2030-08-29 02:00 | 34.1137 | 67.0487
2030-08-29 03:00 | 34.434 | 65.6621
2030-08-29 04:00 | 34.4587 | 64.7325
2030-08-29 05:00 | 35.9835 | 67.0186
2030-08-29 06:00 | 40.3705 | 73.74
2030-08-29 07:00 | 45.5101 | 76.6633
2030-08-29 08:00 | 47.4385 | 77.0398
2030-08-29 09:00 | 47.9213 | 81.3045
2030-08-29 10:00 | 47.9683 | 82.2349
2030-08-29 11:00 | 47.5241 | 85.154
2030-08-29 12:00 | 47.1431 | 88.8039
2030-08-29 13:00 | 47.8845 | 90.4934
2030-08-29 14:00 | 48.2901 | 89.2386
2030-08-29 15:00 | 49.3371 | 95.3881
2030-08-29 16:00 | 51.2821 | 101.2081
2030-08-29 17:00 | 53.0219 | 105.7661
2030-08-29 18:00 | 52.7407 | 105.1755
2030-08-29 19:00 | 48.9911 | 102.1179
2030-08-29 20:00 | 46.5517 | 98.4091
2030-08-29 21:00 | 42.7463 | 91.9249
2030-08-29 22:00 | 39.2547 | 86.5789
2030-08-29 23:00 | 35.7819 | 82.5585
2030-08-30 | 34.0863 | 80.0085
2030-08-30 01:00 | 32.5018 | 71.9258
2030-08-30 02:00 | 32.7767 | 67.7214
2030-08-30 03:00 | 33.2801 | 65.9472
2030-08-30 04:00 | 33.4582 | 64.792
2030-08-30 05:00 | 35.0481 | 66.549
2030-08-30 06:00 | 39.5178 | 73.3642
2030-08-30 07:00 | 44.7587 | 75.0941
2030-08-30 08:00 | 46.7168 | 74.9115
2030-08-30 09:00 | 47.4387 | 76.8688
2030-08-30 10:00 | 47.8013 | 76.849
2030-08-30 11:00 | 47.3754 | 77.093
2030-08-30 12:00 | 46.8465 | 77.3886
2030-08-30 13:00 | 47.8274 | 77.2011
2030-08-30 14:00 | 48.3578 | 73.1413
2030-08-30 15:00 | 49.3634 | 77.4741
2030-08-30 16:00 | 51.383 | 79.577
2030-08-30 17:00 | 53.3933 | 82.0002
2030-08-30 18:00 | 52.2401 | 82.1526
2030-08-30 19:00 | 48.5876 | 78.7594
2030-08-30 20:00 | 45.8267 | 74.8624
2030-08-30 21:00 | 41.9392 | 68.5304
2030-08-30 22:00 | 38.381 | 65.5607
2030-08-30 23:00 | 34.8337 | 62.675
2030-08-31 | 33.3641 | 62.8878
2030-08-31 01:00 | 31.5081 | 58.3661
2030-08-31 02:00 | 31.653 | 56.4203
2030-08-31 03:00 | 32.0171 | 55.4646
2030-08-31 04:00 | 32.0071 | 53.7966
2030-08-31 05:00 | 32.7873 | 55.0643
2030-08-31 06:00 | 35.4825 | 58.6964
2030-08-31 07:00 | 39.6201 | 58.561
2030-08-31 08:00 | 42.7371 | 57.6656
2030-08-31 09:00 | 45.1942 | 61.1475
2030-08-31 10:00 | 46.4432 | 61.8898
2030-08-31 11:00 | 46.6733 | 63.218
2030-08-31 12:00 | 47.1862 | 62.152
2030-08-31 13:00 | 47.7469 | 64.3279
2030-08-31 14:00 | 47.9889 | 61.4016
2030-08-31 15:00 | 48.6548 | 68.209
2030-08-31 16:00 | 51.0601 | 72.8078
2030-08-31 17:00 | 53.3863 | 76.733
2030-08-31 18:00 | 53.1406 | 75.4323
2030-08-31 19:00 | 48.97 | 72.7141
2030-08-31 20:00 | 45.8195 | 68.973
2030-08-31 21:00 | 42.0883 | 64.095
2030-08-31 22:00 | 39.137 | 62.2889
2030-08-31 23:00 | 36.4078 | 60.0788
2030-09-01 | 35.3151 | 60.5208
2030-09-01 01:00 | 32.7612 | 53.8426
2030-09-01 02:00 | 32.6741 | 50.8181
2030-09-01 03:00 | 32.7014 | 49.8433
2030-09-01 04:00 | 32.4651 | 48.5853
2030-09-01 05:00 | 32.9367 | 49.9827
2030-09-01 06:00 | 36.1333 | 55.5924
2030-09-01 07:00 | 40.8101 | 54.5854
2030-09-01 08:00 | 44.1923 | 53.1176
2030-09-01 09:00 | 46.2461 | 55.9631
2030-09-01 10:00 | 47.1479 | 54.8703
2030-09-01 11:00 | 47.2082 | 55.4781
2030-09-01 12:00 | 47.8824 | 56.3659
2030-09-01 13:00 | 48.4754 | 57.0096
2030-09-01 14:00 | 48.6556 | 54.1768
2030-09-01 15:00 | 49.5127 | 60.5361
2030-09-01 16:00 | 52.0947 | 64.8508
2030-09-01 17:00 | 54.8268 | 70.9419
2030-09-01 18:00 | 55.2649 | 75.8227
2030-09-01 19:00 | 51.169 | 73.648
2030-09-01 20:00 | 48.0244 | 69.6479
2030-09-01 21:00 | 44.1563 | 63.8013
2030-09-01 22:00 | 40.7377 | 60.9121
2030-09-01 23:00 | 37.4932 | 57.7454
2030-09-02 | 36.3327 | 57.8666
2030-09-02 01:00 | 32.5933 | 52.0828
2030-09-02 02:00 | 32.7006 | 49.448
2030-09-02 03:00 | 32.9123 | 49.1707
2030-09-02 04:00 | 32.903 | 48.1022
2030-09-02 05:00 | 33.3768 | 49.6288
2030-09-02 06:00 | 35.2516 | 55.7983
2030-09-02 07:00 | 38.4845 | 54.5868
2030-09-02 08:00 | 40.3798 | 54.3478
2030-09-02 09:00 | 41.6387 | 58.7282
2030-09-02 10:00 | 42.0576 | 60.2973
2030-09-02 11:00 | 42.915 | 59.9347
2030-09-02 12:00 | 42.7739 | 58.6655
2030-09-02 13:00 | 43.7497 | 59.8907
2030-09-02 14:00 | 43.2657 | 58.3436
2030-09-02 15:00 | 42.7858 | 64.6342
2030-09-02 16:00 | 46.8549 | 66.4285
2030-09-02 17:00 | 50.1085 | 69.4946
2030-09-02 18:00 | 49.2194 | 73.1677
2030-09-02 19:00 | 45.9438 | 71.6513
2030-09-02 20:00 | 43.4503 | 68.097
2030-09-02 21:00 | 39.6792 | 62.6028
2030-09-02 22:00 | 36.4413 | 60.2977
2030-09-02 23:00 | 33.5179 | 57.7533
2030-09-03 | 31.4092 | 59.2732
2030-09-03 01:00 | 32.4006 | 58.4541
2030-09-03 02:00 | 32.7559 | 56.1334
2030-09-03 03:00 | 33.1742 | 55.3819
2030-09-03 04:00 | 33.3976 | 54.3581
2030-09-03 05:00 | 34.9787 | 56.4378
2030-09-03 06:00 | 40.7446 | 68.3703
2030-09-03 07:00 | 46.7546 | 71.7059
2030-09-03 08:00 | 48.6142 | 72.5314
2030-09-03 09:00 | 48.6556 | 75.4645
2030-09-03 10:00 | 48.6641 | 76.2785
2030-09-03 11:00 | 48.2138 | 75.2845
2030-09-03 12:00 | 46.6605 | 74.9493
2030-09-03 13:00 | 47.7642 | 75.4151
2030-09-03 14:00 | 48.4658 | 71.6838
2030-09-03 15:00 | 50.1917 | 77.0781
2030-09-03 16:00 | 52.7747 | 81.8416
2030-09-03 17:00 | 55.3775 | 84.7294
2030-09-03 18:00 | 54.3183 | 86.9795
2030-09-03 19:00 | 50.7638 | 84.806
2030-09-03 20:00 | 48.0174 | 81.2906
2030-09-03 21:00 | 43.9379 | 74.1444
2030-09-03 22:00 | 40.108 | 70.1868
2030-09-03 23:00 | 36.279 | 66.8033
2030-09-04 | 34.3616 | 67.7117
2030-09-04 01:00 | 32.241 | 60.4564
2030-09-04 02:00 | 32.6272 | 57.5198
2030-09-04 03:00 | 33.0615 | 56.6191
2030-09-04 04:00 | 33.244 | 55.7166
2030-09-04 05:00 | 34.8353 | 57.7678
2030-09-04 06:00 | 40.1311 | 64.9841
2030-09-04 07:00 | 45.8875 | 68.3914
2030-09-04 08:00 | 47.008 | 69.1141
2030-09-04 09:00 | 46.4926 | 70.8942
2030-09-04 10:00 | 45.9474 | 71.3544
2030-09-04 11:00 | 45.1505 | 70.4279
2030-09-04 12:00 | 45.5632 | 68.7835
2030-09-04 13:00 | 46.0751 | 69.241
2030-09-04 14:00 | 46.1448 | 65.4389
2030-09-04 15:00 | 47.0132 | 69.7615
2030-09-04 16:00 | 48.8687 | 73.618
2030-09-04 17:00 | 50.7215 | 77.1937
2030-09-04 18:00 | 50.5982 | 80.8925
2030-09-04 19:00 | 47.1667 | 78.3276
2030-09-04 20:00 | 45.0881 | 75.9638
2030-09-04 21:00 | 41.3606 | 70.8099
2030-09-04 22:00 | 37.933 | 67.1104
2030-09-04 23:00 | 34.5357 | 64.4543
2030-09-05 | 33.0595 | 61.2333
2030-09-05 01:00 | 31.5147 | 58.0195
2030-09-05 02:00 | 32.0207 | 55.9142
2030-09-05 03:00 | 32.6289 | 55.6525
2030-09-05 04:00 | 32.9551 | 54.8901
2030-09-05 05:00 | 34.6907 | 57.4832
2030-09-05 06:00 | 40.0008 | 66.1958
2030-09-05 07:00 | 46.1393 | 69.5999
2030-09-05 08:00 | 48.0457 | 69.9071
2030-09-05 09:00 | 48.3965 | 71.8296
2030-09-05 10:00 | 48.7092 | 72.4714
2030-09-05 11:00 | 48.3032 | 71.2328
2030-09-05 12:00 | 47.5421 | 70.4139
2030-09-05 13:00 | 48.691 | 70.5497
2030-09-05 14:00 | 49.3086 | 66.1794
2030-09-05 15:00 | 50.7891 | 71.3144
2030-09-05 16:00 | 53.2444 | 75.548
2030-09-05 17:00 | 55.4908 | 78.8704
2030-09-05 18:00 | 54.5429 | 83.3722
2030-09-05 19:00 | 51.2791 | 81.6009
2030-09-05 20:00 | 48.7525 | 78.4096
2030-09-05 21:00 | 44.6941 | 72.167
2030-09-05 22:00 | 40.8792 | 68.1768
2030-09-05 23:00 | 37.0352 | 64.8529
2030-09-06 | 35.4447 | 63.3184
2030-09-06 01:00 | 34.6241 | 61.6296
2030-09-06 02:00 | 34.8686 | 59.4155
2030-09-06 03:00 | 35.2722 | 58.5947
2030-09-06 04:00 | 35.4396 | 57.6524
2030-09-06 05:00 | 37.1175 | 59.6275
2030-09-06 06:00 | 43.0136 | 68.6972
2030-09-06 07:00 | 49.7573 | 72.9057
2030-09-06 08:00 | 52.5679 | 74.2292
2030-09-06 09:00 | 53.7846 | 78.8939
2030-09-06 10:00 | 55.1919 | 80.2342
2030-09-06 11:00 | 55.5503 | 80.7278
2030-09-06 12:00 | 55.5756 | 82.2423
2030-09-06 13:00 | 57.0679 | 83.47
2030-09-06 14:00 | 57.6338 | 81.0307
2030-09-06 15:00 | 58.7062 | 86.6098
2030-09-06 16:00 | 60.5983 | 91.9187
2030-09-06 17:00 | 62.3777 | 95.4969
2030-09-06 18:00 | 61.1235 | 98.2575
2030-09-06 19:00 | 57.5141 | 96.4051
2030-09-06 20:00 | 54.1518 | 92.2777
2030-09-06 21:00 | 49.6756 | 85.1363
2030-09-06 22:00 | 45.2114 | 79.4292
2030-09-06 23:00 | 40.7327 | 75.3636
2030-09-07 | 38.7472 | 73.3279
2030-09-07 01:00 | 36.5473 | 67.3688
2030-09-07 02:00 | 36.0682 | 63.4217
2030-09-07 03:00 | 35.8854 | 61.9502
2030-09-07 04:00 | 35.549 | 60.3644
2030-09-07 05:00 | 36.0821 | 61.5731
2030-09-07 06:00 | 39.1393 | 66.7425
2030-09-07 07:00 | 44.4106 | 68.6128
2030-09-07 08:00 | 48.5352 | 71.1479
2030-09-07 09:00 | 51.2137 | 76.2709
2030-09-07 10:00 | 52.9548 | 79.8027
2030-09-07 11:00 | 53.4791 | 81.1097
2030-09-07 12:00 | 53.8062 | 84.0855
2030-09-07 13:00 | 54.3881 | 85.2088
2030-09-07 14:00 | 54.852 | 83.1476
2030-09-07 15:00 | 55.8224 | 89.6566
2030-09-07 16:00 | 58.4105 | 92.6457
2030-09-07 17:00 | 60.8402 | 95.08
2030-09-07 18:00 | 59.518 | 94.4814
2030-09-07 19:00 | 55.4288 | 90.7789
2030-09-07 20:00 | 51.4887 | 86.2126
2030-09-07 21:00 | 47.0145 | 79.5241
2030-09-07 22:00 | 43.3113 | 75.7913
2030-09-07 23:00 | 39.7989 | 72.7528
2030-09-08 | 38.4396 | 72.52
2030-09-08 01:00 | 35.8292 | 67.1089
2030-09-08 02:00 | 35.4316 | 63.3947
2030-09-08 03:00 | 35.2501 | 61.0526
2030-09-08 04:00 | 34.8175 | 58.6002
2030-09-08 05:00 | 35.2038 | 58.5172
2030-09-08 06:00 | 38.4306 | 63.154
2030-09-08 07:00 | 43.189 | 63.3836
2030-09-08 08:00 | 46.5767 | 63.0084
2030-09-08 09:00 | 48.4618 | 65.4889
2030-09-08 10:00 | 49.7228 | 67.8713
2030-09-08 11:00 | 50.3333 | 68.7807
2030-09-08 12:00 | 51.1889 | 67.2141
2030-09-08 13:00 | 51.8493 | 69.1656
2030-09-08 14:00 | 52.0897 | 66.9007
2030-09-08 15:00 | 53.1927 | 74.6274
2030-09-08 16:00 | 55.9859 | 79.9437
2030-09-08 17:00 | 58.5601 | 84.1304
2030-09-08 18:00 | 57.2544 | 82.0925
2030-09-08 19:00 | 53.7186 | 79.1954
2030-09-08 20:00 | 50.4067 | 74.8843
2030-09-08 21:00 | 46.5488 | 68.4918
2030-09-08 22:00 | 43.1776 | 65.0678
2030-09-08 23:00 | 39.8796 | 62.2125
2030-09-09 | 37.2323 | 60.8978
2030-09-09 01:00 | 35.4306 | 58.2817
2030-09-09 02:00 | 35.4991 | 55.6557
2030-09-09 03:00 | 35.628 | 54.794
2030-09-09 04:00 | 35.6406 | 53.5029
2030-09-09 05:00 | 37.095 | 56.18
2030-09-09 06:00 | 42.689 | 64.812
2030-09-09 07:00 | 48.908 | 68.2854
2030-09-09 08:00 | 50.9761 | 68.023
2030-09-09 09:00 | 50.9154 | 69.5175
2030-09-09 10:00 | 50.8235 | 69.0033
2030-09-09 11:00 | 50.3298 | 69.9961
2030-09-09 12:00 | 49.6164 | 70.0186
2030-09-09 13:00 | 50.3856 | 71.2985
2030-09-09 14:00 | 50.4079 | 67.6601
2030-09-09 15:00 | 51.5695 | 73.1761
2030-09-09 16:00 | 53.7942 | 77.538
2030-09-09 17:00 | 55.9672 | 80.7333
2030-09-09 18:00 | 53.5901 | 82.4129
2030-09-09 19:00 | 49.8645 | 80.1343
2030-09-09 20:00 | 46.9568 | 76.1305
2030-09-09 21:00 | 42.958 | 69.8671
2030-09-09 22:00 | 39.2364 | 65.5464
2030-09-09 23:00 | 35.5566 | 62.3974
2030-09-10 | 33.8046 | 60.4703
2030-09-10 01:00 | 32.8842 | 55.2056
2030-09-10 02:00 | 33.2951 | 52.9845
2030-09-10 03:00 | 33.8133 | 52.5031
2030-09-10 04:00 | 34.1416 | 51.6544
2030-09-10 05:00 | 35.8426 | 53.9918
2030-09-10 06:00 | 40.188 | 62.2835
2030-09-10 07:00 | 45.4579 | 65.6318
2030-09-10 08:00 | 46.7083 | 65.6992
2030-09-10 09:00 | 46.1258 | 67.0783
2030-09-10 10:00 | 45.9757 | 67.1078
2030-09-10 11:00 | 45.9626 | 66.8494
2030-09-10 12:00 | 46.2819 | 65.8655
2030-09-10 13:00 | 47.3059 | 67.358
2030-09-10 14:00 | 47.9242 | 63.6472
2030-09-10 15:00 | 49.582 | 69.6725
2030-09-10 16:00 | 51.8321 | 75.6335
2030-09-10 17:00 | 53.9568 | 80.0362
2030-09-10 18:00 | 51.9782 | 83.3659
2030-09-10 19:00 | 48.6857 | 81.1607
2030-09-10 20:00 | 46.275 | 77.9581
2030-09-10 21:00 | 42.6329 | 72.3577
2030-09-10 22:00 | 39.1865 | 67.9054
2030-09-10 23:00 | 35.6754 | 65.4856
2030-09-11 | 33.5664 | 61.9136
2030-09-11 01:00 | 32.9072 | 57.2034
2030-09-11 02:00 | 33.4517 | 54.9801
2030-09-11 03:00 | 33.9648 | 54.3839
2030-09-11 04:00 | 34.2496 | 53.409
2030-09-11 05:00 | 35.9469 | 55.4652
2030-09-11 06:00 | 40.5459 | 61.5111
2030-09-11 07:00 | 46.1816 | 64.8477
2030-09-11 08:00 | 47.4625 | 64.1491
2030-09-11 09:00 | 47.0063 | 65.1738
2030-09-11 10:00 | 46.8412 | 64.7036
2030-09-11 11:00 | 46.8016 | 64.8667
2030-09-11 12:00 | 47.0351 | 60.1076
2030-09-11 13:00 | 48.173 | 60.7321
2030-09-11 14:00 | 48.8528 | 57.114
2030-09-11 15:00 | 50.284 | 62.5418
2030-09-11 16:00 | 52.7297 | 67.8895
2030-09-11 17:00 | 55.0004 | 72.4956
2030-09-11 18:00 | 53.8625 | 75.7917
2030-09-11 19:00 | 50.4814 | 75.1107
2030-09-11 20:00 | 47.526 | 72.5198
2030-09-11 21:00 | 43.1363 | 66.8381
2030-09-11 22:00 | 39.1978 | 63.0992
2030-09-11 23:00 | 35.3543 | 60.4045
2030-09-12 | 33.7534 | 59.1193
2030-09-12 01:00 | 32.0282 | 53.7159
2030-09-12 02:00 | 32.3915 | 51.8457
2030-09-12 03:00 | 32.8426 | 52.0278
2030-09-12 04:00 | 33.074 | 51.1616
2030-09-12 05:00 | 34.7754 | 53.39
2030-09-12 06:00 | 40.1779 | 62.7509
2030-09-12 07:00 | 46.3216 | 65.7598
2030-09-12 08:00 | 47.8035 | 64.0089
2030-09-12 09:00 | 47.6557 | 64.7348
2030-09-12 10:00 | 47.4769 | 62.6284
2030-09-12 11:00 | 46.6987 | 62.1658
2030-09-12 12:00 | 45.5633 | 61.8871
2030-09-12 13:00 | 46.3603 | 61.9202
2030-09-12 14:00 | 46.6929 | 58.2802
2030-09-12 15:00 | 47.926 | 63.5551
2030-09-12 16:00 | 50.2736 | 68.5982
2030-09-12 17:00 | 52.3885 | 71.9191
2030-09-12 18:00 | 50.921 | 74.3266
2030-09-12 19:00 | 47.8082 | 73.0352
2030-09-12 20:00 | 45.2695 | 70.0287
2030-09-12 21:00 | 41.1943 | 64.1947
2030-09-12 22:00 | 37.6236 | 61.0323
2030-09-12 23:00 | 34.1172 | 58.6369
2030-09-13 | 33.2382 | 57.2978
2030-09-13 01:00 | 32.2191 | 52.045
2030-09-13 02:00 | 32.6082 | 50.2518
2030-09-13 03:00 | 33.1605 | 50.1777
2030-09-13 04:00 | 33.4896 | 49.6244
2030-09-13 05:00 | 35.2261 | 51.724
2030-09-13 06:00 | 40.3834 | 61.2133
2030-09-13 07:00 | 46.677 | 65.2427
2030-09-13 08:00 | 48.5164 | 65.1338
2030-09-13 09:00 | 48.8823 | 67.247
2030-09-13 10:00 | 49.4171 | 66.5826
2030-09-13 11:00 | 49.0951 | 64.0897
2030-09-13 12:00 | 48.7081 | 59.9363
2030-09-13 13:00 | 49.7874 | 59.9277
2030-09-13 14:00 | 50.1118 | 55.4202
2030-09-13 15:00 | 51.1807 | 60.1906
2030-09-13 16:00 | 52.9377 | 64.9163
2030-09-13 17:00 | 54.5522 | 68.7602
2030-09-13 18:00 | 52.7665 | 72.3082
2030-09-13 19:00 | 49.8578 | 71.5259
2030-09-13 20:00 | 47.2641 | 68.1634
2030-09-13 21:00 | 43.5251 | 62.5161
2030-09-13 22:00 | 39.9593 | 59.2373
2030-09-13 23:00 | 36.325 | 56.8177
2030-09-14 | 34.272 | 56.5143
2030-09-14 01:00 | 32.3374 | 51.1476
2030-09-14 02:00 | 32.4071 | 48.971
2030-09-14 03:00 | 32.534 | 48.7761
2030-09-14 04:00 | 32.4532 | 47.9432
2030-09-14 05:00 | 33.1152 | 49.3756
2030-09-14 06:00 | 37.3648 | 54.7758
2030-09-14 07:00 | 42.2365 | 55.3868
2030-09-14 08:00 | 44.3409 | 54.7206
2030-09-14 09:00 | 44.6822 | 57.8269
2030-09-14 10:00 | 44.5994 | 57.9863
2030-09-14 11:00 | 44.2254 | 57.7242
2030-09-14 12:00 | 44.4508 | 61.2714
2030-09-14 13:00 | 44.4151 | 61.1934
2030-09-14 14:00 | 44.1068 | 56.5103
2030-09-14 15:00 | 44.5566 | 62.4511
2030-09-14 16:00 | 46.7408 | 64.8278
2030-09-14 17:00 | 48.8075 | 66.5278
2030-09-14 18:00 | 48.2443 | 69.5529
2030-09-14 19:00 | 44.7958 | 66.4098
2030-09-14 20:00 | 41.3066 | 63.0612
2030-09-14 21:00 | 37.1663 | 58.7482
2030-09-14 22:00 | 34.2325 | 57.0215
2030-09-14 23:00 | 31.605 | 56.1239
2030-09-15 | 30.8082 | 55.8735
2030-09-15 01:00 | 30.2437 | 49.4409
2030-09-15 02:00 | 30.4918 | 47.8865
2030-09-15 03:00 | 30.8124 | 47.0924
2030-09-15 04:00 | 30.8518 | 45.8495
2030-09-15 05:00 | 31.5792 | 47.2752
2030-09-15 06:00 | 35.5639 | 53.4792
2030-09-15 07:00 | 40.2633 | 53.4997
2030-09-15 08:00 | 42.7262 | 52.2633
2030-09-15 09:00 | 44.206 | 50.9562
2030-09-15 10:00 | 45.0203 | 50.1136
2030-09-15 11:00 | 45.3583 | 49.789
2030-09-15 12:00 | 45.3973 | 49.5389
2030-09-15 13:00 | 46.3897 | 48.8681
2030-09-15 14:00 | 46.9675 | 47.618
2030-09-15 15:00 | 48.3113 | 53.6993
2030-09-15 16:00 | 51.6399 | 58.9292
2030-09-15 17:00 | 54.7769 | 63.6775
2030-09-15 18:00 | 53.5122 | 67.5313
2030-09-15 19:00 | 50.1144 | 65.7598
2030-09-15 20:00 | 46.463 | 61.8899
2030-09-15 21:00 | 42.1773 | 57.6918
2030-09-15 22:00 | 38.7799 | 56.009
2030-09-15 23:00 | 35.6395 | 54.5588
2030-09-16 | 34.8104 | 53.6581
2030-09-16 01:00 | 33.5929 | 49.5305
2030-09-16 02:00 | 33.8846 | 48.2886
2030-09-16 03:00 | 34.2709 | 48.9537
2030-09-16 04:00 | 34.4586 | 48.5781
2030-09-16 05:00 | 36.1621 | 51.4252
2030-09-16 06:00 | 42.2342 | 59.7495
2030-09-16 07:00 | 48.8114 | 63.8886
2030-09-16 08:00 | 50.7431 | 62.2994
2030-09-16 09:00 | 50.8084 | 62.8746
2030-09-16 10:00 | 51.1615 | 60.5568
2030-09-16 11:00 | 50.9884 | 59.6401
2030-09-16 12:00 | 51.9203 | 61.4869
2030-09-16 13:00 | 52.6338 | 62.1481
2030-09-16 14:00 | 52.3138 | 57.1797
2030-09-16 15:00 | 53.0006 | 61.3701
2030-09-16 16:00 | 54.5354 | 66.3692
2030-09-16 17:00 | 55.7006 | 70.6946
2030-09-16 18:00 | 54.8867 | 71.2177
2030-09-16 19:00 | 51.6963 | 70.4477
2030-09-16 20:00 | 48.9468 | 66.877
2030-09-16 21:00 | 44.9438 | 61.6533
2030-09-16 22:00 | 41.148 | 58.499
2030-09-16 23:00 | 37.3938 | 56.1358
2030-09-17 | 35.3322 | 55.2756
2030-09-17 01:00 | 33.1773 | 50.503
2030-09-17 02:00 | 33.4284 | 49.0741
2030-09-17 03:00 | 33.8392 | 49.3077
2030-09-17 04:00 | 34.0447 | 49.0305
2030-09-17 05:00 | 35.7439 | 51.6776
2030-09-17 06:00 | 40.2594 | 60.7437
2030-09-17 07:00 | 46.832 | 64.5241
2030-09-17 08:00 | 47.9313 | 63.3763
2030-09-17 09:00 | 47.0944 | 62.5712
2030-09-17 10:00 | 46.4456 | 60.9701
2030-09-17 11:00 | 45.6822 | 59.8533
2030-09-17 12:00 | 44.5375 | 61.8438
2030-09-17 13:00 | 44.942 | 60.8992
2030-09-17 14:00 | 44.5443 | 56.3842
2030-09-17 15:00 | 45.392 | 60.8138
2030-09-17 16:00 | 47.416 | 65.9341
2030-09-17 17:00 | 49.4389 | 69.8477
2030-09-17 18:00 | 49.2707 | 72.3177
2030-09-17 19:00 | 46.3247 | 71.7613
2030-09-17 20:00 | 43.7257 | 68.3677
2030-09-17 21:00 | 39.5254 | 63.157
2030-09-17 22:00 | 36.105 | 59.6887
2030-09-17 23:00 | 32.9186 | 57.1068
2030-09-18 | 31.7647 | 57.1926
2030-09-18 01:00 | 30.6814 | 52.0459
2030-09-18 02:00 | 31.2701 | 50.0609
2030-09-18 03:00 | 31.9847 | 50.029
2030-09-18 04:00 | 32.4339 | 49.4241
2030-09-18 05:00 | 34.2586 | 51.9322
2030-09-18 06:00 | 39.2273 | 62.2979
2030-09-18 07:00 | 45.5986 | 66.9675
2030-09-18 08:00 | 46.741 | 66.7162
2030-09-18 09:00 | 46.0477 | 68.1359
2030-09-18 10:00 | 45.2582 | 66.1597
2030-09-18 11:00 | 44.372 | 64.123
2030-09-18 12:00 | 42.7206 | 57.955
2030-09-18 13:00 | 43.4756 | 57.3024
2030-09-18 14:00 | 43.3451 | 52.7642
2030-09-18 15:00 | 44.3578 | 57.4492
2030-09-18 16:00 | 46.4631 | 62.4567
2030-09-18 17:00 | 48.5425 | 68.3008
2030-09-18 18:00 | 48.9425 | 73.0049
2030-09-18 19:00 | 46.4106 | 72.5316
2030-09-18 20:00 | 43.8755 | 69.4487
2030-09-18 21:00 | 39.8485 | 64.3632
2030-09-18 22:00 | 36.4013 | 60.6398
2030-09-18 23:00 | 33.1352 | 57.7466
2030-09-19 | 31.5385 | 58.0188
2030-09-19 01:00 | 31.9947 | 54.7484
2030-09-19 02:00 | 32.6869 | 52.9114
2030-09-19 03:00 | 33.4987 | 52.9512
2030-09-19 04:00 | 34.0463 | 52.1613
2030-09-19 05:00 | 36.0712 | 54.8299
2030-09-19 06:00 | 40.8191 | 62.5956
2030-09-19 07:00 | 46.6369 | 66.9455
2030-09-19 08:00 | 47.9747 | 65.6472
2030-09-19 09:00 | 47.6641 | 66.5472
2030-09-19 10:00 | 48.0012 | 65.0184
2030-09-19 11:00 | 48.2555 | 64.9722
2030-09-19 12:00 | 48.9933 | 65.513
2030-09-19 13:00 | 50.3659 | 65.2894
2030-09-19 14:00 | 51.0007 | 61.7408
2030-09-19 15:00 | 52.581 | 67.7422
2030-09-19 16:00 | 54.781 | 73.299
2030-09-19 17:00 | 56.4826 | 78.2438
2030-09-19 18:00 | 54.5809 | 80.5372
2030-09-19 19:00 | 51.8683 | 79.5515
2030-09-19 20:00 | 49.3541 | 75.9296
2030-09-19 21:00 | 45.4133 | 69.8161
2030-09-19 22:00 | 41.6679 | 65.724
2030-09-19 23:00 | 37.9116 | 62.7569
2030-09-20 | 36.298 | 62.7151
2030-09-20 01:00 | 34.4544 | 57.8143
2030-09-20 02:00 | 34.6426 | 55.3034
2030-09-20 03:00 | 34.9204 | 54.805
2030-09-20 04:00 | 35.114 | 53.6588
2030-09-20 05:00 | 36.8179 | 55.3856
2030-09-20 06:00 | 41.2317 | 65.7924
2030-09-20 07:00 | 47.0156 | 69.8583
2030-09-20 08:00 | 47.9002 | 68.6748
2030-09-20 09:00 | 47.11 | 70.4296
2030-09-20 10:00 | 46.8613 | 69.0109
2030-09-20 11:00 | 46.4359 | 67.6582
2030-09-20 12:00 | 47.1739 | 66.7627
2030-09-20 13:00 | 47.6497 | 66.2676
2030-09-20 14:00 | 47.5554 | 62.2062
2030-09-20 15:00 | 48.0571 | 67.4522
2030-09-20 16:00 | 49.5002 | 72.0673
2030-09-20 17:00 | 50.7306 | 76.2786
2030-09-20 18:00 | 48.4571 | 80.2168
2030-09-20 19:00 | 45.2948 | 78.9467
2030-09-20 20:00 | 42.3685 | 74.3914
2030-09-20 21:00 | 38.2891 | 68.0113
2030-09-20 22:00 | 34.8252 | 63.8891
2030-09-20 23:00 | 31.5212 | 61.0118
2030-09-21 | 31.5739 | 58.5255
2030-09-21 01:00 | 30.3372 | 53.8154
2030-09-21 02:00 | 30.6183 | 51.3801
2030-09-21 03:00 | 30.9791 | 50.8629
2030-09-21 04:00 | 31.1597 | 49.6354
2030-09-21 05:00 | 32.0667 | 51.056
2030-09-21 06:00 | 34.6709 | 57.5395
2030-09-21 07:00 | 39.5292 | 59.445
2030-09-21 08:00 | 41.0291 | 59.9777
2030-09-21 09:00 | 41.4905 | 63.6899
2030-09-21 10:00 | 41.409 | 64.6016
2030-09-21 11:00 | 40.1726 | 64.6753
2030-09-21 12:00 | 39.5452 | 64.8715
2030-09-21 13:00 | 39.3604 | 66.0136
2030-09-21 14:00 | 38.5715 | 63.2618
2030-09-21 15:00 | 38.8698 | 69.6656
2030-09-21 16:00 | 41.1226 | 74.5287
2030-09-21 17:00 | 43.3739 | 78.4377
2030-09-21 18:00 | 43.7213 | 79.4037
2030-09-21 19:00 | 40.9095 | 76.7834
2030-09-21 20:00 | 37.9233 | 71.731
2030-09-21 21:00 | 34.1995 | 66.3473
2030-09-21 22:00 | 31.8447 | 63.5238
2030-09-21 23:00 | 29.8039 | 61.5069
2030-09-22 | 28.8517 | 60.5809
2030-09-22 01:00 | 27.7459 | 55.1659
2030-09-22 02:00 | 28.1762 | 52.264
2030-09-22 03:00 | 28.6746 | 51.0982
2030-09-22 04:00 | 28.8041 | 49.7414
2030-09-22 05:00 | 29.5989 | 50.7093
2030-09-22 06:00 | 32.4768 | 58.4078
2030-09-22 07:00 | 36.6167 | 58.2252
2030-09-22 08:00 | 37.6582 | 56.2552
2030-09-22 09:00 | 37.4965 | 58.2594
2030-09-22 10:00 | 36.9872 | 58.0146
2030-09-22 11:00 | 36.4717 | 58.3332
2030-09-22 12:00 | 36.9087 | 59.8172
2030-09-22 13:00 | 37.5047 | 60.7897
2030-09-22 14:00 | 37.1541 | 58.2882
2030-09-22 15:00 | 38.3572 | 66.1297
2030-09-22 16:00 | 41.3324 | 70.3923
2030-09-22 17:00 | 44.2197 | 74.5479
2030-09-22 18:00 | 45.2111 | 75.7294
2030-09-22 19:00 | 42.767 | 73.9528
2030-09-22 20:00 | 39.8498 | 68.5256
2030-09-22 21:00 | 35.8951 | 62.1435
2030-09-22 22:00 | 33.16 | 59.3545
2030-09-22 23:00 | 30.8002 | 56.7301
2030-09-23 | 29.8148 | 57.3435
2030-09-23 01:00 | 29.3581 | 53.2023
2030-09-23 02:00 | 30.1159 | 51.1015
2030-09-23 03:00 | 30.8641 | 50.8901
2030-09-23 04:00 | 31.4454 | 49.9687
2030-09-23 05:00 | 33.3235 | 52.3112
2030-09-23 06:00 | 38.2218 | 61.9165
2030-09-23 07:00 | 44.7594 | 66.422
2030-09-23 08:00 | 46.2504 | 66.4526
2030-09-23 09:00 | 45.9249 | 68.6392
2030-09-23 10:00 | 45.9348 | 67.552
2030-09-23 11:00 | 45.0843 | 65.6628
2030-09-23 12:00 | 43.3358 | 62.8462
2030-09-23 13:00 | 43.6333 | 62.7061
2030-09-23 14:00 | 43.3737 | 57.7055
2030-09-23 15:00 | 44.2556 | 62.6835
2030-09-23 16:00 | 46.465 | 67.8254
2030-09-23 17:00 | 48.3407 | 72.9937
2030-09-23 18:00 | 48.5512 | 76.7588
2030-09-23 19:00 | 45.8543 | 75.5198
2030-09-23 20:00 | 43.072 | 70.9149
2030-09-23 21:00 | 38.8507 | 64.7165
2030-09-23 22:00 | 35.451 | 60.8585
2030-09-23 23:00 | 32.4188 | 58.0717
2030-09-24 | 31.1452 | 57.3895
2030-09-24 01:00 | 29.917 | 52.6383
2030-09-24 02:00 | 30.6555 | 50.5974
2030-09-24 03:00 | 31.4584 | 50.22
2030-09-24 04:00 | 32.091 | 49.5299
2030-09-24 05:00 | 34.1566 | 51.9359
2030-09-24 06:00 | 39.0425 | 62.5954
2030-09-24 07:00 | 45.4249 | 67.4175
2030-09-24 08:00 | 46.2831 | 67.6317
2030-09-24 09:00 | 45.2947 | 70.3287
2030-09-24 10:00 | 44.3364 | 69.5647
2030-09-24 11:00 | 43.0677 | 68.0703
2030-09-24 12:00 | 41.4704 | 68.6324
2030-09-24 13:00 | 42.0606 | 68.6152
2030-09-24 14:00 | 41.8093 | 63.5197
2030-09-24 15:00 | 42.6458 | 69.1558
2030-09-24 16:00 | 44.4965 | 74.2686
2030-09-24 17:00 | 46.4301 | 77.8467
2030-09-24 18:00 | 46.6218 | 81.5923
2030-09-24 19:00 | 44.4912 | 80.3304
2030-09-24 20:00 | 42.1456 | 75.6144
2030-09-24 21:00 | 38.3228 | 69.0308
2030-09-24 22:00 | 35.0906 | 64.9026
2030-09-24 23:00 | 32.1251 | 62.106
2030-09-25 | 30.7114 | 62.4091
2030-09-25 01:00 | 30.04 | 61.3559
2030-09-25 02:00 | 30.7038 | 59.3896
2030-09-25 03:00 | 31.4212 | 58.8057
2030-09-25 04:00 | 32.0175 | 58.1383
2030-09-25 05:00 | 33.9676 | 60.2982
2030-09-25 06:00 | 39.1786 | 69.2957
2030-09-25 07:00 | 45.5209 | 73.8388
2030-09-25 08:00 | 46.2009 | 74.0689
2030-09-25 09:00 | 45.3012 | 77.1616
2030-09-25 10:00 | 44.4594 | 77.4049
2030-09-25 11:00 | 43.1317 | 78.799
2030-09-25 12:00 | 41.6575 | 82.9596
2030-09-25 13:00 | 42.368 | 84.9086
2030-09-25 14:00 | 42.113 | 83.2473
2030-09-25 15:00 | 43.1101 | 89.2905
2030-09-25 16:00 | 45.3205 | 94.973
2030-09-25 17:00 | 47.3065 | 98.286
2030-09-25 18:00 | 47.2502 | 98.1502
2030-09-25 19:00 | 45.0708 | 96.3602
2030-09-25 20:00 | 42.7511 | 91.9739
2030-09-25 21:00 | 38.828 | 85.3601
2030-09-25 22:00 | 35.6335 | 79.6317
2030-09-25 23:00 | 32.6095 | 75.9444
2030-09-26 | 31.4841 | 73.4018
2030-09-26 01:00 | 29.8664 | 67.6473
2030-09-26 02:00 | 30.3837 | 63.7896
2030-09-26 03:00 | 31.0332 | 62.6982
2030-09-26 04:00 | 31.5563 | 61.5365
2030-09-26 05:00 | 33.4316 | 63.5357
2030-09-26 06:00 | 38.7439 | 70.2337
2030-09-26 07:00 | 44.6108 | 73.9343
2030-09-26 08:00 | 44.7123 | 72.8239
2030-09-26 09:00 | 43.4095 | 73.7676
2030-09-26 10:00 | 42.385 | 72.7156
2030-09-26 11:00 | 41.1249 | 72.7427
2030-09-26 12:00 | 40.8981 | 73.4041
2030-09-26 13:00 | 41.4195 | 73.8561
2030-09-26 14:00 | 41.3233 | 70.7157
2030-09-26 15:00 | 42.0933 | 76.079
2030-09-26 16:00 | 44.2624 | 81.0151
2030-09-26 17:00 | 46.0722 | 84.7695
2030-09-26 18:00 | 46.5319 | 84.5476
2030-09-26 19:00 | 44.7601 | 82.4838
2030-09-26 20:00 | 42.6026 | 77.9851
2030-09-26 21:00 | 38.5821 | 71.8667
2030-09-26 22:00 | 35.4128 | 67.3815
2030-09-26 23:00 | 32.4256 | 64.748
2030-09-27 | 31.3083 | 60.2967
2030-09-27 01:00 | 30.5765 | 56.0651
2030-09-27 02:00 | 31.0389 | 53.6073
2030-09-27 03:00 | 31.6519 | 53.0476
2030-09-27 04:00 | 32.166 | 51.8288
2030-09-27 05:00 | 34.0181 | 54.3679
2030-09-27 06:00 | 39.126 | 61.9171
2030-09-27 07:00 | 45.1913 | 66.6208
2030-09-27 08:00 | 45.9324 | 66.0882
2030-09-27 09:00 | 45.4894 | 66.8844
2030-09-27 10:00 | 45.3215 | 65.5333
2030-09-27 11:00 | 44.6916 | 66.5297
2030-09-27 12:00 | 44.6896 | 69.8514
2030-09-27 13:00 | 45.6976 | 69.4436
2030-09-27 14:00 | 45.9218 | 65.492
2030-09-27 15:00 | 46.7409 | 70.4163
2030-09-27 16:00 | 48.5399 | 73.5044
2030-09-27 17:00 | 50.1033 | 75.0789
2030-09-27 18:00 | 49.1806 | 74.9646
2030-09-27 19:00 | 47.2376 | 74.1327
2030-09-27 20:00 | 44.5453 | 69.1648
2030-09-27 21:00 | 40.4521 | 63.4309
2030-09-27 22:00 | 37.0227 | 59.752
2030-09-27 23:00 | 33.674 | 56.8967
2030-09-28 | 32.359 | 55.0225
2030-09-28 01:00 | 31.0837 | 50.6874
2030-09-28 02:00 | 31.1744 | 48.3735
2030-09-28 03:00 | 31.4301 | 48.0129
2030-09-28 04:00 | 31.6505 | 46.7277
2030-09-28 05:00 | 32.5746 | 49.0084
2030-09-28 06:00 | 36.3918 | 56.5116
2030-09-28 07:00 | 41.5039 | 57.1414
2030-09-28 08:00 | 43.7891 | 55.5837
2030-09-28 09:00 | 45.2276 | 58.7341
2030-09-28 10:00 | 45.9741 | 55.5718
2030-09-28 11:00 | 45.6231 | 56.6156
2030-09-28 12:00 | 46.1583 | 54.3035
2030-09-28 13:00 | 46.5264 | 55.0171
2030-09-28 14:00 | 46.24 | 51.4558
2030-09-28 15:00 | 46.5642 | 57.3726
2030-09-28 16:00 | 48.9073 | 61.7266
2030-09-28 17:00 | 50.9997 | 66.6921
2030-09-28 18:00 | 50.8983 | 68.8736
2030-09-28 19:00 | 48.1642 | 68.0349
2030-09-28 20:00 | 44.5478 | 63.4841
2030-09-28 21:00 | 40.2447 | 58.6077
2030-09-28 22:00 | 37.2722 | 55.7933
2030-09-28 23:00 | 34.5881 | 53.6078
2030-09-29 | 33.6102 | 54.2294
2030-09-29 01:00 | 31.3976 | 49.5661
2030-09-29 02:00 | 31.2875 | 47.4392
2030-09-29 03:00 | 31.3648 | 46.8053
2030-09-29 04:00 | 31.3667 | 45.7888
2030-09-29 05:00 | 32.047 | 47.1496
2030-09-29 06:00 | 35.4665 | 52.3196
2030-09-29 07:00 | 40.3356 | 52.4014
2030-09-29 08:00 | 42.4708 | 50.605
2030-09-29 09:00 | 43.4693 | 52.0948
2030-09-29 10:00 | 43.7103 | 49.8563
2030-09-29 11:00 | 43.1174 | 49.4029
2030-09-29 12:00 | 43.5241 | 53.4855
2030-09-29 13:00 | 43.955 | 52.9136
2030-09-29 14:00 | 43.6077 | 50.1753
2030-09-29 15:00 | 44.2459 | 56.6369
2030-09-29 16:00 | 46.9502 | 61.0336
2030-09-29 17:00 | 49.4679 | 66.3318
2030-09-29 18:00 | 49.478 | 69.0615
2030-09-29 19:00 | 47.0058 | 68.0504
2030-09-29 20:00 | 43.4393 | 63.4204
2030-09-29 21:00 | 39.1397 | 58.5551
2030-09-29 22:00 | 36.0689 | 56.0159
2030-09-29 23:00 | 33.2815 | 54.2589
2030-09-30 | 32.4509 | 53.3088
2030-09-30 01:00 | 32.0926 | 50.3369
2030-09-30 02:00 | 32.4487 | 48.7291
2030-09-30 03:00 | 32.968 | 48.5682
2030-09-30 04:00 | 33.4492 | 47.9107
2030-09-30 05:00 | 35.2884 | 50.6871
2030-09-30 06:00 | 41.6758 | 60.3165
2030-09-30 07:00 | 48.5112 | 64.6023
2030-09-30 08:00 | 50.2736 | 62.9043
2030-09-30 09:00 | 50.5746 | 63.6982
2030-09-30 10:00 | 51.1554 | 61.0071
2030-09-30 11:00 | 50.8328 | 60.1076
2030-09-30 12:00 | 51.2138 | 59.2744
2030-09-30 13:00 | 52.3743 | 59.737
2030-09-30 14:00 | 52.1257 | 55.3948
2030-09-30 15:00 | 53.111 | 61.0306
2030-09-30 16:00 | 55.096 | 66.4025
2030-09-30 17:00 | 56.5475 | 71.2029
2030-09-30 18:00 | 55.8537 | 73.8692
2030-09-30 19:00 | 53.3337 | 73.7401
2030-09-30 20:00 | 49.6938 | 69.7797
2030-09-30 21:00 | 44.942 | 64.1663
2030-09-30 22:00 | 40.8285 | 60.2013
2030-09-30 23:00 | 36.7689 | 57.8839
2030-10-01 | 35.9314 | 57.1185
2030-10-01 01:00 | 33.7472 | 54.197
2030-10-01 02:00 | 33.9983 | 52.2344
2030-10-01 03:00 | 34.3631 | 51.6969
2030-10-01 04:00 | 34.6907 | 51.0399
2030-10-01 05:00 | 36.4424 | 54.065
2030-10-01 06:00 | 40.2469 | 63.9586
2030-10-01 07:00 | 47.2985 | 68.8213
2030-10-01 08:00 | 49.1712 | 68.8487
2030-10-01 09:00 | 48.628 | 70.239
2030-10-01 10:00 | 48.3074 | 69.3007
2030-10-01 11:00 | 47.3674 | 67.6221
2030-10-01 12:00 | 46.1008 | 68.0297
2030-10-01 13:00 | 46.0648 | 67.5256
2030-10-01 14:00 | 45.6558 | 63.2399
2030-10-01 15:00 | 46.007 | 68.7207
2030-10-01 16:00 | 47.3944 | 72.4495
2030-10-01 17:00 | 48.7003 | 75.81
2030-10-01 18:00 | 49.1627 | 79.4223
2030-10-01 19:00 | 47.112 | 78.7663
2030-10-01 20:00 | 43.4558 | 74.5946
2030-10-01 21:00 | 39.2247 | 69.5878
2030-10-01 22:00 | 35.8819 | 65.77
2030-10-01 23:00 | 32.847 | 64.0289
2030-10-02 | 30.9583 | 61.4623
2030-10-02 01:00 | 30.8311 | 57.7007
2030-10-02 02:00 | 31.5135 | 55.117
2030-10-02 03:00 | 32.2622 | 54.3789
2030-10-02 04:00 | 32.9934 | 53.784
2030-10-02 05:00 | 34.86 | 56.6526
2030-10-02 06:00 | 39.1206 | 63.5391
2030-10-02 07:00 | 45.7487 | 67.7329
2030-10-02 08:00 | 47.1477 | 66.82
2030-10-02 09:00 | 46.5239 | 66.9387
2030-10-02 10:00 | 46.1345 | 65.4783
2030-10-02 11:00 | 45.5914 | 64.116
2030-10-02 12:00 | 43.4463 | 65.2729
2030-10-02 13:00 | 43.7727 | 65.1767
2030-10-02 14:00 | 43.1409 | 60.4361
2030-10-02 15:00 | 43.5566 | 64.9804
2030-10-02 16:00 | 45.1832 | 67.6818
2030-10-02 17:00 | 47.2367 | 71.3481
2030-10-02 18:00 | 48.514 | 74.9651
2030-10-02 19:00 | 46.9066 | 74.2964
2030-10-02 20:00 | 43.4808 | 70.2511
2030-10-02 21:00 | 39.7573 | 65.351
2030-10-02 22:00 | 36.5307 | 61.9263
2030-10-02 23:00 | 33.4632 | 60.2222
2030-10-03 | 31.8699 | 57.3865
2030-10-03 01:00 | 30.9392 | 55.5762
2030-10-03 02:00 | 31.6764 | 53.5436
2030-10-03 03:00 | 32.4361 | 53.0141
2030-10-03 04:00 | 33.1616 | 52.4307
2030-10-03 05:00 | 35.115 | 55.3726
2030-10-03 06:00 | 39.5238 | 65.9393
2030-10-03 07:00 | 46.3241 | 70.272
2030-10-03 08:00 | 47.9938 | 69.1446
2030-10-03 09:00 | 47.0194 | 69.9976
2030-10-03 10:00 | 46.281 | 69.1998
2030-10-03 11:00 | 44.7788 | 67.5493
2030-10-03 12:00 | 43.4759 | 69.7982
2030-10-03 13:00 | 43.632 | 69.811
2030-10-03 14:00 | 43.1059 | 65.2033
2030-10-03 15:00 | 43.4423 | 70.5207
2030-10-03 16:00 | 45.0503 | 73.506
2030-10-03 17:00 | 46.732 | 75.9606
2030-10-03 18:00 | 47.9714 | 80.0959
2030-10-03 19:00 | 45.9523 | 80.088
2030-10-03 20:00 | 42.5849 | 74.9485
2030-10-03 21:00 | 38.7077 | 68.5998
2030-10-03 22:00 | 35.5102 | 64.7646
2030-10-03 23:00 | 32.6522 | 62.095
2030-10-04 | 31.4914 | 61.2433
2030-10-04 01:00 | 30.4546 | 55.0005
2030-10-04 02:00 | 31.1425 | 52.3807
2030-10-04 03:00 | 31.9461 | 51.353
2030-10-04 04:00 | 32.6519 | 50.6221
2030-10-04 05:00 | 34.5819 | 53.202
2030-10-04 06:00 | 38.5724 | 62.0837
2030-10-04 07:00 | 45.4901 | 66.7083
2030-10-04 08:00 | 46.7531 | 66.4397
2030-10-04 09:00 | 45.7111 | 67.8867
2030-10-04 10:00 | 44.7222 | 67.1803
2030-10-04 11:00 | 43.1837 | 65.6591
2030-10-04 12:00 | 41.9592 | 61.8347
2030-10-04 13:00 | 41.8417 | 61.2412
2030-10-04 14:00 | 41.3438 | 56.6114
2030-10-04 15:00 | 41.28 | 61.7083
2030-10-04 16:00 | 42.2699 | 65.459
2030-10-04 17:00 | 43.5437 | 69.922
2030-10-04 18:00 | 44.2428 | 74.3299
2030-10-04 19:00 | 42.9099 | 74.1154
2030-10-04 20:00 | 39.8497 | 69.2144
2030-10-04 21:00 | 36.3479 | 63.2006
2030-10-04 22:00 | 33.437 | 59.6525
2030-10-04 23:00 | 30.8033 | 57.9293
2030-10-05 | 29.265 | 56.2582
2030-10-05 01:00 | 29.1144 | 52.2889
2030-10-05 02:00 | 29.6857 | 50.3031
2030-10-05 03:00 | 30.3423 | 49.8125
2030-10-05 04:00 | 30.8814 | 49.0556
2030-10-05 05:00 | 31.9645 | 51.4882
2030-10-05 06:00 | 34.2346 | 55.1674
2030-10-05 07:00 | 39.7836 | 57.1845
2030-10-05 08:00 | 41.419 | 56.9725
2030-10-05 09:00 | 41.6057 | 60.1562
2030-10-05 10:00 | 41.2526 | 60.1243
2030-10-05 11:00 | 40.2729 | 59.8579
2030-10-05 12:00 | 38.7984 | 59.9502
2030-10-05 13:00 | 38.3685 | 60.8277
2030-10-05 14:00 | 37.6571 | 58.2042
2030-10-05 15:00 | 37.9759 | 65.2378
2030-10-05 16:00 | 40.1209 | 69.7074
2030-10-05 17:00 | 42.2875 | 74.931
2030-10-05 18:00 | 43.2263 | 75.9668
2030-10-05 19:00 | 41.2787 | 74.4645
2030-10-05 20:00 | 37.8528 | 69.0509
2030-10-05 21:00 | 34.3562 | 64.4483
2030-10-05 22:00 | 32.0942 | 61.9002
2030-10-05 23:00 | 30.1704 | 60.4666
2030-10-06 | 28.7739 | 58.1702
2030-10-06 01:00 | 28.3653 | 55.0129
2030-10-06 02:00 | 28.89 | 52.1406
2030-10-06 03:00 | 29.4955 | 50.9829
2030-10-06 04:00 | 29.9317 | 50.2693
2030-10-06 05:00 | 30.8569 | 52.3133
2030-10-06 06:00 | 32.8921 | 57.5422
2030-10-06 07:00 | 37.988 | 58.6961
2030-10-06 08:00 | 39.5987 | 58.4155
2030-10-06 09:00 | 39.7331 | 60.947
2030-10-06 10:00 | 39.1661 | 61.8016
2030-10-06 11:00 | 38.2426 | 62.6805
2030-10-06 12:00 | 36.9488 | 65.03
2030-10-06 13:00 | 36.8362 | 66.0361
2030-10-06 14:00 | 36.5687 | 65.2481
2030-10-06 15:00 | 37.3504 | 72.972
2030-10-06 16:00 | 40.0084 | 77.5121
2030-10-06 17:00 | 42.5588 | 83.3356
2030-10-06 18:00 | 43.7747 | 83.822
2030-10-06 19:00 | 41.8508 | 81.638
2030-10-06 20:00 | 38.5116 | 76.168
2030-10-06 21:00 | 35.0112 | 70.7854
2030-10-06 22:00 | 32.5343 | 67.5953
2030-10-06 23:00 | 30.3865 | 65.7114
2030-10-07 | 29.0742 | 63.405
2030-10-07 01:00 | 29.0186 | 57.358
2030-10-07 02:00 | 29.8196 | 54.5814
2030-10-07 03:00 | 30.6947 | 53.281
2030-10-07 04:00 | 31.4543 | 52.2256
2030-10-07 05:00 | 33.3511 | 55.3242
2030-10-07 06:00 | 37.7585 | 64.7382
2030-10-07 07:00 | 44.8525 | 69.7322
2030-10-07 08:00 | 46.0426 | 70.2498
2030-10-07 09:00 | 45.0836 | 73.0175
2030-10-07 10:00 | 44.2175 | 72.4098
2030-10-07 11:00 | 43.1443 | 71.7406
2030-10-07 12:00 | 42.2226 | 66.6664
2030-10-07 13:00 | 42.3857 | 66.7309
2030-10-07 14:00 | 42.0375 | 63.1851
2030-10-07 15:00 | 42.6474 | 68.6861
2030-10-07 16:00 | 44.3128 | 72.6042
2030-10-07 17:00 | 45.8789 | 76.3526
2030-10-07 18:00 | 46.6526 | 78.0288
2030-10-07 19:00 | 45.1381 | 76.6264
2030-10-07 20:00 | 42.0391 | 71.3638
2030-10-07 21:00 | 38.3127 | 64.9758
2030-10-07 22:00 | 35.1603 | 61.3127
2030-10-07 23:00 | 32.2399 | 59.366
2030-10-08 | 30.5484 | 57.4365
2030-10-08 01:00 | 29.7047 | 58.662
2030-10-08 02:00 | 30.3352 | 56.8457
2030-10-08 03:00 | 31.1059 | 56.2283
2030-10-08 04:00 | 31.8198 | 55.7324
2030-10-08 05:00 | 33.72 | 58.7899
2030-10-08 06:00 | 38.5631 | 69.4777
2030-10-08 07:00 | 45.2946 | 75.2217
2030-10-08 08:00 | 46.4434 | 76.0659
2030-10-08 09:00 | 45.5771 | 79.1548
2030-10-08 10:00 | 44.8022 | 79.335
2030-10-08 11:00 | 43.6513 | 79.0331
2030-10-08 12:00 | 42.0702 | 82.5843
2030-10-08 13:00 | 42.2825 | 83.5632
2030-10-08 14:00 | 41.938 | 79.9763
2030-10-08 15:00 | 42.5379 | 85.882
2030-10-08 16:00 | 44.3521 | 90.5015
2030-10-08 17:00 | 46.2105 | 93.1927
2030-10-08 18:00 | 46.9174 | 96.1395
2030-10-08 19:00 | 45.1661 | 95.2137
2030-10-08 20:00 | 42.1456 | 89.2844
2030-10-08 21:00 | 38.3714 | 82.2655
2030-10-08 22:00 | 35.2765 | 76.9134
2030-10-08 23:00 | 32.3731 | 73.1851
2030-10-09 | 31.1118 | 71.7845
2030-10-09 01:00 | 30.1537 | 63.4725
2030-10-09 02:00 | 30.8048 | 59.5017
2030-10-09 03:00 | 31.5844 | 57.4302
2030-10-09 04:00 | 32.2933 | 56.4561
2030-10-09 05:00 | 34.1366 | 58.9491
2030-10-09 06:00 | 38.3544 | 67.8831
2030-10-09 07:00 | 45.8095 | 72.1859
2030-10-09 08:00 | 46.8339 | 72.783
2030-10-09 09:00 | 45.4704 | 75.5112
2030-10-09 10:00 | 44.1273 | 75.091
2030-10-09 11:00 | 42.7954 | 74.888
2030-10-09 12:00 | 41.1093 | 70.0224
2030-10-09 13:00 | 41.5048 | 69.9934
2030-10-09 14:00 | 41.3359 | 66.5799
2030-10-09 15:00 | 42.0955 | 71.6129
2030-10-09 16:00 | 43.9589 | 75.084
2030-10-09 17:00 | 45.603 | 78.7529
2030-10-09 18:00 | 46.7294 | 79.3816
2030-10-09 19:00 | 44.7962 | 78.301
2030-10-09 20:00 | 41.6593 | 72.9742
2030-10-09 21:00 | 37.7633 | 66.5304
2030-10-09 22:00 | 34.7098 | 62.2477
2030-10-09 23:00 | 31.8569 | 59.6578
2030-10-10 | 30.4594 | 59.1314
2030-10-10 01:00 | 30.2874 | 52.3977
2030-10-10 02:00 | 30.9876 | 50.6186
2030-10-10 03:00 | 31.7895 | 50.4256
2030-10-10 04:00 | 32.5789 | 49.5326
2030-10-10 05:00 | 34.4784 | 52.9371
2030-10-10 06:00 | 38.5461 | 62.1459
2030-10-10 07:00 | 45.4079 | 67.7327
2030-10-10 08:00 | 46.5028 | 68.2715
2030-10-10 09:00 | 45.4593 | 70.1978
2030-10-10 10:00 | 44.5991 | 69.354
2030-10-10 11:00 | 43.6241 | 68.7531
2030-10-10 12:00 | 43.176 | 64.2553
2030-10-10 13:00 | 43.4023 | 63.7855
2030-10-10 14:00 | 43.0176 | 60.1364
2030-10-10 15:00 | 43.5127 | 65.4804
2030-10-10 16:00 | 45.2136 | 69.3535
2030-10-10 17:00 | 46.8711 | 72.5317
2030-10-10 18:00 | 48.5531 | 73.577
2030-10-10 19:00 | 46.2137 | 72.8974
2030-10-10 20:00 | 42.7091 | 68.2689
2030-10-10 21:00 | 38.9275 | 62.642
2030-10-10 22:00 | 35.8183 | 59.5316
2030-10-10 23:00 | 32.9038 | 57.162
2030-10-11 | 30.8218 | 55.1469
2030-10-11 01:00 | 30.644 | 53.0035
2030-10-11 02:00 | 31.3943 | 51.3825
2030-10-11 03:00 | 32.2375 | 50.9875
2030-10-11 04:00 | 33.0472 | 50.5206
2030-10-11 05:00 | 34.9364 | 53.8031
2030-10-11 06:00 | 38.5851 | 61.3778
2030-10-11 07:00 | 45.9025 | 65.9511
2030-10-11 08:00 | 47.1659 | 66.188
2030-10-11 09:00 | 45.9035 | 68.1216
2030-10-11 10:00 | 44.7538 | 67.3171
2030-10-11 11:00 | 43.3028 | 66.0763
2030-10-11 12:00 | 41.3606 | 62.3365
2030-10-11 13:00 | 41.5219 | 63.3506
2030-10-11 14:00 | 40.8943 | 59.8429
2030-10-11 15:00 | 41.0173 | 64.5166
2030-10-11 16:00 | 42.3104 | 68.3592
2030-10-11 17:00 | 43.8641 | 71.2331
2030-10-11 18:00 | 44.8114 | 70.5521
2030-10-11 19:00 | 43.0463 | 70.1987
2030-10-11 20:00 | 39.837 | 66.0964
2030-10-11 21:00 | 36.3445 | 60.5518
2030-10-11 22:00 | 33.4559 | 57.0179
2030-10-11 23:00 | 30.7936 | 55.5179
2030-10-12 | 29.2132 | 53.5313
2030-10-12 01:00 | 29.0182 | 51.8094
2030-10-12 02:00 | 29.5976 | 50.1729
2030-10-12 03:00 | 30.2832 | 49.1178
2030-10-12 04:00 | 30.8594 | 48.0393
2030-10-12 05:00 | 31.8566 | 50.1607
2030-10-12 06:00 | 33.8868 | 55.7215
2030-10-12 07:00 | 39.6854 | 57.6828
2030-10-12 08:00 | 41.5603 | 58.8744
2030-10-12 09:00 | 41.3421 | 62.7704
2030-10-12 10:00 | 40.496 | 63.5048
2030-10-12 11:00 | 39.3956 | 61.8295
2030-10-12 12:00 | 37.7178 | 60.6886
2030-10-12 13:00 | 37.1301 | 59.0182
2030-10-12 14:00 | 36.4742 | 55.7645
2030-10-12 15:00 | 37.0261 | 60.0263
2030-10-12 16:00 | 39.3548 | 62.2782
2030-10-12 17:00 | 41.5654 | 65.6655
2030-10-12 18:00 | 42.5523 | 65.4224
2030-10-12 19:00 | 40.3887 | 64.6832
2030-10-12 20:00 | 36.927 | 60.4611
2030-10-12 21:00 | 33.5984 | 56.5899
2030-10-12 22:00 | 31.5091 | 54.8651
2030-10-12 23:00 | 29.6752 | 54.1282
2030-10-13 | 28.4708 | 53.6782
2030-10-13 01:00 | 27.8885 | 51.09
2030-10-13 02:00 | 28.41 | 49.8086
2030-10-13 03:00 | 29.0513 | 49.4366
2030-10-13 04:00 | 29.6181 | 48.7012
2030-10-13 05:00 | 30.5067 | 50.7962
2030-10-13 06:00 | 32.745 | 56.9868
2030-10-13 07:00 | 38.0967 | 58.1758
2030-10-13 08:00 | 40.0043 | 57.4685
2030-10-13 09:00 | 40.276 | 59.6491
2030-10-13 10:00 | 39.6168 | 59.8296
2030-10-13 11:00 | 38.6523 | 58.776
2030-10-13 12:00 | 39.0694 | 59.5524
2030-10-13 13:00 | 38.9542 | 59.2365
2030-10-13 14:00 | 38.339 | 56.7556
2030-10-13 15:00 | 39.1426 | 63.1977
2030-10-13 16:00 | 41.9658 | 66.8115
2030-10-13 17:00 | 44.9009 | 69.3897
2030-10-13 18:00 | 44.6013 | 69.9197
2030-10-13 19:00 | 42.3124 | 68.2856
2030-10-13 20:00 | 38.8705 | 63.4824
2030-10-13 21:00 | 35.5233 | 58.96
2030-10-13 22:00 | 33.0737 | 56.9571
2030-10-13 23:00 | 30.9042 | 56.2183
2030-10-14 | 29.1964 | 54.8191
2030-10-14 01:00 | 27.4659 | 49.1798
2030-10-14 02:00 | 27.9921 | 46.6639
2030-10-14 03:00 | 28.7462 | 46.4342
2030-10-14 04:00 | 29.4925 | 45.6803
2030-10-14 05:00 | 30.3709 | 47.3138
2030-10-14 06:00 | 32.2098 | 52.0149
2030-10-14 07:00 | 37.4023 | 53.0768
2030-10-14 08:00 | 39.7711 | 54.161
2030-10-14 09:00 | 40.4474 | 56.1098
2030-10-14 10:00 | 40.0575 | 58.3113
2030-10-14 11:00 | 38.8552 | 58.8582
2030-10-14 12:00 | 38.9328 | 57.7086
2030-10-14 13:00 | 38.4847 | 58.0169
2030-10-14 14:00 | 38.175 | 55.9107
2030-10-14 15:00 | 38.7009 | 62.9557
2030-10-14 16:00 | 41.2615 | 64.3643
2030-10-14 17:00 | 43.313 | 66.3311
2030-10-14 18:00 | 43.4848 | 66.0869
2030-10-14 19:00 | 41.4296 | 65.5924
2030-10-14 20:00 | 38.2911 | 60.5615
2030-10-14 21:00 | 35.1252 | 55.9181
2030-10-14 22:00 | 32.6954 | 53.4068
2030-10-14 23:00 | 30.6841 | 52.2313
2030-10-15 | 29.2812 | 53.4169
2030-10-15 01:00 | 30.3757 | 50.8457
2030-10-15 02:00 | 31.0782 | 49.2354
2030-10-15 03:00 | 31.9609 | 49.2413
2030-10-15 04:00 | 32.9127 | 48.8003
2030-10-15 05:00 | 34.8345 | 52.4025
2030-10-15 06:00 | 39.3992 | 61.5089
2030-10-15 07:00 | 46.7296 | 67.5303
2030-10-15 08:00 | 48.0018 | 68.6205
2030-10-15 09:00 | 46.3112 | 70.0802
2030-10-15 10:00 | 44.5492 | 68.7955
2030-10-15 11:00 | 42.5305 | 67.8124
2030-10-15 12:00 | 41.7074 | 64.1654
2030-10-15 13:00 | 41.6485 | 63.4178
2030-10-15 14:00 | 41.0611 | 60.1562
2030-10-15 15:00 | 41.4503 | 64.5083
2030-10-15 16:00 | 43.3107 | 68.3078
2030-10-15 17:00 | 45.511 | 71.2273
2030-10-15 18:00 | 47.0214 | 71.1934
2030-10-15 19:00 | 45.1169 | 70.3734
2030-10-15 20:00 | 42.1296 | 66.199
2030-10-15 21:00 | 38.6723 | 61.2022
2030-10-15 22:00 | 35.7058 | 57.8828
2030-10-15 23:00 | 32.9638 | 56.0333
2030-10-16 | 31.3848 | 54.5736
2030-10-16 01:00 | 31.0904 | 51.0375
2030-10-16 02:00 | 31.7788 | 49.5416
2030-10-16 03:00 | 32.5881 | 49.5135
2030-10-16 04:00 | 33.4983 | 49.1027
2030-10-16 05:00 | 35.2768 | 52.3456
2030-10-16 06:00 | 39.4912 | 61.4012
2030-10-16 07:00 | 46.6723 | 66.6572
2030-10-16 08:00 | 47.9024 | 65.8654
2030-10-16 09:00 | 46.9412 | 65.7681
2030-10-16 10:00 | 45.6562 | 64.0589
2030-10-16 11:00 | 44.4791 | 63.935
2030-10-16 12:00 | 44.0477 | 60.3161
2030-10-16 13:00 | 44.269 | 59.8742
2030-10-16 14:00 | 43.7827 | 56.202
2030-10-16 15:00 | 44.2642 | 60.7271
2030-10-16 16:00 | 46.0984 | 64.6694
2030-10-16 17:00 | 47.9762 | 69.0136
2030-10-16 18:00 | 49.4681 | 72.8941
2030-10-16 19:00 | 46.921 | 71.5406
2030-10-16 20:00 | 43.4276 | 66.7016
2030-10-16 21:00 | 39.7597 | 61.6167
2030-10-16 22:00 | 36.6667 | 58.1551
2030-10-16 23:00 | 33.7426 | 55.6945
2030-10-17 | 32.0183 | 54.7071
2030-10-17 01:00 | 31.2635 | 53.3253
2030-10-17 02:00 | 31.9293 | 51.6024
2030-10-17 03:00 | 32.7086 | 51.1342
2030-10-17 04:00 | 33.6126 | 50.664
2030-10-17 05:00 | 35.3854 | 54.2836
2030-10-17 06:00 | 39.6293 | 63.2518
2030-10-17 07:00 | 46.9423 | 68.838
2030-10-17 08:00 | 48.6147 | 68.4527
2030-10-17 09:00 | 48.1866 | 69.77
2030-10-17 10:00 | 47.2282 | 67.8269
2030-10-17 11:00 | 45.9035 | 66.4851
2030-10-17 12:00 | 44.4119 | 62.2958
2030-10-17 13:00 | 44.567 | 62.0407
2030-10-17 14:00 | 44.1026 | 58.7442
2030-10-17 15:00 | 44.5777 | 63.6921
2030-10-17 16:00 | 46.3319 | 67.8211
2030-10-17 17:00 | 47.965 | 71.4925
2030-10-17 18:00 | 48.4173 | 72.735
2030-10-17 19:00 | 45.9906 | 72.2156
2030-10-17 20:00 | 42.6705 | 68.4866
2030-10-17 21:00 | 38.9969 | 63.3791
2030-10-17 22:00 | 35.9802 | 59.7483
2030-10-17 23:00 | 33.1483 | 57.7387
2030-10-18 | 32.1732 | 56.6791
2030-10-18 01:00 | 31.0291 | 52.8657
2030-10-18 02:00 | 31.6232 | 51.0826
2030-10-18 03:00 | 32.3676 | 50.2383
2030-10-18 04:00 | 33.2752 | 49.5016
2030-10-18 05:00 | 34.9978 | 52.7068
2030-10-18 06:00 | 39.4848 | 63.0393
2030-10-18 07:00 | 46.6511 | 68.2802
2030-10-18 08:00 | 47.9047 | 67.9847
2030-10-18 09:00 | 46.6889 | 69.1599
2030-10-18 10:00 | 45.2563 | 67.3515
2030-10-18 11:00 | 43.5199 | 66.3055
2030-10-18 12:00 | 42.8733 | 60.2811
2030-10-18 13:00 | 42.8481 | 59.8947
2030-10-18 14:00 | 42.3574 | 57.4888
2030-10-18 15:00 | 42.5032 | 62.8849
2030-10-18 16:00 | 43.9854 | 66.758
2030-10-18 17:00 | 45.6865 | 69.9685
2030-10-18 18:00 | 47.6551 | 71.4788
2030-10-18 19:00 | 45.0867 | 71.029
2030-10-18 20:00 | 41.4815 | 67.1512
2030-10-18 21:00 | 37.8299 | 61.8097
2030-10-18 22:00 | 34.8724 | 58.1727
2030-10-18 23:00 | 32.0866 | 56.0749
2030-10-19 | 30.6231 | 55.6302
2030-10-19 01:00 | 29.9839 | 52.271
2030-10-19 02:00 | 30.5132 | 50.168
2030-10-19 03:00 | 31.13 | 50.4681
2030-10-19 04:00 | 31.8523 | 50.1166
2030-10-19 05:00 | 32.8815 | 52.4136
2030-10-19 06:00 | 35.4474 | 59.0147
2030-10-19 07:00 | 41.2313 | 60.5891
2030-10-19 08:00 | 43.0997 | 58.7231
2030-10-19 09:00 | 43.9495 | 59.647
2030-10-19 10:00 | 43.8411 | 58.7564
2030-10-19 11:00 | 42.9498 | 58.5151
2030-10-19 12:00 | 41.7209 | 62.0102
2030-10-19 13:00 | 41.4558 | 62.9713
2030-10-19 14:00 | 40.5791 | 59.1157
2030-10-19 15:00 | 40.9634 | 64.9119
2030-10-19 16:00 | 43.187 | 68.1463
2030-10-19 17:00 | 45.5752 | 70.1555
2030-10-19 18:00 | 46.4803 | 67.6646
2030-10-19 19:00 | 43.5044 | 65.2274
2030-10-19 20:00 | 39.4993 | 59.8212
2030-10-19 21:00 | 35.8216 | 53.9987
2030-10-19 22:00 | 33.4751 | 52.684
2030-10-19 23:00 | 31.3954 | 51.5894
2030-10-20 | 30.1442 | 54.8258
2030-10-20 01:00 | 29.3143 | 54.0597
2030-10-20 02:00 | 29.844 | 51.8371
2030-10-20 03:00 | 30.4635 | 50.5326
2030-10-20 04:00 | 31.1247 | 49.2723
2030-10-20 05:00 | 32.0303 | 50.7932
2030-10-20 06:00 | 34.3068 | 55.1672
2030-10-20 07:00 | 39.6772 | 56.0509
2030-10-20 08:00 | 41.2229 | 54.6415
2030-10-20 09:00 | 41.6554 | 55.5149
2030-10-20 10:00 | 41.1574 | 53.5433
2030-10-20 11:00 | 40.3819 | 54.1527
2030-10-20 12:00 | 39.0833 | 47.8684
2030-10-20 13:00 | 39.0612 | 48.3839
2030-10-20 14:00 | 38.512 | 47.7583
2030-10-20 15:00 | 39.2887 | 54.7123
2030-10-20 16:00 | 42.0682 | 60.1561
2030-10-20 17:00 | 45.1095 | 65.2789
2030-10-20 18:00 | 47.143 | 67.0443
2030-10-20 19:00 | 44.3476 | 66.1291
2030-10-20 20:00 | 40.5446 | 61.366
2030-10-20 21:00 | 36.7987 | 56.5007
2030-10-20 22:00 | 34.1948 | 54.3648
2030-10-20 23:00 | 31.8704 | 52.5962
2030-10-21 | 30.8084 | 52.6018
2030-10-21 01:00 | 30.035 | 52.3143
2030-10-21 02:00 | 30.8103 | 50.748
2030-10-21 03:00 | 31.697 | 50.2017
2030-10-21 04:00 | 32.7282 | 49.8312
2030-10-21 05:00 | 34.4884 | 52.5252
2030-10-21 06:00 | 38.9419 | 62.7494
2030-10-21 07:00 | 46.4176 | 67.8293
2030-10-21 08:00 | 47.8947 | 65.7455
2030-10-21 09:00 | 47.1484 | 66.6367
2030-10-21 10:00 | 46.0753 | 64.2214
2030-10-21 11:00 | 44.955 | 61.6905
2030-10-21 12:00 | 43.1766 | 63.7995
2030-10-21 13:00 | 43.2968 | 64.1374
2030-10-21 14:00 | 42.808 | 58.6123
2030-10-21 15:00 | 43.4987 | 63.7548
2030-10-21 16:00 | 45.5728 | 67.6672
2030-10-21 17:00 | 47.553 | 71.5338
2030-10-21 18:00 | 48.6623 | 75.429
2030-10-21 19:00 | 46.2306 | 74.1539
2030-10-21 20:00 | 42.88 | 69.4835
2030-10-21 21:00 | 39.2172 | 63.1677
2030-10-21 22:00 | 36.1469 | 59.7075
2030-10-21 23:00 | 33.2542 | 57.3496
2030-10-22 | 31.9933 | 57.1208
2030-10-22 01:00 | 31.2506 | 54.001
2030-10-22 02:00 | 31.9378 | 52.0778
2030-10-22 03:00 | 32.7965 | 51.1342
2030-10-22 04:00 | 33.8203 | 50.5253
2030-10-22 05:00 | 35.6384 | 53.2198
2030-10-22 06:00 | 39.9181 | 63.9275
2030-10-22 07:00 | 47.2046 | 68.6214
2030-10-22 08:00 | 48.4478 | 67.4722
2030-10-22 09:00 | 47.1281 | 67.6089
2030-10-22 10:00 | 45.5227 | 66.2287
2030-10-22 11:00 | 43.9847 | 64.792
2030-10-22 12:00 | 43.217 | 65.2564
2030-10-22 13:00 | 43.2345 | 65.0494
2030-10-22 14:00 | 42.8565 | 62.3171
2030-10-22 15:00 | 43.4772 | 68.3463
2030-10-22 16:00 | 45.5141 | 73.5766
2030-10-22 17:00 | 47.6236 | 77.3875
2030-10-22 18:00 | 48.8253 | 78.0476
2030-10-22 19:00 | 46.3725 | 75.8065
2030-10-22 20:00 | 43.1408 | 71.967
2030-10-22 21:00 | 39.5488 | 66.5194
2030-10-22 22:00 | 36.5424 | 62.8789
2030-10-22 23:00 | 33.668 | 61.0338
2030-10-23 | 32.3598 | 59.3201
2030-10-23 01:00 | 31.4013 | 52.001
2030-10-23 02:00 | 32.0364 | 50.2065
2030-10-23 03:00 | 32.8172 | 49.8625
2030-10-23 04:00 | 33.7567 | 48.8704
2030-10-23 05:00 | 35.4739 | 51.826
2030-10-23 06:00 | 39.7656 | 61.1477
2030-10-23 07:00 | 47.0264 | 66.5527
2030-10-23 08:00 | 48.1485 | 66.6235
2030-10-23 09:00 | 46.9732 | 68.6024
2030-10-23 10:00 | 45.3436 | 68.8579
2030-10-23 11:00 | 43.9509 | 69.5767
2030-10-23 12:00 | 41.3304 | 68.1002
2030-10-23 13:00 | 41.1761 | 67.6857
2030-10-23 14:00 | 40.7158 | 64.1911
2030-10-23 15:00 | 41.169 | 68.5893
2030-10-23 16:00 | 43.1343 | 72.024
2030-10-23 17:00 | 45.4611 | 74.8146
2030-10-23 18:00 | 47.1124 | 75.1726
2030-10-23 19:00 | 45.0511 | 72.6455
2030-10-23 20:00 | 42.0331 | 66.9059
2030-10-23 21:00 | 38.7001 | 60.7118
2030-10-23 22:00 | 35.825 | 57.5345
2030-10-23 23:00 | 33.0065 | 54.9074
2030-10-24 | 31.4444 | 54.1775
2030-10-24 01:00 | 30.4668 | 50.2509
2030-10-24 02:00 | 31.0935 | 48.8778
2030-10-24 03:00 | 31.9093 | 48.8764
2030-10-24 04:00 | 32.8679 | 48.6957
2030-10-24 05:00 | 34.6602 | 51.866
2030-10-24 06:00 | 39.1486 | 60.7363
2030-10-24 07:00 | 46.375 | 66.0825
2030-10-24 08:00 | 47.3366 | 64.5488
2030-10-24 09:00 | 45.4862 | 64.9948
2030-10-24 10:00 | 43.458 | 63.4705
2030-10-24 11:00 | 41.5088 | 62.6794
2030-10-24 12:00 | 40.4395 | 62.751
2030-10-24 13:00 | 40.202 | 62.9047
2030-10-24 14:00 | 39.9269 | 58.0899
2030-10-24 15:00 | 40.3678 | 62.6641
2030-10-24 16:00 | 42.3215 | 67.5376
2030-10-24 17:00 | 44.4683 | 71.2961
2030-10-24 18:00 | 46.6137 | 74.5807
2030-10-24 19:00 | 44.5138 | 73.035
2030-10-24 20:00 | 41.5476 | 68.5073
2030-10-24 21:00 | 38.2251 | 62.9574
2030-10-24 22:00 | 35.4454 | 59.8305
2030-10-24 23:00 | 32.687 | 57.6583
2030-10-25 | 30.838 | 54.9445
2030-10-25 01:00 | 30.3583 | 52.5907
2030-10-25 02:00 | 30.9485 | 51.3032
2030-10-25 03:00 | 31.7287 | 50.9401
2030-10-25 04:00 | 32.6648 | 50.9168
2030-10-25 05:00 | 34.3999 | 53.8837
2030-10-25 06:00 | 38.6339 | 61.6458
2030-10-25 07:00 | 46.2004 | 66.3838
2030-10-25 08:00 | 47.4946 | 65.2783
2030-10-25 09:00 | 46.2632 | 64.1617
2030-10-25 10:00 | 44.6196 | 62.5589
2030-10-25 11:00 | 42.9985 | 61.5124
2030-10-25 12:00 | 41.4398 | 62.3433
2030-10-25 13:00 | 41.2108 | 61.8891
2030-10-25 14:00 | 40.8356 | 58.7169
2030-10-25 15:00 | 41.0589 | 63.1712
2030-10-25 16:00 | 42.3588 | 67.014
2030-10-25 17:00 | 43.9041 | 69.684
2030-10-25 18:00 | 44.819 | 70.3704
2030-10-25 19:00 | 42.748 | 69.5985
2030-10-25 20:00 | 39.6714 | 65.0833
2030-10-25 21:00 | 36.3988 | 59.8425
2030-10-25 22:00 | 33.6784 | 56.5311
2030-10-25 23:00 | 31.0449 | 54.041
2030-10-26 | 29.4524 | 54.2004
2030-10-26 01:00 | 28.8566 | 51.9398
2030-10-26 02:00 | 29.3193 | 50.5048
2030-10-26 03:00 | 29.948 | 50.5893
2030-10-26 04:00 | 30.7129 | 49.8303
2030-10-26 05:00 | 31.5925 | 52.3273
2030-10-26 06:00 | 34.2799 | 58.4392
2030-10-26 07:00 | 40.3529 | 60.8255
2030-10-26 08:00 | 42.4239 | 60.623
2030-10-26 09:00 | 43.1043 | 62.6972
2030-10-26 10:00 | 42.6405 | 61.2063
2030-10-26 11:00 | 41.6957 | 59.4621
2030-10-26 12:00 | 40.147 | 57.6703
2030-10-26 13:00 | 39.6823 | 57.0914
2030-10-26 14:00 | 38.8634 | 53.9291
2030-10-26 15:00 | 39.3011 | 59.1305
2030-10-26 16:00 | 41.7597 | 63.5533
2030-10-26 17:00 | 44.29 | 66.8885
2030-10-26 18:00 | 44.4476 | 67.489
2030-10-26 19:00 | 41.5747 | 65.298
2030-10-26 20:00 | 37.922 | 60.9986
2030-10-26 21:00 | 34.7091 | 56.3972
2030-10-26 22:00 | 32.6344 | 54.3612
2030-10-26 23:00 | 30.6536 | 53.8645
2030-10-27 | 29.2593 | 52.8774
2030-10-27 01:00 | 28.3962 | 51.0722
2030-10-27 02:00 | 28.8939 | 49.586
2030-10-27 03:00 | 29.565 | 49.2089
2030-10-27 04:00 | 30.2771 | 48.3783
2030-10-27 05:00 | 31.0952 | 50.6999
2030-10-27 06:00 | 33.542 | 55.8383
2030-10-27 07:00 | 39.0562 | 57.1558
2030-10-27 08:00 | 40.4069 | 55.9083
2030-10-27 09:00 | 39.5592 | 57.1331
2030-10-27 10:00 | 37.8303 | 56.349
2030-10-27 11:00 | 36.3 | 56.9189
2030-10-27 12:00 | 36.443 | 50.312
2030-10-27 13:00 | 36.1861 | 50.7674
2030-10-27 14:00 | 35.6253 | 49.3219
2030-10-27 15:00 | 36.4492 | 56.1922
2030-10-27 16:00 | 39.4638 | 61.7189
2030-10-27 17:00 | 42.8046 | 65.9627
2030-10-27 18:00 | 44.8928 | 64.943
2030-10-27 19:00 | 42.2823 | 64.1518
2030-10-27 20:00 | 38.9401 | 60.8117
2030-10-27 21:00 | 35.6163 | 56.0667
2030-10-27 22:00 | 33.2532 | 53.8095
2030-10-27 23:00 | 31.0541 | 52.7832
2030-10-28 | 29.8601 | 53.0584
2030-10-28 01:00 | 29.5615 | 51.2814
2030-10-28 02:00 | 30.3174 | 49.9774
2030-10-28 03:00 | 31.2365 | 50.034
2030-10-28 04:00 | 32.2602 | 49.5645
2030-10-28 05:00 | 34.0012 | 53.1513
2030-10-28 06:00 | 38.3204 | 62.1984
2030-10-28 07:00 | 46.3831 | 68.1066
2030-10-28 08:00 | 47.3929 | 68.5434
2030-10-28 09:00 | 45.7526 | 70.3478
2030-10-28 10:00 | 43.8225 | 69.3767
2030-10-28 11:00 | 42.3685 | 68.2096
2030-10-28 12:00 | 40.6147 | 68.4415
2030-10-28 13:00 | 40.9954 | 68.063
2030-10-28 14:00 | 40.6906 | 64.433
2030-10-28 15:00 | 41.7631 | 68.3889
2030-10-28 16:00 | 43.9624 | 72.1276
2030-10-28 17:00 | 45.9244 | 75.5297
2030-10-28 18:00 | 46.9606 | 74.2958
2030-10-28 19:00 | 44.6078 | 72.9505
2030-10-28 20:00 | 41.4392 | 68.6225
2030-10-28 21:00 | 37.9424 | 63.2312
2030-10-28 22:00 | 35.0116 | 59.6997
2030-10-28 23:00 | 32.1557 | 56.9504
2030-10-29 | 30.6515 | 56.2299
2030-10-29 01:00 | 29.725 | 51.454
2030-10-29 02:00 | 30.2907 | 50.0058
2030-10-29 03:00 | 31.0917 | 50.025
2030-10-29 04:00 | 32.0745 | 49.6733
2030-10-29 05:00 | 33.7798 | 53.232
2030-10-29 06:00 | 38.3572 | 63.368
2030-10-29 07:00 | 45.8739 | 69.5405
2030-10-29 08:00 | 46.8915 | 70.0095
2030-10-29 09:00 | 45.5335 | 71.1678
2030-10-29 10:00 | 43.9293 | 69.7184
2030-10-29 11:00 | 42.6678 | 68.1253
2030-10-29 12:00 | 40.7112 | 67.995
2030-10-29 13:00 | 40.8775 | 67.4866
2030-10-29 14:00 | 40.6869 | 63.776
2030-10-29 15:00 | 41.4516 | 67.9943
2030-10-29 16:00 | 43.6051 | 71.9579
2030-10-29 17:00 | 45.7058 | 74.252
2030-10-29 18:00 | 47.0096 | 76.0343
2030-10-29 19:00 | 44.4009 | 74.114
2030-10-29 20:00 | 41.3222 | 69.587
2030-10-29 21:00 | 37.7186 | 64.3021
2030-10-29 22:00 | 34.8988 | 61.0604
2030-10-29 23:00 | 32.103 | 58.6615
2030-10-30 | 31.0253 | 56.1907
2030-10-30 01:00 | 30.2294 | 52.7286
2030-10-30 02:00 | 30.8123 | 51.337
2030-10-30 03:00 | 31.597 | 51.0748
2030-10-30 04:00 | 32.5116 | 50.8029
2030-10-30 05:00 | 34.1884 | 53.9689
2030-10-30 06:00 | 38.5958 | 62.6616
2030-10-30 07:00 | 46.1597 | 68.2499
2030-10-30 08:00 | 47.2342 | 67.5081
2030-10-30 09:00 | 45.7143 | 66.5223
2030-10-30 10:00 | 43.7802 | 63.3214
2030-10-30 11:00 | 42.2254 | 60.936
2030-10-30 12:00 | 41.9245 | 58.794
2030-10-30 13:00 | 41.7904 | 57.768
2030-10-30 14:00 | 41.4305 | 53.9421
2030-10-30 15:00 | 41.901 | 57.8413
2030-10-30 16:00 | 43.5803 | 62.2864
2030-10-30 17:00 | 45.4471 | 67.6696
2030-10-30 18:00 | 46.6687 | 72.8927
2030-10-30 19:00 | 44.3293 | 71.4053
2030-10-30 20:00 | 41.2684 | 67.0668
2030-10-30 21:00 | 37.9434 | 61.9948
2030-10-30 22:00 | 35.1042 | 58.427
2030-10-30 23:00 | 32.2829 | 55.7167
2030-10-31 | 30.509 | 55.4597
2030-10-31 01:00 | 30.4385 | 53.7571
2030-10-31 02:00 | 31.1037 | 52.0494
2030-10-31 03:00 | 31.9396 | 51.7253
2030-10-31 04:00 | 32.91 | 51.3093
2030-10-31 05:00 | 34.6241 | 54.5585
2030-10-31 06:00 | 38.7248 | 63.9836
2030-10-31 07:00 | 46.2912 | 69.5357
2030-10-31 08:00 | 47.4269 | 68.5281
2030-10-31 09:00 | 46.0203 | 68.981
2030-10-31 10:00 | 44.2686 | 66.2034
2030-10-31 11:00 | 42.9071 | 65.052
2030-10-31 12:00 | 40.9577 | 57.7053
2030-10-31 13:00 | 41.1966 | 57.6029
2030-10-31 14:00 | 41.0602 | 54.7165
2030-10-31 15:00 | 42.0191 | 59.6474
2030-10-31 16:00 | 43.9462 | 64.7003
2030-10-31 17:00 | 45.5645 | 68.948
2030-10-31 18:00 | 47.2488 | 70.8502
2030-10-31 19:00 | 44.5112 | 70.1203
2030-10-31 20:00 | 41.3005 | 67.4236
2030-10-31 21:00 | 37.5999 | 62.3561
2030-10-31 22:00 | 34.8588 | 58.6126
2030-10-31 23:00 | 32.0915 | 56.4818
2030-11-01 | 30.7875 | 55.8142
2030-11-01 01:00 | 30.5431 | 53.6527
2030-11-01 02:00 | 31.179 | 51.6812
2030-11-01 03:00 | 32.032 | 51.7937
2030-11-01 04:00 | 33.044 | 51.1025
2030-11-01 05:00 | 34.6901 | 54.156
2030-11-01 06:00 | 39.293 | 63.0696
2030-11-01 07:00 | 46.5843 | 68.9182
2030-11-01 08:00 | 48.0166 | 68.9758
2030-11-01 09:00 | 46.3481 | 69.4518
2030-11-01 10:00 | 44.9342 | 67.248
2030-11-01 11:00 | 42.8802 | 65.8973
2030-11-01 12:00 | 42.9857 | 71.6878
2030-11-01 13:00 | 42.8947 | 71.3772
2030-11-01 14:00 | 42.2713 | 67.6506
2030-11-01 15:00 | 42.3886 | 72.512
2030-11-01 16:00 | 43.9496 | 73.9229
2030-11-01 17:00 | 45.8494 | 75.8631
2030-11-01 18:00 | 47.6671 | 74.8778
2030-11-01 19:00 | 44.4304 | 72.9182
2030-11-01 20:00 | 40.6721 | 68.1698
2030-11-01 21:00 | 37.1582 | 62.5673
2030-11-01 22:00 | 34.1962 | 59.1537
2030-11-01 23:00 | 31.4276 | 56.6656
2030-11-02 | 30.3593 | 55.5885
2030-11-02 01:00 | 29.452 | 52.2458
2030-11-02 02:00 | 29.9842 | 50.4698
2030-11-02 03:00 | 30.7112 | 50.9206
2030-11-02 04:00 | 31.5111 | 50.2614
2030-11-02 05:00 | 32.3612 | 53.0394
2030-11-02 06:00 | 35.1251 | 60.0065
2030-11-02 07:00 | 40.9678 | 63.173
2030-11-02 08:00 | 42.9239 | 62.7858
2030-11-02 09:00 | 42.6351 | 64.6423
2030-11-02 10:00 | 41.6424 | 61.6991
2030-11-02 11:00 | 39.911 | 59.0354
2030-11-02 12:00 | 38.5497 | 59.8276
2030-11-02 13:00 | 37.892 | 58.6653
2030-11-02 14:00 | 37.0247 | 53.9231
2030-11-02 15:00 | 37.3557 | 58.6367
2030-11-02 16:00 | 39.8459 | 61.383
2030-11-02 17:00 | 42.7467 | 67.3578
2030-11-02 18:00 | 44.5732 | 71.3299
2030-11-02 19:00 | 41.5186 | 69.1712
2030-11-02 20:00 | 37.9172 | 64.0468
2030-11-02 21:00 | 34.661 | 59.0611
2030-11-02 22:00 | 32.4562 | 57.0663
2030-11-02 23:00 | 30.4726 | 56.0579
2030-11-03 | 29.6151 | 56.1701
2030-11-03 01:00 | 29.5601 | 55.6966
2030-11-03 02:00 | 29.7728 | 52.8539
2030-11-03 03:00 | 30.2951 | 51.815
2030-11-03 04:00 | 30.5736 | 50.7872
2030-11-03 05:00 | 30.4396 | 51.5675
2030-11-03 06:00 | 31.0622 | 54.255
2030-11-03 07:00 | 36.0871 | 54.6611
2030-11-03 08:00 | 39.788 | 56.8628
2030-11-03 09:00 | 40.9543 | 59.2805
2030-11-03 10:00 | 40.1519 | 59.6389
2030-11-03 11:00 | 39.4141 | 56.9506
2030-11-03 12:00 | 38.5786 | 58.395
2030-11-03 13:00 | 38.0615 | 57.4269
2030-11-03 14:00 | 37.7092 | 54.0227
2030-11-03 15:00 | 38.4263 | 60.3138
2030-11-03 16:00 | 41.1999 | 63.6272
2030-11-03 17:00 | 44.7734 | 70.1156
2030-11-03 18:00 | 48.6279 | 74.4683
2030-11-03 19:00 | 45.0162 | 71.3323
2030-11-03 20:00 | 41.2528 | 67.0213
2030-11-03 21:00 | 38.3782 | 63.4385
2030-11-03 22:00 | 36.4195 | 62.9113
2030-11-03 23:00 | 34.2646 | 61.9607
2030-11-04 | 31.5428 | 59.5212
2030-11-04 01:00 | 30.8345 | 56.667
2030-11-04 02:00 | 31.3775 | 53.8403
2030-11-04 03:00 | 32.2058 | 53.4092
2030-11-04 04:00 | 32.9143 | 52.6599
2030-11-04 05:00 | 33.7311 | 54.594
2030-11-04 06:00 | 36.5958 | 60.3807
2030-11-04 07:00 | 43.8472 | 64.8932
2030-11-04 08:00 | 47.5692 | 67.8449
2030-11-04 09:00 | 47.8235 | 69.3631
2030-11-04 10:00 | 46.7385 | 68.021
2030-11-04 11:00 | 45.5748 | 65.0397
2030-11-04 12:00 | 45.1091 | 66.4001
2030-11-04 13:00 | 44.9358 | 66.168
2030-11-04 14:00 | 44.7535 | 61.7262
2030-11-04 15:00 | 45.4951 | 66.7265
2030-11-04 16:00 | 47.5755 | 69.908
2030-11-04 17:00 | 50.1041 | 75.8327
2030-11-04 18:00 | 52.3813 | 79.3438
2030-11-04 19:00 | 48.9605 | 76.0669
2030-11-04 20:00 | 45.4438 | 71.387
2030-11-04 21:00 | 42.3254 | 67.0066
2030-11-04 22:00 | 39.7532 | 64.7326
2030-11-04 23:00 | 36.8887 | 62.2007
2030-11-05 | 34.3376 | 61.3143
2030-11-05 01:00 | 32.4002 | 56.4477
2030-11-05 02:00 | 32.7877 | 53.3114
2030-11-05 03:00 | 33.5419 | 52.866
2030-11-05 04:00 | 34.1787 | 52.0955
2030-11-05 05:00 | 35.0071 | 54.0057
2030-11-05 06:00 | 37.8172 | 60.1937
2030-11-05 07:00 | 44.7407 | 64.8462
2030-11-05 08:00 | 48.0429 | 67.8305
2030-11-05 09:00 | 47.9345 | 68.589
2030-11-05 10:00 | 46.4567 | 66.9813
2030-11-05 11:00 | 45.1741 | 64.7851
2030-11-05 12:00 | 43.9258 | 66.6053
2030-11-05 13:00 | 43.6302 | 66.3356
2030-11-05 14:00 | 43.4133 | 62.1817
2030-11-05 15:00 | 44.0957 | 68.1165
2030-11-05 16:00 | 46.0533 | 71.7111
2030-11-05 17:00 | 48.756 | 76.4396
2030-11-05 18:00 | 49.7504 | 80.9878
2030-11-05 19:00 | 46.9217 | 77.5413
2030-11-05 20:00 | 43.9474 | 73.0564
2030-11-05 21:00 | 41.1321 | 68.8629
2030-11-05 22:00 | 38.7296 | 66.8205
2030-11-05 23:00 | 36.0437 | 64.4528
2030-11-06 | 33.9725 | 61.5911
2030-11-06 01:00 | 31.9311 | 59.9363
2030-11-06 02:00 | 32.2837 | 56.6571
2030-11-06 03:00 | 33.0533 | 55.8844
2030-11-06 04:00 | 33.6352 | 55.2102
2030-11-06 05:00 | 34.4562 | 56.7715
2030-11-06 06:00 | 37.2963 | 62.1743
2030-11-06 07:00 | 44.1232 | 66.4432
2030-11-06 08:00 | 46.9085 | 69.5059
2030-11-06 09:00 | 45.8835 | 71.008
2030-11-06 10:00 | 43.6585 | 69.7952
2030-11-06 11:00 | 41.8214 | 67.0907
2030-11-06 12:00 | 40.5053 | 72.9075
2030-11-06 13:00 | 39.957 | 73.0404
2030-11-06 14:00 | 39.8561 | 69.0043
2030-11-06 15:00 | 40.2185 | 74.0257
2030-11-06 16:00 | 42.1729 | 76.3238
2030-11-06 17:00 | 45.146 | 80.1626
2030-11-06 18:00 | 49.1149 | 81.6411
2030-11-06 19:00 | 46.1095 | 78.8974
2030-11-06 20:00 | 43.0106 | 75.3171
2030-11-06 21:00 | 40.2251 | 71.6587
2030-11-06 22:00 | 37.8755 | 69.5031
2030-11-06 23:00 | 35.1644 | 66.7939
2030-11-07 | 32.5474 | 63.3598
2030-11-07 01:00 | 31.5093 | 60.4608
2030-11-07 02:00 | 31.8866 | 57.2897
2030-11-07 03:00 | 32.6302 | 56.8275
2030-11-07 04:00 | 33.1843 | 56.0428
2030-11-07 05:00 | 33.9859 | 57.804
2030-11-07 06:00 | 36.665 | 63.3703
2030-11-07 07:00 | 43.6351 | 67.7203
2030-11-07 08:00 | 46.5023 | 70.8445
2030-11-07 09:00 | 45.7369 | 72.6918
2030-11-07 10:00 | 43.6895 | 71.8519
2030-11-07 11:00 | 42.1384 | 69.2596
2030-11-07 12:00 | 40.2167 | 73.7105
2030-11-07 13:00 | 39.947 | 73.3757
2030-11-07 14:00 | 40.3095 | 69.3277
2030-11-07 15:00 | 41.2406 | 74.6834
2030-11-07 16:00 | 43.2269 | 77.1595
2030-11-07 17:00 | 45.6148 | 81.1438
2030-11-07 18:00 | 48.6606 | 83.2517
2030-11-07 19:00 | 45.6557 | 80.096
2030-11-07 20:00 | 42.7522 | 75.6888
2030-11-07 21:00 | 39.7095 | 71.3539
2030-11-07 22:00 | 37.4613 | 69.0306
2030-11-07 23:00 | 34.8133 | 66.3358
2030-11-08 | 32.7211 | 64.8104
2030-11-08 01:00 | 31.8493 | 58.5046
2030-11-08 02:00 | 32.1735 | 55.6539
2030-11-08 03:00 | 32.8798 | 55.4169
2030-11-08 04:00 | 33.4438 | 54.4551
2030-11-08 05:00 | 34.1635 | 55.9446
2030-11-08 06:00 | 36.8804 | 62.3816
2030-11-08 07:00 | 43.8709 | 67.0104
2030-11-08 08:00 | 47.1819 | 70.7868
2030-11-08 09:00 | 46.4309 | 73.4345
2030-11-08 10:00 | 44.6033 | 73.2454
2030-11-08 11:00 | 42.5898 | 70.9144
2030-11-08 12:00 | 43.4424 | 69.8487
2030-11-08 13:00 | 42.9729 | 69.4428
2030-11-08 14:00 | 42.6648 | 65.69
2030-11-08 15:00 | 42.6383 | 70.9468
2030-11-08 16:00 | 44.1348 | 72.9728
2030-11-08 17:00 | 46.5445 | 77.1466
2030-11-08 18:00 | 49.3992 | 80.6781
2030-11-08 19:00 | 45.9989 | 77.3075
2030-11-08 20:00 | 42.6421 | 72.1825
2030-11-08 21:00 | 39.6663 | 67.7687
2030-11-08 22:00 | 37.3093 | 65.5723
2030-11-08 23:00 | 34.6803 | 62.9595
2030-11-09 | 32.8497 | 61.708
2030-11-09 01:00 | 31.0272 | 57.3982
2030-11-09 02:00 | 31.2304 | 54.7329
2030-11-09 03:00 | 31.7719 | 54.4521
2030-11-09 04:00 | 32.058 | 53.2089
2030-11-09 05:00 | 31.9838 | 54.179
2030-11-09 06:00 | 32.9338 | 58.9521
2030-11-09 07:00 | 38.3636 | 60.1423
2030-11-09 08:00 | 42.1045 | 62.5133
2030-11-09 09:00 | 43.3654 | 66.5225
2030-11-09 10:00 | 42.5868 | 68.135
2030-11-09 11:00 | 41.6174 | 66.8876
2030-11-09 12:00 | 40.1691 | 67.2255
2030-11-09 13:00 | 39.5143 | 67.1385
2030-11-09 14:00 | 39.1351 | 62.7744
2030-11-09 15:00 | 39.5933 | 67.7505
2030-11-09 16:00 | 41.8856 | 70.3296
2030-11-09 17:00 | 45.0856 | 74.4633
2030-11-09 18:00 | 48.4178 | 77.3568
2030-11-09 19:00 | 44.4662 | 72.7667
2030-11-09 20:00 | 40.6892 | 67.2245
2030-11-09 21:00 | 37.6982 | 63.2394
2030-11-09 22:00 | 35.8373 | 62.4713
2030-11-09 23:00 | 33.8237 | 61.7727
2030-11-10 | 31.786 | 60.618
2030-11-10 01:00 | 29.8201 | 57.3575
2030-11-10 02:00 | 29.9957 | 54.5352
2030-11-10 03:00 | 30.5378 | 53.9709
2030-11-10 04:00 | 30.7808 | 52.7916
2030-11-10 05:00 | 30.6283 | 53.3219
2030-11-10 06:00 | 31.5618 | 56.7
2030-11-10 07:00 | 36.4636 | 57.2205
2030-11-10 08:00 | 40.2054 | 58.8429
2030-11-10 09:00 | 41.4691 | 62.68
2030-11-10 10:00 | 41.0049 | 64.6849
2030-11-10 11:00 | 40.4539 | 64.4221
2030-11-10 12:00 | 39.8852 | 61.8236
2030-11-10 13:00 | 39.3953 | 61.8822
2030-11-10 14:00 | 39.0045 | 59.0195
2030-11-10 15:00 | 39.7435 | 65.0604
2030-11-10 16:00 | 42.5572 | 68.1365
2030-11-10 17:00 | 46.2898 | 73.9583
2030-11-10 18:00 | 50.0433 | 75.867
2030-11-10 19:00 | 46.2746 | 73.055
2030-11-10 20:00 | 42.3706 | 68.3094
2030-11-10 21:00 | 39.3715 | 64.2583
2030-11-10 22:00 | 37.4092 | 63.1729
2030-11-10 23:00 | 35.2264 | 61.6932
2030-11-11 | 32.5043 | 62.1357
2030-11-11 01:00 | 31.9665 | 56.5082
2030-11-11 02:00 | 32.5071 | 53.889
2030-11-11 03:00 | 33.3792 | 53.7183
2030-11-11 04:00 | 34.0362 | 52.8382
2030-11-11 05:00 | 34.7843 | 54.7814
2030-11-11 06:00 | 37.4833 | 61.6371
2030-11-11 07:00 | 44.7198 | 65.87
2030-11-11 08:00 | 48.5936 | 68.6335
2030-11-11 09:00 | 48.8471 | 68.9471
2030-11-11 10:00 | 47.7525 | 66.5919
2030-11-11 11:00 | 46.6508 | 63.8365
2030-11-11 12:00 | 45.8689 | 66.9047
2030-11-11 13:00 | 45.6089 | 67.1299
2030-11-11 14:00 | 45.4324 | 63.5404
2030-11-11 15:00 | 46.1557 | 68.9723
2030-11-11 16:00 | 48.3889 | 72.4702
2030-11-11 17:00 | 51.1668 | 78.2743
2030-11-11 18:00 | 52.9481 | 82.8664
2030-11-11 19:00 | 49.8683 | 78.9426
2030-11-11 20:00 | 46.649 | 73.7803
2030-11-11 21:00 | 43.686 | 69.1933
2030-11-11 22:00 | 41.176 | 66.8244
2030-11-11 23:00 | 38.2872 | 64.01
2030-11-12 | 35.6503 | 62.2042
2030-11-12 01:00 | 33.9487 | 58.7044
2030-11-12 02:00 | 34.3468 | 55.617
2030-11-12 03:00 | 35.1817 | 54.8746
2030-11-12 04:00 | 35.7867 | 53.7863
2030-11-12 05:00 | 36.5678 | 55.2516
2030-11-12 06:00 | 39.369 | 61.1915
2030-11-12 07:00 | 46.3237 | 65.2015
2030-11-12 08:00 | 49.928 | 67.7445
2030-11-12 09:00 | 49.7746 | 68.8806
2030-11-12 10:00 | 48.2118 | 67.7798
2030-11-12 11:00 | 46.8237 | 67.0019
2030-11-12 12:00 | 46.3085 | 64.2509
2030-11-12 13:00 | 46.0368 | 64.1114
2030-11-12 14:00 | 45.8399 | 60.1939
2030-11-12 15:00 | 46.4633 | 66.0891
2030-11-12 16:00 | 48.5763 | 69.9942
2030-11-12 17:00 | 51.3787 | 75.419
2030-11-12 18:00 | 53.9053 | 81.2091
2030-11-12 19:00 | 50.3811 | 77.2926
2030-11-12 20:00 | 46.9835 | 72.4764
2030-11-12 21:00 | 43.8574 | 68.3127
2030-11-12 22:00 | 41.2664 | 66.224
2030-11-12 23:00 | 38.344 | 63.7306
2030-11-13 | 35.9801 | 62.3587
2030-11-13 01:00 | 34.0141 | 58.7511
2030-11-13 02:00 | 34.3346 | 55.5382
2030-11-13 03:00 | 35.0719 | 54.7439
2030-11-13 04:00 | 35.542 | 53.9104
2030-11-13 05:00 | 36.2063 | 55.1847
2030-11-13 06:00 | 38.8837 | 60.0705
2030-11-13 07:00 | 45.7236 | 64.091
2030-11-13 08:00 | 49.0711 | 66.4316
2030-11-13 09:00 | 49.0194 | 66.0312
2030-11-13 10:00 | 47.4979 | 62.9017
2030-11-13 11:00 | 46.2452 | 60.2274
2030-11-13 12:00 | 44.2723 | 58.3732
2030-11-13 13:00 | 43.8432 | 57.4419
2030-11-13 14:00 | 43.8442 | 52.8252
2030-11-13 15:00 | 44.3203 | 57.3925
2030-11-13 16:00 | 46.3759 | 61.872
2030-11-13 17:00 | 49.3123 | 70.6604
2030-11-13 18:00 | 51.2023 | 78.1104
2030-11-13 19:00 | 48.3004 | 75.737
2030-11-13 20:00 | 45.241 | 71.7911
2030-11-13 21:00 | 42.4468 | 68.1115
2030-11-13 22:00 | 40.0745 | 65.8345
2030-11-13 23:00 | 37.2158 | 62.6321
2030-11-14 | 34.6422 | 62.4044
2030-11-14 01:00 | 32.9804 | 59.4803
2030-11-14 02:00 | 33.3162 | 56.274
2030-11-14 03:00 | 34.0561 | 55.5802
2030-11-14 04:00 | 34.5234 | 54.6302
2030-11-14 05:00 | 35.2454 | 56.378
2030-11-14 06:00 | 38.0397 | 61.9878
2030-11-14 07:00 | 44.7687 | 65.5883
2030-11-14 08:00 | 47.8828 | 67.8131
2030-11-14 09:00 | 46.8644 | 68.2685
2030-11-14 10:00 | 44.783 | 65.6135
2030-11-14 11:00 | 42.8416 | 64.583
2030-11-14 12:00 | 42.8627 | 58.3233
2030-11-14 13:00 | 42.1257 | 58.2906
2030-11-14 14:00 | 42.2627 | 55.1556
2030-11-14 15:00 | 42.5482 | 60.3505
2030-11-14 16:00 | 44.5581 | 64.8171
2030-11-14 17:00 | 47.526 | 71.3733
2030-11-14 18:00 | 51.6319 | 77.0291
2030-11-14 19:00 | 48.3061 | 74.4678
2030-11-14 20:00 | 45.1467 | 71.0913
2030-11-14 21:00 | 42.1962 | 67.3263
2030-11-14 22:00 | 39.8329 | 65.3411
2030-11-14 23:00 | 36.9892 | 62.7783
2030-11-15 | 34.378 | 60.5167
2030-11-15 01:00 | 32.8134 | 56.845
2030-11-15 02:00 | 33.1104 | 53.8631
2030-11-15 03:00 | 33.8302 | 53.411
2030-11-15 04:00 | 34.3058 | 52.3321
2030-11-15 05:00 | 34.9899 | 53.5692
2030-11-15 06:00 | 37.611 | 59.664
2030-11-15 07:00 | 44.4448 | 63.5156
2030-11-15 08:00 | 47.9238 | 66.3265
2030-11-15 09:00 | 47.8508 | 68.1699
2030-11-15 10:00 | 46.597 | 67.3736
2030-11-15 11:00 | 45.3144 | 66.6625
2030-11-15 12:00 | 44.9705 | 65.6344
2030-11-15 13:00 | 44.4809 | 65.5254
2030-11-15 14:00 | 44.346 | 61.5668
2030-11-15 15:00 | 44.4004 | 66.8409
2030-11-15 16:00 | 45.9418 | 70.0049
2030-11-15 17:00 | 48.5264 | 75.1417
2030-11-15 18:00 | 50.7063 | 79.4917
2030-11-15 19:00 | 47.1936 | 76.5305
2030-11-15 20:00 | 43.8426 | 72.3839
2030-11-15 21:00 | 40.8885 | 68.6703
2030-11-15 22:00 | 38.5212 | 66.6484
2030-11-15 23:00 | 35.7917 | 63.8319
2030-11-16 | 33.382 | 60.6708
2030-11-16 01:00 | 32.2042 | 58.3042
2030-11-16 02:00 | 32.4531 | 55.3376
2030-11-16 03:00 | 33.1159 | 54.9591
2030-11-16 04:00 | 33.4236 | 53.9777
2030-11-16 05:00 | 33.5561 | 54.6454
2030-11-16 06:00 | 35.1226 | 58.2781
2030-11-16 07:00 | 40.2541 | 59.582
2030-11-16 08:00 | 43.2375 | 62.5905
2030-11-16 09:00 | 43.9528 | 67.2992
2030-11-16 10:00 | 43.4576 | 68.3544
2030-11-16 11:00 | 42.5176 | 67.1663
2030-11-16 12:00 | 42.7969 | 64.7409
2030-11-16 13:00 | 42.2153 | 64.5741
2030-11-16 14:00 | 41.8966 | 61.2636
2030-11-16 15:00 | 42.1921 | 66.9303
2030-11-16 16:00 | 44.479 | 69.9944
2030-11-16 17:00 | 48.0045 | 75.475
2030-11-16 18:00 | 51.9849 | 79.8963
2030-11-16 19:00 | 48.2589 | 76.0871
2030-11-16 20:00 | 44.4229 | 70.9354
2030-11-16 21:00 | 40.9599 | 67.2851
2030-11-16 22:00 | 39.0659 | 66.424
2030-11-16 23:00 | 36.8782 | 65.0632
2030-11-17 | 34.2856 | 63.1552
2030-11-17 01:00 | 32.7305 | 60.0738
2030-11-17 02:00 | 32.9245 | 57.1814
2030-11-17 03:00 | 33.5166 | 56.254
2030-11-17 04:00 | 33.7215 | 55.3437
2030-11-17 05:00 | 33.7335 | 56.0491
2030-11-17 06:00 | 34.9697 | 57.4027
2030-11-17 07:00 | 39.6851 | 57.8349
2030-11-17 08:00 | 42.1556 | 60.102
2030-11-17 09:00 | 42.3101 | 64.3177
2030-11-17 10:00 | 41.2415 | 65.838
2030-11-17 11:00 | 40.0206 | 64.9937
2030-11-17 12:00 | 40.0657 | 62.0042
2030-11-17 13:00 | 39.7379 | 61.8756
2030-11-17 14:00 | 39.7208 | 59.4217
2030-11-17 15:00 | 40.1994 | 65.9613
2030-11-17 16:00 | 42.8366 | 69.4782
2030-11-17 17:00 | 46.9191 | 76.4619
2030-11-17 18:00 | 52.297 | 80.0943
2030-11-17 19:00 | 48.8887 | 76.8444
2030-11-17 20:00 | 45.3649 | 71.2623
2030-11-17 21:00 | 41.8162 | 67.0155
2030-11-17 22:00 | 39.5401 | 66.1214
2030-11-17 23:00 | 37.1432 | 64.513
2030-11-18 | 35.162 | 64.6779
2030-11-18 01:00 | 34.3127 | 60.1777
2030-11-18 02:00 | 34.8018 | 57.3944
2030-11-18 03:00 | 35.6714 | 57.1767
2030-11-18 04:00 | 36.2385 | 56.3007
2030-11-18 05:00 | 36.8502 | 58.2104
2030-11-18 06:00 | 39.7243 | 64.2825
2030-11-18 07:00 | 46.7825 | 68.4367
2030-11-18 08:00 | 50.7216 | 72.3094
2030-11-18 09:00 | 50.7091 | 74.2564
2030-11-18 10:00 | 49.3355 | 72.417
2030-11-18 11:00 | 47.9668 | 69.2719
2030-11-18 12:00 | 47.3479 | 67.6537
2030-11-18 13:00 | 46.9244 | 67.2261
2030-11-18 14:00 | 46.8822 | 63.154
2030-11-18 15:00 | 47.5192 | 68.0483
2030-11-18 16:00 | 49.9347 | 71.7105
2030-11-18 17:00 | 52.9327 | 79.3153
2030-11-18 18:00 | 57.3989 | 83.8305
2030-11-18 19:00 | 53.808 | 81.2539
2030-11-18 20:00 | 50.0792 | 76.8886
2030-11-18 21:00 | 46.835 | 72.904
2030-11-18 22:00 | 44.1892 | 70.3829
2030-11-18 23:00 | 40.9996 | 66.9966
2030-11-19 | 37.6129 | 65.7551
2030-11-19 01:00 | 35.9306 | 61.1485
2030-11-19 02:00 | 36.3276 | 57.9862
2030-11-19 03:00 | 37.1385 | 57.4636
2030-11-19 04:00 | 37.6406 | 56.4804
2030-11-19 05:00 | 38.311 | 58.0783
2030-11-19 06:00 | 40.8913 | 63.868
2030-11-19 07:00 | 47.5546 | 68.2111
2030-11-19 08:00 | 50.9553 | 72.2717
2030-11-19 09:00 | 49.9342 | 74.4301
2030-11-19 10:00 | 47.7201 | 73.4207
2030-11-19 11:00 | 45.797 | 71.5983
2030-11-19 12:00 | 46.1336 | 74.3133
2030-11-19 13:00 | 45.3872 | 74.3123
2030-11-19 14:00 | 45.4664 | 70.9849
2030-11-19 15:00 | 46.0383 | 76.3414
2030-11-19 16:00 | 48.4281 | 79.2723
2030-11-19 17:00 | 51.8053 | 83.348
2030-11-19 18:00 | 55.2328 | 85.9786
2030-11-19 19:00 | 52.1285 | 82.2161
2030-11-19 20:00 | 48.9605 | 77.2504
2030-11-19 21:00 | 45.9501 | 72.9969
2030-11-19 22:00 | 43.456 | 70.5832
2030-11-19 23:00 | 40.4037 | 67.5503
2030-11-20 | 37.4856 | 65.5774
2030-11-20 01:00 | 35.5992 | 60.0661
2030-11-20 02:00 | 35.9307 | 57.0093
2030-11-20 03:00 | 36.6524 | 56.3515
2030-11-20 04:00 | 37.0849 | 55.3589
2030-11-20 05:00 | 37.6304 | 56.6064
2030-11-20 06:00 | 40.203 | 62.4915
2030-11-20 07:00 | 46.9923 | 66.5343
2030-11-20 08:00 | 50.6739 | 70.2506
2030-11-20 09:00 | 50.8155 | 72.9937
2030-11-20 10:00 | 49.3824 | 72.7174
2030-11-20 11:00 | 48.1802 | 71.6567
2030-11-20 12:00 | 47.4229 | 70.2816
2030-11-20 13:00 | 46.9372 | 70.3512
2030-11-20 14:00 | 46.9718 | 66.9104
2030-11-20 15:00 | 47.3127 | 71.3014
2030-11-20 16:00 | 49.4368 | 74.1262
2030-11-20 17:00 | 52.4201 | 79.3647
2030-11-20 18:00 | 54.973 | 82.0756
2030-11-20 19:00 | 51.492 | 78.8103
2030-11-20 20:00 | 48.167 | 74.2195
2030-11-20 21:00 | 45.0645 | 70.3237
2030-11-20 22:00 | 42.5338 | 67.8762
2030-11-20 23:00 | 39.4565 | 64.5816
2030-11-21 | 37.239 | 63.4176
2030-11-21 01:00 | 34.8889 | 59.5464
2030-11-21 02:00 | 35.1857 | 56.4325
2030-11-21 03:00 | 35.9149 | 55.9903
2030-11-21 04:00 | 36.2996 | 54.975
2030-11-21 05:00 | 36.9119 | 56.3874
2030-11-21 06:00 | 39.5134 | 61.9796
2030-11-21 07:00 | 46.1801 | 66.1191
2030-11-21 08:00 | 49.7453 | 70.1865
2030-11-21 09:00 | 49.6389 | 73.9884
2030-11-21 10:00 | 48.1833 | 74.5729
2030-11-21 11:00 | 46.8248 | 73.9129
2030-11-21 12:00 | 46.3939 | 73.6046
2030-11-21 13:00 | 45.8257 | 73.7582
2030-11-21 14:00 | 45.9573 | 70.2197
2030-11-21 15:00 | 46.3374 | 75.1509
2030-11-21 16:00 | 48.3514 | 78.1191
2030-11-21 17:00 | 51.1722 | 82.4331
2030-11-21 18:00 | 53.7068 | 84.8177
2030-11-21 19:00 | 50.2116 | 81.2415
2030-11-21 20:00 | 46.9561 | 76.7564
2030-11-21 21:00 | 43.8975 | 72.6313
2030-11-21 22:00 | 41.466 | 70.1248
2030-11-21 23:00 | 38.5104 | 67.0666
2030-11-22 | 35.8669 | 64.5045
2030-11-22 01:00 | 33.3096 | 61.254
2030-11-22 02:00 | 33.4976 | 58.1238
2030-11-22 03:00 | 34.1477 | 57.7343
2030-11-22 04:00 | 34.4478 | 56.7711
2030-11-22 05:00 | 34.996 | 58.0096
2030-11-22 06:00 | 37.7039 | 63.6947
2030-11-22 07:00 | 44.3284 | 67.7254
2030-11-22 08:00 | 47.5247 | 72.1897
2030-11-22 09:00 | 47.0683 | 76.121
2030-11-22 10:00 | 45.6927 | 76.8499
2030-11-22 11:00 | 44.3418 | 76.4194
2030-11-22 12:00 | 43.6743 | 74.9432
2030-11-22 13:00 | 43.0445 | 75.0821
2030-11-22 14:00 | 43.1244 | 71.8993
2030-11-22 15:00 | 43.023 | 76.8524
2030-11-22 16:00 | 44.5052 | 79.2302
2030-11-22 17:00 | 47.2504 | 83.2544
2030-11-22 18:00 | 50.4142 | 83.5931
2030-11-22 19:00 | 46.7853 | 81.347
2030-11-22 20:00 | 43.3869 | 77.1993
2030-11-22 21:00 | 40.4776 | 73.5133
2030-11-22 22:00 | 38.1863 | 71.208
2030-11-22 23:00 | 35.4321 | 67.6844
2030-11-23 | 32.8139 | 65.4864
2030-11-23 01:00 | 31.1893 | 61.6646
2030-11-23 02:00 | 31.3589 | 58.7697
2030-11-23 03:00 | 31.9777 | 58.469
2030-11-23 04:00 | 32.148 | 57.7673
2030-11-23 05:00 | 32.1023 | 58.9287
2030-11-23 06:00 | 33.1907 | 63.2935
2030-11-23 07:00 | 38.4284 | 64.3965
2030-11-23 08:00 | 41.8945 | 66.5698
2030-11-23 09:00 | 42.9074 | 70.0246
2030-11-23 10:00 | 42.6281 | 69.6796
2030-11-23 11:00 | 42.384 | 66.7563
2030-11-23 12:00 | 41.5746 | 66.7953
2030-11-23 13:00 | 40.8558 | 65.8299
2030-11-23 14:00 | 40.274 | 62.0512
2030-11-23 15:00 | 40.2831 | 66.4436
2030-11-23 16:00 | 42.486 | 69.3569
2030-11-23 17:00 | 46.0268 | 76.9953
2030-11-23 18:00 | 49.1869 | 81.837
2030-11-23 19:00 | 45.2487 | 78.9415
2030-11-23 20:00 | 41.2885 | 73.0586
2030-11-23 21:00 | 38.5113 | 68.9947
2030-11-23 22:00 | 36.92 | 67.9844
2030-11-23 23:00 | 34.8827 | 66.3156
2030-11-24 | 32.6481 | 66.5779
2030-11-24 01:00 | 30.7894 | 62.1669
2030-11-24 02:00 | 30.9969 | 59.5991
2030-11-24 03:00 | 31.6835 | 59.0854
2030-11-24 04:00 | 31.7814 | 58.171
2030-11-24 05:00 | 31.6095 | 59.129
2030-11-24 06:00 | 32.5161 | 62.4992
2030-11-24 07:00 | 37.5454 | 62.48
2030-11-24 08:00 | 40.931 | 63.2381
2030-11-24 09:00 | 41.9634 | 66.1092
2030-11-24 10:00 | 41.6233 | 66.6583
2030-11-24 11:00 | 41.4549 | 65.6621
2030-11-24 12:00 | 41.8591 | 65.9057
2030-11-24 13:00 | 41.5923 | 66.3583
2030-11-24 14:00 | 41.5344 | 63.4263
2030-11-24 15:00 | 42.0124 | 69.4129
2030-11-24 16:00 | 44.7404 | 73.0144
2030-11-24 17:00 | 48.7447 | 79.4259
2030-11-24 18:00 | 51.5535 | 82.6299
2030-11-24 19:00 | 47.788 | 79.6226
2030-11-24 20:00 | 44.1737 | 74.8016
2030-11-24 21:00 | 40.94 | 71.1171
2030-11-24 22:00 | 38.9604 | 70.2256
2030-11-24 23:00 | 36.5713 | 68.591
2030-11-25 | 34.4431 | 66.548
2030-11-25 01:00 | 32.5771 | 64.8799
2030-11-25 02:00 | 32.9863 | 61.8344
2030-11-25 03:00 | 33.8963 | 61.0562
2030-11-25 04:00 | 34.3357 | 60.0169
2030-11-25 05:00 | 34.9653 | 61.4536
2030-11-25 06:00 | 37.8419 | 65.4703
2030-11-25 07:00 | 45.0502 | 69.0284
2030-11-25 08:00 | 48.7811 | 72.397
2030-11-25 09:00 | 48.7038 | 73.8285
2030-11-25 10:00 | 47.5928 | 71.5748
2030-11-25 11:00 | 46.6682 | 68.9298
2030-11-25 12:00 | 46.4475 | 66.195
2030-11-25 13:00 | 46.3775 | 65.8163
2030-11-25 14:00 | 46.0802 | 61.806
2030-11-25 15:00 | 46.511 | 66.3382
2030-11-25 16:00 | 48.5379 | 70.394
2030-11-25 17:00 | 51.3294 | 78.2553
2030-11-25 18:00 | 53.5634 | 86.2553
2030-11-25 19:00 | 49.7759 | 82.9962
2030-11-25 20:00 | 46.3522 | 78.5366
2030-11-25 21:00 | 43.28 | 74.5463
2030-11-25 22:00 | 40.7018 | 71.8225
2030-11-25 23:00 | 37.7952 | 68.6075
2030-11-26 | 35.5594 | 67.5253
2030-11-26 01:00 | 34.0025 | 62.4742
2030-11-26 02:00 | 34.315 | 59.2172
2030-11-26 03:00 | 35.1436 | 58.5367
2030-11-26 04:00 | 35.5677 | 57.4046
2030-11-26 05:00 | 36.1609 | 58.6567
2030-11-26 06:00 | 38.8288 | 63.4338
2030-11-26 07:00 | 45.8382 | 67.6598
2030-11-26 08:00 | 49.648 | 72.3524
2030-11-26 09:00 | 49.7167 | 75.8065
2030-11-26 10:00 | 48.6644 | 75.9654
2030-11-26 11:00 | 47.7162 | 75.4271
2030-11-26 12:00 | 47.0128 | 73.883
2030-11-26 13:00 | 46.6228 | 73.989
2030-11-26 14:00 | 46.656 | 70.8525
2030-11-26 15:00 | 47.064 | 76.1164
2030-11-26 16:00 | 49.2626 | 79.3739
2030-11-26 17:00 | 52.4048 | 83.9394
2030-11-26 18:00 | 54.95 | 86.9256
2030-11-26 19:00 | 51.6521 | 83.1399
2030-11-26 20:00 | 48.445 | 78.2021
2030-11-26 21:00 | 45.6167 | 74.0035
2030-11-26 22:00 | 43.2229 | 71.4253
2030-11-26 23:00 | 40.2384 | 68.272
2030-11-27 | 37.0875 | 66.7293
2030-11-27 01:00 | 35.4828 | 62.0902
2030-11-27 02:00 | 35.8223 | 58.8944
2030-11-27 03:00 | 36.6202 | 58.3087
2030-11-27 04:00 | 36.9892 | 57.3445
2030-11-27 05:00 | 37.5223 | 58.5903
2030-11-27 06:00 | 39.8796 | 64.3988
2030-11-27 07:00 | 46.7889 | 68.0847
2030-11-27 08:00 | 50.5787 | 72.2499
2030-11-27 09:00 | 50.4467 | 75.4995
2030-11-27 10:00 | 48.9731 | 75.4775
2030-11-27 11:00 | 47.7824 | 75.1084
2030-11-27 12:00 | 47.075 | 72.8549
2030-11-27 13:00 | 46.6209 | 73.2112
2030-11-27 14:00 | 46.5594 | 69.9725
2030-11-27 15:00 | 46.9075 | 74.6547
2030-11-27 16:00 | 49.0874 | 77.8396
2030-11-27 17:00 | 52.3208 | 83.146
2030-11-27 18:00 | 55.1539 | 86.9513
2030-11-27 19:00 | 51.7153 | 84.2153
2030-11-27 20:00 | 48.4865 | 80.5361
2030-11-27 21:00 | 45.5762 | 77.1652
2030-11-27 22:00 | 43.1117 | 74.655
2030-11-27 23:00 | 40.0876 | 71.083
2030-11-28 | 37.3898 | 66.6968
2030-11-28 01:00 | 35.2254 | 63.1669
2030-11-28 02:00 | 35.4963 | 59.923
2030-11-28 03:00 | 36.2673 | 59.5224
2030-11-28 04:00 | 36.6203 | 58.6011
2030-11-28 05:00 | 37.1455 | 60.2716
2030-11-28 06:00 | 39.9313 | 64.7281
2030-11-28 07:00 | 46.6071 | 68.7603
2030-11-28 08:00 | 50.1359 | 73.1777
2030-11-28 09:00 | 49.7621 | 75.4813
2030-11-28 10:00 | 48.2228 | 73.9357
2030-11-28 11:00 | 46.9933 | 71.6351
2030-11-28 12:00 | 46.9672 | 75.4359
2030-11-28 13:00 | 46.483 | 75.5649
2030-11-28 14:00 | 46.5719 | 72.4257
2030-11-28 15:00 | 46.9294 | 77.76
2030-11-28 16:00 | 49.0777 | 80.697
2030-11-28 17:00 | 52.0418 | 85.6655
2030-11-28 18:00 | 55.6008 | 88.7734
2030-11-28 19:00 | 52.1514 | 85.4133
2030-11-28 20:00 | 48.8561 | 80.7229
2030-11-28 21:00 | 45.8959 | 76.6486
2030-11-28 22:00 | 43.4875 | 74.0088
2030-11-28 23:00 | 40.4594 | 70.5063
2030-11-29 | 37.3739 | 68.1818
2030-11-29 01:00 | 35.7932 | 64.0276
2030-11-29 02:00 | 36.0516 | 60.9488
2030-11-29 03:00 | 36.7928 | 60.3611
2030-11-29 04:00 | 37.1502 | 59.1725
2030-11-29 05:00 | 37.6055 | 60.3169
2030-11-29 06:00 | 40.0038 | 66.2363
2030-11-29 07:00 | 46.6385 | 69.5605
2030-11-29 08:00 | 50.3219 | 73.4262
2030-11-29 09:00 | 50.183 | 76.2791
2030-11-29 10:00 | 48.9172 | 75.9319
2030-11-29 11:00 | 47.7645 | 75.2407
2030-11-29 12:00 | 47.1932 | 72.0254
2030-11-29 13:00 | 46.5878 | 72.3223
2030-11-29 14:00 | 46.5768 | 69.2926
2030-11-29 15:00 | 46.5476 | 74.2697
2030-11-29 16:00 | 48.3807 | 76.9858
2030-11-29 17:00 | 51.3006 | 81.1231
2030-11-29 18:00 | 54.173 | 86.1623
2030-11-29 19:00 | 50.767 | 83.1165
2030-11-29 20:00 | 47.421 | 78.803
2030-11-29 21:00 | 44.4766 | 75.2699
2030-11-29 22:00 | 42.1275 | 72.9821
2030-11-29 23:00 | 39.184 | 69.7306
2030-11-30 | 36.9181 | 66.1927
2030-11-30 01:00 | 34.8428 | 63.0833
2030-11-30 02:00 | 34.9922 | 60.0095
2030-11-30 03:00 | 35.6203 | 59.3839
2030-11-30 04:00 | 35.8138 | 58.1886
2030-11-30 05:00 | 36.004 | 59.1887
2030-11-30 06:00 | 37.6831 | 62.3838
2030-11-30 07:00 | 42.5218 | 62.8351
2030-11-30 08:00 | 44.8965 | 64.8164
2030-11-30 09:00 | 45.6889 | 68.4054
2030-11-30 10:00 | 45.6481 | 68.8673
2030-11-30 11:00 | 45.0518 | 68.1727
2030-11-30 12:00 | 44.3845 | 69.7499
2030-11-30 13:00 | 43.9374 | 70.4086
2030-11-30 14:00 | 43.7333 | 67.0597
2030-11-30 15:00 | 43.761 | 71.4095
2030-11-30 16:00 | 45.7737 | 74.1228
2030-11-30 17:00 | 49.5164 | 79.0585
2030-11-30 18:00 | 52.733 | 84.467
2030-11-30 19:00 | 49.8112 | 80.5848
2030-11-30 20:00 | 46.2986 | 75.292
2030-11-30 21:00 | 42.9224 | 71.5629
2030-11-30 22:00 | 41.0311 | 70.503
2030-11-30 23:00 | 38.8006 | 69.1655
2030-12-01 | 36.1668 | 65.9892
2030-12-01 01:00 | 34.7377 | 66.1868
2030-12-01 02:00 | 34.8963 | 63.0077
2030-12-01 03:00 | 35.631 | 62.0415
2030-12-01 04:00 | 35.7041 | 61.2891
2030-12-01 05:00 | 35.9928 | 61.783
2030-12-01 06:00 | 37.2896 | 64.3652
2030-12-01 07:00 | 41.7736 | 65.259
2030-12-01 08:00 | 43.5015 | 66.5534
2030-12-01 09:00 | 43.9815 | 73.221
2030-12-01 10:00 | 43.1904 | 77.5216
2030-12-01 11:00 | 41.9873 | 77.767
2030-12-01 12:00 | 41.498 | 74.782
2030-12-01 13:00 | 41.1287 | 74.7936
2030-12-01 14:00 | 41.1568 | 72.6357
2030-12-01 15:00 | 41.675 | 78.2777
2030-12-01 16:00 | 44.188 | 80.0871
2030-12-01 17:00 | 48.5783 | 85.0281
2030-12-01 18:00 | 53.3261 | 89.4854
2030-12-01 19:00 | 50.5747 | 86.1212
2030-12-01 20:00 | 47.5352 | 80.3021
2030-12-01 21:00 | 43.8731 | 75.2389
2030-12-01 22:00 | 41.6219 | 74.0676
2030-12-01 23:00 | 39.0302 | 71.8814
2030-12-02 | 36.7532 | 71.3906
2030-12-02 01:00 | 35.1285 | 67.7842
2030-12-02 02:00 | 35.5247 | 64.7907
2030-12-02 03:00 | 36.5013 | 63.8179
2030-12-02 04:00 | 36.8495 | 62.7072
2030-12-02 05:00 | 37.53 | 64.2174
2030-12-02 06:00 | 40.4971 | 69.9247
2030-12-02 07:00 | 47.4652 | 73.683
2030-12-02 08:00 | 50.8442 | 77.3384
2030-12-02 09:00 | 50.5106 | 81.0744
2030-12-02 10:00 | 48.6008 | 82.0849
2030-12-02 11:00 | 46.6231 | 80.8957
2030-12-02 12:00 | 45.946 | 78.471
2030-12-02 13:00 | 45.0769 | 78.4957
2030-12-02 14:00 | 45.1657 | 75.5281
2030-12-02 15:00 | 45.7771 | 80.6888
2030-12-02 16:00 | 48.2367 | 83.0143
2030-12-02 17:00 | 51.6989 | 86.898
2030-12-02 18:00 | 56.1095 | 89.8708
2030-12-02 19:00 | 52.7993 | 86.6636
2030-12-02 20:00 | 49.8491 | 82.2001
2030-12-02 21:00 | 46.5609 | 77.9495
2030-12-02 22:00 | 43.9889 | 75.9316
2030-12-02 23:00 | 40.7193 | 72.2753
2030-12-03 | 37.733 | 70.4932
2030-12-03 01:00 | 35.6428 | 66.4526
2030-12-03 02:00 | 35.918 | 63.0101
2030-12-03 03:00 | 36.7826 | 62.1839
2030-12-03 04:00 | 37.0719 | 61.0282
2030-12-03 05:00 | 37.7247 | 62.1275
2030-12-03 06:00 | 40.3554 | 69.1159
2030-12-03 07:00 | 47.1428 | 72.7274
2030-12-03 08:00 | 50.6418 | 76.238
2030-12-03 09:00 | 51.0457 | 80.5689
2030-12-03 10:00 | 49.78 | 81.6511
2030-12-03 11:00 | 48.4417 | 81.1157
2030-12-03 12:00 | 46.4588 | 82.1962
2030-12-03 13:00 | 45.6263 | 81.949
2030-12-03 14:00 | 45.9243 | 77.7443
2030-12-03 15:00 | 46.5694 | 83.3058
2030-12-03 16:00 | 48.9212 | 86.0499
2030-12-03 17:00 | 52.3516 | 89.0109
2030-12-03 18:00 | 56.7006 | 92.2324
2030-12-03 19:00 | 53.1143 | 89.4198
2030-12-03 20:00 | 50.0888 | 86.045
2030-12-03 21:00 | 46.8458 | 82.2403
2030-12-03 22:00 | 44.3289 | 79.9916
2030-12-03 23:00 | 41.0752 | 76.6813
2030-12-04 | 37.9003 | 71.3926
2030-12-04 01:00 | 35.9201 | 69.4646
2030-12-04 02:00 | 36.2201 | 65.8062
2030-12-04 03:00 | 37.0803 | 64.6448
2030-12-04 04:00 | 37.3348 | 63.8448
2030-12-04 05:00 | 37.9363 | 64.9519
2030-12-04 06:00 | 40.4736 | 69.2036
2030-12-04 07:00 | 47.269 | 73.0827
2030-12-04 08:00 | 50.6454 | 77.0113
2030-12-04 09:00 | 50.5667 | 80.5506
2030-12-04 10:00 | 48.8089 | 81.573
2030-12-04 11:00 | 47.1936 | 81.1082
2030-12-04 12:00 | 46.9562 | 77.1009
2030-12-04 13:00 | 46.2168 | 76.2522
2030-12-04 14:00 | 46.4307 | 72.7739
2030-12-04 15:00 | 46.9902 | 77.2327
2030-12-04 16:00 | 49.2993 | 80.2249
2030-12-04 17:00 | 52.7034 | 85.6714
2030-12-04 18:00 | 56.0983 | 90.2754
2030-12-04 19:00 | 52.6867 | 88.3997
2030-12-04 20:00 | 49.8286 | 84.8332
2030-12-04 21:00 | 46.7154 | 80.9771
2030-12-04 22:00 | 44.2407 | 78.7193
2030-12-04 23:00 | 41.0063 | 74.4766
2030-12-05 | 38.1086 | 72.6149
2030-12-05 01:00 | 35.7994 | 66.4467
2030-12-05 02:00 | 36.0654 | 63.2302
2030-12-05 03:00 | 36.9333 | 62.9367
2030-12-05 04:00 | 37.1751 | 61.932
2030-12-05 05:00 | 37.8076 | 63.5128
2030-12-05 06:00 | 40.2205 | 69.6644
2030-12-05 07:00 | 47.0052 | 73.8457
2030-12-05 08:00 | 50.4645 | 78.2884
2030-12-05 09:00 | 50.9155 | 82.994
2030-12-05 10:00 | 49.621 | 84.1842
2030-12-05 11:00 | 48.3389 | 83.0109
2030-12-05 12:00 | 47.127 | 75.7408
2030-12-05 13:00 | 46.459 | 74.2188
2030-12-05 14:00 | 46.6202 | 69.9184
2030-12-05 15:00 | 47.1843 | 75.0623
2030-12-05 16:00 | 49.3675 | 78.3355
2030-12-05 17:00 | 52.436 | 84.9782
2030-12-05 18:00 | 56.046 | 91.0634
2030-12-05 19:00 | 52.6393 | 89.4151
2030-12-05 20:00 | 49.7507 | 85.789
2030-12-05 21:00 | 46.6229 | 81.8299
2030-12-05 22:00 | 44.1886 | 79.5113
2030-12-05 23:00 | 41.0056 | 75.4117
2030-12-06 | 37.8385 | 72.84
2030-12-06 01:00 | 36.4056 | 68.6895
2030-12-06 02:00 | 36.6813 | 65.4139
2030-12-06 03:00 | 37.6121 | 64.6924
2030-12-06 04:00 | 37.9573 | 63.6065
2030-12-06 05:00 | 38.5717 | 64.7782
2030-12-06 06:00 | 41.3338 | 70.712
2030-12-06 07:00 | 48.2807 | 74.5543
2030-12-06 08:00 | 51.9968 | 78.7547
2030-12-06 09:00 | 51.8238 | 82.6422
2030-12-06 10:00 | 49.9646 | 83.3853
2030-12-06 11:00 | 47.7841 | 81.7497
2030-12-06 12:00 | 47.4505 | 76.7849
2030-12-06 13:00 | 46.4758 | 75.9644
2030-12-06 14:00 | 46.4171 | 72.5837
2030-12-06 15:00 | 46.4611 | 77.705
2030-12-06 16:00 | 48.536 | 79.9182
2030-12-06 17:00 | 51.8496 | 84.2023
2030-12-06 18:00 | 55.8018 | 88.6685
2030-12-06 19:00 | 53.0272 | 86.5735
2030-12-06 20:00 | 50.3141 | 82.2794
2030-12-06 21:00 | 47.3764 | 78.2499
2030-12-06 22:00 | 45.0778 | 76.1249
2030-12-06 23:00 | 41.9248 | 72.2725
2030-12-07 | 38.7492 | 70.8325
2030-12-07 01:00 | 36.3965 | 65.495
2030-12-07 02:00 | 36.4809 | 62.6643
2030-12-07 03:00 | 37.2058 | 62.0885
2030-12-07 04:00 | 37.2972 | 60.8379
2030-12-07 05:00 | 37.6363 | 61.8812
2030-12-07 06:00 | 39.5381 | 66.3903
2030-12-07 07:00 | 44.6173 | 67.5154
2030-12-07 08:00 | 46.5391 | 69.4194
2030-12-07 09:00 | 47.3931 | 75.4512
2030-12-07 10:00 | 46.8517 | 78.9099
2030-12-07 11:00 | 45.2403 | 78.6353
2030-12-07 12:00 | 45.0946 | 78.7978
2030-12-07 13:00 | 44.5955 | 79.0872
2030-12-07 14:00 | 44.5562 | 74.8348
2030-12-07 15:00 | 44.5945 | 78.8475
2030-12-07 16:00 | 46.4433 | 80.4768
2030-12-07 17:00 | 50.0913 | 83.5737
2030-12-07 18:00 | 53.1674 | 86.0489
2030-12-07 19:00 | 50.4301 | 81.9468
2030-12-07 20:00 | 47.4353 | 76.6504
2030-12-07 21:00 | 43.7149 | 72.6344
2030-12-07 22:00 | 41.6338 | 71.9813
2030-12-07 23:00 | 39.2151 | 70.4948
2030-12-08 | 36.9776 | 68.2429
2030-12-08 01:00 | 34.9574 | 64.9046
2030-12-08 02:00 | 35.0014 | 61.9977
2030-12-08 03:00 | 35.6478 | 61.1971
2030-12-08 04:00 | 35.7022 | 59.9538
2030-12-08 05:00 | 35.9588 | 60.361
2030-12-08 06:00 | 37.3212 | 64.6176
2030-12-08 07:00 | 41.6515 | 64.5824
2030-12-08 08:00 | 43.4694 | 64.8367
2030-12-08 09:00 | 44.8002 | 69.1036
2030-12-08 10:00 | 44.8196 | 71.7731
2030-12-08 11:00 | 44.2 | 72.3037
2030-12-08 12:00 | 43.7301 | 68.1344
2030-12-08 13:00 | 43.665 | 68.4191
2030-12-08 14:00 | 43.5058 | 65.2962
2030-12-08 15:00 | 44.0859 | 70.793
2030-12-08 16:00 | 46.4313 | 73.9307
2030-12-08 17:00 | 50.5202 | 79.4164
2030-12-08 18:00 | 54.6455 | 86.1541
2030-12-08 19:00 | 51.5947 | 82.6608
2030-12-08 20:00 | 48.2341 | 77.8936
2030-12-08 21:00 | 44.6005 | 73.7825
2030-12-08 22:00 | 42.3137 | 72.7597
2030-12-08 23:00 | 39.7438 | 70.7215
2030-12-09 | 36.9829 | 69.2042
2030-12-09 01:00 | 35.4802 | 63.06
2030-12-09 02:00 | 35.8476 | 60.1879
2030-12-09 03:00 | 36.7658 | 59.8501
2030-12-09 04:00 | 37.0438 | 58.7732
2030-12-09 05:00 | 37.6124 | 60.4567
2030-12-09 06:00 | 39.991 | 66.763
2030-12-09 07:00 | 46.8119 | 70.9263
2030-12-09 08:00 | 50.4431 | 75.6961
2030-12-09 09:00 | 51.0252 | 80.426
2030-12-09 10:00 | 49.9576 | 81.6128
2030-12-09 11:00 | 48.7757 | 80.7202
2030-12-09 12:00 | 47.6546 | 77.0424
2030-12-09 13:00 | 46.9208 | 77.109
2030-12-09 14:00 | 47.1617 | 73.7625
2030-12-09 15:00 | 47.9148 | 79.2925
2030-12-09 16:00 | 50.3139 | 82.2678
2030-12-09 17:00 | 53.5844 | 87.3731
2030-12-09 18:00 | 56.9521 | 91.0618
2030-12-09 19:00 | 53.3203 | 87.8274
2030-12-09 20:00 | 50.1892 | 83.1496
2030-12-09 21:00 | 46.8685 | 78.7465
2030-12-09 22:00 | 44.3201 | 76.3865
2030-12-09 23:00 | 41.033 | 72.6945
2030-12-10 | 37.8687 | 69.6872
2030-12-10 01:00 | 35.2489 | 65.0046
2030-12-10 02:00 | 35.4851 | 61.6884
2030-12-10 03:00 | 36.3456 | 60.9613
2030-12-10 04:00 | 36.606 | 59.808
2030-12-10 05:00 | 37.2073 | 61.3141
2030-12-10 06:00 | 39.8739 | 66.8877
2030-12-10 07:00 | 46.6183 | 70.9944
2030-12-10 08:00 | 50.0329 | 75.4622
2030-12-10 09:00 | 50.205 | 79.257
2030-12-10 10:00 | 48.8566 | 79.8612
2030-12-10 11:00 | 47.4796 | 79.3465
2030-12-10 12:00 | 46.3022 | 75.7406
2030-12-10 13:00 | 45.4011 | 75.2788
2030-12-10 14:00 | 45.6914 | 71.6984
2030-12-10 15:00 | 46.2859 | 77.5898
2030-12-10 16:00 | 48.6311 | 80.8077
2030-12-10 17:00 | 52.1834 | 85.4066
2030-12-10 18:00 | 56.3544 | 88.7737
2030-12-10 19:00 | 52.853 | 86.1234
2030-12-10 20:00 | 49.9497 | 81.8437
2030-12-10 21:00 | 46.8408 | 77.8945
2030-12-10 22:00 | 44.421 | 75.8739
2030-12-10 23:00 | 41.2275 | 72.2567
2030-12-11 | 37.8992 | 70.2243
2030-12-11 01:00 | 35.7616 | 64.1565
2030-12-11 02:00 | 36.0179 | 60.8652
2030-12-11 03:00 | 36.8911 | 60.173
2030-12-11 04:00 | 37.1288 | 59.1919
2030-12-11 05:00 | 37.6816 | 60.6329
2030-12-11 06:00 | 40.1012 | 66.2563
2030-12-11 07:00 | 46.8535 | 70.2272
2030-12-11 08:00 | 50.2601 | 74.7202
2030-12-11 09:00 | 50.5524 | 79.0188
2030-12-11 10:00 | 49.171 | 79.8443
2030-12-11 11:00 | 48.0384 | 79.2046
2030-12-11 12:00 | 46.1036 | 75.3946
2030-12-11 13:00 | 45.3317 | 75.3036
2030-12-11 14:00 | 45.4768 | 71.83
2030-12-11 15:00 | 46.0057 | 77.2829
2030-12-11 16:00 | 48.3391 | 79.9613
2030-12-11 17:00 | 51.8829 | 85.0591
2030-12-11 18:00 | 55.8903 | 89.1396
2030-12-11 19:00 | 52.5204 | 85.9877
2030-12-11 20:00 | 49.7355 | 81.2663
2030-12-11 21:00 | 46.7259 | 77.1592
2030-12-11 22:00 | 44.3155 | 74.8564
2030-12-11 23:00 | 41.1413 | 71.0738
2030-12-12 | 38.2443 | 68.9838
2030-12-12 01:00 | 35.9262 | 65.0829
2030-12-12 02:00 | 36.155 | 61.7499
2030-12-12 03:00 | 37.0644 | 61.0692
2030-12-12 04:00 | 37.3152 | 59.9932
2030-12-12 05:00 | 37.9096 | 61.5297
2030-12-12 06:00 | 40.5067 | 68.5309
2030-12-12 07:00 | 47.3317 | 71.8659
2030-12-12 08:00 | 50.9782 | 75.393
2030-12-12 09:00 | 51.5242 | 78.4522
2030-12-12 10:00 | 50.296 | 78.4669
2030-12-12 11:00 | 49.0144 | 77.1966
2030-12-12 12:00 | 47.9935 | 78.0236
2030-12-12 13:00 | 47.3996 | 77.3496
2030-12-12 14:00 | 47.4751 | 73.43
2030-12-12 15:00 | 48.0096 | 78.206
2030-12-12 16:00 | 50.2118 | 80.9326
2030-12-12 17:00 | 53.2602 | 85.1982
2030-12-12 18:00 | 56.4157 | 87.6286
2030-12-12 19:00 | 53.0213 | 85.5624
2030-12-12 20:00 | 50.1585 | 81.9821
2030-12-12 21:00 | 47.0788 | 78.2843
2030-12-12 22:00 | 44.6841 | 76.2124
2030-12-12 23:00 | 41.5206 | 72.5439
2030-12-13 | 38.4447 | 69.9048
2030-12-13 01:00 | 36.7813 | 64.3433
2030-12-13 02:00 | 36.9994 | 61.0921
2030-12-13 03:00 | 37.936 | 60.4828
2030-12-13 04:00 | 38.2003 | 59.3889
2030-12-13 05:00 | 38.7794 | 60.7615
2030-12-13 06:00 | 41.1253 | 66.7221
2030-12-13 07:00 | 47.9251 | 70.4346
2030-12-13 08:00 | 51.5509 | 74.8756
2030-12-13 09:00 | 51.5141 | 79.2502
2030-12-13 10:00 | 49.8495 | 80.3153
2030-12-13 11:00 | 47.885 | 79.8622
2030-12-13 12:00 | 48.2282 | 79.2456
2030-12-13 13:00 | 47.48 | 79.0463
2030-12-13 14:00 | 47.4478 | 75.6325
2030-12-13 15:00 | 47.637 | 80.7592
2030-12-13 16:00 | 49.5702 | 82.4703
2030-12-13 17:00 | 52.6265 | 85.5473
2030-12-13 18:00 | 55.439 | 87.533
2030-12-13 19:00 | 52.3872 | 84.5935
2030-12-13 20:00 | 49.4626 | 79.7432
2030-12-13 21:00 | 46.5352 | 75.6432
2030-12-13 22:00 | 44.272 | 73.5834
2030-12-13 23:00 | 41.1667 | 70.0611
2030-12-14 | 37.536 | 68.0228
2030-12-14 01:00 | 35.7466 | 66.1825
2030-12-14 02:00 | 35.8211 | 63.0747
2030-12-14 03:00 | 36.5496 | 62.2145
2030-12-14 04:00 | 36.6294 | 61.0155
2030-12-14 05:00 | 36.8936 | 61.8062
2030-12-14 06:00 | 38.1985 | 65.9692
2030-12-14 07:00 | 43.1774 | 66.203
2030-12-14 08:00 | 45.5533 | 67.769
2030-12-14 09:00 | 47.3044 | 73.015
2030-12-14 10:00 | 47.6056 | 75.6134
2030-12-14 11:00 | 46.8698 | 76.0587
2030-12-14 12:00 | 46.198 | 74.1316
2030-12-14 13:00 | 45.8474 | 74.108
2030-12-14 14:00 | 45.6194 | 70.0393
2030-12-14 15:00 | 45.8308 | 74.6947
2030-12-14 16:00 | 47.7334 | 77.0476
2030-12-14 17:00 | 51.2449 | 81.0678
2030-12-14 18:00 | 53.2901 | 83.0322
2030-12-14 19:00 | 50.1123 | 80.4879
2030-12-14 20:00 | 46.8016 | 76.1731
2030-12-14 21:00 | 43.2253 | 72.9643
2030-12-14 22:00 | 41.2787 | 72.5002
2030-12-14 23:00 | 38.939 | 70.81
2030-12-15 | 36.6979 | 69.2628
2030-12-15 01:00 | 34.5853 | 64.6531
2030-12-15 02:00 | 34.6226 | 61.5822
2030-12-15 03:00 | 35.325 | 60.8
2030-12-15 04:00 | 35.3381 | 59.7998
2030-12-15 05:00 | 35.4756 | 60.7111
2030-12-15 06:00 | 36.6964 | 64.4034
2030-12-15 07:00 | 41.2271 | 64.3924
2030-12-15 08:00 | 43.4184 | 65.5291
2030-12-15 09:00 | 44.8011 | 70.7929
2030-12-15 10:00 | 44.74 | 73.4885
2030-12-15 11:00 | 44.1428 | 73.7982
2030-12-15 12:00 | 43.713 | 76.3728
2030-12-15 13:00 | 43.5698 | 77.1438
2030-12-15 14:00 | 43.4804 | 75.1049
2030-12-15 15:00 | 44.0124 | 81.0424
2030-12-15 16:00 | 46.3928 | 82.6311
2030-12-15 17:00 | 50.5104 | 86.6295
2030-12-15 18:00 | 54.9149 | 90.0215
2030-12-15 19:00 | 51.4746 | 86.8621
2030-12-15 20:00 | 47.9092 | 81.2395
2030-12-15 21:00 | 44.2911 | 76.5762
2030-12-15 22:00 | 42.0748 | 75.5595
2030-12-15 23:00 | 39.4716 | 73.7443
2030-12-16 | 36.6726 | 70.8808
2030-12-16 01:00 | 35.0069 | 69.7341
2030-12-16 02:00 | 35.3335 | 66.6592
2030-12-16 03:00 | 36.2853 | 65.8976
2030-12-16 04:00 | 36.5569 | 64.6561
2030-12-16 05:00 | 37.0914 | 66.2275
2030-12-16 06:00 | 39.488 | 70.9564
2030-12-16 07:00 | 46.4063 | 74.4853
2030-12-16 08:00 | 50.1675 | 79.4462
2030-12-16 09:00 | 50.8368 | 84.3736
2030-12-16 10:00 | 49.897 | 85.6524
2030-12-16 11:00 | 48.7384 | 84.8288
2030-12-16 12:00 | 47.697 | 83.5228
2030-12-16 13:00 | 47.1041 | 83.8335
2030-12-16 14:00 | 47.2458 | 80.6689
2030-12-16 15:00 | 47.9677 | 86.1943
2030-12-16 16:00 | 50.3027 | 88.2566
2030-12-16 17:00 | 53.486 | 91.7441
2030-12-16 18:00 | 56.9027 | 94.1185
2030-12-16 19:00 | 53.2247 | 91.4345
2030-12-16 20:00 | 50.04 | 87.5236
2030-12-16 21:00 | 46.8311 | 83.7379
2030-12-16 22:00 | 44.3584 | 81.5104
2030-12-16 23:00 | 41.133 | 77.9133
2030-12-17 | 37.6845 | 74.2265
2030-12-17 01:00 | 34.9921 | 69.7738
2030-12-17 02:00 | 35.179 | 66.3268
2030-12-17 03:00 | 36.0519 | 65.4958
2030-12-17 04:00 | 36.2726 | 64.1762
2030-12-17 05:00 | 36.8365 | 65.5408
2030-12-17 06:00 | 39.1723 | 70.0863
2030-12-17 07:00 | 45.9515 | 73.8019
2030-12-17 08:00 | 49.4583 | 78.6043
2030-12-17 09:00 | 49.9718 | 82.2326
2030-12-17 10:00 | 48.9552 | 81.8455
2030-12-17 11:00 | 47.8004 | 80.0348
2030-12-17 12:00 | 46.9725 | 79.842
2030-12-17 13:00 | 46.4262 | 79.1814
2030-12-17 14:00 | 46.598 | 75.1466
2030-12-17 15:00 | 47.1458 | 81.053
2030-12-17 16:00 | 49.2216 | 83.6887
2030-12-17 17:00 | 52.3386 | 88.1993
2030-12-17 18:00 | 55.4682 | 92.8997
2030-12-17 19:00 | 51.6458 | 90.1334
2030-12-17 20:00 | 48.5976 | 85.849
2030-12-17 21:00 | 45.493 | 81.9531
2030-12-17 22:00 | 43.1078 | 79.6311
2030-12-17 23:00 | 40.0182 | 76.2646
2030-12-18 | 37.0265 | 74.1598
2030-12-18 01:00 | 34.2902 | 67.7908
2030-12-18 02:00 | 34.4493 | 64.404
2030-12-18 03:00 | 35.3079 | 63.6296
2030-12-18 04:00 | 35.494 | 62.5574
2030-12-18 05:00 | 36.0183 | 63.9577
2030-12-18 06:00 | 38.5241 | 69.1941
2030-12-18 07:00 | 45.3945 | 72.7892
2030-12-18 08:00 | 48.7887 | 77.4986
2030-12-18 09:00 | 49.2348 | 81.7026
2030-12-18 10:00 | 48.0885 | 82.4775
2030-12-18 11:00 | 46.9731 | 81.8093
2030-12-18 12:00 | 46.1188 | 76.9106
2030-12-18 13:00 | 45.6565 | 76.6732
2030-12-18 14:00 | 45.7517 | 73.3309
2030-12-18 15:00 | 46.1438 | 78.8235
2030-12-18 16:00 | 48.1323 | 81.2703
2030-12-18 17:00 | 51.2343 | 86.3369
2030-12-18 18:00 | 53.9998 | 89.8383
2030-12-18 19:00 | 50.231 | 87.5771
2030-12-18 20:00 | 47.3303 | 83.4975
2030-12-18 21:00 | 44.3385 | 79.7622
2030-12-18 22:00 | 41.9975 | 77.3781
2030-12-18 23:00 | 38.9748 | 73.639
2030-12-19 | 36.4519 | 71.6043
2030-12-19 01:00 | 33.9538 | 66.3331
2030-12-19 02:00 | 34.0991 | 62.9986
2030-12-19 03:00 | 34.9782 | 62.2033
2030-12-19 04:00 | 35.1793 | 60.9851
2030-12-19 05:00 | 35.7383 | 62.5609
2030-12-19 06:00 | 38.3912 | 68.1401
2030-12-19 07:00 | 45.219 | 71.4011
2030-12-19 08:00 | 48.6343 | 75.309
2030-12-19 09:00 | 49.0318 | 79.0175
2030-12-19 10:00 | 47.9307 | 79.6297
2030-12-19 11:00 | 46.7723 | 79.1394
2030-12-19 12:00 | 45.8427 | 76.6049
2030-12-19 13:00 | 45.3858 | 76.4729
2030-12-19 14:00 | 45.4596 | 72.9751
2030-12-19 15:00 | 45.9084 | 78.6315
2030-12-19 16:00 | 47.8789 | 81.1627
2030-12-19 17:00 | 50.7817 | 84.8959
2030-12-19 18:00 | 54.1167 | 88.6941
2030-12-19 19:00 | 50.4581 | 85.7386
2030-12-19 20:00 | 47.5906 | 81.618
2030-12-19 21:00 | 44.6395 | 77.7715
2030-12-19 22:00 | 42.3634 | 75.6175
2030-12-19 23:00 | 39.3961 | 72.5015
2030-12-20 | 36.5295 | 69.6839
2030-12-20 01:00 | 34.4822 | 65.6828
2030-12-20 02:00 | 34.6049 | 62.3181
2030-12-20 03:00 | 35.4864 | 61.4969
2030-12-20 04:00 | 35.7139 | 60.224
2030-12-20 05:00 | 36.2181 | 61.346
2030-12-20 06:00 | 38.7196 | 66.3478
2030-12-20 07:00 | 45.6118 | 69.6007
2030-12-20 08:00 | 49.2621 | 73.7792
2030-12-20 09:00 | 49.8274 | 77.7442
2030-12-20 10:00 | 48.8918 | 78.3533
2030-12-20 11:00 | 47.6293 | 78.1087
2030-12-20 12:00 | 47.3398 | 76.9571
2030-12-20 13:00 | 46.9156 | 76.8336
2030-12-20 14:00 | 46.8026 | 73.129
2030-12-20 15:00 | 46.9789 | 78.6177
2030-12-20 16:00 | 48.6402 | 80.5457
2030-12-20 17:00 | 51.3736 | 84.1051
2030-12-20 18:00 | 54.0013 | 87.0216
2030-12-20 19:00 | 50.2627 | 84.0599
2030-12-20 20:00 | 47.0843 | 79.3255
2030-12-20 21:00 | 44.133 | 75.3388
2030-12-20 22:00 | 41.8865 | 73.166
2030-12-20 23:00 | 38.9547 | 70.0364
2030-12-21 | 36.0207 | 68.6061
2030-12-21 01:00 | 33.6387 | 63.0863
2030-12-21 02:00 | 33.6503 | 60.2967
2030-12-21 03:00 | 34.4108 | 59.9537
2030-12-21 04:00 | 34.4405 | 58.6534
2030-12-21 05:00 | 34.4476 | 59.3884
2030-12-21 06:00 | 35.5864 | 64.6248
2030-12-21 07:00 | 40.8144 | 64.9592
2030-12-21 08:00 | 43.7761 | 66.9334
2030-12-21 09:00 | 45.081 | 71.6783
2030-12-21 10:00 | 44.7685 | 73.4607
2030-12-21 11:00 | 43.6549 | 73.4773
2030-12-21 12:00 | 43.7524 | 71.4828
2030-12-21 13:00 | 43.2605 | 71.551
2030-12-21 14:00 | 42.9274 | 67.3278
2030-12-21 15:00 | 43.1475 | 73.0008
2030-12-21 16:00 | 45.2455 | 75.6247
2030-12-21 17:00 | 48.6656 | 79.777
2030-12-21 18:00 | 51.7467 | 83.0757
2030-12-21 19:00 | 47.8783 | 79.126
2030-12-21 20:00 | 44.4753 | 74.0275
2030-12-21 21:00 | 41.2042 | 70.7883
2030-12-21 22:00 | 39.4375 | 70.1301
2030-12-21 23:00 | 37.2491 | 68.6658
2030-12-22 | 34.9655 | 67.7706
2030-12-22 01:00 | 32.7266 | 62.6666
2030-12-22 02:00 | 32.692 | 59.8049
2030-12-22 03:00 | 33.3774 | 58.8478
2030-12-22 04:00 | 33.329 | 57.3285
2030-12-22 05:00 | 33.1697 | 58.0533
2030-12-22 06:00 | 33.9995 | 61.1277
2030-12-22 07:00 | 38.6453 | 60.2334
2030-12-22 08:00 | 41.3635 | 61.7277
2030-12-22 09:00 | 42.6152 | 65.7169
2030-12-22 10:00 | 42.2526 | 67.5835
2030-12-22 11:00 | 41.7081 | 68.5918
2030-12-22 12:00 | 41.5391 | 68.407
2030-12-22 13:00 | 41.301 | 68.9894
2030-12-22 14:00 | 41.1383 | 65.732
2030-12-22 15:00 | 41.7693 | 72.1638
2030-12-22 16:00 | 44.366 | 75.1363
2030-12-22 17:00 | 48.332 | 79.6219
2030-12-22 18:00 | 52.2072 | 81.5031
2030-12-22 19:00 | 48.3633 | 78.4687
2030-12-22 20:00 | 44.9331 | 73.9847
2030-12-22 21:00 | 41.7531 | 70.6759
2030-12-22 22:00 | 39.7588 | 70.2661
2030-12-22 23:00 | 37.381 | 68.7371
2030-12-23 | 35.1453 | 67.1179
2030-12-23 01:00 | 33.2062 | 63.496
2030-12-23 02:00 | 33.475 | 60.4324
2030-12-23 03:00 | 34.4548 | 59.5734
2030-12-23 04:00 | 34.7576 | 58.2839
2030-12-23 05:00 | 35.2861 | 59.9665
2030-12-23 06:00 | 37.9682 | 64.9012
2030-12-23 07:00 | 45.0202 | 67.7816
2030-12-23 08:00 | 48.7215 | 71.2072
2030-12-23 09:00 | 49.3546 | 74.1526
2030-12-23 10:00 | 48.5251 | 73.9044
2030-12-23 11:00 | 47.4637 | 74.0721
2030-12-23 12:00 | 46.7582 | 70.8218
2030-12-23 13:00 | 46.4206 | 71.2234
2030-12-23 14:00 | 46.4469 | 67.1924
2030-12-23 15:00 | 47.1225 | 73.0204
2030-12-23 16:00 | 49.3233 | 76.4988
2030-12-23 17:00 | 52.2923 | 81.885
2030-12-23 18:00 | 56.0017 | 86.5942
2030-12-23 19:00 | 52.1572 | 84.3063
2030-12-23 20:00 | 48.9142 | 81.3578
2030-12-23 21:00 | 45.8157 | 78.3688
2030-12-23 22:00 | 43.4179 | 76.5448
2030-12-23 23:00 | 40.32 | 73.6483
2030-12-24 | 36.8534 | 68.2941
2030-12-24 01:00 | 34.807 | 65.4041
2030-12-24 02:00 | 34.8298 | 61.9532
2030-12-24 03:00 | 35.7082 | 60.9633
2030-12-24 04:00 | 35.818 | 59.9617
2030-12-24 05:00 | 36.2579 | 61.4265
2030-12-24 06:00 | 38.5087 | 66.4269
2030-12-24 07:00 | 44.5828 | 68.1981
2030-12-24 08:00 | 47.7231 | 69.8033
2030-12-24 09:00 | 48.695 | 73.2643
2030-12-24 10:00 | 48.2878 | 74.441
2030-12-24 11:00 | 46.9353 | 74.3351
2030-12-24 12:00 | 45.6293 | 72.0196
2030-12-24 13:00 | 45.2806 | 73.0219
2030-12-24 14:00 | 44.9347 | 71.0248
2030-12-24 15:00 | 45.2908 | 78.015
2030-12-24 16:00 | 46.8073 | 79.5821
2030-12-24 17:00 | 50.0041 | 82.9127
2030-12-24 18:00 | 53.5644 | 85.8979
2030-12-24 19:00 | 49.3907 | 81.4397
2030-12-24 20:00 | 45.9616 | 75.8358
2030-12-24 21:00 | 42.8554 | 71.7948
2030-12-24 22:00 | 41.3508 | 71.7128
2030-12-24 23:00 | 39.4248 | 70.3063
2030-12-25 | 37.8375 | 68.9916
2030-12-25 01:00 | 35.3251 | 64.6188
2030-12-25 02:00 | 35.1156 | 61.4232
2030-12-25 03:00 | 35.6968 | 60.1402
2030-12-25 04:00 | 35.8001 | 58.7701
2030-12-25 05:00 | 36.1372 | 59.1246
2030-12-25 06:00 | 37.8771 | 63.1203
2030-12-25 07:00 | 43.0084 | 64.8892
2030-12-25 08:00 | 45.5235 | 65.7804
2030-12-25 09:00 | 47.0802 | 70.741
2030-12-25 10:00 | 46.6555 | 73.3822
2030-12-25 11:00 | 45.4923 | 73.4298
2030-12-25 12:00 | 44.864 | 70.4711
2030-12-25 13:00 | 44.93 | 70.535
2030-12-25 14:00 | 44.4513 | 67.082
2030-12-25 15:00 | 44.7336 | 72.8638
2030-12-25 16:00 | 46.7963 | 74.6367
2030-12-25 17:00 | 49.5455 | 77.7577
2030-12-25 18:00 | 51.1208 | 80.1186
2030-12-25 19:00 | 46.8592 | 75.5913
2030-12-25 20:00 | 43.7994 | 72.5267
2030-12-25 21:00 | 41.2241 | 70.3848
2030-12-25 22:00 | 40.0317 | 70.8746
2030-12-25 23:00 | 38.2423 | 70.4257
2030-12-26 | 36.8062 | 69.9917
2030-12-26 01:00 | 33.5066 | 62.7517
2030-12-26 02:00 | 33.5441 | 59.8399
2030-12-26 03:00 | 34.31 | 59.0402
2030-12-26 04:00 | 34.437 | 57.9467
2030-12-26 05:00 | 34.6062 | 58.9958
2030-12-26 06:00 | 36.4105 | 63.3903
2030-12-26 07:00 | 40.7953 | 63.2749
2030-12-26 08:00 | 41.9711 | 63.0191
2030-12-26 09:00 | 42.6179 | 69.1479
2030-12-26 10:00 | 43.1498 | 72.6075
2030-12-26 11:00 | 43.35 | 73.6073
2030-12-26 12:00 | 43.1588 | 72.2502
2030-12-26 13:00 | 43.421 | 73.326
2030-12-26 14:00 | 42.7823 | 70.2518
2030-12-26 15:00 | 42.9981 | 75.887
2030-12-26 16:00 | 44.6943 | 76.7869
2030-12-26 17:00 | 47.4386 | 78.973
2030-12-26 18:00 | 50.6866 | 82.0493
2030-12-26 19:00 | 47.0577 | 79.1556
2030-12-26 20:00 | 43.6072 | 72.5996
2030-12-26 21:00 | 40.5024 | 67.9035
2030-12-26 22:00 | 38.8556 | 67.353
2030-12-26 23:00 | 36.7699 | 67.7401
2030-12-27 | 35.1563 | 67.5605
2030-12-27 01:00 | 34.9911 | 65.7204
2030-12-27 02:00 | 35.0536 | 62.4507
2030-12-27 03:00 | 35.877 | 61.6133
2030-12-27 04:00 | 36.0983 | 60.2472
2030-12-27 05:00 | 36.5306 | 61.6467
2030-12-27 06:00 | 38.8717 | 66.7303
2030-12-27 07:00 | 45.5672 | 69.7168
2030-12-27 08:00 | 49.1265 | 73.8235
2030-12-27 09:00 | 49.8283 | 77.1785
2030-12-27 10:00 | 48.9151 | 77.3873
2030-12-27 11:00 | 47.5671 | 77.1695
2030-12-27 12:00 | 47.1359 | 74.9384
2030-12-27 13:00 | 46.6256 | 74.8707
2030-12-27 14:00 | 46.6251 | 71.2257
2030-12-27 15:00 | 46.8144 | 76.9263
2030-12-27 16:00 | 48.4379 | 78.693
2030-12-27 17:00 | 51.072 | 82.0014
2030-12-27 18:00 | 54.1701 | 85.7773
2030-12-27 19:00 | 50.4084 | 83.0938
2030-12-27 20:00 | 47.0879 | 78.8553
2030-12-27 21:00 | 44.116 | 75.3871
2030-12-27 22:00 | 41.9337 | 73.5538
2030-12-27 23:00 | 38.983 | 70.8047
2030-12-28 | 35.6727 | 67.9136
2030-12-28 01:00 | 33.6803 | 64.386
2030-12-28 02:00 | 33.6878 | 61.2623
2030-12-28 03:00 | 34.4246 | 60.4424
2030-12-28 04:00 | 34.5016 | 58.8736
2030-12-28 05:00 | 34.4827 | 59.9359
2030-12-28 06:00 | 35.5196 | 62.8564
2030-12-28 07:00 | 40.6047 | 62.6392
2030-12-28 08:00 | 43.6279 | 64.6402
2030-12-28 09:00 | 45.3905 | 68.2989
2030-12-28 10:00 | 45.4794 | 69.1284
2030-12-28 11:00 | 44.8577 | 69.217
2030-12-28 12:00 | 43.6278 | 70.157
2030-12-28 13:00 | 43.1483 | 70.5835
2030-12-28 14:00 | 42.7101 | 66.1936
2030-12-28 15:00 | 42.9694 | 71.7853
2030-12-28 16:00 | 45.0199 | 74.0887
2030-12-28 17:00 | 48.4374 | 77.9822
2030-12-28 18:00 | 51.8623 | 82.959
2030-12-28 19:00 | 47.9634 | 79.2099
2030-12-28 20:00 | 44.2315 | 74.5912
2030-12-28 21:00 | 41.0392 | 71.5276
2030-12-28 22:00 | 39.3932 | 71.0958
2030-12-28 23:00 | 37.2138 | 70.3383
2030-12-29 | 35.0941 | 67.2252
2030-12-29 01:00 | 32.4317 | 65.2704
2030-12-29 02:00 | 32.3791 | 62.175
2030-12-29 03:00 | 33.0749 | 61.0489
2030-12-29 04:00 | 33.046 | 59.5515
2030-12-29 05:00 | 32.8019 | 60.036
2030-12-29 06:00 | 33.5519 | 62.6577
2030-12-29 07:00 | 38.3114 | 61.3357
2030-12-29 08:00 | 41.2954 | 62.2015
2030-12-29 09:00 | 42.7048 | 65.84
2030-12-29 10:00 | 42.2988 | 67.4897
2030-12-29 11:00 | 41.7333 | 68.8041
2030-12-29 12:00 | 40.3811 | 67.1564
2030-12-29 13:00 | 40.0728 | 67.9811
2030-12-29 14:00 | 39.9415 | 64.8399
2030-12-29 15:00 | 40.5965 | 71.9641
2030-12-29 16:00 | 43.2286 | 74.9109
2030-12-29 17:00 | 47.1909 | 79.1193
2030-12-29 18:00 | 51.3901 | 83.6899
2030-12-29 19:00 | 47.5345 | 80.4755
2030-12-29 20:00 | 44.0223 | 76.2096
2030-12-29 21:00 | 40.9766 | 73.0391
2030-12-29 22:00 | 39.1056 | 72.4053
2030-12-29 23:00 | 36.7725 | 71.2373
2030-12-30 | 34.7349 | 69.193
2030-12-30 01:00 | 32.8457 | 62.3097
2030-12-30 02:00 | 33.1032 | 59.4692
2030-12-30 03:00 | 34.0906 | 59.0703
2030-12-30 04:00 | 34.4418 | 57.6744
2030-12-30 05:00 | 34.9441 | 59.6512
2030-12-30 06:00 | 37.493 | 65.3294
2030-12-30 07:00 | 44.458 | 68.3647
2030-12-30 08:00 | 48.0465 | 72.6225
2030-12-30 09:00 | 48.5553 | 76.0514
2030-12-30 10:00 | 47.6645 | 75.8466
2030-12-30 11:00 | 46.6022 | 75.7149
2030-12-30 12:00 | 45.473 | 72.2409
2030-12-30 13:00 | 45.1579 | 72.5574
2030-12-30 14:00 | 45.1545 | 68.427
2030-12-30 15:00 | 45.8982 | 74.8385
2030-12-30 16:00 | 48.1345 | 77.8362
2030-12-30 17:00 | 51.0966 | 83.3969
2030-12-30 18:00 | 55.4847 | 87.8009
2030-12-30 19:00 | 51.6522 | 84.5921
2030-12-30 20:00 | 48.3775 | 79.7436
2030-12-30 21:00 | 45.3547 | 75.8414
2030-12-30 22:00 | 43.0304 | 73.7225
2030-12-30 23:00 | 40.0241 | 70.891
2030-12-31 | 36.7451 | 69.1071
2030-12-31 01:00 | 35.0463 | 63.3947
2030-12-31 02:00 | 35.2679 | 61.6073
2030-12-31 03:00 | 36.1545 | 60.6721
2030-12-31 04:00 | 36.4772 | 59.8762
2030-12-31 05:00 | 36.9267 | 60.8213
2030-12-31 06:00 | 39.0598 | 66.8654
2030-12-31 07:00 | 44.4411 | 67.8697
2030-12-31 08:00 | 46.7985 | 69.2565
2030-12-31 09:00 | 47.0329 | 72.0562
2030-12-31 10:00 | 46.3295 | 72.4079
2030-12-31 11:00 | 45.3204 | 72.4051
2030-12-31 12:00 | 44.7897 | 70.7412
2030-12-31 13:00 | 45 | 68.8743
2030-12-31 14:00 | 44.2091 | 66.6729
2030-12-31 15:00 | 44.085 | 71.5221
2030-12-31 16:00 | 46.1254 | 74.1307
2030-12-31 17:00 | 49.9209 | 78.6369
2030-12-31 18:00 | 53.4973 | 84.3186
2030-12-31 19:00 | 50.514 | 81.2563
2030-12-31 20:00 | 47.0053 | 75.5748
2030-12-31 21:00 | 43.3694 | 73.0434
2030-12-31 22:00 | 41.5444 | 72.3438
2030-12-31 23:00 | 39.85 | 70.9533
2031-01-01 | 38.6312 | 72.6025
2031-01-01 01:00 | 35.2716 | 70.9054
2031-01-01 02:00 | 35.101 | 67.2225
2031-01-01 03:00 | 35.332 | 65.7227
2031-01-01 04:00 | 35.0525 | 64.8886
2031-01-01 05:00 | 35.0538 | 66.0791
2031-01-01 06:00 | 36.4917 | 67.1203
2031-01-01 07:00 | 40.4996 | 65.2185
2031-01-01 08:00 | 41.3334 | 63.1518
2031-01-01 09:00 | 41.3722 | 65.729
2031-01-01 10:00 | 41.0526 | 65.6207
2031-01-01 11:00 | 40.8638 | 66.8248
2031-01-01 12:00 | 40.657 | 70.2426
2031-01-01 13:00 | 41.2008 | 71.1214
2031-01-01 14:00 | 41.5293 | 68.4758
2031-01-01 15:00 | 41.8661 | 74.3384
2031-01-01 16:00 | 44.1586 | 76.3796
2031-01-01 17:00 | 47.9683 | 81.5531
2031-01-01 18:00 | 51.5512 | 86.0868
2031-01-01 19:00 | 47.9706 | 82.2226
2031-01-01 20:00 | 44.4671 | 77.0172
2031-01-01 21:00 | 41.0039 | 72.6881
2031-01-01 22:00 | 39.019 | 71.1178
2031-01-01 23:00 | 36.7089 | 70.4198
2031-01-02 | 35.3201 | 72.9629
2031-01-02 01:00 | 35.714 | 69.4911
2031-01-02 02:00 | 36.0548 | 66.2876
2031-01-02 03:00 | 36.9374 | 66.0541
2031-01-02 04:00 | 37.2943 | 64.9045
2031-01-02 05:00 | 37.9298 | 66.3021
2031-01-02 06:00 | 40.8522 | 72.7676
2031-01-02 07:00 | 47.6317 | 76.7442
2031-01-02 08:00 | 51.0301 | 81.9505
2031-01-02 09:00 | 51.0727 | 87.163
2031-01-02 10:00 | 49.4669 | 87.6466
2031-01-02 11:00 | 48.1686 | 86.2288
2031-01-02 12:00 | 47.0499 | 81.7213
2031-01-02 13:00 | 46.6259 | 80.7009
2031-01-02 14:00 | 46.6216 | 76.4086
2031-01-02 15:00 | 46.9526 | 80.6559
2031-01-02 16:00 | 49.2429 | 84.0598
2031-01-02 17:00 | 52.1566 | 90.1786
2031-01-02 18:00 | 55.5417 | 96.0571
2031-01-02 19:00 | 52.056 | 94.0811
2031-01-02 20:00 | 48.931 | 90.3532
2031-01-02 21:00 | 45.7246 | 86.4396
2031-01-02 22:00 | 43.3191 | 84.1187
2031-01-02 23:00 | 40.382 | 79.992
2031-01-03 | 37.9632 | 76.1977
2031-01-03 01:00 | 35.7912 | 70.038
2031-01-03 02:00 | 36.0936 | 66.961
2031-01-03 03:00 | 36.9607 | 66.7505
2031-01-03 04:00 | 37.3224 | 65.5672
2031-01-03 05:00 | 37.9177 | 66.8236
2031-01-03 06:00 | 40.8 | 72.6223
2031-01-03 07:00 | 47.5401 | 77.0104
2031-01-03 08:00 | 50.9676 | 82.7021
2031-01-03 09:00 | 50.9859 | 86.7081
2031-01-03 10:00 | 49.4814 | 85.6474
2031-01-03 11:00 | 48.1476 | 82.2895
2031-01-03 12:00 | 47.9025 | 81.7448
2031-01-03 13:00 | 47.4623 | 81.1125
2031-01-03 14:00 | 47.3041 | 77.7178
2031-01-03 15:00 | 47.4013 | 82.3783
2031-01-03 16:00 | 49.3623 | 84.586
2031-01-03 17:00 | 52.1668 | 89.4521
2031-01-03 18:00 | 54.7063 | 95.4678
2031-01-03 19:00 | 51.1399 | 92.6084
2031-01-03 20:00 | 47.7384 | 87.5864
2031-01-03 21:00 | 44.5673 | 83.221
2031-01-03 22:00 | 42.2127 | 80.9039
2031-01-03 23:00 | 39.3588 | 77.0501
2031-01-04 | 36.7105 | 73.9634
2031-01-04 01:00 | 34.5928 | 70.266
2031-01-04 02:00 | 34.8105 | 67.557
2031-01-04 03:00 | 35.5812 | 66.9989
2031-01-04 04:00 | 35.8116 | 65.7129
2031-01-04 05:00 | 36.0214 | 66.6558
2031-01-04 06:00 | 37.804 | 71.1402
2031-01-04 07:00 | 42.923 | 71.7727
2031-01-04 08:00 | 45.5856 | 73.3643
2031-01-04 09:00 | 46.8877 | 78.8534
2031-01-04 10:00 | 46.6363 | 80.973
2031-01-04 11:00 | 45.9163 | 80.2247
2031-01-04 12:00 | 45.1059 | 78.1239
2031-01-04 13:00 | 44.8415 | 78.5731
2031-01-04 14:00 | 44.3788 | 73.8103
2031-01-04 15:00 | 44.5227 | 77.5438
2031-01-04 16:00 | 46.7993 | 80.3413
2031-01-04 17:00 | 50.2271 | 84.676
2031-01-04 18:00 | 53.7817 | 89.3623
2031-01-04 19:00 | 50.0793 | 85.3865
2031-01-04 20:00 | 46.2605 | 80.4124
2031-01-04 21:00 | 42.5742 | 76.7441
2031-01-04 22:00 | 40.6437 | 76.2751
2031-01-04 23:00 | 38.467 | 75.0356
2031-01-05 | 36.3994 | 71.9124
2031-01-05 01:00 | 34.3162 | 69.0733
2031-01-05 02:00 | 34.4839 | 65.9346
2031-01-05 03:00 | 35.167 | 65.0516
2031-01-05 04:00 | 35.2705 | 63.762
2031-01-05 05:00 | 35.252 | 64.3181
2031-01-05 06:00 | 36.4042 | 68.059
2031-01-05 07:00 | 41.1581 | 67.847
2031-01-05 08:00 | 43.7586 | 68.2402
2031-01-05 09:00 | 44.6948 | 72.2665
2031-01-05 10:00 | 43.8982 | 73.5965
2031-01-05 11:00 | 43.2094 | 73.1974
2031-01-05 12:00 | 42.5063 | 72.0648
2031-01-05 13:00 | 42.4252 | 72.4268
2031-01-05 14:00 | 42.2223 | 69.3073
2031-01-05 15:00 | 42.6646 | 73.1873
2031-01-05 16:00 | 45.3739 | 76.0234
2031-01-05 17:00 | 49.235 | 82.3461
2031-01-05 18:00 | 52.7084 | 88.3816
2031-01-05 19:00 | 49.0977 | 86.065
2031-01-05 20:00 | 45.4468 | 81.2356
2031-01-05 21:00 | 41.9901 | 76.7917
2031-01-05 22:00 | 39.8143 | 75.646
2031-01-05 23:00 | 37.4978 | 73.6081
2031-01-06 | 36.0324 | 72.7932
2031-01-06 01:00 | 33.3233 | 68.1281
2031-01-06 02:00 | 33.7303 | 65.1451
2031-01-06 03:00 | 34.6831 | 64.8142
2031-01-06 04:00 | 35.0627 | 63.8004
2031-01-06 05:00 | 35.7249 | 65.5588
2031-01-06 06:00 | 38.6313 | 71.2931
2031-01-06 07:00 | 45.5936 | 75.4892
2031-01-06 08:00 | 48.7926 | 80.8624
2031-01-06 09:00 | 48.6103 | 84.8242
2031-01-06 10:00 | 47.1186 | 84.3242
2031-01-06 11:00 | 45.7928 | 81.9885
2031-01-06 12:00 | 44.7173 | 81.9378
2031-01-06 13:00 | 44.4205 | 82.2566
2031-01-06 14:00 | 44.4225 | 79.2204
2031-01-06 15:00 | 44.9195 | 84.1291
2031-01-06 16:00 | 47.1962 | 87.1353
2031-01-06 17:00 | 50.1187 | 91.9345
2031-01-06 18:00 | 54.4677 | 95.5225
2031-01-06 19:00 | 50.5958 | 92.0444
2031-01-06 20:00 | 47.0317 | 86.7978
2031-01-06 21:00 | 43.76 | 82.0213
2031-01-06 22:00 | 41.3037 | 79.5143
2031-01-06 23:00 | 38.3954 | 75.8395
2031-01-07 | 35.0913 | 73.5569
2031-01-07 01:00 | 34.3041 | 69.6346
2031-01-07 02:00 | 34.7411 | 66.344
2031-01-07 03:00 | 35.6841 | 65.8381
2031-01-07 04:00 | 36.2308 | 64.5318
2031-01-07 05:00 | 36.8907 | 65.8512
2031-01-07 06:00 | 39.7541 | 72.5468
2031-01-07 07:00 | 46.8427 | 76.2924
2031-01-07 08:00 | 50.7743 | 81.0914
2031-01-07 09:00 | 51.2217 | 84.9734
2031-01-07 10:00 | 50.036 | 84.3322
2031-01-07 11:00 | 48.9115 | 82.6464
2031-01-07 12:00 | 47.1719 | 77.6118
2031-01-07 13:00 | 46.7051 | 76.5383
2031-01-07 14:00 | 46.6905 | 71.8685
2031-01-07 15:00 | 47.1307 | 76.5946
2031-01-07 16:00 | 49.6977 | 80.4429
2031-01-07 17:00 | 52.9616 | 86.6306
2031-01-07 18:00 | 56.5295 | 92.7368
2031-01-07 19:00 | 53.4999 | 90.7944
2031-01-07 20:00 | 50.604 | 86.9553
2031-01-07 21:00 | 47.6492 | 83.1651
2031-01-07 22:00 | 45.3432 | 80.9331
2031-01-07 23:00 | 42.4269 | 77.4049
2031-01-08 | 39.6093 | 74.9915
2031-01-08 01:00 | 37.688 | 71.3912
2031-01-08 02:00 | 38.1387 | 67.885
2031-01-08 03:00 | 39.1675 | 67.0567
2031-01-08 04:00 | 39.6604 | 66.0816
2031-01-08 05:00 | 40.3713 | 67.3986
2031-01-08 06:00 | 43.154 | 71.2154
2031-01-08 07:00 | 50.1418 | 75.255
2031-01-08 08:00 | 53.7454 | 80.2047
2031-01-08 09:00 | 52.9835 | 82.8038
2031-01-08 10:00 | 50.2701 | 80.7355
2031-01-08 11:00 | 47.9858 | 77.4224
2031-01-08 12:00 | 48.153 | 78.8045
2031-01-08 13:00 | 47.8066 | 78.4318
2031-01-08 14:00 | 47.1924 | 74.7058
2031-01-08 15:00 | 47.7653 | 79.3608
2031-01-08 16:00 | 50.2483 | 82.2635
2031-01-08 17:00 | 53.5383 | 88.0867
2031-01-08 18:00 | 56.8831 | 95.0495
2031-01-08 19:00 | 53.7589 | 91.868
2031-01-08 20:00 | 50.6449 | 87.122
2031-01-08 21:00 | 47.5672 | 82.8392
2031-01-08 22:00 | 45.0742 | 80.3469
2031-01-08 23:00 | 42.1381 | 76.7616
2031-01-09 | 39.03 | 74.4388
2031-01-09 01:00 | 37.6194 | 69.6485
2031-01-09 02:00 | 37.9866 | 66.3845
2031-01-09 03:00 | 38.9923 | 65.7182
2031-01-09 04:00 | 39.4928 | 64.4387
2031-01-09 05:00 | 40.1514 | 65.7988
2031-01-09 06:00 | 42.7582 | 71.2344
2031-01-09 07:00 | 49.6663 | 74.8585
2031-01-09 08:00 | 53.4034 | 79.2159
2031-01-09 09:00 | 53.7244 | 83.321
2031-01-09 10:00 | 51.9592 | 83.4329
2031-01-09 11:00 | 50.2074 | 82.2332
2031-01-09 12:00 | 49.9047 | 78.2837
2031-01-09 13:00 | 49.7616 | 78.2813
2031-01-09 14:00 | 49.5743 | 74.7099
2031-01-09 15:00 | 50.0267 | 80.1928
2031-01-09 16:00 | 52.4186 | 83.1964
2031-01-09 17:00 | 54.9299 | 87.5309
2031-01-09 18:00 | 58.0153 | 92.5895
2031-01-09 19:00 | 54.636 | 89.5667
2031-01-09 20:00 | 51.1384 | 85.3783
2031-01-09 21:00 | 47.8453 | 81.2835
2031-01-09 22:00 | 45.4141 | 79.058
2031-01-09 23:00 | 42.3525 | 76.021
2031-01-10 | 39.4059 | 72.8325
2031-01-10 01:00 | 38.3028 | 69.4804
2031-01-10 02:00 | 38.6461 | 66.1328
2031-01-10 03:00 | 39.5326 | 65.5832
2031-01-10 04:00 | 40.052 | 64.3544
2031-01-10 05:00 | 40.5967 | 65.3619
2031-01-10 06:00 | 43.129 | 70.3479
2031-01-10 07:00 | 49.8619 | 73.9298
2031-01-10 08:00 | 53.7165 | 78.4487
2031-01-10 09:00 | 54.1242 | 82.5484
2031-01-10 10:00 | 52.4023 | 82.3216
2031-01-10 11:00 | 50.5128 | 81.1882
2031-01-10 12:00 | 49.5993 | 76.5787
2031-01-10 13:00 | 49.033 | 76.2171
2031-01-10 14:00 | 48.815 | 71.9666
2031-01-10 15:00 | 49.0214 | 77.1734
2031-01-10 16:00 | 51.2241 | 80.2251
2031-01-10 17:00 | 53.9772 | 85.3208
2031-01-10 18:00 | 56.949 | 89.4715
2031-01-10 19:00 | 54.1555 | 87.8484
2031-01-10 20:00 | 50.847 | 83.929
2031-01-10 21:00 | 47.7549 | 80.1101
2031-01-10 22:00 | 45.4818 | 77.8287
2031-01-10 23:00 | 42.4933 | 74.5286
2031-01-11 | 39.2251 | 72.7689
2031-01-11 01:00 | 38.1444 | 68.3839
2031-01-11 02:00 | 38.4701 | 65.5106
2031-01-11 03:00 | 39.2926 | 65.3693
2031-01-11 04:00 | 39.7256 | 64.5656
2031-01-11 05:00 | 40.3403 | 65.5344
2031-01-11 06:00 | 42.3574 | 69.9155
2031-01-11 07:00 | 47.0201 | 71.2201
2031-01-11 08:00 | 48.3487 | 73.1798
2031-01-11 09:00 | 48.9238 | 79.0417
2031-01-11 10:00 | 48.3726 | 80.7229
2031-01-11 11:00 | 46.7132 | 79.3191
2031-01-11 12:00 | 45.5425 | 75.8845
2031-01-11 13:00 | 45.4422 | 76.1052
2031-01-11 14:00 | 45.0337 | 72.259
2031-01-11 15:00 | 45.0727 | 77.6715
2031-01-11 16:00 | 47.0471 | 80.1034
2031-01-11 17:00 | 50.6963 | 85.2586
2031-01-11 18:00 | 56.8625 | 90.6686
2031-01-11 19:00 | 54.1341 | 86.7608
2031-01-11 20:00 | 50.3711 | 80.5892
2031-01-11 21:00 | 45.9612 | 76.1819
2031-01-11 22:00 | 43.7847 | 75.1693
2031-01-11 23:00 | 41.4264 | 73.8723
2031-01-12 | 39.5212 | 73.2442
2031-01-12 01:00 | 37.8827 | 68.7651
2031-01-12 02:00 | 38.0243 | 66.0707
2031-01-12 03:00 | 38.5896 | 65.5166
2031-01-12 04:00 | 38.8093 | 64.4638
2031-01-12 05:00 | 38.9869 | 65.483
2031-01-12 06:00 | 40.0743 | 69.3005
2031-01-12 07:00 | 44.5475 | 69.2766
2031-01-12 08:00 | 46.4374 | 70.054
2031-01-12 09:00 | 47.656 | 74.9732
2031-01-12 10:00 | 47.0363 | 76.7006
2031-01-12 11:00 | 45.9587 | 75.9218
2031-01-12 12:00 | 44.9015 | 75.1376
2031-01-12 13:00 | 45.1076 | 75.9011
2031-01-12 14:00 | 44.9718 | 72.8369
2031-01-12 15:00 | 45.4409 | 78.7065
2031-01-12 16:00 | 47.7343 | 81.3151
2031-01-12 17:00 | 51.3036 | 86.6727
2031-01-12 18:00 | 55.6295 | 93.155
2031-01-12 19:00 | 52.4444 | 89.6377
2031-01-12 20:00 | 48.3906 | 83.7004
2031-01-12 21:00 | 44.5815 | 78.8618
2031-01-12 22:00 | 42.1308 | 78.0257
2031-01-12 23:00 | 39.6583 | 76.9191
2031-01-13 | 37.6589 | 74.0253
2031-01-13 01:00 | 37.0419 | 70.8171
2031-01-13 02:00 | 37.6279 | 67.93
2031-01-13 03:00 | 38.6229 | 67.691
2031-01-13 04:00 | 39.3105 | 66.3717
2031-01-13 05:00 | 39.8676 | 67.9456
2031-01-13 06:00 | 42.1694 | 73.5452
2031-01-13 07:00 | 49.1765 | 77.4103
2031-01-13 08:00 | 53.5095 | 82.5648
2031-01-13 09:00 | 54.3562 | 85.8482
2031-01-13 10:00 | 53.0093 | 83.9996
2031-01-13 11:00 | 51.3069 | 80.0854
2031-01-13 12:00 | 49.7568 | 80.7652
2031-01-13 13:00 | 49.1391 | 80.3327
2031-01-13 14:00 | 49.2464 | 76.0821
2031-01-13 15:00 | 49.886 | 81.1828
2031-01-13 16:00 | 52.8056 | 83.9826
2031-01-13 17:00 | 55.8589 | 90.0644
2031-01-13 18:00 | 60.0427 | 96.7272
2031-01-13 19:00 | 57.0929 | 93.3159
2031-01-13 20:00 | 53.7326 | 87.945
2031-01-13 21:00 | 50.3951 | 83.1061
2031-01-13 22:00 | 47.962 | 80.3502
2031-01-13 23:00 | 44.7295 | 77.1899
2031-01-14 | 41.7951 | 76.1591
2031-01-14 01:00 | 40.6393 | 70.7764
2031-01-14 02:00 | 41.1678 | 67.4525
2031-01-14 03:00 | 42.1303 | 67.0346
2031-01-14 04:00 | 42.7872 | 65.7663
2031-01-14 05:00 | 43.4412 | 67.3186
2031-01-14 06:00 | 45.8536 | 73.6534
2031-01-14 07:00 | 52.3918 | 77.4989
2031-01-14 08:00 | 56.252 | 82.5297
2031-01-14 09:00 | 55.7311 | 85.7346
2031-01-14 10:00 | 52.9435 | 84.5467
2031-01-14 11:00 | 50.4157 | 81.9847
2031-01-14 12:00 | 49.2207 | 81.3874
2031-01-14 13:00 | 48.294 | 81.0617
2031-01-14 14:00 | 47.8892 | 77.1209
2031-01-14 15:00 | 48.7169 | 83.0158
2031-01-14 16:00 | 51.643 | 86.0116
2031-01-14 17:00 | 55.2913 | 90.1073
2031-01-14 18:00 | 59.5081 | 95.7757
2031-01-14 19:00 | 57.0397 | 92.6008
2031-01-14 20:00 | 54.1295 | 87.5842
2031-01-14 21:00 | 50.926 | 83.0508
2031-01-14 22:00 | 48.4397 | 80.5581
2031-01-14 23:00 | 45.3288 | 77.6365
2031-01-15 | 42.5068 | 75.4775
2031-01-15 01:00 | 40.9038 | 70.2102
2031-01-15 02:00 | 41.32 | 66.9357
2031-01-15 03:00 | 42.2109 | 66.4536
2031-01-15 04:00 | 42.7581 | 65.2777
2031-01-15 05:00 | 43.2689 | 66.5857
2031-01-15 06:00 | 45.4936 | 72.4123
2031-01-15 07:00 | 51.9657 | 76.1065
2031-01-15 08:00 | 55.6947 | 80.9683
2031-01-15 09:00 | 56.1109 | 85.2855
2031-01-15 10:00 | 54.0528 | 85.362
2031-01-15 11:00 | 52.2849 | 84.0748
2031-01-15 12:00 | 51.3065 | 81.1641
2031-01-15 13:00 | 50.8437 | 81.4492
2031-01-15 14:00 | 50.7723 | 77.798
2031-01-15 15:00 | 51.6052 | 83.3144
2031-01-15 16:00 | 54.3852 | 85.762
2031-01-15 17:00 | 57.3818 | 89.7943
2031-01-15 18:00 | 61.3613 | 92.0003
2031-01-15 19:00 | 58.1991 | 90.8109
2031-01-15 20:00 | 54.4846 | 87.9556
2031-01-15 21:00 | 51.0655 | 84.7109
2031-01-15 22:00 | 48.5257 | 82.395
2031-01-15 23:00 | 45.1988 | 79.1399
2031-01-16 | 41.6632 | 74.1797
2031-01-16 01:00 | 40.8922 | 70.5732
2031-01-16 02:00 | 41.3667 | 67.1952
2031-01-16 03:00 | 42.2343 | 67.3248
2031-01-16 04:00 | 42.8126 | 66.332
2031-01-16 05:00 | 43.3569 | 68.0747
2031-01-16 06:00 | 45.5255 | 73.0702
2031-01-16 07:00 | 52.0699 | 77.3597
2031-01-16 08:00 | 56.143 | 82.982
2031-01-16 09:00 | 56.1259 | 87.0911
2031-01-16 10:00 | 53.6735 | 85.9934
2031-01-16 11:00 | 50.9491 | 82.8277
2031-01-16 12:00 | 49.9915 | 83.5067
2031-01-16 13:00 | 49.0077 | 83.0984
2031-01-16 14:00 | 49.0522 | 79.0741
2031-01-16 15:00 | 49.6453 | 85.6135
2031-01-16 16:00 | 52.4702 | 88.4132
2031-01-16 17:00 | 55.6659 | 93.8966
2031-01-16 18:00 | 59.3008 | 99.263
2031-01-16 19:00 | 56.9912 | 96.7322
2031-01-16 20:00 | 53.986 | 91.835
2031-01-16 21:00 | 50.7934 | 87.0454
2031-01-16 22:00 | 48.4926 | 84.0421
2031-01-16 23:00 | 45.3102 | 80.6645
2031-01-17 | 42.571 | 78.0302
2031-01-17 01:00 | 40.1611 | 73.4944
2031-01-17 02:00 | 40.4948 | 70.3287
2031-01-17 03:00 | 41.2683 | 70.2413
2031-01-17 04:00 | 41.7465 | 69.0426
2031-01-17 05:00 | 42.2841 | 70.5397
2031-01-17 06:00 | 44.4724 | 76.2453
2031-01-17 07:00 | 50.6661 | 80.3963
2031-01-17 08:00 | 54.2379 | 86.3368
2031-01-17 09:00 | 54.5989 | 90.0451
2031-01-17 10:00 | 52.7364 | 89.085
2031-01-17 11:00 | 50.8861 | 85.4657
2031-01-17 12:00 | 48.6055 | 81.169
2031-01-17 13:00 | 47.7275 | 80.008
2031-01-17 14:00 | 47.6605 | 76.4173
2031-01-17 15:00 | 48.1103 | 81.6909
2031-01-17 16:00 | 50.3509 | 83.5086
2031-01-17 17:00 | 53.2756 | 88.7308
2031-01-17 18:00 | 57.271 | 95.6614
2031-01-17 19:00 | 54.1616 | 94.1536
2031-01-17 20:00 | 50.5864 | 89.6377
2031-01-17 21:00 | 47.1974 | 85.5266
2031-01-17 22:00 | 44.8088 | 83.1534
2031-01-17 23:00 | 41.7557 | 79.6898
2031-01-18 | 38.6346 | 77.0709
2031-01-18 01:00 | 37.195 | 74.4577
2031-01-18 02:00 | 37.4181 | 71.4209
2031-01-18 03:00 | 38.0439 | 70.8589
2031-01-18 04:00 | 38.4616 | 69.9484
2031-01-18 05:00 | 38.982 | 71.7993
2031-01-18 06:00 | 41.0595 | 77.449
2031-01-18 07:00 | 45.5937 | 77.6638
2031-01-18 08:00 | 47.2505 | 77.6054
2031-01-18 09:00 | 48.5269 | 81.8759
2031-01-18 10:00 | 48.4706 | 82.742
2031-01-18 11:00 | 47.5429 | 80.2544
2031-01-18 12:00 | 46.7041 | 81.3171
2031-01-18 13:00 | 46.7602 | 81.2804
2031-01-18 14:00 | 46.0144 | 76.279
2031-01-18 15:00 | 46.0812 | 79.236
2031-01-18 16:00 | 47.808 | 80.424
2031-01-18 17:00 | 50.9844 | 85.7567
2031-01-18 18:00 | 55.0581 | 92.1016
2031-01-18 19:00 | 52.0582 | 90.1054
2031-01-18 20:00 | 47.8306 | 84.4122
2031-01-18 21:00 | 43.8672 | 79.8456
2031-01-18 22:00 | 41.8522 | 79.1032
2031-01-18 23:00 | 39.6158 | 78.3879
2031-01-19 | 38.0607 | 76.3688
2031-01-19 01:00 | 36.898 | 74.3729
2031-01-19 02:00 | 37.2068 | 71.6455
2031-01-19 03:00 | 37.9243 | 71.2722
2031-01-19 04:00 | 38.2576 | 70.406
2031-01-19 05:00 | 38.659 | 71.3469
2031-01-19 06:00 | 40.322 | 74.7294
2031-01-19 07:00 | 44.7197 | 75.3229
2031-01-19 08:00 | 46.3745 | 75.0562
2031-01-19 09:00 | 47.7175 | 80.3104
2031-01-19 10:00 | 47.5787 | 82.6971
2031-01-19 11:00 | 46.9514 | 81.2818
2031-01-19 12:00 | 44.7245 | 81.3516
2031-01-19 13:00 | 44.8142 | 82.8917
2031-01-19 14:00 | 44.6584 | 79.7387
2031-01-19 15:00 | 45.0584 | 85.5577
2031-01-19 16:00 | 47.4065 | 86.9991
2031-01-19 17:00 | 51.5123 | 90.6027
2031-01-19 18:00 | 56.117 | 95.1362
2031-01-19 19:00 | 54.0876 | 91.8921
2031-01-19 20:00 | 50.4668 | 86.2431
2031-01-19 21:00 | 46.4435 | 81.5445
2031-01-19 22:00 | 44.2793 | 80.1411
2031-01-19 23:00 | 41.6998 | 79.0011
2031-01-20 | 39.5143 | 77.6816
2031-01-20 01:00 | 38.7426 | 73.3512
2031-01-20 02:00 | 39.3505 | 70.3403
2031-01-20 03:00 | 40.3549 | 69.8192
2031-01-20 04:00 | 41.031 | 68.4623
2031-01-20 05:00 | 41.6979 | 69.8772
2031-01-20 06:00 | 44.2958 | 74.7949
2031-01-20 07:00 | 51.1958 | 78.5856
2031-01-20 08:00 | 55.1868 | 83.6961
2031-01-20 09:00 | 54.9189 | 88.4659
2031-01-20 10:00 | 52.4857 | 88.7977
2031-01-20 11:00 | 49.9896 | 86.5974
2031-01-20 12:00 | 48.3936 | 83.6944
2031-01-20 13:00 | 47.6331 | 84.0892
2031-01-20 14:00 | 47.3454 | 80.8857
2031-01-20 15:00 | 48.0983 | 86.5641
2031-01-20 16:00 | 51.0116 | 88.3214
2031-01-20 17:00 | 54.4016 | 91.9386
2031-01-20 18:00 | 58.9073 | 95.2526
2031-01-20 19:00 | 56.6663 | 92.4509
2031-01-20 20:00 | 53.6642 | 87.5823
2031-01-20 21:00 | 50.4442 | 83.0901
2031-01-20 22:00 | 47.9855 | 80.3853
2031-01-20 23:00 | 44.8136 | 77.5114
2031-01-21 | 41.7823 | 75.8469
2031-01-21 01:00 | 40.0514 | 69.8181
2031-01-21 02:00 | 40.4773 | 66.4549
2031-01-21 03:00 | 41.3662 | 66.2838
2031-01-21 04:00 | 41.9252 | 65.0111
2031-01-21 05:00 | 42.6117 | 66.3661
2031-01-21 06:00 | 45.1589 | 71.9748
2031-01-21 07:00 | 51.4782 | 76.3152
2031-01-21 08:00 | 54.6507 | 82.0314
2031-01-21 09:00 | 53.6847 | 87.2279
2031-01-21 10:00 | 50.7883 | 87.6793
2031-01-21 11:00 | 48.2544 | 86.1942
2031-01-21 12:00 | 46.8547 | 81.6467
2031-01-21 13:00 | 45.9684 | 81.4159
2031-01-21 14:00 | 45.8662 | 77.4536
2031-01-21 15:00 | 46.549 | 83.9274
2031-01-21 16:00 | 49.2725 | 86.6463
2031-01-21 17:00 | 52.7337 | 91.068
2031-01-21 18:00 | 57.2456 | 94.8539
2031-01-21 19:00 | 54.9084 | 92.87
2031-01-21 20:00 | 51.9344 | 88.4416
2031-01-21 21:00 | 48.741 | 84.1913
2031-01-21 22:00 | 46.3567 | 81.4457
2031-01-21 23:00 | 43.2745 | 78.4865
2031-01-22 | 40.5278 | 75.7344
2031-01-22 01:00 | 38.8848 | 72.3713
2031-01-22 02:00 | 39.2666 | 68.8459
2031-01-22 03:00 | 40.0567 | 68.5534
2031-01-22 04:00 | 40.5398 | 67.6706
2031-01-22 05:00 | 41.1454 | 69.2108
2031-01-22 06:00 | 43.5369 | 74.7207
2031-01-22 07:00 | 50.0662 | 78.5267
2031-01-22 08:00 | 53.5362 | 83.3465
2031-01-22 09:00 | 53.4496 | 85.7443
2031-01-22 10:00 | 51.179 | 83.886
2031-01-22 11:00 | 48.955 | 80.9614
2031-01-22 12:00 | 48.66 | 74.481
2031-01-22 13:00 | 48.0605 | 73.2675
2031-01-22 14:00 | 48.1416 | 69.1112
2031-01-22 15:00 | 48.6291 | 74.3886
2031-01-22 16:00 | 51.0311 | 77.7766
2031-01-22 17:00 | 53.9614 | 85.7331
2031-01-22 18:00 | 57.0676 | 93.9007
2031-01-22 19:00 | 54.136 | 93.6503
2031-01-22 20:00 | 50.8586 | 90.161
2031-01-22 21:00 | 47.5405 | 86.5618
2031-01-22 22:00 | 45.1524 | 83.9289
2031-01-22 23:00 | 42.0421 | 80.0934
2031-01-23 | 39.4314 | 77.5382
2031-01-23 01:00 | 38.0003 | 72.4571
2031-01-23 02:00 | 38.4044 | 69.1593
2031-01-23 03:00 | 39.1704 | 69.0079
2031-01-23 04:00 | 39.6528 | 67.8984
2031-01-23 05:00 | 40.3181 | 69.7579
2031-01-23 06:00 | 42.8615 | 75.5909
2031-01-23 07:00 | 49.3494 | 79.6312
2031-01-23 08:00 | 52.8774 | 85.0747
2031-01-23 09:00 | 52.5523 | 89.7091
2031-01-23 10:00 | 50.2306 | 89.677
2031-01-23 11:00 | 47.8384 | 86.8156
2031-01-23 12:00 | 46.0673 | 87.7137
2031-01-23 13:00 | 45.0925 | 87.5748
2031-01-23 14:00 | 45.1369 | 84.1803
2031-01-23 15:00 | 45.579 | 89.9708
2031-01-23 16:00 | 47.9918 | 91.1196
2031-01-23 17:00 | 51.1736 | 93.7057
2031-01-23 18:00 | 55.2397 | 96.3661
2031-01-23 19:00 | 53.0061 | 94.4595
2031-01-23 20:00 | 50.2647 | 90.0897
2031-01-23 21:00 | 47.242 | 86.0094
2031-01-23 22:00 | 45.0509 | 83.5236
2031-01-23 23:00 | 42.1197 | 80.3846
2031-01-24 | 39.166 | 76.6888
2031-01-24 01:00 | 37.6392 | 72.3764
2031-01-24 02:00 | 38.002 | 69.0999
2031-01-24 03:00 | 38.785 | 68.565
2031-01-24 04:00 | 39.2876 | 67.1936
2031-01-24 05:00 | 39.9564 | 68.2533
2031-01-24 06:00 | 42.5085 | 73.3738
2031-01-24 07:00 | 48.9878 | 76.9916
2031-01-24 08:00 | 52.2227 | 81.4983
2031-01-24 09:00 | 51.4945 | 85.6926
2031-01-24 10:00 | 49.0218 | 85.6368
2031-01-24 11:00 | 46.5729 | 83.7835
2031-01-24 12:00 | 46.3727 | 81.8717
2031-01-24 13:00 | 45.5714 | 81.8553
2031-01-24 14:00 | 45.3683 | 78.3557
2031-01-24 15:00 | 45.4726 | 83.9734
2031-01-24 16:00 | 47.4581 | 84.9027
2031-01-24 17:00 | 50.3684 | 87.4763
2031-01-24 18:00 | 53.4419 | 91.1228
2031-01-24 19:00 | 51.2029 | 88.848
2031-01-24 20:00 | 48.3502 | 83.7631
2031-01-24 21:00 | 45.375 | 79.5567
2031-01-24 22:00 | 43.2173 | 77.1332
2031-01-24 23:00 | 40.4111 | 74.3495
2031-01-25 | 37.8575 | 73.1582
2031-01-25 01:00 | 36.4135 | 69.1839
2031-01-25 02:00 | 36.6591 | 66.274
2031-01-25 03:00 | 37.3233 | 65.9726
2031-01-25 04:00 | 37.6562 | 64.4777
2031-01-25 05:00 | 38.0951 | 65.2284
2031-01-25 06:00 | 39.8329 | 69.0815
2031-01-25 07:00 | 44.7256 | 69.9882
2031-01-25 08:00 | 46.687 | 71.5662
2031-01-25 09:00 | 47.0456 | 76.7021
2031-01-25 10:00 | 45.9387 | 78.7127
2031-01-25 11:00 | 44.124 | 78.2247
2031-01-25 12:00 | 42.9795 | 77.1636
2031-01-25 13:00 | 42.5245 | 77.9348
2031-01-25 14:00 | 42.0258 | 73.3302
2031-01-25 15:00 | 42.0087 | 77.8084
2031-01-25 16:00 | 43.9631 | 79.1917
2031-01-25 17:00 | 47.4739 | 82.1207
2031-01-25 18:00 | 51.7018 | 86.7496
2031-01-25 19:00 | 49.4199 | 83.6313
2031-01-25 20:00 | 46.0112 | 79.1828
2031-01-25 21:00 | 42.4862 | 75.9776
2031-01-25 22:00 | 40.6812 | 75.1707
2031-01-25 23:00 | 38.5937 | 74.3582
2031-01-26 | 36.5712 | 70.9974
2031-01-26 01:00 | 35.2071 | 69.6302
2031-01-26 02:00 | 35.426 | 66.1915
2031-01-26 03:00 | 36.0468 | 65.5601
2031-01-26 04:00 | 36.3066 | 64.5964
2031-01-26 05:00 | 36.6046 | 65.3394
2031-01-26 06:00 | 38.0545 | 68.7005
2031-01-26 07:00 | 42.4603 | 68.8699
2031-01-26 08:00 | 44.2785 | 69.3878
2031-01-26 09:00 | 44.6143 | 73.9837
2031-01-26 10:00 | 43.4831 | 75.3123
2031-01-26 11:00 | 42.132 | 74.3706
2031-01-26 12:00 | 42.8511 | 70.9398
2031-01-26 13:00 | 42.92 | 70.9609
2031-01-26 14:00 | 42.598 | 68.5254
2031-01-26 15:00 | 43.0623 | 73.7045
2031-01-26 16:00 | 45.4349 | 75.0681
2031-01-26 17:00 | 49.1649 | 81.9571
2031-01-26 18:00 | 53.3214 | 91.4102
2031-01-26 19:00 | 50.604 | 89.8806
2031-01-26 20:00 | 46.9803 | 83.9232
2031-01-26 21:00 | 43.2783 | 78.8864
2031-01-26 22:00 | 41.1356 | 77.3346
2031-01-26 23:00 | 38.7822 | 75.6904
2031-01-27 | 36.8484 | 75.2484
2031-01-27 01:00 | 35.5248 | 72.0188
2031-01-27 02:00 | 36.0062 | 68.9512
2031-01-27 03:00 | 36.8368 | 68.8517
2031-01-27 04:00 | 37.3589 | 67.8721
2031-01-27 05:00 | 38.0642 | 70.0272
2031-01-27 06:00 | 40.8966 | 76.303
2031-01-27 07:00 | 47.5984 | 80.3304
2031-01-27 08:00 | 50.8715 | 85.907
2031-01-27 09:00 | 50.788 | 89.474
2031-01-27 10:00 | 49.0548 | 88.4223
2031-01-27 11:00 | 47.5346 | 84.6507
2031-01-27 12:00 | 46.6903 | 83.5257
2031-01-27 13:00 | 46.3029 | 83.1061
2031-01-27 14:00 | 46.1782 | 79.6547
2031-01-27 15:00 | 46.8105 | 84.845
2031-01-27 16:00 | 49.1044 | 86.5541
2031-01-27 17:00 | 51.9198 | 91.3716
2031-01-27 18:00 | 54.4265 | 94.1342
2031-01-27 19:00 | 51.7773 | 93.7135
2031-01-27 20:00 | 48.7148 | 89.8576
2031-01-27 21:00 | 45.5046 | 86.2202
2031-01-27 22:00 | 43.1312 | 83.9527
2031-01-27 23:00 | 40.2244 | 80.2703
2031-01-28 | 37.8824 | 77.3281
2031-01-28 01:00 | 36.1238 | 72.9554
2031-01-28 02:00 | 36.5266 | 69.5642
2031-01-28 03:00 | 37.3319 | 69.4803
2031-01-28 04:00 | 37.8293 | 68.2505
2031-01-28 05:00 | 38.6279 | 69.9158
2031-01-28 06:00 | 41.3164 | 75.7698
2031-01-28 07:00 | 47.7715 | 79.9301
2031-01-28 08:00 | 50.5205 | 85.2863
2031-01-28 09:00 | 49.2708 | 88.7152
2031-01-28 10:00 | 46.6739 | 86.561
2031-01-28 11:00 | 44.5124 | 82.1765
2031-01-28 12:00 | 43.2144 | 85.1781
2031-01-28 13:00 | 42.4413 | 84.3648
2031-01-28 14:00 | 42.4411 | 79.8174
2031-01-28 15:00 | 42.8762 | 85.8655
2031-01-28 16:00 | 45.2011 | 87.4864
2031-01-28 17:00 | 48.5532 | 91.796
2031-01-28 18:00 | 53.0107 | 97.3422
2031-01-28 19:00 | 50.922 | 95.5537
2031-01-28 20:00 | 48.3639 | 90.5386
2031-01-28 21:00 | 45.4569 | 86.3303
2031-01-28 22:00 | 43.2518 | 83.592
2031-01-28 23:00 | 40.3977 | 80.4629
2031-01-29 | 37.7518 | 78.4107
2031-01-29 01:00 | 36.1566 | 73.651
2031-01-29 02:00 | 36.5506 | 70.1948
2031-01-29 03:00 | 37.333 | 69.8758
2031-01-29 04:00 | 37.7908 | 68.8617
2031-01-29 05:00 | 38.5622 | 70.2574
2031-01-29 06:00 | 41.3143 | 75.7509
2031-01-29 07:00 | 47.9611 | 79.6843
2031-01-29 08:00 | 50.8858 | 84.2895
2031-01-29 09:00 | 49.8777 | 86.4497
2031-01-29 10:00 | 47.2488 | 84.2436
2031-01-29 11:00 | 45.0131 | 80.4553
2031-01-29 12:00 | 43.8182 | 77.6437
2031-01-29 13:00 | 43.1544 | 76.5265
2031-01-29 14:00 | 43.0119 | 72.7245
2031-01-29 15:00 | 43.3412 | 77.9216
2031-01-29 16:00 | 45.5401 | 79.9289
2031-01-29 17:00 | 48.8016 | 86.5246
2031-01-29 18:00 | 53.7332 | 94.7895
2031-01-29 19:00 | 51.1416 | 93.7193
2031-01-29 20:00 | 48.2428 | 89.1102
2031-01-29 21:00 | 45.2016 | 85.0477
2031-01-29 22:00 | 42.9111 | 82.2216
2031-01-29 23:00 | 40.0532 | 78.6896
2031-01-30 | 37.379 | 77.1058
2031-01-30 01:00 | 35.7513 | 72.2606
2031-01-30 02:00 | 36.1047 | 68.9212
2031-01-30 03:00 | 36.8427 | 68.6785
2031-01-30 04:00 | 37.2814 | 67.4562
2031-01-30 05:00 | 38.0448 | 68.9087
2031-01-30 06:00 | 40.7667 | 74.5522
2031-01-30 07:00 | 47.3936 | 78.4302
2031-01-30 08:00 | 50.5803 | 82.9194
2031-01-30 09:00 | 50.6431 | 87.2181
2031-01-30 10:00 | 48.971 | 87.4187
2031-01-30 11:00 | 47.5008 | 85.5789
2031-01-30 12:00 | 44.6885 | 83.0856
2031-01-30 13:00 | 44.1677 | 82.8745
2031-01-30 14:00 | 44.0795 | 79.4068
2031-01-30 15:00 | 44.4531 | 85.3402
2031-01-30 16:00 | 46.5134 | 86.747
2031-01-30 17:00 | 49.3217 | 89.9426
2031-01-30 18:00 | 53.8204 | 93.0656
2031-01-30 19:00 | 50.9878 | 92.1473
2031-01-30 20:00 | 47.9423 | 88.2911
2031-01-30 21:00 | 44.7669 | 84.5065
2031-01-30 22:00 | 42.4692 | 81.9592
2031-01-30 23:00 | 39.6418 | 78.9041
2031-01-31 | 37.3778 | 75.6887
2031-01-31 01:00 | 35.324 | 72.0098
2031-01-31 02:00 | 35.6038 | 68.4894
2031-01-31 03:00 | 36.2734 | 68.0884
2031-01-31 04:00 | 36.688 | 67.0144
2031-01-31 05:00 | 37.3956 | 68.215
2031-01-31 06:00 | 40.1842 | 72.6009
2031-01-31 07:00 | 46.7847 | 76.5674
2031-01-31 08:00 | 49.825 | 81.178
2031-01-31 09:00 | 49.8223 | 85.2926
2031-01-31 10:00 | 48.2572 | 85.2654
2031-01-31 11:00 | 46.7663 | 83.5335
2031-01-31 12:00 | 45.5259 | 82.6806
2031-01-31 13:00 | 45.1512 | 82.4681
2031-01-31 14:00 | 44.9732 | 79.0111
2031-01-31 15:00 | 45.0209 | 84.6334
2031-01-31 16:00 | 46.5809 | 85.3902
2031-01-31 17:00 | 49.0097 | 88.2296
2031-01-31 18:00 | 51.9762 | 91.5774
2031-01-31 19:00 | 49.0781 | 90.3689
2031-01-31 20:00 | 45.8421 | 85.6786
2031-01-31 21:00 | 42.6928 | 81.6498
2031-01-31 22:00 | 40.4602 | 79.1134
2031-01-31 23:00 | 37.7429 | 76.1004
2031-02-01 | 35.7396 | 73.8528
2031-02-01 01:00 | 33.395 | 69.4634
2031-02-01 02:00 | 33.5282 | 67.1641
2031-02-01 03:00 | 34.144 | 66.9825
2031-02-01 04:00 | 34.5453 | 65.6432
2031-02-01 05:00 | 34.7323 | 66.4852
2031-02-01 06:00 | 36.2411 | 71.452
2031-02-01 07:00 | 41.5448 | 71.973
2031-02-01 08:00 | 44.2415 | 72.7567
2031-02-01 09:00 | 45.2337 | 77.49
2031-02-01 10:00 | 44.3196 | 78.565
2031-02-01 11:00 | 43.3961 | 78.0741
2031-02-01 12:00 | 42.0217 | 74.83
2031-02-01 13:00 | 41.5904 | 75.715
2031-02-01 14:00 | 40.738 | 71.0934
2031-02-01 15:00 | 40.9495 | 75.8855
2031-02-01 16:00 | 43.446 | 78.5447
2031-02-01 17:00 | 46.735 | 82.788
2031-02-01 18:00 | 50.6859 | 86.4827
2031-02-01 19:00 | 47.731 | 84.4936
2031-02-01 20:00 | 43.9596 | 79.8261
2031-02-01 21:00 | 40.5706 | 76.1173
2031-02-01 22:00 | 38.8156 | 75.2616
2031-02-01 23:00 | 36.8645 | 74.5519
2031-02-02 | 34.7496 | 72.7384
2031-02-02 01:00 | 33.3465 | 68.658
2031-02-02 02:00 | 33.5464 | 66.307
2031-02-02 03:00 | 34.1895 | 65.8508
2031-02-02 04:00 | 34.5451 | 64.5722
2031-02-02 05:00 | 34.6852 | 65.4881
2031-02-02 06:00 | 35.7877 | 68.5251
2031-02-02 07:00 | 40.8595 | 68.4853
2031-02-02 08:00 | 43.5917 | 68.8231
2031-02-02 09:00 | 44.9041 | 73.1273
2031-02-02 10:00 | 44.2007 | 74.0867
2031-02-02 11:00 | 43.4054 | 73.8685
2031-02-02 12:00 | 42.6937 | 73.8077
2031-02-02 13:00 | 42.7749 | 75.0921
2031-02-02 14:00 | 42.217 | 72.0713
2031-02-02 15:00 | 42.808 | 77.7707
2031-02-02 16:00 | 45.6677 | 80.2094
2031-02-02 17:00 | 49.3394 | 85.214
2031-02-02 18:00 | 52.908 | 89.8493
2031-02-02 19:00 | 50.1678 | 87.8286
2031-02-02 20:00 | 46.56 | 81.8103
2031-02-02 21:00 | 42.7657 | 76.7352
2031-02-02 22:00 | 40.6616 | 75.5703
2031-02-02 23:00 | 38.4002 | 74.6332
2031-02-03 | 36.6019 | 73.8341
2031-02-03 01:00 | 35.4579 | 69.9997
2031-02-03 02:00 | 35.928 | 67.5761
2031-02-03 03:00 | 36.8164 | 66.9861
2031-02-03 04:00 | 37.5072 | 65.5002
2031-02-03 05:00 | 38.2619 | 67.1862
2031-02-03 06:00 | 40.9574 | 72.8502
2031-02-03 07:00 | 48.3135 | 75.9827
2031-02-03 08:00 | 52.1186 | 79.5733
2031-02-03 09:00 | 52.3723 | 81.613
2031-02-03 10:00 | 50.5395 | 79.6197
2031-02-03 11:00 | 48.9089 | 77.7384
2031-02-03 12:00 | 47.2701 | 75.4561
2031-02-03 13:00 | 46.9459 | 75.439
2031-02-03 14:00 | 46.2838 | 71.2719
2031-02-03 15:00 | 46.965 | 75.4909
2031-02-03 16:00 | 49.6252 | 78.5368
2031-02-03 17:00 | 52.545 | 83.692
2031-02-03 18:00 | 55.0362 | 88.018
2031-02-03 19:00 | 52.9869 | 87.1547
2031-02-03 20:00 | 49.925 | 83.4946
2031-02-03 21:00 | 46.777 | 79.7129
2031-02-03 22:00 | 44.3582 | 77.669
2031-02-03 23:00 | 41.4981 | 74.9769
2031-02-04 | 38.3479 | 72.4499
2031-02-04 01:00 | 36.6673 | 68.6714
2031-02-04 02:00 | 37.0305 | 65.6516
2031-02-04 03:00 | 37.8603 | 65.1024
2031-02-04 04:00 | 38.5026 | 63.7388
2031-02-04 05:00 | 39.3177 | 65.1537
2031-02-04 06:00 | 41.8303 | 69.8185
2031-02-04 07:00 | 48.7256 | 73.5097
2031-02-04 08:00 | 51.7789 | 77.4642
2031-02-04 09:00 | 50.8274 | 79.0631
2031-02-04 10:00 | 48.0982 | 75.5681
2031-02-04 11:00 | 45.8929 | 72.4799
2031-02-04 12:00 | 45.2039 | 70.6871
2031-02-04 13:00 | 44.6634 | 69.528
2031-02-04 14:00 | 44.3121 | 63.8647
2031-02-04 15:00 | 44.8757 | 68.7989
2031-02-04 16:00 | 47.5156 | 73.0594
2031-02-04 17:00 | 50.6372 | 80.6882
2031-02-04 18:00 | 55.642 | 87.4386
2031-02-04 19:00 | 53.0104 | 86.7958
2031-02-04 20:00 | 49.7221 | 82.7291
2031-02-04 21:00 | 46.3647 | 78.6676
2031-02-04 22:00 | 43.8859 | 76.2273
2031-02-04 23:00 | 40.9568 | 73.5422
2031-02-05 | 38.1045 | 73.1613
2031-02-05 01:00 | 36.5517 | 66.9855
2031-02-05 02:00 | 36.8836 | 64.186
2031-02-05 03:00 | 37.5875 | 63.9867
2031-02-05 04:00 | 38.1381 | 62.8806
2031-02-05 05:00 | 38.8457 | 64.4942
2031-02-05 06:00 | 41.1089 | 70.2618
2031-02-05 07:00 | 47.9507 | 74.2201
2031-02-05 08:00 | 51.0617 | 78.9986
2031-02-05 09:00 | 50.8903 | 82.2706
2031-02-05 10:00 | 48.7115 | 81.4045
2031-02-05 11:00 | 47.1488 | 80.5107
2031-02-05 12:00 | 45.7352 | 77.7415
2031-02-05 13:00 | 45.2541 | 77.9244
2031-02-05 14:00 | 45.0049 | 74.26
2031-02-05 15:00 | 45.5717 | 79.3272
2031-02-05 16:00 | 48.0826 | 82.2129
2031-02-05 17:00 | 51.0848 | 87.3467
2031-02-05 18:00 | 53.8536 | 90.7062
2031-02-05 19:00 | 51.7902 | 89.7482
2031-02-05 20:00 | 48.8202 | 85.3334
2031-02-05 21:00 | 45.7638 | 81.1004
2031-02-05 22:00 | 43.4625 | 78.6797
2031-02-05 23:00 | 40.6111 | 75.4077
2031-02-06 | 37.4937 | 72.6684
2031-02-06 01:00 | 36.3189 | 69.5593
2031-02-06 02:00 | 36.7074 | 66.8498
2031-02-06 03:00 | 37.4698 | 67.0482
2031-02-06 04:00 | 38.1175 | 65.7546
2031-02-06 05:00 | 38.911 | 67.5081
2031-02-06 06:00 | 41.5845 | 73.4792
2031-02-06 07:00 | 48.5874 | 77.4662
2031-02-06 08:00 | 51.9588 | 82.7399
2031-02-06 09:00 | 51.179 | 87.6944
2031-02-06 10:00 | 48.4434 | 87.4142
2031-02-06 11:00 | 45.9877 | 85.6871
2031-02-06 12:00 | 45.1968 | 78.4233
2031-02-06 13:00 | 44.4778 | 77.686
2031-02-06 14:00 | 44.1537 | 72.8696
2031-02-06 15:00 | 44.507 | 78.469
2031-02-06 16:00 | 47.086 | 81.6886
2031-02-06 17:00 | 50.1158 | 88.1648
2031-02-06 18:00 | 55.2804 | 92.3129
2031-02-06 19:00 | 53.0953 | 92.8595
2031-02-06 20:00 | 50.168 | 89.5077
2031-02-06 21:00 | 46.9278 | 85.7061
2031-02-06 22:00 | 44.5712 | 83.2177
2031-02-06 23:00 | 41.6745 | 79.8825
2031-02-07 | 39.0514 | 76.9252
2031-02-07 01:00 | 37.0207 | 72.7545
2031-02-07 02:00 | 37.2948 | 69.9769
2031-02-07 03:00 | 37.948 | 69.9271
2031-02-07 04:00 | 38.4552 | 68.7084
2031-02-07 05:00 | 39.1788 | 70.3266
2031-02-07 06:00 | 41.3966 | 75.4213
2031-02-07 07:00 | 48.1757 | 79.3289
2031-02-07 08:00 | 51.3677 | 84.0079
2031-02-07 09:00 | 51.32 | 85.5273
2031-02-07 10:00 | 49.3178 | 82.0298
2031-02-07 11:00 | 47.6304 | 77.672
2031-02-07 12:00 | 45.5552 | 75.531
2031-02-07 13:00 | 45.088 | 74.2975
2031-02-07 14:00 | 44.5187 | 69.9715
2031-02-07 15:00 | 44.7505 | 75.0355
2031-02-07 16:00 | 46.6623 | 77.5258
2031-02-07 17:00 | 49.228 | 84.1354
2031-02-07 18:00 | 51.9156 | 92.5981
2031-02-07 19:00 | 49.4102 | 92.4657
2031-02-07 20:00 | 46.1186 | 88.0095
2031-02-07 21:00 | 42.8389 | 83.8469
2031-02-07 22:00 | 40.477 | 81.4421
2031-02-07 23:00 | 37.7811 | 78.2483
2031-02-08 | 35.6449 | 76.033
2031-02-08 01:00 | 33.7959 | 72.614
2031-02-08 02:00 | 33.9392 | 70.4269
2031-02-08 03:00 | 34.41 | 70.092
2031-02-08 04:00 | 34.8089 | 68.7762
2031-02-08 05:00 | 35.0917 | 70.1237
2031-02-08 06:00 | 36.331 | 74.575
2031-02-08 07:00 | 41.4883 | 75.2349
2031-02-08 08:00 | 44.213 | 75.769
2031-02-08 09:00 | 45.3427 | 79.5197
2031-02-08 10:00 | 44.6133 | 79.502
2031-02-08 11:00 | 43.6484 | 76.6277
2031-02-08 12:00 | 41.0521 | 74.6971
2031-02-08 13:00 | 40.5226 | 74.1027
2031-02-08 14:00 | 39.4375 | 67.9296
2031-02-08 15:00 | 39.604 | 70.7402
2031-02-08 16:00 | 41.976 | 72.9486
2031-02-08 17:00 | 45.3253 | 79.4513
2031-02-08 18:00 | 49.2709 | 85.1337
2031-02-08 19:00 | 46.5249 | 83.8814
2031-02-08 20:00 | 42.7786 | 78.663
2031-02-08 21:00 | 39.5042 | 74.7464
2031-02-08 22:00 | 37.7672 | 74.2032
2031-02-08 23:00 | 35.9322 | 73.5761
2031-02-09 | 34.6122 | 73.7492
2031-02-09 01:00 | 33.0523 | 68.2257
2031-02-09 02:00 | 33.2894 | 66.0723
2031-02-09 03:00 | 33.8867 | 65.6406
2031-02-09 04:00 | 34.2295 | 64.0307
2031-02-09 05:00 | 34.4618 | 64.8011
2031-02-09 06:00 | 35.8384 | 68.9257
2031-02-09 07:00 | 40.4916 | 68.4564
2031-02-09 08:00 | 42.4233 | 67.9797
2031-02-09 09:00 | 42.8399 | 70.8211
2031-02-09 10:00 | 41.6538 | 71.6287
2031-02-09 11:00 | 41.2817 | 71.6016
2031-02-09 12:00 | 40.2742 | 70.6987
2031-02-09 13:00 | 40.0061 | 71.9491
2031-02-09 14:00 | 39.6294 | 67.2343
2031-02-09 15:00 | 40.1912 | 71.9445
2031-02-09 16:00 | 43.1163 | 75.0886
2031-02-09 17:00 | 47.1947 | 78.9201
2031-02-09 18:00 | 50.4292 | 83.5942
2031-02-09 19:00 | 48.7848 | 81.8262
2031-02-09 20:00 | 45.6823 | 78.2332
2031-02-09 21:00 | 42.2386 | 74.9957
2031-02-09 22:00 | 40.3287 | 74.2866
2031-02-09 23:00 | 38.0087 | 73.4897
2031-02-10 | 36.0965 | 69.8668
2031-02-10 01:00 | 34.7511 | 65.9437
2031-02-10 02:00 | 35.2432 | 63.3448
2031-02-10 03:00 | 36.0796 | 63.0225
2031-02-10 04:00 | 36.7657 | 61.7308
2031-02-10 05:00 | 37.6474 | 63.1722
2031-02-10 06:00 | 40.4669 | 70.0623
2031-02-10 07:00 | 47.6533 | 72.9903
2031-02-10 08:00 | 50.9577 | 75.2759
2031-02-10 09:00 | 50.7338 | 76.6676
2031-02-10 10:00 | 48.7022 | 74.3804
2031-02-10 11:00 | 47.2 | 73.4743
2031-02-10 12:00 | 46.3665 | 67.9044
2031-02-10 13:00 | 46.0691 | 67.5887
2031-02-10 14:00 | 45.5406 | 62.6907
2031-02-10 15:00 | 46.2718 | 67.4345
2031-02-10 16:00 | 48.8427 | 71.7015
2031-02-10 17:00 | 51.7255 | 79.3924
2031-02-10 18:00 | 53.9618 | 85.9527
2031-02-10 19:00 | 52.1294 | 85.8691
2031-02-10 20:00 | 49.2523 | 82.2622
2031-02-10 21:00 | 46.0654 | 78.3169
2031-02-10 22:00 | 43.6183 | 75.8563
2031-02-10 23:00 | 40.7497 | 73.0735
2031-02-11 | 37.696 | 70.894
2031-02-11 01:00 | 37.0709 | 65.9114
2031-02-11 02:00 | 37.5157 | 62.915
2031-02-11 03:00 | 38.3145 | 62.5175
2031-02-11 04:00 | 39.0245 | 61.4332
2031-02-11 05:00 | 39.9133 | 63.3024
2031-02-11 06:00 | 42.6676 | 69.2296
2031-02-11 07:00 | 49.6167 | 73.0238
2031-02-11 08:00 | 52.7632 | 76.3056
2031-02-11 09:00 | 51.6344 | 76.2542
2031-02-11 10:00 | 48.7251 | 72.5639
2031-02-11 11:00 | 46.3949 | 70.3815
2031-02-11 12:00 | 46.428 | 67.7876
2031-02-11 13:00 | 45.843 | 66.7803
2031-02-11 14:00 | 45.4424 | 62.2517
2031-02-11 15:00 | 45.997 | 67.4014
2031-02-11 16:00 | 48.6984 | 71.6405
2031-02-11 17:00 | 51.8979 | 78.8935
2031-02-11 18:00 | 55.8151 | 87.5019
2031-02-11 19:00 | 54.1089 | 86.8107
2031-02-11 20:00 | 51.2821 | 82.2821
2031-02-11 21:00 | 48.0879 | 78.1314
2031-02-11 22:00 | 45.6733 | 76.0821
2031-02-11 23:00 | 42.7132 | 73.194
2031-02-12 | 39.9548 | 71.1487
2031-02-12 01:00 | 38.1779 | 66.7072
2031-02-12 02:00 | 38.556 | 63.8905
2031-02-12 03:00 | 39.2421 | 63.2432
2031-02-12 04:00 | 39.8239 | 62.0212
2031-02-12 05:00 | 40.6337 | 63.5055
2031-02-12 06:00 | 43.3893 | 68.4992
2031-02-12 07:00 | 50.036 | 71.9083
2031-02-12 08:00 | 52.8075 | 74.4771
2031-02-12 09:00 | 51.6759 | 75.438
2031-02-12 10:00 | 48.5943 | 72.7046
2031-02-12 11:00 | 46.4251 | 71.6599
2031-02-12 12:00 | 48.0468 | 68.3911
2031-02-12 13:00 | 47.5938 | 68.4339
2031-02-12 14:00 | 47.1353 | 64.2675
2031-02-12 15:00 | 47.7308 | 69.5758
2031-02-12 16:00 | 50.1826 | 72.6554
2031-02-12 17:00 | 53.1069 | 78.9737
2031-02-12 18:00 | 55.0116 | 84.4221
2031-02-12 19:00 | 53.2503 | 83.9033
2031-02-12 20:00 | 50.2795 | 79.5874
2031-02-12 21:00 | 47.0706 | 75.8917
2031-02-12 22:00 | 44.6489 | 73.8785
2031-02-12 23:00 | 41.6986 | 70.9219
2031-02-13 | 38.5838 | 69.6985
2031-02-13 01:00 | 37.2528 | 65.3556
2031-02-13 02:00 | 37.6311 | 62.5517
2031-02-13 03:00 | 38.2999 | 61.9497
2031-02-13 04:00 | 38.8995 | 60.5843
2031-02-13 05:00 | 39.7472 | 62.0423
2031-02-13 06:00 | 42.225 | 67.4674
2031-02-13 07:00 | 48.8803 | 71.0543
2031-02-13 08:00 | 51.7512 | 73.9871
2031-02-13 09:00 | 50.9851 | 76.3881
2031-02-13 10:00 | 48.3405 | 74.9403
2031-02-13 11:00 | 46.2541 | 73.7504
2031-02-13 12:00 | 47.9435 | 71.937
2031-02-13 13:00 | 47.4287 | 71.9015
2031-02-13 14:00 | 47.298 | 67.5419
2031-02-13 15:00 | 47.7473 | 72.5363
2031-02-13 16:00 | 50.1271 | 75.2147
2031-02-13 17:00 | 52.6966 | 79.7916
2031-02-13 18:00 | 55.9391 | 83.9274
2031-02-13 19:00 | 53.8393 | 82.702
2031-02-13 20:00 | 50.684 | 78.1233
2031-02-13 21:00 | 47.2856 | 74.0091
2031-02-13 22:00 | 44.893 | 72.0002
2031-02-13 23:00 | 41.8866 | 69.503
2031-02-14 | 38.7221 | 68.318
2031-02-14 01:00 | 37.1226 | 64.5587
2031-02-14 02:00 | 37.4433 | 61.7057
2031-02-14 03:00 | 37.9872 | 61.1766
2031-02-14 04:00 | 38.5317 | 59.897
2031-02-14 05:00 | 39.3029 | 61.0248
2031-02-14 06:00 | 41.6768 | 68.8343
2031-02-14 07:00 | 48.3923 | 71.5083
2031-02-14 08:00 | 51.5752 | 73.1786
2031-02-14 09:00 | 51.6185 | 74.6274
2031-02-14 10:00 | 49.6648 | 73.1387
2031-02-14 11:00 | 47.9841 | 73.4048
2031-02-14 12:00 | 46.9777 | 72.6725
2031-02-14 13:00 | 46.3559 | 72.7832
2031-02-14 14:00 | 45.9524 | 68.3961
2031-02-14 15:00 | 46.0618 | 73.0527
2031-02-14 16:00 | 47.9258 | 75.5072
2031-02-14 17:00 | 50.4502 | 79.2174
2031-02-14 18:00 | 52.3871 | 82.87
2031-02-14 19:00 | 50.2888 | 82.5567
2031-02-14 20:00 | 47.1995 | 78.5116
2031-02-14 21:00 | 43.8396 | 74.804
2031-02-14 22:00 | 41.4815 | 72.9385
2031-02-14 23:00 | 38.6995 | 70.3238
2031-02-15 | 36.8799 | 67.4072
2031-02-15 01:00 | 34.9335 | 64.6011
2031-02-15 02:00 | 35.1487 | 61.8898
2031-02-15 03:00 | 35.6022 | 61.6647
2031-02-15 04:00 | 36.0253 | 60.5084
2031-02-15 05:00 | 36.5215 | 61.2564
2031-02-15 06:00 | 38.2429 | 65.7726
2031-02-15 07:00 | 43.2055 | 66.4982
2031-02-15 08:00 | 45.0966 | 68.1941
2031-02-15 09:00 | 45.7824 | 72.4566
2031-02-15 10:00 | 44.8756 | 72.6188
2031-02-15 11:00 | 43.9672 | 71.8217
2031-02-15 12:00 | 43.5913 | 62.6059
2031-02-15 13:00 | 43.2411 | 61.4295
2031-02-15 14:00 | 42.4533 | 57.0312
2031-02-15 15:00 | 42.5425 | 61.8045
2031-02-15 16:00 | 44.6178 | 64.7847
2031-02-15 17:00 | 47.8055 | 72.8926
2031-02-15 18:00 | 50.9617 | 79.8003
2031-02-15 19:00 | 48.9481 | 80.4537
2031-02-15 20:00 | 45.3283 | 75.8019
2031-02-15 21:00 | 41.7115 | 72.339
2031-02-15 22:00 | 39.8715 | 71.695
2031-02-15 23:00 | 37.8336 | 70.3871
2031-02-16 | 35.8117 | 69.9449
2031-02-16 01:00 | 34.6641 | 65.8882
2031-02-16 02:00 | 34.9746 | 63.4928
2031-02-16 03:00 | 35.5352 | 63.1318
2031-02-16 04:00 | 35.9294 | 62.2887
2031-02-16 05:00 | 36.4504 | 63.3033
2031-02-16 06:00 | 37.9244 | 66.4009
2031-02-16 07:00 | 42.7854 | 66.6097
2031-02-16 08:00 | 44.6287 | 67.3229
2031-02-16 09:00 | 44.9059 | 70.7533
2031-02-16 10:00 | 43.546 | 70.57
2031-02-16 11:00 | 42.0648 | 68.9922
2031-02-16 12:00 | 41.1549 | 67.9088
2031-02-16 13:00 | 40.9865 | 67.7608
2031-02-16 14:00 | 40.5656 | 64.4876
2031-02-16 15:00 | 40.9494 | 70.8057
2031-02-16 16:00 | 43.5586 | 73.5195
2031-02-16 17:00 | 47.5804 | 80.1956
2031-02-16 18:00 | 51.4779 | 85.2734
2031-02-16 19:00 | 50.4728 | 85.0168
2031-02-16 20:00 | 47.5729 | 79.817
2031-02-16 21:00 | 43.8027 | 75.7303
2031-02-16 22:00 | 41.7434 | 75.1812
2031-02-16 23:00 | 39.3874 | 73.9174
2031-02-17 | 37.1824 | 71.6328
2031-02-17 01:00 | 35.5265 | 68.2746
2031-02-17 02:00 | 36.0691 | 66.2283
2031-02-17 03:00 | 36.651 | 66.2337
2031-02-17 04:00 | 37.2057 | 65.1418
2031-02-17 05:00 | 37.8124 | 65.4391
2031-02-17 06:00 | 39.505 | 69.8719
2031-02-17 07:00 | 44.3592 | 70.0219
2031-02-17 08:00 | 45.7099 | 69.7091
2031-02-17 09:00 | 45.806 | 72.8251
2031-02-17 10:00 | 44.7876 | 71.5702
2031-02-17 11:00 | 43.7199 | 71.1999
2031-02-17 12:00 | 44.7889 | 72.2939
2031-02-17 13:00 | 44.8994 | 72.6183
2031-02-17 14:00 | 44.1471 | 67.9614
2031-02-17 15:00 | 44.383 | 73.174
2031-02-17 16:00 | 46.6662 | 72.6795
2031-02-17 17:00 | 50.2182 | 80.0657
2031-02-17 18:00 | 51.7857 | 84.4927
2031-02-17 19:00 | 50.2073 | 83.4541
2031-02-17 20:00 | 47.2161 | 77.8196
2031-02-17 21:00 | 43.753 | 73.9386
2031-02-17 22:00 | 41.8223 | 73.3371
2031-02-17 23:00 | 39.6242 | 71.1457
2031-02-18 | 37.5151 | 69.5772
2031-02-18 01:00 | 37.548 | 69.3961
2031-02-18 02:00 | 37.9719 | 66.3758
2031-02-18 03:00 | 38.6374 | 66.0875
2031-02-18 04:00 | 39.2831 | 64.9389
2031-02-18 05:00 | 40.2448 | 66.5041
2031-02-18 06:00 | 42.9161 | 72.5657
2031-02-18 07:00 | 49.5838 | 76.6866
2031-02-18 08:00 | 52.3172 | 80.3121
2031-02-18 09:00 | 51.3507 | 81.5499
2031-02-18 10:00 | 48.597 | 78.4212
2031-02-18 11:00 | 46.5807 | 75.0101
2031-02-18 12:00 | 48.1675 | 71.1265
2031-02-18 13:00 | 47.6918 | 69.7287
2031-02-18 14:00 | 47.4406 | 64.8879
2031-02-18 15:00 | 48.0034 | 70.1157
2031-02-18 16:00 | 50.3962 | 73.5102
2031-02-18 17:00 | 53.1808 | 80.7723
2031-02-18 18:00 | 55.5691 | 86.9046
2031-02-18 19:00 | 53.5793 | 88.0992
2031-02-18 20:00 | 50.5024 | 84.3672
2031-02-18 21:00 | 46.9912 | 80.6201
2031-02-18 22:00 | 44.4577 | 78.3231
2031-02-18 23:00 | 41.4409 | 75.1215
2031-02-19 | 38.9292 | 74.1155
2031-02-19 01:00 | 37.6273 | 68.4145
2031-02-19 02:00 | 38.0516 | 65.4863
2031-02-19 03:00 | 38.628 | 65.2229
2031-02-19 04:00 | 39.2254 | 64.2873
2031-02-19 05:00 | 40.1073 | 65.8821
2031-02-19 06:00 | 42.9773 | 71.8676
2031-02-19 07:00 | 49.7604 | 75.9206
2031-02-19 08:00 | 52.7182 | 79.101
2031-02-19 09:00 | 51.8001 | 79.9881
2031-02-19 10:00 | 48.8638 | 76.8762
2031-02-19 11:00 | 46.5275 | 73.7759
2031-02-19 12:00 | 46.7662 | 72.2998
2031-02-19 13:00 | 45.9857 | 71.768
2031-02-19 14:00 | 45.7675 | 67.8
2031-02-19 15:00 | 46.2105 | 72.8531
2031-02-19 16:00 | 48.6629 | 75.3821
2031-02-19 17:00 | 51.8073 | 81.752
2031-02-19 18:00 | 54.4261 | 85.9726
2031-02-19 19:00 | 53.1847 | 87.1839
2031-02-19 20:00 | 50.5137 | 83.4463
2031-02-19 21:00 | 47.3342 | 79.8167
2031-02-19 22:00 | 44.977 | 77.465
2031-02-19 23:00 | 41.9971 | 74.0145
2031-02-20 | 38.9592 | 72.2112
2031-02-20 01:00 | 37.6711 | 67.9233
2031-02-20 02:00 | 38.1168 | 65.0885
2031-02-20 03:00 | 38.7102 | 64.8563
2031-02-20 04:00 | 39.3192 | 63.6823
2031-02-20 05:00 | 40.2716 | 65.2362
2031-02-20 06:00 | 42.9743 | 71.3281
2031-02-20 07:00 | 49.4358 | 75.2819
2031-02-20 08:00 | 51.9281 | 78.3002
2031-02-20 09:00 | 50.4278 | 81.0004
2031-02-20 10:00 | 47.2134 | 79.9501
2031-02-20 11:00 | 44.895 | 78.3827
2031-02-20 12:00 | 44.7646 | 77.4709
2031-02-20 13:00 | 43.8509 | 77.1558
2031-02-20 14:00 | 43.7172 | 73.2136
2031-02-20 15:00 | 44.1793 | 78.3774
2031-02-20 16:00 | 46.6689 | 80.1632
2031-02-20 17:00 | 49.7656 | 84.2058
2031-02-20 18:00 | 54.4443 | 87.7362
2031-02-20 19:00 | 53.1297 | 87.2623
2031-02-20 20:00 | 50.5332 | 82.4594
2031-02-20 21:00 | 47.2162 | 78.0337
2031-02-20 22:00 | 44.8077 | 75.6651
2031-02-20 23:00 | 41.7842 | 72.719
2031-02-21 | 39.078 | 71.4937
2031-02-21 01:00 | 37.2676 | 68.5836
2031-02-21 02:00 | 37.6076 | 65.6723
2031-02-21 03:00 | 38.0899 | 65.4903
2031-02-21 04:00 | 38.617 | 64.3317
2031-02-21 05:00 | 39.4878 | 65.3998
2031-02-21 06:00 | 41.9924 | 71.7647
2031-02-21 07:00 | 48.3488 | 75.6279
2031-02-21 08:00 | 50.7561 | 78.8571
2031-02-21 09:00 | 50.0186 | 81.7948
2031-02-21 10:00 | 47.6407 | 80.8183
2031-02-21 11:00 | 46.0752 | 79.2307
2031-02-21 12:00 | 44.5792 | 78.5243
2031-02-21 13:00 | 43.8117 | 78.1646
2031-02-21 14:00 | 43.5981 | 74.0598
2031-02-21 15:00 | 43.7762 | 79.057
2031-02-21 16:00 | 45.7005 | 80.4727
2031-02-21 17:00 | 48.4227 | 84.2643
2031-02-21 18:00 | 51.4673 | 87.7007
2031-02-21 19:00 | 50.0884 | 88.5405
2031-02-21 20:00 | 47.3249 | 84.7983
2031-02-21 21:00 | 44.0482 | 81.0281
2031-02-21 22:00 | 41.6965 | 78.7491
2031-02-21 23:00 | 38.7915 | 75.6971
2031-02-22 | 36.5513 | 71.9379
2031-02-22 01:00 | 35.191 | 70.4057
2031-02-22 02:00 | 35.4823 | 67.8848
2031-02-22 03:00 | 35.8607 | 67.6691
2031-02-22 04:00 | 36.2998 | 66.7417
2031-02-22 05:00 | 36.9229 | 67.3416
2031-02-22 06:00 | 38.5634 | 71.0479
2031-02-22 07:00 | 43.3461 | 72.286
2031-02-22 08:00 | 44.9445 | 72.5004
2031-02-22 09:00 | 45.6079 | 76.3304
2031-02-22 10:00 | 44.845 | 76.7073
2031-02-22 11:00 | 44.1544 | 75.0857
2031-02-22 12:00 | 44.33 | 73.1492
2031-02-22 13:00 | 44.0087 | 72.6357
2031-02-22 14:00 | 43.2121 | 67.9132
2031-02-22 15:00 | 43.3216 | 72.4043
2031-02-22 16:00 | 45.2862 | 74.2357
2031-02-22 17:00 | 48.4407 | 79.2127
2031-02-22 18:00 | 51.433 | 82.8651
2031-02-22 19:00 | 49.5912 | 83.2735
2031-02-22 20:00 | 45.9582 | 78.92
2031-02-22 21:00 | 42.1384 | 75.6746
2031-02-22 22:00 | 40.2189 | 75.0113
2031-02-22 23:00 | 38.0961 | 73.6989
2031-02-23 | 36.3571 | 73.1197
2031-02-23 01:00 | 35.191 | 68.2978
2031-02-23 02:00 | 35.5319 | 65.736
2031-02-23 03:00 | 35.9613 | 65.1877
2031-02-23 04:00 | 36.3175 | 64.1674
2031-02-23 05:00 | 36.8456 | 65.2049
2031-02-23 06:00 | 38.1496 | 68.2821
2031-02-23 07:00 | 42.8171 | 68.6287
2031-02-23 08:00 | 44.3886 | 68.6287
2031-02-23 09:00 | 44.9688 | 71.3354
2031-02-23 10:00 | 43.9336 | 71.0169
2031-02-23 11:00 | 43.1746 | 68.5956
2031-02-23 12:00 | 43.5816 | 68.2993
2031-02-23 13:00 | 43.5744 | 68.546
2031-02-23 14:00 | 43.362 | 65.1368
2031-02-23 15:00 | 43.8763 | 70.7308
2031-02-23 16:00 | 46.3304 | 72.8938
2031-02-23 17:00 | 50.0263 | 78.9943
2031-02-23 18:00 | 53.7703 | 85.0749
2031-02-23 19:00 | 52.2365 | 84.9884
2031-02-23 20:00 | 48.7928 | 79.5284
2031-02-23 21:00 | 44.6977 | 75.087
2031-02-23 22:00 | 42.4342 | 74.2826
2031-02-23 23:00 | 39.9102 | 73.111
2031-02-24 | 37.5245 | 71.7099
2031-02-24 01:00 | 36.5253 | 69.4952
2031-02-24 02:00 | 37.1291 | 66.8523
2031-02-24 03:00 | 37.8198 | 66.6505
2031-02-24 04:00 | 38.5082 | 65.5222
2031-02-24 05:00 | 39.5498 | 67.0138
2031-02-24 06:00 | 42.4731 | 72.5856
2031-02-24 07:00 | 49.1913 | 76.8994
2031-02-24 08:00 | 51.6653 | 80.7079
2031-02-24 09:00 | 49.9683 | 84.5953
2031-02-24 10:00 | 46.7891 | 84.2682
2031-02-24 11:00 | 44.5762 | 82.2302
2031-02-24 12:00 | 44.6458 | 80.7405
2031-02-24 13:00 | 43.8893 | 80.8116
2031-02-24 14:00 | 43.6114 | 76.9831
2031-02-24 15:00 | 44.2693 | 81.9116
2031-02-24 16:00 | 46.8987 | 83.4346
2031-02-24 17:00 | 50.1229 | 87.5296
2031-02-24 18:00 | 53.5061 | 88.7176
2031-02-24 19:00 | 52.8702 | 89.7926
2031-02-24 20:00 | 50.4924 | 86.2942
2031-02-24 21:00 | 47.2859 | 82.5048
2031-02-24 22:00 | 44.8307 | 80.1264
2031-02-24 23:00 | 41.7692 | 76.8656
2031-02-25 | 38.7808 | 73.7078
2031-02-25 01:00 | 37.3294 | 70.8874
2031-02-25 02:00 | 37.7856 | 67.7094
2031-02-25 03:00 | 38.329 | 67.5017
2031-02-25 04:00 | 38.9434 | 66.5537
2031-02-25 05:00 | 39.9621 | 68.0718
2031-02-25 06:00 | 42.5953 | 74.14
2031-02-25 07:00 | 49.3983 | 78.7367
2031-02-25 08:00 | 52.3979 | 82.8441
2031-02-25 09:00 | 52.1789 | 85.4686
2031-02-25 10:00 | 50.0027 | 83.668
2031-02-25 11:00 | 48.345 | 80.1977
2031-02-25 12:00 | 47.0021 | 77.3192
2031-02-25 13:00 | 46.3418 | 75.6275
2031-02-25 14:00 | 46.1413 | 70.7205
2031-02-25 15:00 | 46.6584 | 75.2979
2031-02-25 16:00 | 48.9569 | 77.8165
2031-02-25 17:00 | 51.8873 | 83.9804
2031-02-25 18:00 | 53.4736 | 88.8547
2031-02-25 19:00 | 52.3916 | 91.0824
2031-02-25 20:00 | 49.7958 | 87.9796
2031-02-25 21:00 | 46.5202 | 84.4434
2031-02-25 22:00 | 44.1177 | 82.071
2031-02-25 23:00 | 41.184 | 78.5808
2031-02-26 | 38.6834 | 75.9833
2031-02-26 01:00 | 37.1165 | 71.0304
2031-02-26 02:00 | 37.5915 | 68.0284
2031-02-26 03:00 | 38.1268 | 67.8991
2031-02-26 04:00 | 38.7057 | 67.1072
2031-02-26 05:00 | 39.7372 | 68.6848
2031-02-26 06:00 | 42.3999 | 74.1615
2031-02-26 07:00 | 49 | 78.8966
2031-02-26 08:00 | 51.2886 | 82.6974
2031-02-26 09:00 | 49.6603 | 84.1204
2031-02-26 10:00 | 46.3476 | 81.2677
2031-02-26 11:00 | 44.0165 | 76.9552
2031-02-26 12:00 | 44.3057 | 74.9216
2031-02-26 13:00 | 43.3733 | 73.4776
2031-02-26 14:00 | 43.2236 | 69.4557
2031-02-26 15:00 | 43.5356 | 74.033
2031-02-26 16:00 | 45.8606 | 75.8128
2031-02-26 17:00 | 49.1296 | 83.0046
2031-02-26 18:00 | 52.96 | 89.9188
2031-02-26 19:00 | 52.0217 | 91.1693
2031-02-26 20:00 | 49.5873 | 86.8737
2031-02-26 21:00 | 46.4027 | 82.8056
2031-02-26 22:00 | 44.019 | 80.2509
2031-02-26 23:00 | 40.9976 | 76.415
2031-02-27 | 37.9066 | 74.9726
2031-02-27 01:00 | 36.4606 | 69.5566
2031-02-27 02:00 | 36.9105 | 66.7727
2031-02-27 03:00 | 37.4023 | 66.7269
2031-02-27 04:00 | 37.9274 | 65.6319
2031-02-27 05:00 | 38.9747 | 67.1592
2031-02-27 06:00 | 41.4417 | 74.0021
2031-02-27 07:00 | 48.2144 | 78.5733
2031-02-27 08:00 | 51.1992 | 81.9579
2031-02-27 09:00 | 51.1022 | 84.1452
2031-02-27 10:00 | 49.0415 | 82.118
2031-02-27 11:00 | 47.4405 | 77.7254
2031-02-27 12:00 | 46.5214 | 79.3191
2031-02-27 13:00 | 45.871 | 78.1866
2031-02-27 14:00 | 45.7771 | 74.1188
2031-02-27 15:00 | 46.2799 | 78.58
2031-02-27 16:00 | 48.3562 | 79.691
2031-02-27 17:00 | 50.9956 | 84.0763
2031-02-27 18:00 | 51.9101 | 89.4481
2031-02-27 19:00 | 50.5801 | 89.3648
2031-02-27 20:00 | 48.038 | 84.6102
2031-02-27 21:00 | 44.7532 | 80.067
2031-02-27 22:00 | 42.3812 | 77.6099
2031-02-27 23:00 | 39.5129 | 74.4275
2031-02-28 | 36.9856 | 72.763
2031-02-28 01:00 | 35.1813 | 67.1728
2031-02-28 02:00 | 35.5572 | 64.3616
2031-02-28 03:00 | 36.0123 | 64.0947
2031-02-28 04:00 | 36.533 | 62.9784
2031-02-28 05:00 | 37.5138 | 64.0077
2031-02-28 06:00 | 40.2477 | 70.9025
2031-02-28 07:00 | 46.8788 | 75.3453
2031-02-28 08:00 | 49.418 | 78.6599
2031-02-28 09:00 | 48.909 | 81.5477
2031-02-28 10:00 | 46.8387 | 80.7561
2031-02-28 11:00 | 45.4092 | 77.7642
2031-02-28 12:00 | 45.5029 | 76.2836
2031-02-28 13:00 | 44.845 | 75.4588
2031-02-28 14:00 | 44.6221 | 71.5909
2031-02-28 15:00 | 44.6364 | 75.6799
2031-02-28 16:00 | 46.2889 | 76.4554
2031-02-28 17:00 | 48.7894 | 80.0947
2031-02-28 18:00 | 51.2927 | 83.6602
2031-02-28 19:00 | 49.6619 | 83.8851
2031-02-28 20:00 | 46.796 | 79.4235
2031-02-28 21:00 | 43.5344 | 75.1968
2031-02-28 22:00 | 41.2019 | 73.0258
2031-02-28 23:00 | 38.3999 | 70.1162
2031-03-01 | 35.5674 | 68.2625
2031-03-01 01:00 | 34.7643 | 63.9663
2031-03-01 02:00 | 35.2262 | 61.0989
2031-03-01 03:00 | 35.7294 | 60.7496
2031-03-01 04:00 | 36.0873 | 59.5498
2031-03-01 05:00 | 36.8692 | 60.5275
2031-03-01 06:00 | 38.758 | 64.8001
2031-03-01 07:00 | 43.322 | 64.9798
2031-03-01 08:00 | 44.3471 | 64.9904
2031-03-01 09:00 | 43.7629 | 67.8742
2031-03-01 10:00 | 42.4382 | 68.008
2031-03-01 11:00 | 41.1977 | 67.9816
2031-03-01 12:00 | 42.2622 | 66.7541
2031-03-01 13:00 | 41.6929 | 66.264
2031-03-01 14:00 | 41.0586 | 62.3015
2031-03-01 15:00 | 41.1517 | 66.8078
2031-03-01 16:00 | 43.2252 | 68.6964
2031-03-01 17:00 | 46.6565 | 71.9719
2031-03-01 18:00 | 50.5333 | 75.4304
2031-03-01 19:00 | 49.8196 | 76.734
2031-03-01 20:00 | 47.2739 | 74.3121
2031-03-01 21:00 | 43.4313 | 71.8664
2031-03-01 22:00 | 41.7256 | 70.8843
2031-03-01 23:00 | 39.5083 | 69.8735
2031-03-02 | 37.3811 | 66.7125
2031-03-02 01:00 | 36.2117 | 64.6129
2031-03-02 02:00 | 36.5483 | 61.5369
2031-03-02 03:00 | 36.9248 | 61.0335
2031-03-02 04:00 | 37.1117 | 60.4911
2031-03-02 05:00 | 37.6885 | 61.621
2031-03-02 06:00 | 39.0376 | 64.7594
2031-03-02 07:00 | 43.2835 | 64.7792
2031-03-02 08:00 | 43.9671 | 64.4414
2031-03-02 09:00 | 42.8476 | 67.1016
2031-03-02 10:00 | 40.6607 | 66.3753
2031-03-02 11:00 | 38.896 | 64.4332
2031-03-02 12:00 | 40.8271 | 62.9633
2031-03-02 13:00 | 40.5082 | 61.4613
2031-03-02 14:00 | 40.4984 | 59.1334
2031-03-02 15:00 | 41.0023 | 64.3197
2031-03-02 16:00 | 43.4585 | 66.2441
2031-03-02 17:00 | 47.1834 | 73.4655
2031-03-02 18:00 | 51.4754 | 78.9431
2031-03-02 19:00 | 50.6785 | 81.6662
2031-03-02 20:00 | 48.2505 | 77.6079
2031-03-02 21:00 | 44.3822 | 73.4563
2031-03-02 22:00 | 42.0862 | 71.9525
2031-03-02 23:00 | 39.5803 | 70.1506
2031-03-03 | 37.1073 | 71.1014
2031-03-03 01:00 | 36.1712 | 67.12
2031-03-03 02:00 | 36.7566 | 64.4576
2031-03-03 03:00 | 37.3948 | 64.4768
2031-03-03 04:00 | 37.9064 | 63.7311
2031-03-03 05:00 | 38.9236 | 66.2901
2031-03-03 06:00 | 41.8274 | 72.8946
2031-03-03 07:00 | 48.8289 | 76.5048
2031-03-03 08:00 | 52.1085 | 79.883
2031-03-03 09:00 | 51.6483 | 80.6811
2031-03-03 10:00 | 49.4294 | 77.193
2031-03-03 11:00 | 47.2447 | 72.7479
2031-03-03 12:00 | 47.6328 | 72.4588
2031-03-03 13:00 | 47.1007 | 70.6847
2031-03-03 14:00 | 46.7749 | 66.8638
2031-03-03 15:00 | 47.2424 | 71.5281
2031-03-03 16:00 | 49.4994 | 73.9438
2031-03-03 17:00 | 51.9114 | 80.0795
2031-03-03 18:00 | 54.0866 | 84.9306
2031-03-03 19:00 | 52.4807 | 87.599
2031-03-03 20:00 | 49.6668 | 85.4991
2031-03-03 21:00 | 46.2543 | 82.4243
2031-03-03 22:00 | 43.7956 | 80.1078
2031-03-03 23:00 | 40.7406 | 76.6235
2031-03-04 | 38.1726 | 72.8756
2031-03-04 01:00 | 36.4679 | 71.731
2031-03-04 02:00 | 36.9496 | 68.4391
2031-03-04 03:00 | 37.444 | 68.1549
2031-03-04 04:00 | 37.8788 | 67.28
2031-03-04 05:00 | 38.9038 | 69.1468
2031-03-04 06:00 | 41.6003 | 74.2142
2031-03-04 07:00 | 47.8614 | 77.9691
2031-03-04 08:00 | 50.3483 | 81.8757
2031-03-04 09:00 | 49.4496 | 84.2157
2031-03-04 10:00 | 47.129 | 81.4559
2031-03-04 11:00 | 45.6333 | 77.0078
2031-03-04 12:00 | 44.6179 | 74.3717
2031-03-04 13:00 | 43.7298 | 71.8683
2031-03-04 14:00 | 43.599 | 66.8447
2031-03-04 15:00 | 44.0567 | 72.0845
2031-03-04 16:00 | 46.271 | 74.9183
2031-03-04 17:00 | 49.1253 | 81.2002
2031-03-04 18:00 | 50.8732 | 87.2334
2031-03-04 19:00 | 50.1439 | 90.0926
2031-03-04 20:00 | 48.3347 | 88.2453
2031-03-04 21:00 | 45.3473 | 85.1419
2031-03-04 22:00 | 43.068 | 82.4007
2031-03-04 23:00 | 40.0983 | 79.1578
2031-03-05 | 37.7916 | 76.742
2031-03-05 01:00 | 36.0324 | 72.7125
2031-03-05 02:00 | 36.537 | 69.4008
2031-03-05 03:00 | 37.0647 | 68.9513
2031-03-05 04:00 | 37.4705 | 68.3616
2031-03-05 05:00 | 38.498 | 70.1985
2031-03-05 06:00 | 41.0656 | 75.1213
2031-03-05 07:00 | 47.1942 | 78.9673
2031-03-05 08:00 | 49.3467 | 83.0772
2031-03-05 09:00 | 48.1742 | 84.9624
2031-03-05 10:00 | 45.6774 | 82.6754
2031-03-05 11:00 | 44.4702 | 78.033
2031-03-05 12:00 | 43.9726 | 74.761
2031-03-05 13:00 | 43.1649 | 72.3912
2031-03-05 14:00 | 43.0137 | 68.6555
2031-03-05 15:00 | 43.4204 | 72.7899
2031-03-05 16:00 | 45.6393 | 74.8343
2031-03-05 17:00 | 48.5252 | 81.0096
2031-03-05 18:00 | 51.6838 | 86.8146
2031-03-05 19:00 | 50.376 | 89.3616
2031-03-05 20:00 | 48.2492 | 87.1397
2031-03-05 21:00 | 45.1516 | 83.7104
2031-03-05 22:00 | 42.7831 | 80.9356
2031-03-05 23:00 | 39.8072 | 77.2074
2031-03-06 | 37.3249 | 75.4815
2031-03-06 01:00 | 36.118 | 69.6075
2031-03-06 02:00 | 36.6479 | 66.5255
2031-03-06 03:00 | 37.2346 | 66.3447
2031-03-06 04:00 | 37.6666 | 65.5608
2031-03-06 05:00 | 38.7507 | 67.5952
2031-03-06 06:00 | 41.4764 | 73.8692
2031-03-06 07:00 | 47.7443 | 77.422
2031-03-06 08:00 | 50.2335 | 80.5186
2031-03-06 09:00 | 49.057 | 81.8057
2031-03-06 10:00 | 46.4945 | 78.963
2031-03-06 11:00 | 44.8919 | 74.0199
2031-03-06 12:00 | 45.0472 | 73.0373
2031-03-06 13:00 | 44.1949 | 70.564
2031-03-06 14:00 | 43.8789 | 66.295
2031-03-06 15:00 | 44.2528 | 70.6167
2031-03-06 16:00 | 46.4455 | 72.894
2031-03-06 17:00 | 49.1659 | 78.4519
2031-03-06 18:00 | 51.6249 | 83.7799
2031-03-06 19:00 | 50.7342 | 85.8566
2031-03-06 20:00 | 48.866 | 83.4833
2031-03-06 21:00 | 45.8839 | 79.8373
2031-03-06 22:00 | 43.5883 | 77.1711
2031-03-06 23:00 | 40.6623 | 73.9917
2031-03-07 | 37.9688 | 72.642
2031-03-07 01:00 | 36.6758 | 67.4541
2031-03-07 02:00 | 37.1679 | 64.3355
2031-03-07 03:00 | 37.7829 | 63.8865
2031-03-07 04:00 | 38.1889 | 63.0958
2031-03-07 05:00 | 39.2746 | 64.6731
2031-03-07 06:00 | 41.9209 | 70.2246
2031-03-07 07:00 | 48.0688 | 73.7963
2031-03-07 08:00 | 50.2036 | 76.8394
2031-03-07 09:00 | 48.1501 | 78.3467
2031-03-07 10:00 | 44.9757 | 76.2741
2031-03-07 11:00 | 42.7309 | 72.4923
2031-03-07 12:00 | 45.8576 | 71.9951
2031-03-07 13:00 | 45.1024 | 70.5802
2031-03-07 14:00 | 44.5484 | 67.1076
2031-03-07 15:00 | 44.5416 | 71.7606
2031-03-07 16:00 | 46.2519 | 73.5176
2031-03-07 17:00 | 48.6604 | 76.9232
2031-03-07 18:00 | 50.9838 | 82.0137
2031-03-07 19:00 | 49.5581 | 82.5392
2031-03-07 20:00 | 47.1284 | 79.0173
2031-03-07 21:00 | 44.0072 | 74.8883
2031-03-07 22:00 | 41.6853 | 72.3647
2031-03-07 23:00 | 38.8887 | 69.6598
2031-03-08 | 36.1628 | 68.146
2031-03-08 01:00 | 35.0496 | 65.2872
2031-03-08 02:00 | 35.4155 | 62.8353
2031-03-08 03:00 | 35.8644 | 62.5225
2031-03-08 04:00 | 36.0944 | 61.1681
2031-03-08 05:00 | 36.8499 | 62.3233
2031-03-08 06:00 | 38.5158 | 66.378
2031-03-08 07:00 | 43.3581 | 66.104
2031-03-08 08:00 | 45.1917 | 66.0024
2031-03-08 09:00 | 45.0457 | 67.1693
2031-03-08 10:00 | 43.5957 | 65.0733
2031-03-08 11:00 | 41.7412 | 63.4712
2031-03-08 12:00 | 40.7248 | 56.8265
2031-03-08 13:00 | 39.9172 | 56.4246
2031-03-08 14:00 | 39.1049 | 51.5252
2031-03-08 15:00 | 39.0516 | 56.186
2031-03-08 16:00 | 41.0206 | 60.2835
2031-03-08 17:00 | 44.3757 | 64.973
2031-03-08 18:00 | 48.576 | 67.7561
2031-03-08 19:00 | 47.1936 | 68.5851
2031-03-08 20:00 | 44.4727 | 66.8221
2031-03-08 21:00 | 41.0513 | 64.9987
2031-03-08 22:00 | 39.1789 | 64.3669
2031-03-08 23:00 | 37.1726 | 63.0976
2031-03-09 | 34.8815 | 63.9355
2031-03-09 01:00 | 33.3505 | 57.2421
2031-03-09 02:00 | 34.0257 | 55.2754
2031-03-09 03:00 | 34.6529 | 55.1555
2031-03-09 04:00 | 35.2475 | 54.1799
2031-03-09 05:00 | 36.6933 | 56.6142
2031-03-09 06:00 | 39.7359 | 62.018
2031-03-09 07:00 | 44.6543 | 62.4998
2031-03-09 08:00 | 44.7413 | 58.599
2031-03-09 09:00 | 43.443 | 58.1673
2031-03-09 10:00 | 41.9532 | 55.8272
2031-03-09 11:00 | 40.1155 | 57.2716
2031-03-09 12:00 | 41.8984 | 60.7406
2031-03-09 13:00 | 41.889 | 61.063
2031-03-09 14:00 | 41.0029 | 58.9953
2031-03-09 15:00 | 41.3539 | 64.7257
2031-03-09 16:00 | 43.8164 | 67.0573
2031-03-09 17:00 | 46.9486 | 70.3971
2031-03-09 18:00 | 48.378 | 74.0973
2031-03-09 19:00 | 46.9535 | 74.5616
2031-03-09 20:00 | 43.8954 | 70.3218
2031-03-09 21:00 | 39.8549 | 64.6048
2031-03-09 22:00 | 37.1686 | 61.8597
2031-03-09 23:00 | 34.7797 | 60.6167
2031-03-10 | 33.8147 | 60.6381
2031-03-10 01:00 | 33.4198 | 58.5191
2031-03-10 02:00 | 34.3431 | 57.0085
2031-03-10 03:00 | 35.19 | 57.2592
2031-03-10 04:00 | 36.0554 | 56.7342
2031-03-10 05:00 | 37.964 | 60.4151
2031-03-10 06:00 | 42.4984 | 68.8307
2031-03-10 07:00 | 49.7501 | 74.2468
2031-03-10 08:00 | 51.2396 | 74.756
2031-03-10 09:00 | 49.95 | 76.9502
2031-03-10 10:00 | 48.2968 | 75.4487
2031-03-10 11:00 | 46.5247 | 75.0045
2031-03-10 12:00 | 45.4336 | 74.9777
2031-03-10 13:00 | 45.0658 | 74.5634
2031-03-10 14:00 | 44.3663 | 71.2435
2031-03-10 15:00 | 44.867 | 75.217
2031-03-10 16:00 | 47.1848 | 77.1081
2031-03-10 17:00 | 49.4104 | 79.4686
2031-03-10 18:00 | 50.1251 | 80.4786
2031-03-10 19:00 | 48.5595 | 80.8697
2031-03-10 20:00 | 46.023 | 77.4386
2031-03-10 21:00 | 42.2712 | 71.9713
2031-03-10 22:00 | 39.1995 | 68.5303
2031-03-10 23:00 | 36.1876 | 65.7268
2031-03-11 | 34.9376 | 62.9756
2031-03-11 01:00 | 34.2311 | 60.4033
2031-03-11 02:00 | 35.0912 | 58.6004
2031-03-11 03:00 | 35.9502 | 58.7918
2031-03-11 04:00 | 36.8034 | 58.0512
2031-03-11 05:00 | 38.8057 | 61.3513
2031-03-11 06:00 | 43.1436 | 70.0782
2031-03-11 07:00 | 49.9925 | 75.4574
2031-03-11 08:00 | 50.9158 | 76.3954
2031-03-11 09:00 | 48.6963 | 80.0744
2031-03-11 10:00 | 46.4167 | 79.3217
2031-03-11 11:00 | 44.4561 | 79.0533
2031-03-11 12:00 | 43.3109 | 77.854
2031-03-11 13:00 | 42.7509 | 76.9105
2031-03-11 14:00 | 42.1943 | 72.5088
2031-03-11 15:00 | 42.5949 | 77.1443
2031-03-11 16:00 | 44.9664 | 78.9664
2031-03-11 17:00 | 47.5168 | 80.7058
2031-03-11 18:00 | 47.5738 | 81.3099
2031-03-11 19:00 | 47.0917 | 81.3262
2031-03-11 20:00 | 45.518 | 77.1452
2031-03-11 21:00 | 42.2094 | 71.4349
2031-03-11 22:00 | 39.318 | 67.8079
2031-03-11 23:00 | 36.3018 | 65.1279
2031-03-12 | 35.1604 | 65.2329
2031-03-12 01:00 | 34.6128 | 59.9509
2031-03-12 02:00 | 35.4601 | 58.2333
2031-03-12 03:00 | 36.2862 | 58.5288
2031-03-12 04:00 | 37.0672 | 58.0061
2031-03-12 05:00 | 38.9967 | 61.3072
2031-03-12 06:00 | 43.376 | 70.2974
2031-03-12 07:00 | 50.0553 | 75.3607
2031-03-12 08:00 | 50.6712 | 75.1461
2031-03-12 09:00 | 48.1503 | 76.7065
2031-03-12 10:00 | 45.5546 | 74.7719
2031-03-12 11:00 | 43.6615 | 74.7032
2031-03-12 12:00 | 42.9168 | 72.1693
2031-03-12 13:00 | 42.3095 | 71.5114
2031-03-12 14:00 | 41.68 | 67.9155
2031-03-12 15:00 | 42.0669 | 72.4818
2031-03-12 16:00 | 44.4487 | 74.6466
2031-03-12 17:00 | 47.1375 | 77.8317
2031-03-12 18:00 | 50.381 | 80.1061
2031-03-12 19:00 | 48.7581 | 80.8472
2031-03-12 20:00 | 46.3252 | 77.3774
2031-03-12 21:00 | 42.692 | 72.0134
2031-03-12 22:00 | 39.6155 | 68.3342
2031-03-12 23:00 | 36.5472 | 65.3066
2031-03-13 | 34.822 | 63.9555
2031-03-13 01:00 | 34.3119 | 60.5376
2031-03-13 02:00 | 35.15 | 58.8181
2031-03-13 03:00 | 35.9601 | 59.2783
2031-03-13 04:00 | 36.7187 | 58.6713
2031-03-13 05:00 | 38.6299 | 62.0825
2031-03-13 06:00 | 42.8749 | 73.1166
2031-03-13 07:00 | 49.9688 | 77.0101
2031-03-13 08:00 | 51.5664 | 74.5701
2031-03-13 09:00 | 50.4969 | 73.9861
2031-03-13 10:00 | 48.9159 | 70.6678
2031-03-13 11:00 | 47.144 | 70.6757
2031-03-13 12:00 | 46.0563 | 70.0028
2031-03-13 13:00 | 45.756 | 69.1373
2031-03-13 14:00 | 45.1035 | 64.9005
2031-03-13 15:00 | 45.4174 | 69.9117
2031-03-13 16:00 | 47.5136 | 73.1623
2031-03-13 17:00 | 49.4417 | 76.3064
2031-03-13 18:00 | 49.6428 | 79.2977
2031-03-13 19:00 | 47.917 | 81.1611
2031-03-13 20:00 | 45.5254 | 79.1732
2031-03-13 21:00 | 41.8357 | 74.3286
2031-03-13 22:00 | 38.8056 | 70.758
2031-03-13 23:00 | 35.8481 | 68.0749
2031-03-14 | 35.1181 | 64.9037
2031-03-14 01:00 | 33.9292 | 62.9288
2031-03-14 02:00 | 34.7068 | 61.0459
2031-03-14 03:00 | 35.5061 | 61.4545
2031-03-14 04:00 | 36.2502 | 60.9818
2031-03-14 05:00 | 38.1505 | 64.1004
2031-03-14 06:00 | 42.5242 | 72.2229
2031-03-14 07:00 | 49.5886 | 76.7246
2031-03-14 08:00 | 51.1031 | 75.1523
2031-03-14 09:00 | 49.9143 | 73.9672
2031-03-14 10:00 | 48.3429 | 69.5947
2031-03-14 11:00 | 46.4432 | 68.3668
2031-03-14 12:00 | 44.2266 | 67.3609
2031-03-14 13:00 | 43.6684 | 66.0203
2031-03-14 14:00 | 42.8428 | 61.9871
2031-03-14 15:00 | 42.7308 | 67.3053
2031-03-14 16:00 | 44.4932 | 70.2991
2031-03-14 17:00 | 46.5759 | 75.0435
2031-03-14 18:00 | 47.1878 | 76.3447
2031-03-14 19:00 | 45.9308 | 79.73
2031-03-14 20:00 | 43.6612 | 77.8692
2031-03-14 21:00 | 40.2397 | 73.2049
2031-03-14 22:00 | 37.381 | 69.5914
2031-03-14 23:00 | 34.5982 | 66.536
2031-03-15 | 33.2463 | 65.9063
2031-03-15 01:00 | 32.6445 | 62.4362
2031-03-15 02:00 | 33.3748 | 61.0279
2031-03-15 03:00 | 34.1266 | 61.6041
2031-03-15 04:00 | 34.7116 | 61.4178
2031-03-15 05:00 | 36.2124 | 64.4002
2031-03-15 06:00 | 39.3484 | 71.0908
2031-03-15 07:00 | 44.6727 | 73.1344
2031-03-15 08:00 | 45.2916 | 69.6476
2031-03-15 09:00 | 44.1289 | 70.108
2031-03-15 10:00 | 42.761 | 67.2373
2031-03-15 11:00 | 40.8159 | 64.7552
2031-03-15 12:00 | 40.6482 | 59.0945
2031-03-15 13:00 | 39.9617 | 56.9327
2031-03-15 14:00 | 38.7688 | 51.8422
2031-03-15 15:00 | 38.6961 | 56.2296
2031-03-15 16:00 | 40.9532 | 60.0543
2031-03-15 17:00 | 43.9193 | 67.61
2031-03-15 18:00 | 46.1315 | 72.8726
2031-03-15 19:00 | 44.5731 | 75.1569
2031-03-15 20:00 | 41.8339 | 72.1928
2031-03-15 21:00 | 38.1108 | 67.6428
2031-03-15 22:00 | 35.7141 | 65.6122
2031-03-15 23:00 | 33.6112 | 64.6576
2031-03-16 | 32.2228 | 65.4771
2031-03-16 01:00 | 32.1248 | 62.306
2031-03-16 02:00 | 32.8723 | 60.9072
2031-03-16 03:00 | 33.6138 | 60.9253
2031-03-16 04:00 | 34.1201 | 60.3815
2031-03-16 05:00 | 35.4847 | 63.1917
2031-03-16 06:00 | 38.2029 | 69.3804
2031-03-16 07:00 | 43.2012 | 69.715
2031-03-16 08:00 | 44.0091 | 64.7249
2031-03-16 09:00 | 43.7765 | 63.2538
2031-03-16 10:00 | 43.1067 | 60.0305
2031-03-16 11:00 | 42.0424 | 58.462
2031-03-16 12:00 | 42.2589 | 53.2804
2031-03-16 13:00 | 42.2452 | 51.807
2031-03-16 14:00 | 41.4163 | 47.3047
2031-03-16 15:00 | 41.8922 | 52.3377
2031-03-16 16:00 | 44.5407 | 57.1188
2031-03-16 17:00 | 47.6277 | 65.2055
2031-03-16 18:00 | 48.4092 | 71.1324
2031-03-16 19:00 | 46.4463 | 73.3837
2031-03-16 20:00 | 43.5696 | 70.7883
2031-03-16 21:00 | 39.4242 | 66.0238
2031-03-16 22:00 | 36.5923 | 64.0494
2031-03-16 23:00 | 34.1678 | 63.0506
2031-03-17 | 33.5013 | 64.2151
2031-03-17 01:00 | 32.8829 | 60.067
2031-03-17 02:00 | 33.8593 | 58.5057
2031-03-17 03:00 | 34.8232 | 58.8743
2031-03-17 04:00 | 35.6041 | 58.4508
2031-03-17 05:00 | 37.5682 | 61.9931
2031-03-17 06:00 | 42.0653 | 70.5194
2031-03-17 07:00 | 49.1448 | 75.2825
2031-03-17 08:00 | 50.5131 | 73.9634
2031-03-17 09:00 | 49.0627 | 72.6159
2031-03-17 10:00 | 47.4313 | 67.7966
2031-03-17 11:00 | 45.877 | 64.8394
2031-03-17 12:00 | 44.3306 | 66.2525
2031-03-17 13:00 | 44.0361 | 64.5419
2031-03-17 14:00 | 43.2686 | 59.8253
2031-03-17 15:00 | 43.7685 | 63.38
2031-03-17 16:00 | 46.0795 | 66.8884
2031-03-17 17:00 | 48.3093 | 73.0144
2031-03-17 18:00 | 49.8237 | 77.69
2031-03-17 19:00 | 47.8565 | 78.7816
2031-03-17 20:00 | 45.3296 | 76.1085
2031-03-17 21:00 | 41.5101 | 70.5849
2031-03-17 22:00 | 38.2579 | 66.8841
2031-03-17 23:00 | 35.2339 | 64.0917
2031-03-18 | 34.0586 | 63.4602
2031-03-18 01:00 | 33.2004 | 60.0362
2031-03-18 02:00 | 34.0856 | 58.0225
2031-03-18 03:00 | 34.9975 | 58.1694
2031-03-18 04:00 | 35.7671 | 57.7956
2031-03-18 05:00 | 37.7544 | 61.2421
2031-03-18 06:00 | 42.2622 | 69.9934
2031-03-18 07:00 | 49.1411 | 74.4764
2031-03-18 08:00 | 50.3748 | 72.2436
2031-03-18 09:00 | 48.7069 | 69.2345
2031-03-18 10:00 | 46.9461 | 63.923
2031-03-18 11:00 | 45.3247 | 62.5452
2031-03-18 12:00 | 42.1603 | 61.6249
2031-03-18 13:00 | 41.484 | 60.1155
2031-03-18 14:00 | 40.9472 | 55.7915
2031-03-18 15:00 | 41.2708 | 60.9904
2031-03-18 16:00 | 43.6908 | 65.7871
2031-03-18 17:00 | 46.3975 | 71.4713
2031-03-18 18:00 | 47.1458 | 73.7318
2031-03-18 19:00 | 46.5687 | 76.3002
2031-03-18 20:00 | 45.1634 | 74.4672
2031-03-18 21:00 | 41.9112 | 69.6134
2031-03-18 22:00 | 38.9346 | 66.2155
2031-03-18 23:00 | 35.8974 | 63.5225
2031-03-19 | 34.735 | 63.6066
2031-03-19 01:00 | 34.028 | 59.8093
2031-03-19 02:00 | 34.9601 | 57.8991
2031-03-19 03:00 | 35.9206 | 57.9491
2031-03-19 04:00 | 36.6488 | 57.6508
2031-03-19 05:00 | 38.6677 | 60.9553
2031-03-19 06:00 | 43.0635 | 69.1248
2031-03-19 07:00 | 49.4767 | 74.0351
2031-03-19 08:00 | 49.7642 | 73.1881
2031-03-19 09:00 | 46.3696 | 72.2041
2031-03-19 10:00 | 43.2327 | 68.0986
2031-03-19 11:00 | 41.1059 | 65.5688
2031-03-19 12:00 | 40.4768 | 63.6729
2031-03-19 13:00 | 39.6895 | 61.727
2031-03-19 14:00 | 39.0608 | 57.0258
2031-03-19 15:00 | 39.3746 | 60.2601
2031-03-19 16:00 | 41.8602 | 63.8636
2031-03-19 17:00 | 44.8328 | 70.1229
2031-03-19 18:00 | 46.4753 | 77.9807
2031-03-19 19:00 | 45.9426 | 78.2703
2031-03-19 20:00 | 44.706 | 75.33
2031-03-19 21:00 | 41.4931 | 69.8899
2031-03-19 22:00 | 38.4634 | 66.5036
2031-03-19 23:00 | 35.4127 | 63.5951
2031-03-20 | 34.2579 | 62.4227
2031-03-20 01:00 | 33.5091 | 59.1197
2031-03-20 02:00 | 34.3936 | 57.3376
2031-03-20 03:00 | 35.3633 | 57.4503
2031-03-20 04:00 | 36.0581 | 56.9086
2031-03-20 05:00 | 38.111 | 60.1935
2031-03-20 06:00 | 42.6967 | 68.7853
2031-03-20 07:00 | 49.0596 | 73.7482
2031-03-20 08:00 | 49.3424 | 73.5402
2031-03-20 09:00 | 46.0654 | 75.9873
2031-03-20 10:00 | 43.115 | 75.4727
2031-03-20 11:00 | 40.9641 | 74.954
2031-03-20 12:00 | 42.2735 | 67.7792
2031-03-20 13:00 | 41.6751 | 66.4639
2031-03-20 14:00 | 41.0541 | 62.0701
2031-03-20 15:00 | 41.344 | 66.0469
2031-03-20 16:00 | 43.5996 | 69.2902
2031-03-20 17:00 | 45.9928 | 73.0521
2031-03-20 18:00 | 48.2311 | 74.7715
2031-03-20 19:00 | 46.5341 | 75.7868
2031-03-20 20:00 | 44.4447 | 73.6737
2031-03-20 21:00 | 40.8613 | 68.571
2031-03-20 22:00 | 37.7702 | 65.371
2031-03-20 23:00 | 34.8785 | 62.9675
2031-03-21 | 33.5218 | 61.7653
2031-03-21 01:00 | 32.9065 | 58.6444
2031-03-21 02:00 | 33.7384 | 56.8035
2031-03-21 03:00 | 34.6639 | 57.2271
2031-03-21 04:00 | 35.3314 | 56.8532
2031-03-21 05:00 | 37.3279 | 59.9509
2031-03-21 06:00 | 41.5134 | 68.6095
2031-03-21 07:00 | 48.3439 | 72.9599
2031-03-21 08:00 | 49.6513 | 70.807
2031-03-21 09:00 | 48.3205 | 68.3764
2031-03-21 10:00 | 46.8612 | 63.242
2031-03-21 11:00 | 45.2801 | 61.3025
2031-03-21 12:00 | 42.5673 | 61.0411
2031-03-21 13:00 | 42.0228 | 59.4294
2031-03-21 14:00 | 41.3784 | 54.633
2031-03-21 15:00 | 41.3465 | 59.3562
2031-03-21 16:00 | 43.1773 | 63.5917
2031-03-21 17:00 | 45.3041 | 69.7011
2031-03-21 18:00 | 46.2609 | 73.1624
2031-03-21 19:00 | 44.6282 | 75.8741
2031-03-21 20:00 | 42.5278 | 74.4248
2031-03-21 21:00 | 39.0215 | 69.7615
2031-03-21 22:00 | 35.982 | 66.477
2031-03-21 23:00 | 33.1146 | 63.7854
2031-03-22 | 31.8396 | 62.2389
2031-03-22 01:00 | 31.3717 | 60.3931
2031-03-22 02:00 | 32.139 | 58.896
2031-03-22 03:00 | 32.9663 | 59.4073
2031-03-22 04:00 | 33.4355 | 59.2106
2031-03-22 05:00 | 34.8375 | 61.7074
2031-03-22 06:00 | 37.8298 | 68.3173
2031-03-22 07:00 | 42.8669 | 69.7575
2031-03-22 08:00 | 43.5342 | 65.6334
2031-03-22 09:00 | 41.932 | 63.948
2031-03-22 10:00 | 40.261 | 59.6481
2031-03-22 11:00 | 38.7141 | 57.0711
2031-03-22 12:00 | 37.0034 | 55.4375
2031-03-22 13:00 | 35.9525 | 52.9384
2031-03-22 14:00 | 34.8497 | 48.0528
2031-03-22 15:00 | 34.8298 | 52.8208
2031-03-22 16:00 | 37.399 | 57.4752
2031-03-22 17:00 | 40.6942 | 65.7008
2031-03-22 18:00 | 43.4014 | 71.278
2031-03-22 19:00 | 41.643 | 72.9032
2031-03-22 20:00 | 39.2317 | 70.1247
2031-03-22 21:00 | 35.8595 | 65.4458
2031-03-22 22:00 | 33.4751 | 63.6205
2031-03-22 23:00 | 31.4491 | 62.5026
2031-03-23 | 30.7009 | 64.2289
2031-03-23 01:00 | 29.9367 | 59.8485
2031-03-23 02:00 | 30.711 | 58.48
2031-03-23 03:00 | 31.5757 | 58.5626
2031-03-23 04:00 | 31.9701 | 58.1136
2031-03-23 05:00 | 33.2482 | 60.8799
2031-03-23 06:00 | 35.9508 | 66.5641
2031-03-23 07:00 | 40.4211 | 67.8591
2031-03-23 08:00 | 40.6919 | 66.2497
2031-03-23 09:00 | 38.631 | 69.1769
2031-03-23 10:00 | 36.6446 | 69.3029
2031-03-23 11:00 | 35.5144 | 66.9947
2031-03-23 12:00 | 35.8467 | 70.1021
2031-03-23 13:00 | 35.1824 | 69.3503
2031-03-23 14:00 | 34.3969 | 65.8438
2031-03-23 15:00 | 34.9084 | 70.4423
2031-03-23 16:00 | 38.0607 | 73.0602
2031-03-23 17:00 | 41.8035 | 76.5439
2031-03-23 18:00 | 44.0194 | 78.0213
2031-03-23 19:00 | 42.6802 | 77.0179
2031-03-23 20:00 | 40.6751 | 72.5944
2031-03-23 21:00 | 37.3664 | 66.3331
2031-03-23 22:00 | 34.7608 | 64.5771
2031-03-23 23:00 | 32.4135 | 63.7087
2031-03-24 | 30.9464 | 63.3114
2031-03-24 01:00 | 30.4096 | 60.4941
2031-03-24 02:00 | 31.433 | 59.0984
2031-03-24 03:00 | 32.5232 | 59.5519
2031-03-24 04:00 | 33.2061 | 58.9816
2031-03-24 05:00 | 35.2968 | 62.2284
2031-03-24 06:00 | 39.7905 | 70.9504
2031-03-24 07:00 | 46.3976 | 75.973
2031-03-24 08:00 | 46.8902 | 76.2678
2031-03-24 09:00 | 44.4261 | 79.1763
2031-03-24 10:00 | 42.5429 | 78.7901
2031-03-24 11:00 | 41.4478 | 77.6347
2031-03-24 12:00 | 40.8527 | 64.545
2031-03-24 13:00 | 40.5118 | 62.9609
2031-03-24 14:00 | 39.7968 | 58.067
2031-03-24 15:00 | 40.2435 | 62.0212
2031-03-24 16:00 | 42.5081 | 66.414
2031-03-24 17:00 | 44.9144 | 73.0754
2031-03-24 18:00 | 46.9233 | 79.1469
2031-03-24 19:00 | 45.0022 | 80.0618
2031-03-24 20:00 | 42.9092 | 78.2855
2031-03-24 21:00 | 39.3383 | 72.9434
2031-03-24 22:00 | 36.0904 | 69.559
2031-03-24 23:00 | 33.208 | 66.792
2031-03-25 | 31.5245 | 64.64
2031-03-25 01:00 | 31.0226 | 62.4511
2031-03-25 02:00 | 31.9652 | 60.4084
2031-03-25 03:00 | 32.9899 | 60.7171
2031-03-25 04:00 | 33.659 | 60.4015
2031-03-25 05:00 | 35.7333 | 63.6881
2031-03-25 06:00 | 40.2404 | 72.398
2031-03-25 07:00 | 46.815 | 76.5518
2031-03-25 08:00 | 47.5111 | 73.9921
2031-03-25 09:00 | 45.1582 | 70.2746
2031-03-25 10:00 | 43.3206 | 64.5962
2031-03-25 11:00 | 42.1279 | 62.6184
2031-03-25 12:00 | 40.076 | 59.4987
2031-03-25 13:00 | 39.5415 | 56.9681
2031-03-25 14:00 | 38.9937 | 51.8132
2031-03-25 15:00 | 39.3335 | 56.7518
2031-03-25 16:00 | 41.6676 | 62.536
2031-03-25 17:00 | 44.3614 | 70.9633
2031-03-25 18:00 | 46.576 | 76.3899
2031-03-25 19:00 | 44.7226 | 79.0709
2031-03-25 20:00 | 42.9437 | 77.6141
2031-03-25 21:00 | 39.4431 | 72.5256
2031-03-25 22:00 | 36.2227 | 69.0624
2031-03-25 23:00 | 33.3152 | 66.0918
2031-03-26 | 32.7424 | 67.0452
2031-03-26 01:00 | 32.0284 | 63.0199
2031-03-26 02:00 | 32.9933 | 61.1466
2031-03-26 03:00 | 34.0222 | 61.3858
2031-03-26 04:00 | 34.6741 | 61.1577
2031-03-26 05:00 | 36.6919 | 64.4399
2031-03-26 06:00 | 41.2009 | 73.2647
2031-03-26 07:00 | 47.8818 | 77.1774
2031-03-26 08:00 | 48.8744 | 74.3192
2031-03-26 09:00 | 46.9162 | 70.3632
2031-03-26 10:00 | 45.0656 | 64.8246
2031-03-26 11:00 | 43.939 | 62.8313
2031-03-26 12:00 | 43.6446 | 60.5995
2031-03-26 13:00 | 43.3422 | 58.7182
2031-03-26 14:00 | 42.5822 | 54.3351
2031-03-26 15:00 | 42.9857 | 58.7446
2031-03-26 16:00 | 45.2725 | 63.5912
2031-03-26 17:00 | 47.7491 | 71.1477
2031-03-26 18:00 | 50.513 | 76.6556
2031-03-26 19:00 | 48.0247 | 79.1877
2031-03-26 20:00 | 45.5833 | 78.2156
2031-03-26 21:00 | 41.9333 | 73.5358
2031-03-26 22:00 | 38.602 | 70.2795
2031-03-26 23:00 | 35.6365 | 67.1293
2031-03-27 | 33.6054 | 65.8209
2031-03-27 01:00 | 33.1609 | 64.0871
2031-03-27 02:00 | 34.1451 | 62.1752
2031-03-27 03:00 | 35.1945 | 62.1575
2031-03-27 04:00 | 35.8156 | 61.6706
2031-03-27 05:00 | 37.8408 | 64.7545
2031-03-27 06:00 | 41.9687 | 72.1674
2031-03-27 07:00 | 48.9182 | 76.9363
2031-03-27 08:00 | 50.6927 | 76.6006
2031-03-27 09:00 | 49.5473 | 78.3102
2031-03-27 10:00 | 48.1267 | 77.2405
2031-03-27 11:00 | 46.6446 | 75.1545
2031-03-27 12:00 | 46.7018 | 77.5219
2031-03-27 13:00 | 46.5186 | 76.5548
2031-03-27 14:00 | 45.6845 | 72.4937
2031-03-27 15:00 | 46.1021 | 76.4792
2031-03-27 16:00 | 48.2286 | 78.7731
2031-03-27 17:00 | 50.1931 | 80.4904
2031-03-27 18:00 | 50.9183 | 80.8367
2031-03-27 19:00 | 48.4278 | 79.8549
2031-03-27 20:00 | 45.9006 | 76.7048
2031-03-27 21:00 | 42.1746 | 70.4844
2031-03-27 22:00 | 38.8583 | 67.1061
2031-03-27 23:00 | 35.9007 | 64.6079
2031-03-28 | 34.002 | 65.0815
2031-03-28 01:00 | 32.6713 | 59.5423
2031-03-28 02:00 | 33.5623 | 57.8214
2031-03-28 03:00 | 34.5882 | 57.9551
2031-03-28 04:00 | 35.1902 | 57.4271
2031-03-28 05:00 | 37.1982 | 60.1704
2031-03-28 06:00 | 41.9081 | 68.5853
2031-03-28 07:00 | 48.3544 | 72.5717
2031-03-28 08:00 | 49.0853 | 69.7187
2031-03-28 09:00 | 46.1964 | 67.7585
2031-03-28 10:00 | 43.6968 | 64.6536
2031-03-28 11:00 | 41.5461 | 64.5378
2031-03-28 12:00 | 39.8442 | 60.1779
2031-03-28 13:00 | 38.9697 | 59.0656
2031-03-28 14:00 | 38.2677 | 55.0501
2031-03-28 15:00 | 38.215 | 59.8588
2031-03-28 16:00 | 40.2924 | 64.0258
2031-03-28 17:00 | 42.9635 | 68.9157
2031-03-28 18:00 | 44.7277 | 72.5627
2031-03-28 19:00 | 43.6839 | 73.395
2031-03-28 20:00 | 42.1698 | 71.4628
2031-03-28 21:00 | 38.9396 | 66.1532
2031-03-28 22:00 | 35.8939 | 63.1278
2031-03-28 23:00 | 33.0455 | 60.8355
2031-03-29 | 31.8899 | 60.0538
2031-03-29 01:00 | 31.0414 | 56.2827
2031-03-29 02:00 | 31.8522 | 54.6706
2031-03-29 03:00 | 32.7627 | 55.1722
2031-03-29 04:00 | 33.183 | 54.518
2031-03-29 05:00 | 34.6379 | 56.933
2031-03-29 06:00 | 37.7068 | 64.494
2031-03-29 07:00 | 42.3545 | 65.2662
2031-03-29 08:00 | 42.6707 | 61.0213
2031-03-29 09:00 | 40.7694 | 58.16
2031-03-29 10:00 | 39.0607 | 54.0785
2031-03-29 11:00 | 37.735 | 52.5464
2031-03-29 12:00 | 36.785 | 52.2829
2031-03-29 13:00 | 35.7288 | 50.6988
2031-03-29 14:00 | 34.6655 | 45.7874
2031-03-29 15:00 | 34.7576 | 50.2498
2031-03-29 16:00 | 37.4402 | 55.5119
2031-03-29 17:00 | 40.8132 | 62.4855
2031-03-29 18:00 | 43.6016 | 67.5798
2031-03-29 19:00 | 41.6839 | 68.013
2031-03-29 20:00 | 39.5387 | 65.8624
2031-03-29 21:00 | 36.0503 | 61.1593
2031-03-29 22:00 | 33.4513 | 59.4236
2031-03-29 23:00 | 31.3168 | 58.533
2031-03-30 | 30.6199 | 59.165
2031-03-30 01:00 | 29.7909 | 58.2648
2031-03-30 02:00 | 30.5908 | 56.71
2031-03-30 03:00 | 31.4832 | 56.6667
2031-03-30 04:00 | 31.7902 | 56.1304
2031-03-30 05:00 | 33.038 | 58.0006
2031-03-30 06:00 | 35.8116 | 62.9164
2031-03-30 07:00 | 40.1802 | 62.8057
2031-03-30 08:00 | 40.7023 | 57.894
2031-03-30 09:00 | 39.0453 | 54.3923
2031-03-30 10:00 | 37.3736 | 50.1997
2031-03-30 11:00 | 36.5495 | 48.7102
2031-03-30 12:00 | 35.604 | 48.3725
2031-03-30 13:00 | 34.8377 | 46.6113
2031-03-30 14:00 | 34.0268 | 42.4728
2031-03-30 15:00 | 34.4789 | 48.2548
2031-03-30 16:00 | 37.6405 | 54.4786
2031-03-30 17:00 | 41.4414 | 62.7209
2031-03-30 18:00 | 43.327 | 71.7004
2031-03-30 19:00 | 41.6567 | 71.0252
2031-03-30 20:00 | 39.7336 | 68.5227
2031-03-30 21:00 | 36.4137 | 63.3325
2031-03-30 22:00 | 33.6535 | 61.6849
2031-03-30 23:00 | 31.3551 | 60.589
2031-03-31 | 30.7435 | 61.2368
2031-03-31 01:00 | 29.8794 | 58.5088
2031-03-31 02:00 | 30.9617 | 57.0701
2031-03-31 03:00 | 32.1325 | 57.1258
2031-03-31 04:00 | 32.7783 | 56.5558
2031-03-31 05:00 | 34.88 | 59.6204
2031-03-31 06:00 | 39.5142 | 67.5858
2031-03-31 07:00 | 46.4351 | 71.5531
2031-03-31 08:00 | 47.7725 | 69.1809
2031-03-31 09:00 | 46.2245 | 68.4123
2031-03-31 10:00 | 44.8906 | 66.1203
2031-03-31 11:00 | 43.7413 | 66.0276
2031-03-31 12:00 | 43.2672 | 60.4823
2031-03-31 13:00 | 42.9457 | 59.766
2031-03-31 14:00 | 42.1815 | 55.0805
2031-03-31 15:00 | 42.5838 | 59.6348
2031-03-31 16:00 | 44.8526 | 64.8718
2031-03-31 17:00 | 47.1622 | 71.0132
2031-03-31 18:00 | 46.2102 | 73.0453
2031-03-31 19:00 | 44.4819 | 73.7799
2031-03-31 20:00 | 42.8157 | 72.3107
2031-03-31 21:00 | 39.3301 | 67.1367
2031-03-31 22:00 | 36.0207 | 64.266
2031-03-31 23:00 | 33.1428 | 61.8066
2031-04-01 | 31.9443 | 61.8028
2031-04-01 01:00 | 30.7431 | 59.326
2031-04-01 02:00 | 31.8091 | 57.7757
2031-04-01 03:00 | 33.0464 | 58.4089
2031-04-01 04:00 | 33.6932 | 58.0953
2031-04-01 05:00 | 35.7671 | 61.081
2031-04-01 06:00 | 40.6527 | 69.8193
2031-04-01 07:00 | 47.6595 | 75.0365
2031-04-01 08:00 | 48.4 | 75.3343
2031-04-01 09:00 | 45.4838 | 78.1324
2031-04-01 10:00 | 43.2381 | 78.6564
2031-04-01 11:00 | 41.2916 | 78.6567
2031-04-01 12:00 | 39.1475 | 70.3014
2031-04-01 13:00 | 38.4076 | 69.0256
2031-04-01 14:00 | 37.7519 | 65.073
2031-04-01 15:00 | 38.5556 | 70.7447
2031-04-01 16:00 | 40.7162 | 74.946
2031-04-01 17:00 | 43.4866 | 76.988
2031-04-01 18:00 | 45.6953 | 74.4565
2031-04-01 19:00 | 44.3077 | 75.5802
2031-04-01 20:00 | 42.3847 | 74.2481
2031-04-01 21:00 | 38.9525 | 69.7552
2031-04-01 22:00 | 35.8983 | 66.1734
2031-04-01 23:00 | 33.1472 | 63.5136
2031-04-02 | 31.5006 | 63.3559
2031-04-02 01:00 | 31.2965 | 58.6745
2031-04-02 02:00 | 32.3679 | 57.3025
2031-04-02 03:00 | 33.5871 | 58.1075
2031-04-02 04:00 | 34.1913 | 58.0493
2031-04-02 05:00 | 36.205 | 61.3831
2031-04-02 06:00 | 40.9046 | 70.3651
2031-04-02 07:00 | 47.962 | 74.7993
2031-04-02 08:00 | 48.7627 | 72.3734
2031-04-02 09:00 | 45.9673 | 68.6883
2031-04-02 10:00 | 43.6312 | 63.5904
2031-04-02 11:00 | 41.6224 | 61.4517
2031-04-02 12:00 | 39.8564 | 58.3922
2031-04-02 13:00 | 39.232 | 56.4341
2031-04-02 14:00 | 38.4844 | 52.5584
2031-04-02 15:00 | 39.1195 | 57.7821
2031-04-02 16:00 | 41.1751 | 62.7476
2031-04-02 17:00 | 43.8122 | 68.7523
2031-04-02 18:00 | 45.1643 | 77.6798
2031-04-02 19:00 | 43.8166 | 77.5984
2031-04-02 20:00 | 41.9818 | 75.6696
2031-04-02 21:00 | 38.6254 | 70.872
2031-04-02 22:00 | 35.5836 | 67.3416
2031-04-02 23:00 | 32.8123 | 64.2196
2031-04-03 | 31.6319 | 61.9195
2031-04-03 01:00 | 30.9945 | 60.4471
2031-04-03 02:00 | 32.0155 | 59.0784
2031-04-03 03:00 | 33.1981 | 59.5465
2031-04-03 04:00 | 33.7603 | 59.133
2031-04-03 05:00 | 35.79 | 62.2222
2031-04-03 06:00 | 40.6658 | 69.956
2031-04-03 07:00 | 47.3815 | 75.08
2031-04-03 08:00 | 47.825 | 75.2334
2031-04-03 09:00 | 44.8256 | 78.1495
2031-04-03 10:00 | 42.5271 | 78.629
2031-04-03 11:00 | 40.6803 | 77.4263
2031-04-03 12:00 | 38.5 | 63.7996
2031-04-03 13:00 | 37.7922 | 62.0138
2031-04-03 14:00 | 37.1737 | 57.8751
2031-04-03 15:00 | 37.8624 | 62.7552
2031-04-03 16:00 | 39.8681 | 66.781
2031-04-03 17:00 | 42.3429 | 70.0471
2031-04-03 18:00 | 45.5375 | 72.8371
2031-04-03 19:00 | 43.7113 | 73.5364
2031-04-03 20:00 | 41.5877 | 72.6388
2031-04-03 21:00 | 38.0992 | 68.2787
2031-04-03 22:00 | 35.0609 | 64.9613
2031-04-03 23:00 | 32.3626 | 62.3341
2031-04-04 | 30.9495 | 61.362
2031-04-04 01:00 | 31.2071 | 57.9776
2031-04-04 02:00 | 32.2274 | 56.4954
2031-04-04 03:00 | 33.3777 | 56.9386
2031-04-04 04:00 | 34.0084 | 56.6935
2031-04-04 05:00 | 35.9387 | 59.5678
2031-04-04 06:00 | 40.8531 | 67.5172
2031-04-04 07:00 | 47.7088 | 72.2847
2031-04-04 08:00 | 48.5223 | 71.3329
2031-04-04 09:00 | 45.752 | 71.1377
2031-04-04 10:00 | 43.6322 | 68.8107
2031-04-04 11:00 | 41.6195 | 66.4987
2031-04-04 12:00 | 41.395 | 65.7289
2031-04-04 13:00 | 40.6941 | 64.2455
2031-04-04 14:00 | 39.8739 | 60.3636
2031-04-04 15:00 | 40.1025 | 64.8165
2031-04-04 16:00 | 41.7803 | 67.8514
2031-04-04 17:00 | 44.0332 | 69.8519
2031-04-04 18:00 | 45.9448 | 71.0434
2031-04-04 19:00 | 44.1335 | 71.0093
2031-04-04 20:00 | 41.8745 | 69.156
2031-04-04 21:00 | 38.454 | 64.3188
2031-04-04 22:00 | 35.5004 | 60.9074
2031-04-04 23:00 | 32.8707 | 58.4169
2031-04-05 | 31.9227 | 57.9054
2031-04-05 01:00 | 31.4079 | 57.5106
2031-04-05 02:00 | 32.3452 | 56.2585
2031-04-05 03:00 | 33.3907 | 56.803
2031-04-05 04:00 | 33.7697 | 56.098
2031-04-05 05:00 | 35.0726 | 57.941
2031-04-05 06:00 | 38.3395 | 64.176
2031-04-05 07:00 | 43.2938 | 65.2469
2031-04-05 08:00 | 43.5727 | 63.1772
2031-04-05 09:00 | 41.4029 | 64.6691
2031-04-05 10:00 | 39.6121 | 64.7965
2031-04-05 11:00 | 37.9718 | 64.9734
2031-04-05 12:00 | 36.3904 | 53.3067
2031-04-05 13:00 | 35.2138 | 52.1987
2031-04-05 14:00 | 34.4667 | 48.3951
2031-04-05 15:00 | 35.0574 | 54.919
2031-04-05 16:00 | 37.6217 | 59.9659
2031-04-05 17:00 | 40.9639 | 63.7
2031-04-05 18:00 | 43.4469 | 66.3951
2031-04-05 19:00 | 41.8442 | 66.4055
2031-04-05 20:00 | 39.7583 | 65.5684
2031-04-05 21:00 | 36.2146 | 62.2272
2031-04-05 22:00 | 33.7649 | 60.2177
2031-04-05 23:00 | 31.7124 | 59.4
2031-04-06 | 30.9087 | 58.5875
2031-04-06 01:00 | 30.5647 | 60.4103
2031-04-06 02:00 | 31.445 | 58.7755
2031-04-06 03:00 | 32.3838 | 58.4782
2031-04-06 04:00 | 32.6908 | 57.8923
2031-04-06 05:00 | 33.8642 | 59.5818
2031-04-06 06:00 | 36.6147 | 64.0074
2031-04-06 07:00 | 40.8661 | 62.9562
2031-04-06 08:00 | 40.7909 | 57.9479
2031-04-06 09:00 | 38.2621 | 56.8399
2031-04-06 10:00 | 36.2247 | 55.8918
2031-04-06 11:00 | 34.7874 | 58.0107
2031-04-06 12:00 | 34.1841 | 53.4588
2031-04-06 13:00 | 33.3636 | 52.9111
2031-04-06 14:00 | 32.5476 | 50.7764
2031-04-06 15:00 | 33.5013 | 58.0009
2031-04-06 16:00 | 36.479 | 63.0042
2031-04-06 17:00 | 40.224 | 66.7664
2031-04-06 18:00 | 42.6028 | 68.6508
2031-04-06 19:00 | 41.604 | 70.07
2031-04-06 20:00 | 39.9839 | 69.1514
2031-04-06 21:00 | 36.8464 | 65.037
2031-04-06 22:00 | 34.2294 | 62.8837
2031-04-06 23:00 | 31.972 | 61.7586
2031-04-07 | 30.9086 | 61.9288
2031-04-07 01:00 | 31.0551 | 58.8717
2031-04-07 02:00 | 32.2499 | 57.7103
2031-04-07 03:00 | 33.4838 | 58.1186
2031-04-07 04:00 | 34.1132 | 57.8344
2031-04-07 05:00 | 36.1055 | 61.2891
2031-04-07 06:00 | 40.8109 | 69.6334
2031-04-07 07:00 | 47.1903 | 72.9168
2031-04-07 08:00 | 47.3227 | 68.9777
2031-04-07 09:00 | 43.86 | 63.8535
2031-04-07 10:00 | 41.4512 | 57.9792
2031-04-07 11:00 | 39.825 | 56.4345
2031-04-07 12:00 | 37.9291 | 50.9051
2031-04-07 13:00 | 37.0741 | 48.9739
2031-04-07 14:00 | 36.5716 | 44.6717
2031-04-07 15:00 | 37.4272 | 50.0184
2031-04-07 16:00 | 39.7831 | 55.9042
2031-04-07 17:00 | 42.6348 | 63.8096
2031-04-07 18:00 | 44.5024 | 69.9554
2031-04-07 19:00 | 43.5206 | 71.7668
2031-04-07 20:00 | 42.159 | 71.189
2031-04-07 21:00 | 38.9397 | 67.0751
2031-04-07 22:00 | 35.8882 | 63.6834
2031-04-07 23:00 | 32.9897 | 60.8697
2031-04-08 | 32.0657 | 61.4552
2031-04-08 01:00 | 31.7195 | 59.3176
2031-04-08 02:00 | 32.8088 | 57.8697
2031-04-08 03:00 | 33.9759 | 58.4542
2031-04-08 04:00 | 34.593 | 57.984
2031-04-08 05:00 | 36.6154 | 61.0259
2031-04-08 06:00 | 41.4163 | 69.3918
2031-04-08 07:00 | 48.2489 | 73.2754
2031-04-08 08:00 | 49.2744 | 70.9614
2031-04-08 09:00 | 46.7265 | 69.5009
2031-04-08 10:00 | 44.663 | 66.6034
2031-04-08 11:00 | 42.597 | 66.8759
2031-04-08 12:00 | 41.9696 | 62.5358
2031-04-08 13:00 | 41.2997 | 61.4092
2031-04-08 14:00 | 40.6162 | 57.1586
2031-04-08 15:00 | 41.3103 | 63.8193
2031-04-08 16:00 | 43.3429 | 68.8766
2031-04-08 17:00 | 45.901 | 72.8292
2031-04-08 18:00 | 47.1933 | 75.6469
2031-04-08 19:00 | 45.2278 | 77.1218
2031-04-08 20:00 | 43.2644 | 77.0948
2031-04-08 21:00 | 39.8964 | 73.1221
2031-04-08 22:00 | 36.8242 | 69.5651
2031-04-08 23:00 | 34.0786 | 67.0006
2031-04-09 | 32.7148 | 63.8721
2031-04-09 01:00 | 31.8776 | 63.4789
2031-04-09 02:00 | 32.9229 | 61.8649
2031-04-09 03:00 | 34.0596 | 62.1275
2031-04-09 04:00 | 34.5788 | 61.9003
2031-04-09 05:00 | 36.5688 | 64.8107
2031-04-09 06:00 | 41.3115 | 72.0912
2031-04-09 07:00 | 48.0539 | 75.6039
2031-04-09 08:00 | 48.7474 | 73.0205
2031-04-09 09:00 | 45.9617 | 70.8678
2031-04-09 10:00 | 43.6167 | 67.9345
2031-04-09 11:00 | 41.5054 | 68.1576
2031-04-09 12:00 | 37.8279 | 64.2818
2031-04-09 13:00 | 37.0487 | 63.3457
2031-04-09 14:00 | 36.4476 | 59.9873
2031-04-09 15:00 | 37.1311 | 65.9719
2031-04-09 16:00 | 39.2157 | 70.2795
2031-04-09 17:00 | 42.0639 | 74.3746
2031-04-09 18:00 | 43.7645 | 75.6601
2031-04-09 19:00 | 42.6289 | 77.6078
2031-04-09 20:00 | 41.3665 | 77.2777
2031-04-09 21:00 | 38.3628 | 73.1124
2031-04-09 22:00 | 35.3782 | 69.3191
2031-04-09 23:00 | 32.5566 | 66.0512
2031-04-10 | 31.2415 | 65.8505
2031-04-10 01:00 | 30.856 | 62.4039
2031-04-10 02:00 | 31.8706 | 60.9627
2031-04-10 03:00 | 32.9802 | 61.3823
2031-04-10 04:00 | 33.4994 | 61.0165
2031-04-10 05:00 | 35.4748 | 64.31
2031-04-10 06:00 | 40.4557 | 72.9964
2031-04-10 07:00 | 46.8246 | 76.1862
2031-04-10 08:00 | 47.5836 | 72.9677
2031-04-10 09:00 | 45.3334 | 70.406
2031-04-10 10:00 | 43.7424 | 67.0658
2031-04-10 11:00 | 42.0614 | 66.4813
2031-04-10 12:00 | 42.2087 | 60.8906
2031-04-10 13:00 | 41.7313 | 59.3983
2031-04-10 14:00 | 41.2645 | 55.5143
2031-04-10 15:00 | 41.9352 | 61.3528
2031-04-10 16:00 | 43.5633 | 65.9315
2031-04-10 17:00 | 45.3037 | 70.078
2031-04-10 18:00 | 46.3054 | 72.9643
2031-04-10 19:00 | 44.2097 | 74.9629
2031-04-10 20:00 | 42.1733 | 74.9381
2031-04-10 21:00 | 38.8584 | 70.8354
2031-04-10 22:00 | 35.8456 | 67.2669
2031-04-10 23:00 | 33.0782 | 64.3998
2031-04-11 | 31.6664 | 63.9916
2031-04-11 01:00 | 29.4665 | 62.5757
2031-04-11 02:00 | 30.3315 | 59.6392
2031-04-11 03:00 | 31.2434 | 58.4266
2031-04-11 04:00 | 31.4135 | 57.5497
2031-04-11 05:00 | 32.3689 | 59.5384
2031-04-11 06:00 | 34.5684 | 63.841
2031-04-11 07:00 | 39.3469 | 63.0567
2031-04-11 08:00 | 40.4488 | 57.9443
2031-04-11 09:00 | 38.759 | 53.7799
2031-04-11 10:00 | 38.1144 | 48.2324
2031-04-11 11:00 | 37.1698 | 47.7417
2031-04-11 12:00 | 38.3376 | 50.748
2031-04-11 13:00 | 37.5096 | 49.8947
2031-04-11 14:00 | 36.3849 | 46.1936
2031-04-11 15:00 | 36.2288 | 52.583
2031-04-11 16:00 | 38.1661 | 55.7525
2031-04-11 17:00 | 40.5692 | 58.5786
2031-04-11 18:00 | 41.742 | 65.6042
2031-04-11 19:00 | 38.8779 | 66.1643
2031-04-11 20:00 | 37.2054 | 66.3208
2031-04-11 21:00 | 34.4786 | 63.6543
2031-04-11 22:00 | 31.837 | 61.5187
2031-04-11 23:00 | 29.9592 | 60.8879
2031-04-12 | 28.5581 | 60.4671
2031-04-12 01:00 | 29.4953 | 58.4146
2031-04-12 02:00 | 30.3373 | 57.0703
2031-04-12 03:00 | 31.2629 | 57.5994
2031-04-12 04:00 | 31.5607 | 57.1385
2031-04-12 05:00 | 32.6182 | 59.5983
2031-04-12 06:00 | 35.8941 | 66.1523
2031-04-12 07:00 | 40.928 | 66.6207
2031-04-12 08:00 | 41.8304 | 62.7036
2031-04-12 09:00 | 40.7757 | 60.5922
2031-04-12 10:00 | 39.9739 | 57.4433
2031-04-12 11:00 | 39.0801 | 55.5207
2031-04-12 12:00 | 38.7254 | 58.7794
2031-04-12 13:00 | 38.6421 | 57.4698
2031-04-12 14:00 | 37.6294 | 53.2891
2031-04-12 15:00 | 38.5919 | 58.2978
2031-04-12 16:00 | 41.1659 | 61.9876
2031-04-12 17:00 | 43.8448 | 65.7167
2031-04-12 18:00 | 45.2548 | 69.5608
2031-04-12 19:00 | 42.2661 | 69.1444
2031-04-12 20:00 | 39.6734 | 67.9413
2031-04-12 21:00 | 36.1395 | 63.8379
2031-04-12 22:00 | 33.5859 | 61.6038
2031-04-12 23:00 | 31.4334 | 60.4534
2031-04-13 | 30.1426 | 59.7829
2031-04-13 01:00 | 29.0415 | 56.9731
2031-04-13 02:00 | 29.9017 | 55.6215
2031-04-13 03:00 | 30.6897 | 56.0829
2031-04-13 04:00 | 30.8243 | 55.4369
2031-04-13 05:00 | 31.473 | 56.976
2031-04-13 06:00 | 33.545 | 61.4699
2031-04-13 07:00 | 38.2195 | 61.45
2031-04-13 08:00 | 40.721 | 59.5984
2031-04-13 09:00 | 40.1183 | 56.4143
2031-04-13 10:00 | 39.4081 | 50.7137
2031-04-13 11:00 | 37.7313 | 48.1382
2031-04-13 12:00 | 38.5771 | 51.2857
2031-04-13 13:00 | 37.0544 | 50.9727
2031-04-13 14:00 | 37.3202 | 47.4955
2031-04-13 15:00 | 37.462 | 53.3364
2031-04-13 16:00 | 40.3707 | 55.7673
2031-04-13 17:00 | 42.2019 | 61.8424
2031-04-13 18:00 | 42.3375 | 64.8159
2031-04-13 19:00 | 39.1852 | 67.5264
2031-04-13 20:00 | 37.1531 | 64.8301
2031-04-13 21:00 | 35.0545 | 62.8027
2031-04-13 22:00 | 32.7846 | 63.5022
2031-04-13 23:00 | 31.1081 | 63.1574
2031-04-14 | 29.4655 | 61.5641
2031-04-14 01:00 | 29.6573 | 60.1427
2031-04-14 02:00 | 30.8384 | 59.5902
2031-04-14 03:00 | 31.9157 | 59.8891
2031-04-14 04:00 | 32.3985 | 59.076
2031-04-14 05:00 | 34.324 | 60.984
2031-04-14 06:00 | 38.7794 | 69.6623
2031-04-14 07:00 | 45.3078 | 73.9889
2031-04-14 08:00 | 47.0315 | 69.2927
2031-04-14 09:00 | 45.5844 | 65.1033
2031-04-14 10:00 | 44.515 | 61.081
2031-04-14 11:00 | 42.3678 | 58.1305
2031-04-14 12:00 | 40.0612 | 53.7724
2031-04-14 13:00 | 39.9879 | 52.8526
2031-04-14 14:00 | 39.751 | 50.5568
2031-04-14 15:00 | 40.1738 | 57.6629
2031-04-14 16:00 | 41.9354 | 62.9812
2031-04-14 17:00 | 44.2669 | 68.6442
2031-04-14 18:00 | 45.9761 | 73.1
2031-04-14 19:00 | 44.2671 | 76.5244
2031-04-14 20:00 | 42.3787 | 76.4904
2031-04-14 21:00 | 39.235 | 72.4924
2031-04-14 22:00 | 36.3086 | 68.3471
2031-04-14 23:00 | 33.5089 | 64.9072
2031-04-15 | 32.4506 | 64.5178
2031-04-15 01:00 | 32.0661 | 60.2533
2031-04-15 02:00 | 33.1733 | 58.6342
2031-04-15 03:00 | 34.3247 | 58.9865
2031-04-15 04:00 | 34.9184 | 58.7022
2031-04-15 05:00 | 36.9618 | 62.161
2031-04-15 06:00 | 42.054 | 70.1968
2031-04-15 07:00 | 48.9372 | 74.0363
2031-04-15 08:00 | 50.4677 | 72.2586
2031-04-15 09:00 | 48.6456 | 69.1729
2031-04-15 10:00 | 47.3107 | 64.4841
2031-04-15 11:00 | 45.4191 | 61.8814
2031-04-15 12:00 | 45.6759 | 62.185
2031-04-15 13:00 | 45.5257 | 60.4597
2031-04-15 14:00 | 44.5704 | 56.1796
2031-04-15 15:00 | 45.4152 | 61.8592
2031-04-15 16:00 | 47.2437 | 66.3278
2031-04-15 17:00 | 49.2424 | 70.8947
2031-04-15 18:00 | 49.9041 | 74.9002
2031-04-15 19:00 | 46.6318 | 75.7949
2031-04-15 20:00 | 43.9542 | 74.7697
2031-04-15 21:00 | 40.4107 | 70.1798
2031-04-15 22:00 | 37.1163 | 66.5438
2031-04-15 23:00 | 34.2327 | 63.5766
2031-04-16 | 32.6431 | 63.6527
2031-04-16 01:00 | 32.0797 | 60.5569
2031-04-16 02:00 | 33.1232 | 59.0046
2031-04-16 03:00 | 34.1739 | 59.1399
2031-04-16 04:00 | 34.6963 | 58.8429
2031-04-16 05:00 | 36.5495 | 61.9142
2031-04-16 06:00 | 41.251 | 70.1972
2031-04-16 07:00 | 47.7762 | 73.1316
2031-04-16 08:00 | 48.5961 | 69.6239
2031-04-16 09:00 | 46.752 | 65.504
2031-04-16 10:00 | 45.317 | 60.7739
2031-04-16 11:00 | 44.1516 | 59.7422
2031-04-16 12:00 | 42.9073 | 59.6369
2031-04-16 13:00 | 42.6633 | 58.8018
2031-04-16 14:00 | 42.074 | 55.0316
2031-04-16 15:00 | 42.7428 | 60.6507
2031-04-16 16:00 | 44.66 | 64.9431
2031-04-16 17:00 | 46.8052 | 69.2965
2031-04-16 18:00 | 47.6934 | 71.0494
2031-04-16 19:00 | 45.1805 | 73.2136
2031-04-16 20:00 | 43.0616 | 73.4611
2031-04-16 21:00 | 39.8236 | 69.7398
2031-04-16 22:00 | 36.6659 | 66.1284
2031-04-16 23:00 | 33.7298 | 63.0033
2031-04-17 | 32.8407 | 62.2522
2031-04-17 01:00 | 32.0343 | 60.4435
2031-04-17 02:00 | 33.0729 | 58.7331
2031-04-17 03:00 | 34.1049 | 58.7637
2031-04-17 04:00 | 34.6548 | 58.4793
2031-04-17 05:00 | 36.5176 | 61.7392
2031-04-17 06:00 | 41.3912 | 69.0542
2031-04-17 07:00 | 47.848 | 72.7922
2031-04-17 08:00 | 48.7241 | 71.371
2031-04-17 09:00 | 46.8843 | 70.7185
2031-04-17 10:00 | 45.403 | 68.526
2031-04-17 11:00 | 44.1295 | 66.4977
2031-04-17 12:00 | 41.4076 | 64.1509
2031-04-17 13:00 | 40.9287 | 62.3486
2031-04-17 14:00 | 40.4366 | 57.8416
2031-04-17 15:00 | 41.1259 | 62.0614
2031-04-17 16:00 | 43.1537 | 65.6238
2031-04-17 17:00 | 45.3738 | 69.2776
2031-04-17 18:00 | 46.1578 | 69.3701
2031-04-17 19:00 | 44.5773 | 71.2249
2031-04-17 20:00 | 43.2112 | 71.221
2031-04-17 21:00 | 40.2115 | 67.1316
2031-04-17 22:00 | 37.1593 | 63.6367
2031-04-17 23:00 | 34.1836 | 60.5923
2031-04-18 | 33.5366 | 61.5963
2031-04-18 01:00 | 32.5279 | 58.1255
2031-04-18 02:00 | 33.5165 | 56.4524
2031-04-18 03:00 | 34.5376 | 56.5345
2031-04-18 04:00 | 35.0773 | 56.3185
2031-04-18 05:00 | 36.9125 | 59.4574
2031-04-18 06:00 | 41.6579 | 66.9314
2031-04-18 07:00 | 48.0825 | 70.5231
2031-04-18 08:00 | 48.9347 | 68.4297
2031-04-18 09:00 | 47.0962 | 65.4006
2031-04-18 10:00 | 45.6587 | 61.06
2031-04-18 11:00 | 44.2778 | 58.269
2031-04-18 12:00 | 41.7546 | 58.9563
2031-04-18 13:00 | 41.2477 | 56.8514
2031-04-18 14:00 | 40.5879 | 52.1766
2031-04-18 15:00 | 41.004 | 55.9724
2031-04-18 16:00 | 42.6819 | 59.4979
2031-04-18 17:00 | 44.8002 | 63.9567
2031-04-18 18:00 | 44.6852 | 66.2037
2031-04-18 19:00 | 43.2068 | 68.3537
2031-04-18 20:00 | 41.676 | 68.2277
2031-04-18 21:00 | 38.7762 | 64.3771
2031-04-18 22:00 | 35.7891 | 61.1346
2031-04-18 23:00 | 32.9004 | 58.1047
2031-04-19 | 31.988 | 58.4366
2031-04-19 01:00 | 30.8328 | 56.1593
2031-04-19 02:00 | 31.6686 | 54.793
2031-04-19 03:00 | 32.4943 | 55.0503
2031-04-19 04:00 | 32.8025 | 54.4695
2031-04-19 05:00 | 33.905 | 56.9057
2031-04-19 06:00 | 36.9921 | 62.5866
2031-04-19 07:00 | 41.7979 | 62.3219
2031-04-19 08:00 | 42.6544 | 58.1592
2031-04-19 09:00 | 41.6869 | 53.8865
2031-04-19 10:00 | 40.7024 | 48.958
2031-04-19 11:00 | 39.6935 | 46.7506
2031-04-19 12:00 | 38.4598 | 46.0982
2031-04-19 13:00 | 37.6145 | 44.0443
2031-04-19 14:00 | 36.562 | 38.6876
2031-04-19 15:00 | 37.0144 | 44.0119
2031-04-19 16:00 | 39.3228 | 49.6931
2031-04-19 17:00 | 42.0515 | 56.1199
2031-04-19 18:00 | 44.3888 | 62.7169
2031-04-19 19:00 | 41.1146 | 63.4143
2031-04-19 20:00 | 38.227 | 63.3496
2031-04-19 21:00 | 35.1414 | 60.5736
2031-04-19 22:00 | 32.6663 | 58.9114
2031-04-19 23:00 | 30.721 | 57.7003
2031-04-20 | 30.0049 | 57.1772
2031-04-20 01:00 | 29.3791 | 55.9548
2031-04-20 02:00 | 30.2681 | 54.3662
2031-04-20 03:00 | 31.1148 | 54.4206
2031-04-20 04:00 | 31.3778 | 53.5314
2031-04-20 05:00 | 32.3577 | 55.6525
2031-04-20 06:00 | 35.3125 | 59.5101
2031-04-20 07:00 | 39.5437 | 59.4893
2031-04-20 08:00 | 39.9923 | 59.1783
2031-04-20 09:00 | 38.4334 | 62.5584
2031-04-20 10:00 | 37.1289 | 63.0115
2031-04-20 11:00 | 36.4841 | 62.319
2031-04-20 12:00 | 35.7126 | 59.0202
2031-04-20 13:00 | 35.076 | 58.5751
2031-04-20 14:00 | 34.2681 | 55.6736
2031-04-20 15:00 | 35.1621 | 61.3373
2031-04-20 16:00 | 38.1233 | 64.844
2031-04-20 17:00 | 41.6726 | 67.2511
2031-04-20 18:00 | 41.939 | 67.9571
2031-04-20 19:00 | 40.5867 | 67.1245
2031-04-20 20:00 | 39.0314 | 65.7643
2031-04-20 21:00 | 36.4357 | 61.2116
2031-04-20 22:00 | 33.99 | 59.1332
2031-04-20 23:00 | 31.6154 | 57.6768
2031-04-21 | 31.0461 | 56.2926
2031-04-21 01:00 | 30.5862 | 54.6313
2031-04-21 02:00 | 31.7797 | 53.4267
2031-04-21 03:00 | 32.9199 | 53.746
2031-04-21 04:00 | 33.5475 | 53.2022
2031-04-21 05:00 | 35.4397 | 56.5993
2031-04-21 06:00 | 40.2188 | 64.8112
2031-04-21 07:00 | 47.4147 | 67.7112
2031-04-21 08:00 | 49.0281 | 64.2746
2031-04-21 09:00 | 47.6608 | 59.6744
2031-04-21 10:00 | 46.4746 | 54.6456
2031-04-21 11:00 | 44.8243 | 53.7597
2031-04-21 12:00 | 44.6978 | 58.066
2031-04-21 13:00 | 44.5649 | 56.7221
2031-04-21 14:00 | 43.7183 | 52.1241
2031-04-21 15:00 | 44.4376 | 56.7384
2031-04-21 16:00 | 46.3468 | 61.3969
2031-04-21 17:00 | 48.3439 | 66.944
2031-04-21 18:00 | 48.3793 | 71.4253
2031-04-21 19:00 | 45.7056 | 72.1146
2031-04-21 20:00 | 43.379 | 71.4462
2031-04-21 21:00 | 40.1604 | 67.1924
2031-04-21 22:00 | 36.939 | 63.8452
2031-04-21 23:00 | 34.085 | 60.7368
2031-04-22 | 32.7022 | 59.4438
2031-04-22 01:00 | 31.704 | 58.6229
2031-04-22 02:00 | 32.7642 | 56.8545
2031-04-22 03:00 | 33.8788 | 56.728
2031-04-22 04:00 | 34.4645 | 56.2216
2031-04-22 05:00 | 36.4176 | 59.4064
2031-04-22 06:00 | 41.3184 | 66.3314
2031-04-22 07:00 | 48.1869 | 69.5897
2031-04-22 08:00 | 49.2186 | 66.6379
2031-04-22 09:00 | 46.8712 | 63.6459
2031-04-22 10:00 | 44.9087 | 59.9415
2031-04-22 11:00 | 42.7526 | 60.1021
2031-04-22 12:00 | 42.3875 | 60.5349
2031-04-22 13:00 | 42.1082 | 59.8588
2031-04-22 14:00 | 41.3705 | 55.2687
2031-04-22 15:00 | 41.9494 | 61.0447
2031-04-22 16:00 | 43.8251 | 65.6639
2031-04-22 17:00 | 46.0568 | 69.1376
2031-04-22 18:00 | 46.1726 | 70.137
2031-04-22 19:00 | 44.1084 | 71.9388
2031-04-22 20:00 | 42.3445 | 71.9269
2031-04-22 21:00 | 39.3994 | 68.4047
2031-04-22 22:00 | 36.2852 | 65.3617
2031-04-22 23:00 | 33.4052 | 62.5382
2031-04-23 | 32.2784 | 61.8028
2031-04-23 01:00 | 31.8248 | 56.7173
2031-04-23 02:00 | 32.8597 | 55.2371
2031-04-23 03:00 | 33.886 | 55.2949
2031-04-23 04:00 | 34.4336 | 55.0465
2031-04-23 05:00 | 36.2446 | 58.2685
2031-04-23 06:00 | 41.0249 | 65.5403
2031-04-23 07:00 | 47.8685 | 68.9762
2031-04-23 08:00 | 49.0571 | 67.0992
2031-04-23 09:00 | 47.6471 | 65.3584
2031-04-23 10:00 | 46.3277 | 62.6615
2031-04-23 11:00 | 44.9279 | 61.6942
2031-04-23 12:00 | 41.4502 | 66.1017
2031-04-23 13:00 | 41.1454 | 65.5336
2031-04-23 14:00 | 40.6215 | 61.3629
2031-04-23 15:00 | 41.2054 | 65.9783
2031-04-23 16:00 | 43.2195 | 68.8337
2031-04-23 17:00 | 45.5476 | 71.3
2031-04-23 18:00 | 46.5681 | 71.9518
2031-04-23 19:00 | 44.4994 | 72.2501
2031-04-23 20:00 | 42.6989 | 71.0974
2031-04-23 21:00 | 39.796 | 66.9396
2031-04-23 22:00 | 36.6875 | 63.6246
2031-04-23 23:00 | 33.7085 | 60.2984
2031-04-24 | 32.8445 | 59.6119
2031-04-24 01:00 | 31.8346 | 57.7575
2031-04-24 02:00 | 32.8603 | 56.1109
2031-04-24 03:00 | 33.8993 | 56.2686
2031-04-24 04:00 | 34.4452 | 55.8627
2031-04-24 05:00 | 36.3098 | 59.1282
2031-04-24 06:00 | 41.3784 | 66.4562
2031-04-24 07:00 | 48.0092 | 70.8132
2031-04-24 08:00 | 48.7981 | 71.3335
2031-04-24 09:00 | 46.251 | 73.9464
2031-04-24 10:00 | 44.1 | 74.4203
2031-04-24 11:00 | 41.9665 | 72.8475
2031-04-24 12:00 | 40.4714 | 73.8684
2031-04-24 13:00 | 39.9675 | 73.1879
2031-04-24 14:00 | 39.4831 | 68.8834
2031-04-24 15:00 | 40.1226 | 73.1286
2031-04-24 16:00 | 42.1582 | 75.2234
2031-04-24 17:00 | 44.4909 | 75.619
2031-04-24 18:00 | 44.5382 | 76.1085
2031-04-24 19:00 | 43.353 | 75.4367
2031-04-24 20:00 | 42.1662 | 74.1985
2031-04-24 21:00 | 39.5558 | 69.682
2031-04-24 22:00 | 36.6098 | 66.2813
2031-04-24 23:00 | 33.665 | 63.3208
2031-04-25 | 32.4181 | 60.8742
2031-04-25 01:00 | 31.9907 | 59.1638
2031-04-25 02:00 | 32.9791 | 57.4629
2031-04-25 03:00 | 33.9671 | 57.2614
2031-04-25 04:00 | 34.5204 | 56.7931
2031-04-25 05:00 | 36.2885 | 59.6791
2031-04-25 06:00 | 41.0031 | 67.0599
2031-04-25 07:00 | 47.6057 | 70.9145
2031-04-25 08:00 | 48.5394 | 70.8278
2031-04-25 09:00 | 46.71 | 72.2571
2031-04-25 10:00 | 45.2646 | 72.1636
2031-04-25 11:00 | 43.6944 | 70.6465
2031-04-25 12:00 | 41.1343 | 70.2472
2031-04-25 13:00 | 40.6317 | 69.0394
2031-04-25 14:00 | 40.0087 | 64.6967
2031-04-25 15:00 | 40.2287 | 67.9883
2031-04-25 16:00 | 41.8856 | 69.5687
2031-04-25 17:00 | 44.0277 | 70.3214
2031-04-25 18:00 | 44.5574 | 70.7242
2031-04-25 19:00 | 42.9786 | 70.8186
2031-04-25 20:00 | 41.326 | 69.4794
2031-04-25 21:00 | 38.6338 | 65.2565
2031-04-25 22:00 | 35.6844 | 62.2318
2031-04-25 23:00 | 32.7765 | 59.0547
2031-04-26 | 31.8445 | 59.0826
2031-04-26 01:00 | 31.2018 | 55.872
2031-04-26 02:00 | 32.1297 | 54.4399
2031-04-26 03:00 | 33.0319 | 54.5707
2031-04-26 04:00 | 33.4003 | 53.7481
2031-04-26 05:00 | 34.571 | 56.4587
2031-04-26 06:00 | 37.5691 | 60.4284
2031-04-26 07:00 | 42.6002 | 60.7073
2031-04-26 08:00 | 43.4491 | 59.281
2031-04-26 09:00 | 42.6213 | 60.3141
2031-04-26 10:00 | 41.7615 | 58.9705
2031-04-26 11:00 | 40.4564 | 56.6892
2031-04-26 12:00 | 38.6653 | 59.316
2031-04-26 13:00 | 37.9212 | 58.11
2031-04-26 14:00 | 37.0583 | 52.9769
2031-04-26 15:00 | 37.5056 | 57.0035
2031-04-26 16:00 | 39.9003 | 60.2441
2031-04-26 17:00 | 42.8129 | 63.0793
2031-04-26 18:00 | 43.2748 | 64.8696
2031-04-26 19:00 | 41.3621 | 65.3934
2031-04-26 20:00 | 39.3453 | 63.5835
2031-04-26 21:00 | 36.5014 | 60.51
2031-04-26 22:00 | 34.121 | 58.6805
2031-04-26 23:00 | 31.954 | 57.0774
2031-04-27 | 31.0944 | 55.8869
2031-04-27 01:00 | 30.2741 | 56.2085
2031-04-27 02:00 | 31.1299 | 54.0537
2031-04-27 03:00 | 31.941 | 54.5568
2031-04-27 04:00 | 32.2177 | 54.2209
2031-04-27 05:00 | 33.1882 | 56.243
2031-04-27 06:00 | 36.0745 | 58.625
2031-04-27 07:00 | 40.781 | 57.2173
2031-04-27 08:00 | 41.6412 | 53.1721
2031-04-27 09:00 | 40.9354 | 54.2303
2031-04-27 10:00 | 40.0135 | 54.785
2031-04-27 11:00 | 38.9962 | 57.3534
2031-04-27 12:00 | 37.1245 | 62.6231
2031-04-27 13:00 | 36.6832 | 65.059
2031-04-27 14:00 | 35.9499 | 62.2821
2031-04-27 15:00 | 36.657 | 70.8681
2031-04-27 16:00 | 39.4258 | 74.7689
2031-04-27 17:00 | 42.7457 | 76.8174
2031-04-27 18:00 | 43.0003 | 77.3019
2031-04-27 19:00 | 41.3161 | 76.5467
2031-04-27 20:00 | 39.481 | 74.3147
2031-04-27 21:00 | 36.8022 | 69.1872
2031-04-27 22:00 | 34.2029 | 66.2778
2031-04-27 23:00 | 31.8711 | 63.8945
2031-04-28 | 31.2739 | 61.9666
2031-04-28 01:00 | 30.6206 | 56.4892
2031-04-28 02:00 | 31.7775 | 54.5944
2031-04-28 03:00 | 32.914 | 54.2608
2031-04-28 04:00 | 33.5387 | 53.0408
2031-04-28 05:00 | 35.4107 | 56.3689
2031-04-28 06:00 | 40.3352 | 63.5779
2031-04-28 07:00 | 47.5251 | 66.6426
2031-04-28 08:00 | 48.8739 | 65.131
2031-04-28 09:00 | 46.9184 | 62.7049
2031-04-28 10:00 | 45.21 | 60.6045
2031-04-28 11:00 | 42.952 | 60.9719
2031-04-28 12:00 | 42.8463 | 59.6383
2031-04-28 13:00 | 42.5684 | 58.0915
2031-04-28 14:00 | 41.8489 | 54.4833
2031-04-28 15:00 | 42.3619 | 59.4034
2031-04-28 16:00 | 44.3034 | 63.2671
2031-04-28 17:00 | 46.4454 | 67.4918
2031-04-28 18:00 | 46.2459 | 66.0138
2031-04-28 19:00 | 44.0758 | 67.5279
2031-04-28 20:00 | 42.0078 | 66.8904
2031-04-28 21:00 | 39.15 | 62.9387
2031-04-28 22:00 | 36.0631 | 59.854
2031-04-28 23:00 | 33.2104 | 56.6004
2031-04-29 | 31.7613 | 56.98
2031-04-29 01:00 | 31.0533 | 56.3827
2031-04-29 02:00 | 32.107 | 53.7959
2031-04-29 03:00 | 33.1649 | 53.1403
2031-04-29 04:00 | 33.7451 | 52.6813
2031-04-29 05:00 | 35.6337 | 55.4211
2031-04-29 06:00 | 40.3293 | 62.0897
2031-04-29 07:00 | 47.0842 | 66.0165
2031-04-29 08:00 | 48.0918 | 62.1956
2031-04-29 09:00 | 45.8839 | 61.0494
2031-04-29 10:00 | 44.2894 | 56.4674
2031-04-29 11:00 | 42.264 | 54.4957
2031-04-29 12:00 | 42.0262 | 58.1972
2031-04-29 13:00 | 41.7668 | 58.8991
2031-04-29 14:00 | 41.0841 | 52.503
2031-04-29 15:00 | 41.5074 | 58.2579
2031-04-29 16:00 | 43.2513 | 63.363
2031-04-29 17:00 | 45.4015 | 67.9857
2031-04-29 18:00 | 46.1842 | 73.3151
2031-04-29 19:00 | 43.9429 | 73.4377
2031-04-29 20:00 | 41.7093 | 72.6188
2031-04-29 21:00 | 39.1031 | 68.1219
2031-04-29 22:00 | 35.9993 | 64.7626
2031-04-29 23:00 | 33.097 | 61.8298
2031-04-30 | 31.2648 | 61.6219
2031-04-30 01:00 | 30.8776 | 54.5252
2031-04-30 02:00 | 31.9128 | 53.1539
2031-04-30 03:00 | 32.9293 | 52.8086
2031-04-30 04:00 | 33.4202 | 52.2298
2031-04-30 05:00 | 35.233 | 55.3202
2031-04-30 06:00 | 39.969 | 62.9949
2031-04-30 07:00 | 46.5196 | 66.1839
2031-04-30 08:00 | 47.4901 | 67.6554
2031-04-30 09:00 | 45.6481 | 69.6059
2031-04-30 10:00 | 44.2574 | 72.2916
2031-04-30 11:00 | 42.7 | 71.9142
2031-04-30 12:00 | 42.1781 | 69.8969
2031-04-30 13:00 | 41.986 | 68.8349
2031-04-30 14:00 | 41.3031 | 65.7434
2031-04-30 15:00 | 41.6218 | 69.76
2031-04-30 16:00 | 43.277 | 72.2484
2031-04-30 17:00 | 45.3149 | 73.023
2031-04-30 18:00 | 46.0995 | 70.4447
2031-04-30 19:00 | 43.8955 | 70.9426
2031-04-30 20:00 | 41.6823 | 69.8999
2031-04-30 21:00 | 39.1549 | 65.6839
2031-04-30 22:00 | 36.0662 | 62.617
2031-04-30 23:00 | 33.1135 | 59.0473
2031-05-01 | 31.3365 | 57.2383
2031-05-01 01:00 | 30.9278 | 54.8819
2031-05-01 02:00 | 31.8295 | 52.8451
2031-05-01 03:00 | 32.8252 | 53.2134
2031-05-01 04:00 | 33.2992 | 52.9499
2031-05-01 05:00 | 35.026 | 56.1387
2031-05-01 06:00 | 39.5427 | 63.6493
2031-05-01 07:00 | 46.4764 | 67.1083
2031-05-01 08:00 | 47.7296 | 64.5256
2031-05-01 09:00 | 46.3683 | 63.6504
2031-05-01 10:00 | 45.0224 | 59.6013
2031-05-01 11:00 | 42.869 | 58.3875
2031-05-01 12:00 | 41.4147 | 47.4546
2031-05-01 13:00 | 41.5548 | 46.3086
2031-05-01 14:00 | 41.006 | 39.1989
2031-05-01 15:00 | 41.5041 | 44.1814
2031-05-01 16:00 | 43.2505 | 49.7706
2031-05-01 17:00 | 45.4022 | 58.0999
2031-05-01 18:00 | 46.455 | 63.1646
2031-05-01 19:00 | 43.6665 | 66.0579
2031-05-01 20:00 | 41.5227 | 66.7111
2031-05-01 21:00 | 39.0535 | 64.0535
2031-05-01 22:00 | 36.0384 | 61.4692
2031-05-01 23:00 | 32.9806 | 58.7049
2031-05-02 | 31.5507 | 58.8469
2031-05-02 01:00 | 30.6769 | 56.4751
2031-05-02 02:00 | 31.4537 | 55.138
2031-05-02 03:00 | 32.401 | 55.0558
2031-05-02 04:00 | 32.842 | 54.934
2031-05-02 05:00 | 34.5111 | 57.8604
2031-05-02 06:00 | 39.2391 | 62.1178
2031-05-02 07:00 | 45.9026 | 64.8312
2031-05-02 08:00 | 46.8817 | 63.3648
2031-05-02 09:00 | 45.3593 | 62.2108
2031-05-02 10:00 | 44.2736 | 60.8745
2031-05-02 11:00 | 42.3812 | 60.9382
2031-05-02 12:00 | 42.0272 | 64.663
2031-05-02 13:00 | 42.0881 | 63.9525
2031-05-02 14:00 | 41.4354 | 60.4183
2031-05-02 15:00 | 41.4965 | 64.0197
2031-05-02 16:00 | 42.7758 | 65.7458
2031-05-02 17:00 | 44.5725 | 66.4747
2031-05-02 18:00 | 45.4956 | 65.0507
2031-05-02 19:00 | 43.0103 | 66.7575
2031-05-02 20:00 | 40.6043 | 65.8745
2031-05-02 21:00 | 38.3938 | 62.799
2031-05-02 22:00 | 35.3308 | 60.1291
2031-05-02 23:00 | 32.1349 | 57.1372
2031-05-03 | 30.0769 | 55.423
2031-05-03 01:00 | 29.206 | 58.5872
2031-05-03 02:00 | 29.8711 | 56.3123
2031-05-03 03:00 | 30.6459 | 56.5399
2031-05-03 04:00 | 30.8836 | 55.5889
2031-05-03 05:00 | 31.7055 | 57.3136
2031-05-03 06:00 | 34.8067 | 60.3601
2031-05-03 07:00 | 40.3254 | 59.4771
2031-05-03 08:00 | 42.1593 | 57.9391
2031-05-03 09:00 | 42.2569 | 60.6547
2031-05-03 10:00 | 41.7745 | 59.465
2031-05-03 11:00 | 40.1013 | 60.4233
2031-05-03 12:00 | 39.1128 | 53.9359
2031-05-03 13:00 | 39.0188 | 54.0272
2031-05-03 14:00 | 38.1883 | 49.0453
2031-05-03 15:00 | 38.7167 | 54.3531
2031-05-03 16:00 | 40.9265 | 57.7664
2031-05-03 17:00 | 43.4697 | 60.9975
2031-05-03 18:00 | 44.511 | 64.451
2031-05-03 19:00 | 40.8782 | 63.3847
2031-05-03 20:00 | 37.9986 | 61.9685
2031-05-03 21:00 | 35.5003 | 58.3812
2031-05-03 22:00 | 33.1221 | 56.8468
2031-05-03 23:00 | 30.8637 | 55.6717
2031-05-04 | 29.5003 | 54.874
2031-05-04 01:00 | 28.7026 | 51.6244
2031-05-04 02:00 | 29.3363 | 50.0032
2031-05-04 03:00 | 30.0705 | 49.8898
2031-05-04 04:00 | 30.2348 | 49.3988
2031-05-04 05:00 | 30.8737 | 51.2
2031-05-04 06:00 | 33.4883 | 55.7505
2031-05-04 07:00 | 38.7571 | 55.7079
2031-05-04 08:00 | 40.6328 | 55.1318
2031-05-04 09:00 | 40.7795 | 55.5286
2031-05-04 10:00 | 40.3567 | 55.2757
2031-05-04 11:00 | 39.0056 | 53.5238
2031-05-04 12:00 | 37.7897 | 47.894
2031-05-04 13:00 | 37.8505 | 47.3984
2031-05-04 14:00 | 37.4326 | 44.4959
2031-05-04 15:00 | 38.2424 | 51.36
2031-05-04 16:00 | 40.9898 | 55.8248
2031-05-04 17:00 | 43.8667 | 60.0206
2031-05-04 18:00 | 45.4112 | 61.0408
2031-05-04 19:00 | 41.7329 | 61.915
2031-05-04 20:00 | 38.6862 | 61.536
2031-05-04 21:00 | 36.0743 | 59.3438
2031-05-04 22:00 | 33.6089 | 57.9497
2031-05-04 23:00 | 31.2011 | 56.1698
2031-05-05 | 29.9771 | 55.7119
2031-05-05 01:00 | 30.1544 | 52.4579
2031-05-05 02:00 | 31.1542 | 50.8691
2031-05-05 03:00 | 32.2141 | 51.1793
2031-05-05 04:00 | 32.7751 | 50.8905
2031-05-05 05:00 | 34.4598 | 54.139
2031-05-05 06:00 | 39.4188 | 60.0682
2031-05-05 07:00 | 46.8701 | 62.9981
2031-05-05 08:00 | 48.8148 | 59.7962
2031-05-05 09:00 | 47.7877 | 57.9267
2031-05-05 10:00 | 46.7787 | 53.7542
2031-05-05 11:00 | 44.6575 | 53.0462
2031-05-05 12:00 | 43.0389 | 58.2676
2031-05-05 13:00 | 43.0206 | 58.3868
2031-05-05 14:00 | 42.3007 | 53.0355
2031-05-05 15:00 | 42.683 | 57.0248
2031-05-05 16:00 | 44.6588 | 60.2989
2031-05-05 17:00 | 46.999 | 64.6646
2031-05-05 18:00 | 47.581 | 66.1686
2031-05-05 19:00 | 44.9791 | 67.6656
2031-05-05 20:00 | 42.8319 | 66.5092
2031-05-05 21:00 | 40.2571 | 63.5112
2031-05-05 22:00 | 37.1275 | 60.6299
2031-05-05 23:00 | 33.9246 | 57.3225
2031-05-06 | 32.6692 | 56.4658
2031-05-06 01:00 | 31.93 | 53.8499
2031-05-06 02:00 | 32.8649 | 52.105
2031-05-06 03:00 | 33.8789 | 52.0973
2031-05-06 04:00 | 34.4216 | 51.8495
2031-05-06 05:00 | 36.1897 | 54.9839
2031-05-06 06:00 | 41.1051 | 62.2231
2031-05-06 07:00 | 48.2052 | 65.1733
2031-05-06 08:00 | 49.9203 | 63.5675
2031-05-06 09:00 | 48.9246 | 61.0611
2031-05-06 10:00 | 47.8282 | 57.8013
2031-05-06 11:00 | 45.9087 | 56.7998
2031-05-06 12:00 | 45.3915 | 65.3031
2031-05-06 13:00 | 45.6609 | 64.2403
2031-05-06 14:00 | 44.8958 | 59.1397
2031-05-06 15:00 | 45.5283 | 63.3266
2031-05-06 16:00 | 47.2342 | 65.9563
2031-05-06 17:00 | 49.3974 | 67.9691
2031-05-06 18:00 | 49.5642 | 68.121
2031-05-06 19:00 | 45.9758 | 67.7819
2031-05-06 20:00 | 43.191 | 66.3566
2031-05-06 21:00 | 40.4981 | 62.773
2031-05-06 22:00 | 37.2516 | 60.2346
2031-05-06 23:00 | 34.0346 | 57.139
2031-05-07 | 32.4224 | 57.5018
2031-05-07 01:00 | 31.6693 | 54.6251
2031-05-07 02:00 | 32.557 | 52.7194
2031-05-07 03:00 | 33.5139 | 52.7471
2031-05-07 04:00 | 33.9166 | 52.4857
2031-05-07 05:00 | 35.5873 | 55.5734
2031-05-07 06:00 | 40.3134 | 60.5989
2031-05-07 07:00 | 46.7939 | 64.0985
2031-05-07 08:00 | 48.0662 | 62.6171
2031-05-07 09:00 | 47.0102 | 61.8986
2031-05-07 10:00 | 46.072 | 59.1789
2031-05-07 11:00 | 44.3271 | 58.7164
2031-05-07 12:00 | 43.4532 | 61.0199
2031-05-07 13:00 | 43.5257 | 60.4591
2031-05-07 14:00 | 43.0613 | 55.5487
2031-05-07 15:00 | 43.5787 | 59
2031-05-07 16:00 | 45.1407 | 61.4181
2031-05-07 17:00 | 47.0532 | 65.1163
2031-05-07 18:00 | 47.7413 | 67.3307
2031-05-07 19:00 | 44.6169 | 68.0645
2031-05-07 20:00 | 41.9953 | 67.2932
2031-05-07 21:00 | 39.5905 | 64.3696
2031-05-07 22:00 | 36.5278 | 61.5383
2031-05-07 23:00 | 33.3471 | 58.3026
2031-05-08 | 31.6009 | 56.7493
2031-05-08 01:00 | 30.5959 | 54.992
2031-05-08 02:00 | 31.4247 | 53.1257
2031-05-08 03:00 | 32.3518 | 53.1641
2031-05-08 04:00 | 32.8104 | 52.7696
2031-05-08 05:00 | 34.4635 | 55.8782
2031-05-08 06:00 | 38.9503 | 61.8071
2031-05-08 07:00 | 45.982 | 65.314
2031-05-08 08:00 | 47.4071 | 64.2393
2031-05-08 09:00 | 46.3137 | 64.2792
2031-05-08 10:00 | 45.2056 | 62.1284
2031-05-08 11:00 | 43.2981 | 60.0722
2031-05-08 12:00 | 42.2075 | 62.4198
2031-05-08 13:00 | 42.0704 | 61.6549
2031-05-08 14:00 | 41.6877 | 57.1618
2031-05-08 15:00 | 42.0003 | 61.2774
2031-05-08 16:00 | 43.7241 | 63.8718
2031-05-08 17:00 | 45.7957 | 66.5591
2031-05-08 18:00 | 46.7988 | 68.5845
2031-05-08 19:00 | 43.4565 | 69.3288
2031-05-08 20:00 | 41.0527 | 68.422
2031-05-08 21:00 | 38.4888 | 65.2845
2031-05-08 22:00 | 35.4957 | 62.3458
2031-05-08 23:00 | 32.5 | 59.3478
2031-05-09 | 31.1672 | 57.5415
2031-05-09 01:00 | 30.712 | 56.2423
2031-05-09 02:00 | 31.5457 | 54.1846
2031-05-09 03:00 | 32.486 | 53.7944
2031-05-09 04:00 | 32.9949 | 53.1279
2031-05-09 05:00 | 34.6339 | 55.8728
2031-05-09 06:00 | 39.3524 | 62.7685
2031-05-09 07:00 | 46.3532 | 66.3126
2031-05-09 08:00 | 47.5861 | 65.7788
2031-05-09 09:00 | 46.2173 | 67.1914
2031-05-09 10:00 | 44.8532 | 65.4037
2031-05-09 11:00 | 43.0299 | 64.3779
2031-05-09 12:00 | 41.8813 | 58.8256
2031-05-09 13:00 | 41.8682 | 58.3772
2031-05-09 14:00 | 41.2434 | 53.9814
2031-05-09 15:00 | 41.2992 | 58.4891
2031-05-09 16:00 | 42.636 | 61.0287
2031-05-09 17:00 | 44.7802 | 63.8801
2031-05-09 18:00 | 45.0666 | 66.307
2031-05-09 19:00 | 42.2719 | 67.3974
2031-05-09 20:00 | 39.9622 | 66.422
2031-05-09 21:00 | 37.7269 | 63.3166
2031-05-09 22:00 | 34.8281 | 60.4193
2031-05-09 23:00 | 31.8971 | 57.3182
2031-05-10 | 30.6024 | 56.7785
2031-05-10 01:00 | 29.65 | 55.0309
2031-05-10 02:00 | 30.3578 | 52.6729
2031-05-10 03:00 | 31.1664 | 53.1696
2031-05-10 04:00 | 31.4126 | 52.9362
2031-05-10 05:00 | 32.1818 | 54.9097
2031-05-10 06:00 | 34.8803 | 58.7237
2031-05-10 07:00 | 40.2561 | 58.9858
2031-05-10 08:00 | 41.9482 | 58.661
2031-05-10 09:00 | 41.677 | 62.4768
2031-05-10 10:00 | 40.9338 | 63.2277
2031-05-10 11:00 | 39.7264 | 62.0714
2031-05-10 12:00 | 37.7001 | 61.5217
2031-05-10 13:00 | 36.8618 | 62.075
2031-05-10 14:00 | 35.9856 | 56.6925
2031-05-10 15:00 | 36.1766 | 62.3185
2031-05-10 16:00 | 38.4994 | 64.4831
2031-05-10 17:00 | 41.5283 | 66.2597
2031-05-10 18:00 | 42.1715 | 69.684
2031-05-10 19:00 | 39.3296 | 68.7614
2031-05-10 20:00 | 36.8427 | 65.7222
2031-05-10 21:00 | 34.8095 | 61.971
2031-05-10 22:00 | 32.6919 | 60.1422
2031-05-10 23:00 | 30.5072 | 57.9176
2031-05-11 | 29.4964 | 56.7869
2031-05-11 01:00 | 28.699 | 52.3844
2031-05-11 02:00 | 29.4131 | 50.3096
2031-05-11 03:00 | 30.2195 | 49.5422
2031-05-11 04:00 | 30.4506 | 48.6263
2031-05-11 05:00 | 31.181 | 50.2691
2031-05-11 06:00 | 33.6946 | 53.1774
2031-05-11 07:00 | 38.9409 | 53.1578
2031-05-11 08:00 | 40.4871 | 53.0603
2031-05-11 09:00 | 39.5135 | 54.1806
2031-05-11 10:00 | 37.9372 | 54.374
2031-05-11 11:00 | 35.911 | 54.1463
2031-05-11 12:00 | 33.6379 | 49.2486
2031-05-11 13:00 | 33.0798 | 49.0916
2031-05-11 14:00 | 32.3315 | 47.2377
2031-05-11 15:00 | 32.9331 | 53.3203
2031-05-11 16:00 | 35.8528 | 57.1937
2031-05-11 17:00 | 39.7118 | 61.1605
2031-05-11 18:00 | 39.3116 | 61.8362
2031-05-11 19:00 | 37.6794 | 62.4968
2031-05-11 20:00 | 36.3876 | 61.0764
2031-05-11 21:00 | 34.7812 | 58.7183
2031-05-11 22:00 | 32.4692 | 57.3557
2031-05-11 23:00 | 29.9581 | 55.1347
2031-05-12 | 29.453 | 54.6162
2031-05-12 01:00 | 29.1768 | 53.4523
2031-05-12 02:00 | 30.1751 | 51.8769
2031-05-12 03:00 | 31.2611 | 52.1494
2031-05-12 04:00 | 31.8361 | 51.7097
2031-05-12 05:00 | 33.5065 | 54.6008
2031-05-12 06:00 | 38.2006 | 61.6145
2031-05-12 07:00 | 45.0471 | 65.0036
2031-05-12 08:00 | 46.0057 | 63.7045
2031-05-12 09:00 | 44.1052 | 64.6786
2031-05-12 10:00 | 42.8462 | 63.6082
2031-05-12 11:00 | 41.2168 | 63.462
2031-05-12 12:00 | 41.5147 | 55.4363
2031-05-12 13:00 | 41.6341 | 55.5174
2031-05-12 14:00 | 41.0805 | 49.2123
2031-05-12 15:00 | 41.6394 | 54.1484
2031-05-12 16:00 | 43.3739 | 58.7177
2031-05-12 17:00 | 45.5278 | 64.2576
2031-05-12 18:00 | 46.4911 | 66.5155
2031-05-12 19:00 | 43.8716 | 67.7649
2031-05-12 20:00 | 41.3536 | 67.3027
2031-05-12 21:00 | 39.2874 | 64.4766
2031-05-12 22:00 | 36.1671 | 62.1646
2031-05-12 23:00 | 32.9206 | 59.353
2031-05-13 | 30.7067 | 58.1411
2031-05-13 01:00 | 29.9615 | 54.1134
2031-05-13 02:00 | 30.8166 | 52.4922
2031-05-13 03:00 | 31.8171 | 52.6861
2031-05-13 04:00 | 32.3451 | 52.6522
2031-05-13 05:00 | 33.9871 | 55.6344
2031-05-13 06:00 | 38.5928 | 62.7733
2031-05-13 07:00 | 45.4628 | 66.2849
2031-05-13 08:00 | 46.1186 | 65.8974
2031-05-13 09:00 | 43.9598 | 64.6317
2031-05-13 10:00 | 42.4978 | 62.4403
2031-05-13 11:00 | 40.9295 | 60.1886
2031-05-13 12:00 | 40.9223 | 65.9431
2031-05-13 13:00 | 41.1385 | 65.1356
2031-05-13 14:00 | 40.6456 | 59.8204
2031-05-13 15:00 | 41.1858 | 63.8639
2031-05-13 16:00 | 43.0517 | 66.7025
2031-05-13 17:00 | 45.4658 | 68.9166
2031-05-13 18:00 | 46.3333 | 71.0756
2031-05-13 19:00 | 43.5621 | 70.4763
2031-05-13 20:00 | 41.1513 | 68.6355
2031-05-13 21:00 | 39.068 | 65.1783
2031-05-13 22:00 | 36.0034 | 62.7532
2031-05-13 23:00 | 32.8068 | 59.883
2031-05-14 | 31.0969 | 58.7452
2031-05-14 01:00 | 30.2247 | 55.759
2031-05-14 02:00 | 31.0285 | 53.9473
2031-05-14 03:00 | 31.9785 | 54.0205
2031-05-14 04:00 | 32.4231 | 53.845
2031-05-14 05:00 | 33.9636 | 56.7102
2031-05-14 06:00 | 38.7097 | 63.5773
2031-05-14 07:00 | 46.149 | 66.9321
2031-05-14 08:00 | 47.5523 | 65.6088
2031-05-14 09:00 | 46.4964 | 63.3917
2031-05-14 10:00 | 45.1269 | 59.8198
2031-05-14 11:00 | 43.2949 | 57.4869
2031-05-14 12:00 | 41.6282 | 54.463
2031-05-14 13:00 | 41.8139 | 52.9112
2031-05-14 14:00 | 41.3405 | 47.2254
2031-05-14 15:00 | 41.771 | 50.7792
2031-05-14 16:00 | 43.4875 | 54.1905
2031-05-14 17:00 | 45.7609 | 60.1034
2031-05-14 18:00 | 46.8887 | 61.1805
2031-05-14 19:00 | 43.7547 | 64.0317
2031-05-14 20:00 | 41.1608 | 64.5001
2031-05-14 21:00 | 38.7611 | 62.8637
2031-05-14 22:00 | 35.7334 | 60.3685
2031-05-14 23:00 | 32.6199 | 57.115
2031-05-15 | 31.1407 | 58.1272
2031-05-15 01:00 | 30.0345 | 54.7641
2031-05-15 02:00 | 30.8168 | 52.7973
2031-05-15 03:00 | 31.7737 | 53.0559
2031-05-15 04:00 | 32.1715 | 52.6944
2031-05-15 05:00 | 33.7631 | 55.6583
2031-05-15 06:00 | 38.5122 | 61.9232
2031-05-15 07:00 | 45.5478 | 64.911
2031-05-15 08:00 | 46.7071 | 61.6013
2031-05-15 09:00 | 44.9723 | 59.1767
2031-05-15 10:00 | 43.6951 | 55.5127
2031-05-15 11:00 | 41.9643 | 54.9609
2031-05-15 12:00 | 41.7912 | 59.4778
2031-05-15 13:00 | 41.7807 | 58.4871
2031-05-15 14:00 | 41.2606 | 53.141
2031-05-15 15:00 | 41.5524 | 56.95
2031-05-15 16:00 | 43.1212 | 59.7487
2031-05-15 17:00 | 45.0606 | 63.5953
2031-05-15 18:00 | 46.1604 | 67.6118
2031-05-15 19:00 | 43.2132 | 69.0342
2031-05-15 20:00 | 40.6205 | 68.0611
2031-05-15 21:00 | 38.3945 | 65.6253
2031-05-15 22:00 | 35.4379 | 62.6989
2031-05-15 23:00 | 32.4076 | 59.6937
2031-05-16 | 30.5456 | 57.9606
2031-05-16 01:00 | 30.2581 | 57.5909
2031-05-16 02:00 | 31.0841 | 55.3664
2031-05-16 03:00 | 32.0608 | 55.0746
2031-05-16 04:00 | 32.5084 | 54.3362
2031-05-16 05:00 | 34.0947 | 56.6017
2031-05-16 06:00 | 38.5388 | 63.6507
2031-05-16 07:00 | 46.1344 | 65.5131
2031-05-16 08:00 | 47.8107 | 60.8233
2031-05-16 09:00 | 46.7135 | 58.106
2031-05-16 10:00 | 45.5068 | 53.3255
2031-05-16 11:00 | 43.6251 | 54.8921
2031-05-16 12:00 | 41.7936 | 49.2838
2031-05-16 13:00 | 41.8491 | 49.2112
2031-05-16 14:00 | 41.2229 | 44.3878
2031-05-16 15:00 | 41.2738 | 49.6817
2031-05-16 16:00 | 42.3565 | 53.4567
2031-05-16 17:00 | 44.1594 | 58.1567
2031-05-16 18:00 | 44.935 | 63.6498
2031-05-16 19:00 | 41.9001 | 66.4589
2031-05-16 20:00 | 39.0748 | 65.6416
2031-05-16 21:00 | 36.9448 | 63.4738
2031-05-16 22:00 | 34.0491 | 60.4341
2031-05-16 23:00 | 31.0862 | 56.8683
2031-05-17 | 29.4341 | 57.5171
2031-05-17 01:00 | 29.0823 | 52.1541
2031-05-17 02:00 | 29.8168 | 50.2137
2031-05-17 03:00 | 30.6633 | 50.5711
2031-05-17 04:00 | 30.8768 | 49.8298
2031-05-17 05:00 | 31.5192 | 51.4786
2031-05-17 06:00 | 33.7466 | 53.6951
2031-05-17 07:00 | 39.4727 | 53.925
2031-05-17 08:00 | 41.4857 | 51.5062
2031-05-17 09:00 | 41.0256 | 49.1589
2031-05-17 10:00 | 40.3037 | 47.1995
2031-05-17 11:00 | 39.3213 | 46.5432
2031-05-17 12:00 | 38.8829 | 54.7512
2031-05-17 13:00 | 37.9954 | 53.8101
2031-05-17 14:00 | 37.0323 | 50.2166
2031-05-17 15:00 | 37.1856 | 54.6854
2031-05-17 16:00 | 39.2622 | 57.8766
2031-05-17 17:00 | 41.9295 | 60.8382
2031-05-17 18:00 | 42.9635 | 61.9093
2031-05-17 19:00 | 40.2406 | 62.1562
2031-05-17 20:00 | 37.1289 | 59.8694
2031-05-17 21:00 | 35.605 | 58.2498
2031-05-17 22:00 | 33.463 | 57.0792
2031-05-17 23:00 | 31.0562 | 55.4363
2031-05-18 | 28.8569 | 53.9636
2031-05-18 01:00 | 28.0227 | 54.0681
2031-05-18 02:00 | 28.6921 | 52.1147
2031-05-18 03:00 | 29.4991 | 52.1414
2031-05-18 04:00 | 29.744 | 50.8682
2031-05-18 05:00 | 30.2619 | 52.6098
2031-05-18 06:00 | 32.5306 | 54.051
2031-05-18 07:00 | 38.0467 | 53.4949
2031-05-18 08:00 | 39.0265 | 51.9988
2031-05-18 09:00 | 37.994 | 54.0429
2031-05-18 10:00 | 36.9393 | 52.497
2031-05-18 11:00 | 36.0898 | 53.415
2031-05-18 12:00 | 36.0467 | 51.8475
2031-05-18 13:00 | 36.4485 | 52.4092
2031-05-18 14:00 | 35.8179 | 49.5294
2031-05-18 15:00 | 36.7238 | 55.2656
2031-05-18 16:00 | 39.7695 | 58.2293
2031-05-18 17:00 | 43.273 | 61.6973
2031-05-18 18:00 | 44.525 | 61.7589
2031-05-18 19:00 | 41.1768 | 62.6901
2031-05-18 20:00 | 38.2509 | 61.4131
2031-05-18 21:00 | 36.1644 | 59.1874
2031-05-18 22:00 | 33.6039 | 58.0299
2031-05-18 23:00 | 31.0016 | 55.8061
2031-05-19 | 29.6329 | 55.6495
2031-05-19 01:00 | 27.5545 | 52.6801
2031-05-19 02:00 | 28.2183 | 50.8661
2031-05-19 03:00 | 29.025 | 50.6023
2031-05-19 04:00 | 29.1404 | 49.9048
2031-05-19 05:00 | 29.4826 | 51.1868
2031-05-19 06:00 | 31.9546 | 56.5304
2031-05-19 07:00 | 36.8646 | 54.9638
2031-05-19 08:00 | 37.59 | 53.9615
2031-05-19 09:00 | 36.9313 | 55.4125
2031-05-19 10:00 | 36.2233 | 55.3487
2031-05-19 11:00 | 35.3889 | 55.0069
2031-05-19 12:00 | 35.632 | 42.8487
2031-05-19 13:00 | 35.1437 | 41.3001
2031-05-19 14:00 | 35.24 | 37.6878
2031-05-19 15:00 | 35.9261 | 44.6515
2031-05-19 16:00 | 38.4925 | 50.3741
2031-05-19 17:00 | 41.6641 | 56.7416
2031-05-19 18:00 | 42.9512 | 60.1404
2031-05-19 19:00 | 40.3144 | 62.9742
2031-05-19 20:00 | 37.7451 | 63.3726
2031-05-19 21:00 | 36.2406 | 63.4014
2031-05-19 22:00 | 33.8551 | 62.792
2031-05-19 23:00 | 31.4943 | 60.1328
2031-05-20 | 30.2272 | 56.859
2031-05-20 01:00 | 29.7068 | 54.3957
2031-05-20 02:00 | 30.4006 | 52.5089
2031-05-20 03:00 | 31.2917 | 52.9614
2031-05-20 04:00 | 31.6688 | 52.5778
2031-05-20 05:00 | 33.0922 | 55.624
2031-05-20 06:00 | 38.197 | 64.0638
2031-05-20 07:00 | 45.324 | 66.7224
2031-05-20 08:00 | 46.4313 | 62.1547
2031-05-20 09:00 | 45.2865 | 54.8895
2031-05-20 10:00 | 44.2109 | 47.5129
2031-05-20 11:00 | 42.8224 | 46.2857
2031-05-20 12:00 | 41.9139 | 45.6331
2031-05-20 13:00 | 42.155 | 43.8447
2031-05-20 14:00 | 41.8914 | 37.5266
2031-05-20 15:00 | 42.5321 | 42.4172
2031-05-20 16:00 | 44.4522 | 47.9027
2031-05-20 17:00 | 46.7938 | 55.8459
2031-05-20 18:00 | 48.0076 | 59.2566
2031-05-20 19:00 | 45.1235 | 63.2455
2031-05-20 20:00 | 42.3125 | 64.1926
2031-05-20 21:00 | 39.9348 | 63.2266
2031-05-20 22:00 | 36.7502 | 61.1618
2031-05-20 23:00 | 33.2326 | 58.3291
2031-05-21 | 31.4738 | 58.79
2031-05-21 01:00 | 29.9758 | 56.979
2031-05-21 02:00 | 30.7189 | 54.8895
2031-05-21 03:00 | 31.6251 | 54.9884
2031-05-21 04:00 | 32.0273 | 54.6589
2031-05-21 05:00 | 33.4553 | 56.8166
2031-05-21 06:00 | 38.4438 | 62.9402
2031-05-21 07:00 | 45.616 | 65.394
2031-05-21 08:00 | 46.7933 | 61.3338
2031-05-21 09:00 | 45.5102 | 58.4483
2031-05-21 10:00 | 44.4454 | 54.3129
2031-05-21 11:00 | 43.0802 | 54.7251
2031-05-21 12:00 | 42.7032 | 57.534
2031-05-21 13:00 | 42.9367 | 57.278
2031-05-21 14:00 | 42.5381 | 52.195
2031-05-21 15:00 | 43.104 | 56.432
2031-05-21 16:00 | 44.8778 | 59.4262
2031-05-21 17:00 | 47.0549 | 63.7394
2031-05-21 18:00 | 47.91 | 66.2018
2031-05-21 19:00 | 45.0186 | 68.7335
2031-05-21 20:00 | 42.1056 | 67.6739
2031-05-21 21:00 | 39.9094 | 65.9234
2031-05-21 22:00 | 36.7363 | 62.8813
2031-05-21 23:00 | 33.1952 | 59.1932
2031-05-22 | 31.0435 | 59.1703
2031-05-22 01:00 | 29.9314 | 57.1194
2031-05-22 02:00 | 30.7162 | 54.9122
2031-05-22 03:00 | 31.6536 | 54.8093
2031-05-22 04:00 | 32.0834 | 54.1687
2031-05-22 05:00 | 33.5616 | 56.5346
2031-05-22 06:00 | 38.4201 | 63.4341
2031-05-22 07:00 | 45.5013 | 66.8855
2031-05-22 08:00 | 46.491 | 64.8955
2031-05-22 09:00 | 44.7982 | 64.7042
2031-05-22 10:00 | 43.635 | 63.3094
2031-05-22 11:00 | 42.2897 | 63.1849
2031-05-22 12:00 | 42.4932 | 64.0449
2031-05-22 13:00 | 42.6671 | 63.4397
2031-05-22 14:00 | 42.2817 | 58.815
2031-05-22 15:00 | 42.8793 | 64.0777
2031-05-22 16:00 | 44.5809 | 66.8904
2031-05-22 17:00 | 46.5737 | 70.2693
2031-05-22 18:00 | 47.2276 | 73.8456
2031-05-22 19:00 | 44.5648 | 73.702
2031-05-22 20:00 | 41.7753 | 71.7498
2031-05-22 21:00 | 39.7797 | 67.6387
2031-05-22 22:00 | 36.6934 | 64.5718
2031-05-22 23:00 | 33.2003 | 60.9741
2031-05-23 | 31.0452 | 62.8869
2031-05-23 01:00 | 29.8119 | 59.7903
2031-05-23 02:00 | 30.5261 | 57.1089
2031-05-23 03:00 | 31.4317 | 56.6114
2031-05-23 04:00 | 31.8996 | 55.4862
2031-05-23 05:00 | 33.3139 | 57.3615
2031-05-23 06:00 | 38.3308 | 66.2587
2031-05-23 07:00 | 45.5943 | 70.3981
2031-05-23 08:00 | 46.7038 | 70.022
2031-05-23 09:00 | 45.276 | 72.1383
2031-05-23 10:00 | 44.171 | 71.5876
2031-05-23 11:00 | 42.5563 | 71.0124
2031-05-23 12:00 | 42.6605 | 67.8445
2031-05-23 13:00 | 42.7763 | 67.7133
2031-05-23 14:00 | 42.2457 | 64.0553
2031-05-23 15:00 | 42.504 | 69.745
2031-05-23 16:00 | 43.8612 | 72.5935
2031-05-23 17:00 | 45.7996 | 75.8764
2031-05-23 18:00 | 46.3388 | 79.8167
2031-05-23 19:00 | 42.9712 | 80.1645
2031-05-23 20:00 | 39.8758 | 76.8398
2031-05-23 21:00 | 37.443 | 72.0116
2031-05-23 22:00 | 34.5094 | 68.336
2031-05-23 23:00 | 31.3672 | 64.0111
2031-05-24 | 30.1538 | 64.4367
2031-05-24 01:00 | 28.4329 | 59.2856
2031-05-24 02:00 | 28.9886 | 55.9565
2031-05-24 03:00 | 29.725 | 55.0772
2031-05-24 04:00 | 30.0011 | 53.4865
2031-05-24 05:00 | 30.4893 | 54.198
2031-05-24 06:00 | 33.3293 | 58.4688
2031-05-24 07:00 | 39.7313 | 58.6856
2031-05-24 08:00 | 41.7502 | 57.4498
2031-05-24 09:00 | 41.8255 | 58.5252
2031-05-24 10:00 | 41.2881 | 57.2825
2031-05-24 11:00 | 39.8132 | 57.9488
2031-05-24 12:00 | 38.641 | 58.4698
2031-05-24 13:00 | 38.3798 | 58.3109
2031-05-24 14:00 | 37.6572 | 53.9467
2031-05-24 15:00 | 37.8753 | 58.5103
2031-05-24 16:00 | 40.2014 | 61.1783
2031-05-24 17:00 | 43.025 | 64.0847
2031-05-24 18:00 | 43.9323 | 65.7231
2031-05-24 19:00 | 40.3168 | 65.0608
2031-05-24 20:00 | 36.8799 | 61.8297
2031-05-24 21:00 | 34.8417 | 59.2818
2031-05-24 22:00 | 32.6814 | 57.8046
2031-05-24 23:00 | 30.3667 | 55.4724
2031-05-25 | 29.1097 | 55.0489
2031-05-25 01:00 | 27.9242 | 52.4406
2031-05-25 02:00 | 28.4386 | 50.7069
2031-05-25 03:00 | 29.0942 | 50.0515
2031-05-25 04:00 | 29.2924 | 48.5334
2031-05-25 05:00 | 29.6814 | 49.9167
2031-05-25 06:00 | 31.7097 | 52.0178
2031-05-25 07:00 | 37.7025 | 51.2553
2031-05-25 08:00 | 40.2274 | 48.1688
2031-05-25 09:00 | 41.1025 | 47.8577
2031-05-25 10:00 | 41.1117 | 46.2813
2031-05-25 11:00 | 40.4815 | 47.5284
2031-05-25 12:00 | 39.4062 | 54.7548
2031-05-25 13:00 | 40.4833 | 55.2092
2031-05-25 14:00 | 41.3564 | 52.5064
2031-05-25 15:00 | 43.1041 | 58.3149
2031-05-25 16:00 | 46.8547 | 60.9875
2031-05-25 17:00 | 50.8949 | 64.047
2031-05-25 18:00 | 52.9895 | 65.5905
2031-05-25 19:00 | 49.3659 | 66.1119
2031-05-25 20:00 | 44.605 | 63.8704
2031-05-25 21:00 | 41.5967 | 62.2486
2031-05-25 22:00 | 38.2586 | 60.9203
2031-05-25 23:00 | 34.782 | 58.4739
2031-05-26 | 31.6969 | 56.6383
2031-05-26 01:00 | 30.8046 | 54.552
2031-05-26 02:00 | 31.4239 | 52.8692
2031-05-26 03:00 | 32.2662 | 52.8187
2031-05-26 04:00 | 32.6465 | 52.181
2031-05-26 05:00 | 34.0143 | 54.7427
2031-05-26 06:00 | 37.8592 | 63.0621
2031-05-26 07:00 | 45.9459 | 66.5898
2031-05-26 08:00 | 48.5349 | 67.0151
2031-05-26 09:00 | 48.6527 | 69.984
2031-05-26 10:00 | 48.9013 | 70.1075
2031-05-26 11:00 | 48.37 | 68.8213
2031-05-26 12:00 | 47.3678 | 59.1446
2031-05-26 13:00 | 48.5869 | 59.5068
2031-05-26 14:00 | 49.2822 | 54.1175
2031-05-26 15:00 | 51.0556 | 58.4954
2031-05-26 16:00 | 53.9286 | 62.4006
2031-05-26 17:00 | 56.8383 | 67.0679
2031-05-26 18:00 | 58.2776 | 70.9578
2031-05-26 19:00 | 54.894 | 70.5132
2031-05-26 20:00 | 50.1593 | 68.3252
2031-05-26 21:00 | 46.7409 | 64.8313
2031-05-26 22:00 | 42.5271 | 61.9378
2031-05-26 23:00 | 37.9299 | 58.8561
2031-05-27 | 34.4145 | 59.1042
2031-05-27 01:00 | 32.4935 | 54.4428
2031-05-27 02:00 | 32.9136 | 52.3681
2031-05-27 03:00 | 33.5775 | 52.8377
2031-05-27 04:00 | 33.8773 | 52.0043
2031-05-27 05:00 | 35.1938 | 54.116
2031-05-27 06:00 | 39.769 | 62.261
2031-05-27 07:00 | 47.438 | 65.9965
2031-05-27 08:00 | 49.2999 | 66.0526
2031-05-27 09:00 | 48.4753 | 67.288
2031-05-27 10:00 | 47.7385 | 65.9764
2031-05-27 11:00 | 46.6058 | 64.6203
2031-05-27 12:00 | 46.389 | 61.2943
2031-05-27 13:00 | 46.7283 | 59.808
2031-05-27 14:00 | 46.3798 | 54.295
2031-05-27 15:00 | 47.0555 | 58.0941
2031-05-27 16:00 | 48.8529 | 61.2828
2031-05-27 17:00 | 51.1458 | 64.8599
2031-05-27 18:00 | 52.9723 | 68.8492
2031-05-27 19:00 | 49.5794 | 68.552
2031-05-27 20:00 | 45.8556 | 66.0452
2031-05-27 21:00 | 43.4345 | 63.0428
2031-05-27 22:00 | 40.0762 | 60.8318
2031-05-27 23:00 | 36.2264 | 57.7714
2031-05-28 | 32.5996 | 57.2481
2031-05-28 01:00 | 31.7886 | 54.125
2031-05-28 02:00 | 32.366 | 52.2187
2031-05-28 03:00 | 33.1737 | 52.5268
2031-05-28 04:00 | 33.5578 | 52.0399
2031-05-28 05:00 | 34.8613 | 54.4811
2031-05-28 06:00 | 38.1602 | 61.7437
2031-05-28 07:00 | 45.3233 | 65.2259
2031-05-28 08:00 | 47.1332 | 63.4334
2031-05-28 09:00 | 46.4198 | 62.2593
2031-05-28 10:00 | 45.9853 | 60.4293
2031-05-28 11:00 | 45.5804 | 60.3969
2031-05-28 12:00 | 45.1041 | 59.3348
2031-05-28 13:00 | 46.2226 | 59.2251
2031-05-28 14:00 | 46.8793 | 53.8276
2031-05-28 15:00 | 48.6449 | 58.2259
2031-05-28 16:00 | 51.197 | 61.4081
2031-05-28 17:00 | 54.061 | 64.9411
2031-05-28 18:00 | 53.6397 | 69.0283
2031-05-28 19:00 | 50.1223 | 68.0223
2031-05-28 20:00 | 46.236 | 65.6049
2031-05-28 21:00 | 43.4883 | 62.8249
2031-05-28 22:00 | 39.9292 | 60.6846
2031-05-28 23:00 | 35.941 | 57.8507
2031-05-29 | 33.2409 | 57.511
2031-05-29 01:00 | 32.5635 | 55.0031
2031-05-29 02:00 | 32.9913 | 53.2438
2031-05-29 03:00 | 33.7737 | 53.4112
2031-05-29 04:00 | 34.087 | 52.9831
2031-05-29 05:00 | 35.4391 | 55.7946
2031-05-29 06:00 | 40.6378 | 61.1828
2031-05-29 07:00 | 48.6939 | 64.5386
2031-05-29 08:00 | 51.5607 | 61.7886
2031-05-29 09:00 | 51.8118 | 60.3355
2031-05-29 10:00 | 52.2389 | 58.4873
2031-05-29 11:00 | 52.0899 | 58.7694
2031-05-29 12:00 | 51.7656 | 63.9089
2031-05-29 13:00 | 53.2063 | 63.6525
2031-05-29 14:00 | 53.9991 | 59.0101
2031-05-29 15:00 | 55.5867 | 63.0974
2031-05-29 16:00 | 58.2825 | 65.8271
2031-05-29 17:00 | 61.0914 | 67.9724
2031-05-29 18:00 | 62.4826 | 68.6821
2031-05-29 19:00 | 59.0046 | 70.0869
2031-05-29 20:00 | 54.1064 | 68.3324
2031-05-29 21:00 | 50.5189 | 66.2663
2031-05-29 22:00 | 46.0329 | 63.6418
2031-05-29 23:00 | 41.093 | 60.7423
2031-05-30 | 37.8632 | 58.8013
2031-05-30 01:00 | 36.4812 | 55.9629
2031-05-30 02:00 | 36.5928 | 54.1003
2031-05-30 03:00 | 37.0302 | 54.1937
2031-05-30 04:00 | 37.1315 | 53.2721
2031-05-30 05:00 | 38.3314 | 55.6191
2031-05-30 06:00 | 43.5444 | 61.3316
2031-05-30 07:00 | 52.1084 | 64.3901
2031-05-30 08:00 | 55.389 | 61.9963
2031-05-30 09:00 | 55.8688 | 60.2422
2031-05-30 10:00 | 56.531 | 58.088
2031-05-30 11:00 | 56.4055 | 58.8806
2031-05-30 12:00 | 56.9084 | 62.9058
2031-05-30 13:00 | 57.8324 | 61.9249
2031-05-30 14:00 | 57.6565 | 58.178
2031-05-30 15:00 | 58.0122 | 62.0887
2031-05-30 16:00 | 59.3128 | 63.879
2031-05-30 17:00 | 61.0406 | 65.4989
2031-05-30 18:00 | 60.1819 | 67.1637
2031-05-30 19:00 | 55.8765 | 67.6914
2031-05-30 20:00 | 51.1027 | 65.5711
2031-05-30 21:00 | 47.8054 | 63.2372
2031-05-30 22:00 | 43.5635 | 60.7667
2031-05-30 23:00 | 38.9703 | 57.9186
2031-05-31 | 37.5053 | 56.3681
2031-05-31 01:00 | 35.8286 | 54.411
2031-05-31 02:00 | 35.5111 | 51.9821
2031-05-31 03:00 | 35.5577 | 52.658
2031-05-31 04:00 | 35.2606 | 51.7179
2031-05-31 05:00 | 35.3261 | 53.3359
2031-05-31 06:00 | 39.7219 | 59.3247
2031-05-31 07:00 | 46.9685 | 59.5879
2031-05-31 08:00 | 51.1972 | 58.289
2031-05-31 09:00 | 52.8828 | 61.6012
2031-05-31 10:00 | 53.7578 | 60.7078
2031-05-31 11:00 | 53.6828 | 61.4529
2031-05-31 12:00 | 53.8565 | 54.5851
2031-05-31 13:00 | 53.8925 | 54.8257
2031-05-31 14:00 | 53.377 | 49.2218
2031-05-31 15:00 | 53.4337 | 54.4888
2031-05-31 16:00 | 55.5409 | 57.9858
2031-05-31 17:00 | 58.0584 | 61.9139
2031-05-31 18:00 | 58.5009 | 65.2875
2031-05-31 19:00 | 53.9779 | 65.2133
2031-05-31 20:00 | 48.8052 | 62.2668
2031-05-31 21:00 | 45.579 | 60.1277
2031-05-31 22:00 | 42.2046 | 58.8092
2031-05-31 23:00 | 38.635 | 56.9012
2031-06-01 | 37.1849 | 56.4197
2031-06-01 01:00 | 36.1197 | 54.5995
2031-06-01 02:00 | 35.6702 | 52.641
2031-06-01 03:00 | 35.5755 | 52.1363
2031-06-01 04:00 | 35.0577 | 50.8915
2031-06-01 05:00 | 34.9095 | 51.5574
2031-06-01 06:00 | 37.2633 | 53.6335
2031-06-01 07:00 | 43.4911 | 52.6638
2031-06-01 08:00 | 47.2926 | 50.2491
2031-06-01 09:00 | 48.8507 | 49.2481
2031-06-01 10:00 | 49.5377 | 47.9164
2031-06-01 11:00 | 49.7717 | 48.6341
2031-06-01 12:00 | 51.0444 | 52.357
2031-06-01 13:00 | 51.474 | 52.0142
2031-06-01 14:00 | 51.4283 | 49.4796
2031-06-01 15:00 | 52.4612 | 55.6188
2031-06-01 16:00 | 55.4821 | 59.4313
2031-06-01 17:00 | 58.6391 | 64.0166
2031-06-01 18:00 | 58.5899 | 66.6011
2031-06-01 19:00 | 54.5668 | 66.9858
2031-06-01 20:00 | 50.0759 | 64.1316
2031-06-01 21:00 | 47.0944 | 62.5931
2031-06-01 22:00 | 44.0186 | 62.0302
2031-06-01 23:00 | 40.4756 | 60.1352
2031-06-02 | 38.046 | 58.2268
2031-06-02 01:00 | 36.6735 | 55.1152
2031-06-02 02:00 | 36.5782 | 53.7658
2031-06-02 03:00 | 36.86 | 54.0313
2031-06-02 04:00 | 36.8308 | 53.0555
2031-06-02 05:00 | 37.8313 | 55.4705
2031-06-02 06:00 | 41.9739 | 64.0306
2031-06-02 07:00 | 50.1087 | 67.0823
2031-06-02 08:00 | 53.8631 | 65.5426
2031-06-02 09:00 | 54.8949 | 63.986
2031-06-02 10:00 | 55.9084 | 60.9763
2031-06-02 11:00 | 56.4316 | 59.5965
2031-06-02 12:00 | 56.5095 | 62.5213
2031-06-02 13:00 | 58.0688 | 61.9352
2031-06-02 14:00 | 58.8901 | 55.8382
2031-06-02 15:00 | 61.0217 | 59.5414
2031-06-02 16:00 | 63.7744 | 63.3074
2031-06-02 17:00 | 66.4838 | 68.1518
2031-06-02 18:00 | 68.4526 | 65.6139
2031-06-02 19:00 | 64.7511 | 67.7395
2031-06-02 20:00 | 59.179 | 67.0439
2031-06-02 21:00 | 55.2068 | 65.4596
2031-06-02 22:00 | 50.5401 | 64.1079
2031-06-02 23:00 | 45.158 | 61.6444
2031-06-03 | 40.3466 | 61.0702
2031-06-03 01:00 | 38.5966 | 56.544
2031-06-03 02:00 | 38.3456 | 55.0801
2031-06-03 03:00 | 38.5485 | 55.0479
2031-06-03 04:00 | 38.4676 | 54.3622
2031-06-03 05:00 | 39.5285 | 56.9235
2031-06-03 06:00 | 43.1166 | 62.3489
2031-06-03 07:00 | 51.1838 | 65.5328
2031-06-03 08:00 | 55.1392 | 63.9262
2031-06-03 09:00 | 56.4029 | 62.6836
2031-06-03 10:00 | 57.7926 | 61.0458
2031-06-03 11:00 | 58.7919 | 62.0308
2031-06-03 12:00 | 59.7365 | 67.4018
2031-06-03 13:00 | 61.2931 | 67.1612
2031-06-03 14:00 | 62.0814 | 62.6914
2031-06-03 15:00 | 63.9383 | 66.796
2031-06-03 16:00 | 66.4309 | 69.7688
2031-06-03 17:00 | 69.0456 | 71.5147
2031-06-03 18:00 | 69.8513 | 71.1393
2031-06-03 19:00 | 65.9058 | 71.8047
2031-06-03 20:00 | 60.6354 | 69.3656
2031-06-03 21:00 | 56.817 | 67.2507
2031-06-03 22:00 | 52.1689 | 65.6303
2031-06-03 23:00 | 46.8092 | 63.0864
2031-06-04 | 42.511 | 61.1351
2031-06-04 01:00 | 40.3627 | 59.1652
2031-06-04 02:00 | 39.893 | 57.4452
2031-06-04 03:00 | 39.9117 | 57.6219
2031-06-04 04:00 | 39.6587 | 56.7126
2031-06-04 05:00 | 40.5874 | 58.4918
2031-06-04 06:00 | 44.5311 | 63.6403
2031-06-04 07:00 | 52.9519 | 67.3913
2031-06-04 08:00 | 57.3124 | 68.1514
2031-06-04 09:00 | 58.9865 | 69.7163
2031-06-04 10:00 | 60.556 | 69.2861
2031-06-04 11:00 | 61.6513 | 69.0505
2031-06-04 12:00 | 62.8822 | 65.8468
2031-06-04 13:00 | 64.4378 | 65.0858
2031-06-04 14:00 | 64.9008 | 60.8095
2031-06-04 15:00 | 66.4205 | 64.3296
2031-06-04 16:00 | 68.6008 | 66.5567
2031-06-04 17:00 | 70.9957 | 69.5863
2031-06-04 18:00 | 69.9334 | 69.7352
2031-06-04 19:00 | 65.6704 | 71.1298
2031-06-04 20:00 | 60.6656 | 68.6922
2031-06-04 21:00 | 57.1517 | 67.0667
2031-06-04 22:00 | 52.6165 | 65.0254
2031-06-04 23:00 | 47.3299 | 61.7586
2031-06-05 | 43.9763 | 59.9837
2031-06-05 01:00 | 41.7221 | 56.4126
2031-06-05 02:00 | 41.138 | 54.581
2031-06-05 03:00 | 41.0537 | 54.8075
2031-06-05 04:00 | 40.753 | 53.885
2031-06-05 05:00 | 41.6635 | 56.3733
2031-06-05 06:00 | 46.2502 | 62.7119
2031-06-05 07:00 | 54.4723 | 66.5016
2031-06-05 08:00 | 58.4849 | 65.4293
2031-06-05 09:00 | 59.5489 | 65.056
2031-06-05 10:00 | 60.5076 | 63.2815
2031-06-05 11:00 | 61.0908 | 62.9074
2031-06-05 12:00 | 61.8133 | 63.6615
2031-06-05 13:00 | 63.0533 | 62.922
2031-06-05 14:00 | 63.3318 | 58.3849
2031-06-05 15:00 | 64.7573 | 62.3673
2031-06-05 16:00 | 66.5888 | 65.16
2031-06-05 17:00 | 68.5529 | 68.3805
2031-06-05 18:00 | 67.9138 | 68.9584
2031-06-05 19:00 | 63.8718 | 69.8518
2031-06-05 20:00 | 59.2583 | 67.879
2031-06-05 21:00 | 56.0655 | 65.9301
2031-06-05 22:00 | 51.8946 | 64.0647
2031-06-05 23:00 | 46.9393 | 61.0956
2031-06-06 | 42.9183 | 60.6114
2031-06-06 01:00 | 40.9067 | 56.6301
2031-06-06 02:00 | 40.3294 | 54.7799
2031-06-06 03:00 | 40.3009 | 55.0119
2031-06-06 04:00 | 40.0659 | 54.0442
2031-06-06 05:00 | 40.9397 | 55.8341
2031-06-06 06:00 | 43.9673 | 62.9589
2031-06-06 07:00 | 51.8649 | 66.8345
2031-06-06 08:00 | 55.8933 | 66.9895
2031-06-06 09:00 | 57.1444 | 68.0868
2031-06-06 10:00 | 58.3622 | 66.8938
2031-06-06 11:00 | 59.0933 | 65.5943
2031-06-06 12:00 | 59.6151 | 62.8403
2031-06-06 13:00 | 60.976 | 61.8599
2031-06-06 14:00 | 61.5041 | 57.1071
2031-06-06 15:00 | 62.9849 | 60.7233
2031-06-06 16:00 | 64.8338 | 62.861
2031-06-06 17:00 | 67.024 | 65.8261
2031-06-06 18:00 | 67.5286 | 67.8189
2031-06-06 19:00 | 63.7244 | 68.8963
2031-06-06 20:00 | 58.4266 | 66.0618
2031-06-06 21:00 | 55.1132 | 64.1663
2031-06-06 22:00 | 50.8443 | 62.4315
2031-06-06 23:00 | 45.721 | 59.4269
2031-06-07 | 40.7199 | 58.4958
2031-06-07 01:00 | 38.8421 | 53.8291
2031-06-07 02:00 | 38.4304 | 51.9239
2031-06-07 03:00 | 38.2934 | 52.1965
2031-06-07 04:00 | 37.7901 | 51.0805
2031-06-07 05:00 | 37.7027 | 52.4729
2031-06-07 06:00 | 39.5199 | 56.8511
2031-06-07 07:00 | 46.3437 | 56.7935
2031-06-07 08:00 | 50.6671 | 55.0628
2031-06-07 09:00 | 52.7821 | 55.4036
2031-06-07 10:00 | 54.1925 | 53.8029
2031-06-07 11:00 | 54.9383 | 53.5785
2031-06-07 12:00 | 55.0701 | 58.1619
2031-06-07 13:00 | 55.737 | 57.1247
2031-06-07 14:00 | 56.1639 | 51.6672
2031-06-07 15:00 | 57.5453 | 56.0434
2031-06-07 16:00 | 60.6326 | 58.9505
2031-06-07 17:00 | 63.5494 | 63.1648
2031-06-07 18:00 | 63.5988 | 66.0261
2031-06-07 19:00 | 59.3501 | 65.5363
2031-06-07 20:00 | 53.8848 | 61.9916
2031-06-07 21:00 | 50.4862 | 60.3165
2031-06-07 22:00 | 47.0481 | 59.8799
2031-06-07 23:00 | 43.0548 | 58.1368
2031-06-08 | 39.5326 | 58.3151
2031-06-08 01:00 | 36.7756 | 54.1864
2031-06-08 02:00 | 36.2386 | 52.1111
2031-06-08 03:00 | 36.0414 | 52.0508
2031-06-08 04:00 | 35.3869 | 50.9775
2031-06-08 05:00 | 35.0795 | 51.8664
2031-06-08 06:00 | 37.696 | 55.5973
2031-06-08 07:00 | 43.9537 | 54.3954
2031-06-08 08:00 | 47.1751 | 51.3672
2031-06-08 09:00 | 47.4926 | 51.5821
2031-06-08 10:00 | 47.195 | 50.3265
2031-06-08 11:00 | 46.9808 | 51.9147
2031-06-08 12:00 | 48.0798 | 55.8677
2031-06-08 13:00 | 48.0441 | 55.9653
2031-06-08 14:00 | 47.6021 | 52.1721
2031-06-08 15:00 | 48.469 | 58.6529
2031-06-08 16:00 | 51.0856 | 62.2758
2031-06-08 17:00 | 53.7816 | 66.5176
2031-06-08 18:00 | 56.7903 | 69.1863
2031-06-08 19:00 | 52.8782 | 68.6818
2031-06-08 20:00 | 47.4841 | 65.6732
2031-06-08 21:00 | 44.273 | 63.392
2031-06-08 22:00 | 40.9953 | 62.6582
2031-06-08 23:00 | 37.1457 | 60.9377
2031-06-09 | 34.5996 | 59.6081
2031-06-09 01:00 | 33.3443 | 55.5603
2031-06-09 02:00 | 33.5321 | 54.286
2031-06-09 03:00 | 33.9675 | 54.3595
2031-06-09 04:00 | 34.031 | 53.0132
2031-06-09 05:00 | 34.9533 | 55.7454
2031-06-09 06:00 | 39.2614 | 62.0909
2031-06-09 07:00 | 46.747 | 65.7429
2031-06-09 08:00 | 48.8044 | 65.918
2031-06-09 09:00 | 48.1492 | 67.0626
2031-06-09 10:00 | 47.4002 | 66.3526
2031-06-09 11:00 | 46.807 | 66.6125
2031-06-09 12:00 | 46.9582 | 66.2152
2031-06-09 13:00 | 47.0073 | 65.6809
2031-06-09 14:00 | 46.5447 | 61.6706
2031-06-09 15:00 | 47.3817 | 65.5729
2031-06-09 16:00 | 49.186 | 68.2529
2031-06-09 17:00 | 51.3153 | 71.3628
2031-06-09 18:00 | 51.7015 | 72.8142
2031-06-09 19:00 | 48.5195 | 71.4505
2031-06-09 20:00 | 44.8982 | 68.6259
2031-06-09 21:00 | 42.4111 | 65.5865
2031-06-09 22:00 | 39.2372 | 63.9235
2031-06-09 23:00 | 35.4044 | 61.4655
2031-06-10 | 33.0481 | 59.6427
2031-06-10 01:00 | 31.3098 | 56.8124
2031-06-10 02:00 | 31.7783 | 54.987
2031-06-10 03:00 | 32.4404 | 54.9193
2031-06-10 04:00 | 32.6855 | 53.8265
2031-06-10 05:00 | 33.821 | 56.1717
2031-06-10 06:00 | 38.5621 | 63.0883
2031-06-10 07:00 | 45.6464 | 66.8996
2031-06-10 08:00 | 47.0013 | 66.716
2031-06-10 09:00 | 45.8673 | 68.1791
2031-06-10 10:00 | 44.8025 | 66.7254
2031-06-10 11:00 | 44.1566 | 66.6141
2031-06-10 12:00 | 44.3179 | 64.8672
2031-06-10 13:00 | 44.7208 | 64.7706
2031-06-10 14:00 | 44.7831 | 59.9658
2031-06-10 15:00 | 45.9102 | 64.6049
2031-06-10 16:00 | 47.9371 | 68.0487
2031-06-10 17:00 | 50.2335 | 70.7272
2031-06-10 18:00 | 51.3219 | 72.2205
2031-06-10 19:00 | 48.2376 | 71.8952
2031-06-10 20:00 | 44.9308 | 69.4525
2031-06-10 21:00 | 42.4516 | 66.9104
2031-06-10 22:00 | 39.3442 | 65.2851
2031-06-10 23:00 | 35.5231 | 62.9875
2031-06-11 | 33.3498 | 61.1017
2031-06-11 01:00 | 31.2046 | 57.1951
2031-06-11 02:00 | 31.7602 | 55.5201
2031-06-11 03:00 | 32.4457 | 55.2006
2031-06-11 04:00 | 32.6724 | 54.4106
2031-06-11 05:00 | 33.8161 | 56.5953
2031-06-11 06:00 | 38.3129 | 63.7858
2031-06-11 07:00 | 46.0323 | 67.5044
2031-06-11 08:00 | 47.9201 | 68.071
2031-06-11 09:00 | 47.4346 | 70.0838
2031-06-11 10:00 | 46.4141 | 69.9448
2031-06-11 11:00 | 45.1383 | 69.6762
2031-06-11 12:00 | 44.2281 | 63.769
2031-06-11 13:00 | 44.2807 | 63.8498
2031-06-11 14:00 | 44.0846 | 59.976
2031-06-11 15:00 | 44.8056 | 64.464
2031-06-11 16:00 | 46.6343 | 67.5385
2031-06-11 17:00 | 48.7513 | 70.5819
2031-06-11 18:00 | 49.3745 | 72.0822
2031-06-11 19:00 | 45.9017 | 72.0494
2031-06-11 20:00 | 42.8276 | 69.989
2031-06-11 21:00 | 40.3064 | 67.526
2031-06-11 22:00 | 37.4718 | 65.6192
2031-06-11 23:00 | 34.1452 | 62.7529
2031-06-12 | 32.5881 | 61.6934
2031-06-12 01:00 | 30.4818 | 56.1457
2031-06-12 02:00 | 31.0036 | 54.2711
2031-06-12 03:00 | 31.719 | 54.1836
2031-06-12 04:00 | 31.9874 | 53.1975
2031-06-12 05:00 | 33.197 | 55.5362
2031-06-12 06:00 | 38.072 | 63.1402
2031-06-12 07:00 | 45.3613 | 66.896
2031-06-12 08:00 | 46.609 | 66.3928
2031-06-12 09:00 | 45.5077 | 67.1233
2031-06-12 10:00 | 44.2975 | 66.2697
2031-06-12 11:00 | 43.1205 | 65.7034
2031-06-12 12:00 | 43.0606 | 64.661
2031-06-12 13:00 | 43.033 | 63.7061
2031-06-12 14:00 | 42.7973 | 58.9112
2031-06-12 15:00 | 43.4885 | 63.197
2031-06-12 16:00 | 45.2243 | 66.1872
2031-06-12 17:00 | 47.1967 | 69.7191
2031-06-12 18:00 | 47.7793 | 72.1022
2031-06-12 19:00 | 44.9658 | 73.3198
2031-06-12 20:00 | 42.239 | 70.8427
2031-06-12 21:00 | 40.1198 | 68.705
2031-06-12 22:00 | 37.3955 | 66.6573
2031-06-12 23:00 | 34.0292 | 63.6957
2031-06-13 | 32.255 | 61.9618
2031-06-13 01:00 | 30.7682 | 56.9784
2031-06-13 02:00 | 31.2283 | 54.8775
2031-06-13 03:00 | 31.9177 | 54.6114
2031-06-13 04:00 | 32.2395 | 53.5578
2031-06-13 05:00 | 33.4213 | 55.175
2031-06-13 06:00 | 37.5466 | 61.8183
2031-06-13 07:00 | 45.4796 | 64.8196
2031-06-13 08:00 | 47.6483 | 62.1105
2031-06-13 09:00 | 47.5162 | 60.6701
2031-06-13 10:00 | 46.9946 | 58.1668
2031-06-13 11:00 | 45.7884 | 58.5117
2031-06-13 12:00 | 44.3881 | 64.4098
2031-06-13 13:00 | 45.2382 | 64.1753
2031-06-13 14:00 | 45.8409 | 60.0744
2031-06-13 15:00 | 47.2236 | 64.7883
2031-06-13 16:00 | 49.6555 | 67.3758
2031-06-13 17:00 | 52.3838 | 69.7239
2031-06-13 18:00 | 53.8827 | 71.0272
2031-06-13 19:00 | 50.6752 | 71.6656
2031-06-13 20:00 | 46.2921 | 69.3254
2031-06-13 21:00 | 43.1473 | 66.9086
2031-06-13 22:00 | 39.702 | 65.0079
2031-06-13 23:00 | 35.6171 | 62.4973
2031-06-14 | 32.8622 | 60.7267
2031-06-14 01:00 | 31.3455 | 57.1231
2031-06-14 02:00 | 31.516 | 54.9409
2031-06-14 03:00 | 31.9022 | 55.0025
2031-06-14 04:00 | 31.9765 | 53.9165
2031-06-14 05:00 | 32.2424 | 54.7205
2031-06-14 06:00 | 35.2632 | 59.5649
2031-06-14 07:00 | 42.0244 | 59.9061
2031-06-14 08:00 | 45.3652 | 60.1047
2031-06-14 09:00 | 46.9306 | 64.2416
2031-06-14 10:00 | 47.4788 | 65.3462
2031-06-14 11:00 | 47.311 | 64.1663
2031-06-14 12:00 | 46.5303 | 56.8653
2031-06-14 13:00 | 47.026 | 58.4967
2031-06-14 14:00 | 47.6755 | 55.9182
2031-06-14 15:00 | 48.8637 | 62.8318
2031-06-14 16:00 | 51.6967 | 67.5716
2031-06-14 17:00 | 54.5433 | 72.5577
2031-06-14 18:00 | 54.8942 | 73.6848
2031-06-14 19:00 | 50.7832 | 72.2088
2031-06-14 20:00 | 46.3494 | 67.8978
2031-06-14 21:00 | 43.771 | 65.3509
2031-06-14 22:00 | 41.1937 | 64.3133
2031-06-14 23:00 | 38.063 | 62.256
2031-06-15 | 35.3916 | 57.5842
2031-06-15 01:00 | 32.6459 | 56.6152
2031-06-15 02:00 | 32.4715 | 54.1183
2031-06-15 03:00 | 32.4797 | 53.3257
2031-06-15 04:00 | 32.1566 | 51.9532
2031-06-15 05:00 | 32.0201 | 52.4735
2031-06-15 06:00 | 34.0818 | 55.5671
2031-06-15 07:00 | 40.3708 | 54.5649
2031-06-15 08:00 | 43.3222 | 52.3469
2031-06-15 09:00 | 43.7673 | 53.4893
2031-06-15 10:00 | 43.1951 | 52.5714
2031-06-15 11:00 | 42.5789 | 54.0136
2031-06-15 12:00 | 42.0206 | 56.775
2031-06-15 13:00 | 42.2839 | 57.3988
2031-06-15 14:00 | 42.4615 | 54.9346
2031-06-15 15:00 | 43.7643 | 61.725
2031-06-15 16:00 | 46.9056 | 65.2968
2031-06-15 17:00 | 50.3612 | 69.0011
2031-06-15 18:00 | 52.5963 | 69.7585
2031-06-15 19:00 | 48.7046 | 69.9311
2031-06-15 20:00 | 43.7093 | 66.2036
2031-06-15 21:00 | 40.4672 | 64.0392
2031-06-15 22:00 | 37.3742 | 63.2163
2031-06-15 23:00 | 33.8862 | 60.78
2031-06-16 | 31.7557 | 59.529
2031-06-16 01:00 | 31.3225 | 55.4446
2031-06-16 02:00 | 31.7315 | 53.7725
2031-06-16 03:00 | 32.3795 | 53.5247
2031-06-16 04:00 | 32.6612 | 52.4736
2031-06-16 05:00 | 33.7569 | 54.3645
2031-06-16 06:00 | 38.2152 | 58.6148
2031-06-16 07:00 | 46.375 | 61.8178
2031-06-16 08:00 | 49.1213 | 60.1168
2031-06-16 09:00 | 49.3581 | 60.2628
2031-06-16 10:00 | 49.4209 | 59.5169
2031-06-16 11:00 | 49.0209 | 60.3232
2031-06-16 12:00 | 47.7959 | 59.0558
2031-06-16 13:00 | 48.9472 | 60.3614
2031-06-16 14:00 | 49.5896 | 56.7181
2031-06-16 15:00 | 51.6392 | 63.1077
2031-06-16 16:00 | 54.5228 | 68.5083
2031-06-16 17:00 | 57.3971 | 74.6449
2031-06-16 18:00 | 59.2592 | 78.6754
2031-06-16 19:00 | 55.84 | 78.6686
2031-06-16 20:00 | 50.9319 | 75.0003
2031-06-16 21:00 | 47.4791 | 71.3908
2031-06-16 22:00 | 43.552 | 68.7767
2031-06-16 23:00 | 38.8862 | 65.565
2031-06-17 | 35.4233 | 61.7749
2031-06-17 01:00 | 35.1285 | 57.9058
2031-06-17 02:00 | 35.3259 | 55.9483
2031-06-17 03:00 | 35.8588 | 55.5291
2031-06-17 04:00 | 36.0124 | 54.4701
2031-06-17 05:00 | 37.213 | 56.1279
2031-06-17 06:00 | 43.1636 | 59.6075
2031-06-17 07:00 | 51.9116 | 62.7102
2031-06-17 08:00 | 55.7069 | 61.0917
2031-06-17 09:00 | 56.8937 | 61.0235
2031-06-17 10:00 | 58.0745 | 60.5778
2031-06-17 11:00 | 58.6292 | 62.12
2031-06-17 12:00 | 59.024 | 61.6732
2031-06-17 13:00 | 60.6449 | 62.7944
2031-06-17 14:00 | 61.3868 | 59.9181
2031-06-17 15:00 | 63.0111 | 66.9288
2031-06-17 16:00 | 65.431 | 72.9243
2031-06-17 17:00 | 67.8701 | 78.2354
2031-06-17 18:00 | 66.7896 | 81.7529
2031-06-17 19:00 | 62.393 | 82.1377
2031-06-17 20:00 | 57.6413 | 77.7251
2031-06-17 21:00 | 53.786 | 73.302
2031-06-17 22:00 | 49.2832 | 70.5115
2031-06-17 23:00 | 44.2207 | 66.7704
2031-06-18 | 42.7893 | 63.4223
2031-06-18 01:00 | 40.2798 | 58.8299
2031-06-18 02:00 | 39.8327 | 56.6339
2031-06-18 03:00 | 39.7923 | 56.0005
2031-06-18 04:00 | 39.494 | 54.9852
2031-06-18 05:00 | 40.44 | 56.4393
2031-06-18 06:00 | 45.9597 | 63.349
2031-06-18 07:00 | 55.0774 | 67.25
2031-06-18 08:00 | 59.303 | 67.5596
2031-06-18 09:00 | 60.7931 | 70.1624
2031-06-18 10:00 | 61.923 | 70.533
2031-06-18 11:00 | 62.2588 | 69.5221
2031-06-18 12:00 | 62.7479 | 63.2775
2031-06-18 13:00 | 63.81 | 64.3298
2031-06-18 14:00 | 63.6218 | 61.1155
2031-06-18 15:00 | 64.4249 | 67.3937
2031-06-18 16:00 | 66.0229 | 72.2711
2031-06-18 17:00 | 67.8893 | 77.7427
2031-06-18 18:00 | 68.1495 | 80.5744
2031-06-18 19:00 | 63.689 | 80.7351
2031-06-18 20:00 | 58.7419 | 76.9235
2031-06-18 21:00 | 55.0967 | 72.8857
2031-06-18 22:00 | 50.5887 | 70.2721
2031-06-18 23:00 | 45.4473 | 66.5135
2031-06-19 | 43.1574 | 64.1458
2031-06-19 01:00 | 39.9115 | 59.5128
2031-06-19 02:00 | 39.2729 | 57.1908
2031-06-19 03:00 | 39.1199 | 56.4946
2031-06-19 04:00 | 38.7847 | 55.2816
2031-06-19 05:00 | 39.5909 | 57.127
2031-06-19 06:00 | 43.5379 | 65.56
2031-06-19 07:00 | 51.8894 | 68.9224
2031-06-19 08:00 | 55.7726 | 68.8007
2031-06-19 09:00 | 56.9028 | 71.4514
2031-06-19 10:00 | 57.593 | 71.3292
2031-06-19 11:00 | 57.5437 | 70.836
2031-06-19 12:00 | 56.7084 | 66.7513
2031-06-19 13:00 | 57.7541 | 66.6812
2031-06-19 14:00 | 58.095 | 62.4804
2031-06-19 15:00 | 59.7656 | 67.8512
2031-06-19 16:00 | 62.1491 | 71.3691
2031-06-19 17:00 | 64.7553 | 73.9609
2031-06-19 18:00 | 65.817 | 75.298
2031-06-19 19:00 | 62.1704 | 75.5796
2031-06-19 20:00 | 56.9015 | 73.2279
2031-06-19 21:00 | 53.2405 | 70.1463
2031-06-19 22:00 | 48.9296 | 68.1135
2031-06-19 23:00 | 43.8764 | 65.4796
2031-06-20 | 39.7896 | 63.4901
2031-06-20 01:00 | 38.2925 | 58.464
2031-06-20 02:00 | 37.8984 | 56.5583
2031-06-20 03:00 | 38.0554 | 56.0657
2031-06-20 04:00 | 37.9397 | 54.7836
2031-06-20 05:00 | 38.8344 | 56.4642
2031-06-20 06:00 | 44.3335 | 63.422
2031-06-20 07:00 | 52.8813 | 66.6303
2031-06-20 08:00 | 57.1432 | 66.3211
2031-06-20 09:00 | 58.6795 | 68.1903
2031-06-20 10:00 | 59.7776 | 67.8777
2031-06-20 11:00 | 59.8988 | 68.0994
2031-06-20 12:00 | 59.6919 | 66.1861
2031-06-20 13:00 | 61.0535 | 66.079
2031-06-20 14:00 | 61.2778 | 62.0318
2031-06-20 15:00 | 62.3849 | 66.7962
2031-06-20 16:00 | 64.2453 | 69.4972
2031-06-20 17:00 | 66.5796 | 71.3707
2031-06-20 18:00 | 67.6113 | 74.497
2031-06-20 19:00 | 63.7215 | 73.3516
2031-06-20 20:00 | 58.3983 | 69.9749
2031-06-20 21:00 | 54.7347 | 66.4928
2031-06-20 22:00 | 50.3059 | 64.8347
2031-06-20 23:00 | 45.1319 | 62.3991
2031-06-21 | 41.4675 | 60.3652
2031-06-21 01:00 | 38.6844 | 55.3683
2031-06-21 02:00 | 38.0731 | 52.9869
2031-06-21 03:00 | 37.9848 | 52.5534
2031-06-21 04:00 | 37.4949 | 51.367
2031-06-21 05:00 | 37.4877 | 52.5982
2031-06-21 06:00 | 39.6647 | 55.8103
2031-06-21 07:00 | 46.3466 | 55.8888
2031-06-21 08:00 | 50.9684 | 56.0927
2031-06-21 09:00 | 53.3935 | 59.6955
2031-06-21 10:00 | 55.028 | 60.2946
2031-06-21 11:00 | 56.0915 | 61.0559
2031-06-21 12:00 | 57.6951 | 60.4909
2031-06-21 13:00 | 58.3438 | 61.7365
2031-06-21 14:00 | 58.6795 | 58.7042
2031-06-21 15:00 | 59.7935 | 64.6237
2031-06-21 16:00 | 62.5628 | 67.9534
2031-06-21 17:00 | 65.218 | 72.4076
2031-06-21 18:00 | 65.5593 | 74.1917
2031-06-21 19:00 | 61.2818 | 71.8359
2031-06-21 20:00 | 56.0967 | 67.8634
2031-06-21 21:00 | 52.6748 | 65.2203
2031-06-21 22:00 | 49.0911 | 64.5044
2031-06-21 23:00 | 45.0357 | 62.5064
2031-06-22 | 42.1681 | 61.0111
2031-06-22 01:00 | 39.0381 | 56.6923
2031-06-22 02:00 | 38.3009 | 54.3002
2031-06-22 03:00 | 37.9916 | 52.8793
2031-06-22 04:00 | 37.3099 | 51.3734
2031-06-22 05:00 | 37.0298 | 52.0171
2031-06-22 06:00 | 39.1125 | 55.2438
2031-06-22 07:00 | 45.6707 | 54.781
2031-06-22 08:00 | 50.2113 | 54.5831
2031-06-22 09:00 | 52.334 | 57.3437
2031-06-22 10:00 | 53.557 | 58.1834
2031-06-22 11:00 | 54.3264 | 58.9216
2031-06-22 12:00 | 55.2708 | 58.2067
2031-06-22 13:00 | 55.9672 | 58.3217
2031-06-22 14:00 | 56.3465 | 56.3236
2031-06-22 15:00 | 57.7729 | 63.0651
2031-06-22 16:00 | 60.9261 | 66.205
2031-06-22 17:00 | 64.07 | 69.5005
2031-06-22 18:00 | 65.5679 | 71.7718
2031-06-22 19:00 | 61.4277 | 69.7276
2031-06-22 20:00 | 55.8633 | 66.0963
2031-06-22 21:00 | 52.2145 | 63.4085
2031-06-22 22:00 | 48.3727 | 62.7582
2031-06-22 23:00 | 44.0066 | 60.9569
2031-06-23 | 40.8691 | 59.094
2031-06-23 01:00 | 38.8348 | 59.4472
2031-06-23 02:00 | 38.4217 | 57.9678
2031-06-23 03:00 | 38.4591 | 57.7888
2031-06-23 04:00 | 38.2465 | 56.6998
2031-06-23 05:00 | 39.0942 | 58.4411
2031-06-23 06:00 | 43.8893 | 64.4811
2031-06-23 07:00 | 52.3163 | 67.6303
2031-06-23 08:00 | 56.5368 | 65.5374
2031-06-23 09:00 | 57.8383 | 66.4368
2031-06-23 10:00 | 59.012 | 65.853
2031-06-23 11:00 | 59.6422 | 67.4838
2031-06-23 12:00 | 60.0524 | 68.2512
2031-06-23 13:00 | 61.537 | 70.5216
2031-06-23 14:00 | 62.047 | 67.8142
2031-06-23 15:00 | 63.8891 | 74.6326
2031-06-23 16:00 | 66.4524 | 80.4154
2031-06-23 17:00 | 69.1282 | 86.032
2031-06-23 18:00 | 69.68 | 87.8447
2031-06-23 19:00 | 65.6325 | 88.2694
2031-06-23 20:00 | 60.0164 | 84.0736
2031-06-23 21:00 | 56.1305 | 79.5845
2031-06-23 22:00 | 51.4368 | 76.1353
2031-06-23 23:00 | 46.0219 | 71.9687
2031-06-24 | 41.8241 | 68.3952
2031-06-24 01:00 | 38.8457 | 65.5202
2031-06-24 02:00 | 38.423 | 62.6784
2031-06-24 03:00 | 38.3704 | 61.5769
2031-06-24 04:00 | 38.1245 | 60.2459
2031-06-24 05:00 | 38.9595 | 61.599
2031-06-24 06:00 | 44.1107 | 66.2427
2031-06-24 07:00 | 52.1059 | 69.7505
2031-06-24 08:00 | 55.4817 | 69.5314
2031-06-24 09:00 | 55.8119 | 71.0758
2031-06-24 10:00 | 55.9026 | 71.726
2031-06-24 11:00 | 55.839 | 74.341
2031-06-24 12:00 | 57.101 | 74.9455
2031-06-24 13:00 | 57.8042 | 76.2591
2031-06-24 14:00 | 57.8426 | 74.387
2031-06-24 15:00 | 58.7829 | 81.2594
2031-06-24 16:00 | 60.5923 | 87.4645
2031-06-24 17:00 | 62.713 | 92.548
2031-06-24 18:00 | 64.0602 | 95.6218
2031-06-24 19:00 | 59.6283 | 95.3877
2031-06-24 20:00 | 54.1686 | 90.4435
2031-06-24 21:00 | 50.4502 | 85.6688
2031-06-24 22:00 | 46.154 | 81.3715
2031-06-24 23:00 | 41.1695 | 76.9292
2031-06-25 | 38.6751 | 71.4714
2031-06-25 01:00 | 35.4505 | 66.3174
2031-06-25 02:00 | 35.34 | 63.1231
2031-06-25 03:00 | 35.5295 | 61.8883
2031-06-25 04:00 | 35.4518 | 60.6052
2031-06-25 05:00 | 36.2767 | 62.0098
2031-06-25 06:00 | 40.6731 | 70.9071
2031-06-25 07:00 | 48.5492 | 76.0489
2031-06-25 08:00 | 50.7118 | 78.4503
2031-06-25 09:00 | 50.1088 | 83.5615
2031-06-25 10:00 | 48.8434 | 85.1113
2031-06-25 11:00 | 47.5848 | 84.6518
2031-06-25 12:00 | 46.6269 | 80.4762
2031-06-25 13:00 | 46.8577 | 80.7543
2031-06-25 14:00 | 46.3468 | 77.0039
2031-06-25 15:00 | 47.0126 | 82.3718
2031-06-25 16:00 | 48.9555 | 86.3384
2031-06-25 17:00 | 51.4971 | 91.0002
2031-06-25 18:00 | 51.9419 | 95.6261
2031-06-25 19:00 | 48.2494 | 95.2729
2031-06-25 20:00 | 44.6515 | 90.0196
2031-06-25 21:00 | 41.9457 | 84.9757
2031-06-25 22:00 | 38.8631 | 80.84
2031-06-25 23:00 | 35.1719 | 75.5612
2031-06-26 | 33.567 | 73.1761
2031-06-26 01:00 | 31.9628 | 69.8951
2031-06-26 02:00 | 32.3032 | 66.6908
2031-06-26 03:00 | 32.9461 | 65.391
2031-06-26 04:00 | 33.1923 | 63.9807
2031-06-26 05:00 | 34.3031 | 65.4424
2031-06-26 06:00 | 39.9579 | 71.7439
2031-06-26 07:00 | 47.8107 | 75.8611
2031-06-26 08:00 | 50.4364 | 76.1628
2031-06-26 09:00 | 50.4489 | 79.5644
2031-06-26 10:00 | 50.037 | 81.0167
2031-06-26 11:00 | 49.3065 | 84.2312
2031-06-26 12:00 | 48.6175 | 86.301
2031-06-26 13:00 | 49.6028 | 88.1016
2031-06-26 14:00 | 50.0953 | 86.3634
2031-06-26 15:00 | 51.5088 | 93.206
2031-06-26 16:00 | 53.9821 | 99.2192
2031-06-26 17:00 | 56.6129 | 104.3962
2031-06-26 18:00 | 59.6786 | 106.915
2031-06-26 19:00 | 56.2939 | 106.5183
2031-06-26 20:00 | 51.6379 | 100.7895
2031-06-26 21:00 | 48.1133 | 95.1308
2031-06-26 22:00 | 44.2327 | 89.597
2031-06-26 23:00 | 39.637 | 83.8958
2031-06-27 | 36.4828 | 79.1807
2031-06-27 01:00 | 35.0026 | 72.7882
2031-06-27 02:00 | 35.1165 | 68.7669
2031-06-27 03:00 | 35.5969 | 66.9951
2031-06-27 04:00 | 35.6992 | 65.4349
2031-06-27 05:00 | 36.849 | 66.5061
2031-06-27 06:00 | 42.1421 | 70.4187
2031-06-27 07:00 | 50.6112 | 74.1076
2031-06-27 08:00 | 54.0902 | 74.4247
2031-06-27 09:00 | 55.0909 | 76.5166
2031-06-27 10:00 | 55.9359 | 77.7774
2031-06-27 11:00 | 55.9114 | 81.648
2031-06-27 12:00 | 56.3666 | 84.0785
2031-06-27 13:00 | 57.4622 | 86.3266
2031-06-27 14:00 | 57.6546 | 84.7367
2031-06-27 15:00 | 58.3849 | 90.8766
2031-06-27 16:00 | 59.9252 | 95.1759
2031-06-27 17:00 | 61.673 | 98.5047
2031-06-27 18:00 | 62.9491 | 101.7763
2031-06-27 19:00 | 59.0334 | 101.875
2031-06-27 20:00 | 54.5241 | 95.8179
2031-06-27 21:00 | 51.1902 | 90.5093
2031-06-27 22:00 | 47.1876 | 85.1192
2031-06-27 23:00 | 42.5219 | 79.6118
2031-06-28 | 39.7378 | 74.2984
2031-06-28 01:00 | 36.9732 | 67.4267
2031-06-28 02:00 | 36.461 | 64.0405
2031-06-28 03:00 | 36.3033 | 62.4213
2031-06-28 04:00 | 35.89 | 60.1237
2031-06-28 05:00 | 35.8205 | 60.5075
2031-06-28 06:00 | 37.8972 | 63.4343
2031-06-28 07:00 | 44.5758 | 64.3608
2031-06-28 08:00 | 48.568 | 64.3673
2031-06-28 09:00 | 50.0586 | 66.8928
2031-06-28 10:00 | 50.5369 | 69.6351
2031-06-28 11:00 | 50.2966 | 72.8666
2031-06-28 12:00 | 51.2583 | 74.922
2031-06-28 13:00 | 51.046 | 77.2441
2031-06-28 14:00 | 50.6514 | 74.2809
2031-06-28 15:00 | 51.0972 | 81.4984
2031-06-28 16:00 | 53.0287 | 84.9612
2031-06-28 17:00 | 55.2153 | 87.9308
2031-06-28 18:00 | 55.741 | 87.7813
2031-06-28 19:00 | 51.2334 | 86.8265
2031-06-28 20:00 | 46.5579 | 81.2116
2031-06-28 21:00 | 43.4927 | 76.6425
2031-06-28 22:00 | 40.6579 | 73.9322
2031-06-28 23:00 | 37.4043 | 69.8907
2031-06-29 | 36.2103 | 68.9998
2031-06-29 01:00 | 34.7174 | 64.1395
2031-06-29 02:00 | 34.5799 | 60.8882
2031-06-29 03:00 | 34.6024 | 59.3957
2031-06-29 04:00 | 34.2465 | 57.3811
2031-06-29 05:00 | 34.1253 | 57.7967
2031-06-29 06:00 | 35.173 | 61.2513
2031-06-29 07:00 | 41.2987 | 60.8602
2031-06-29 08:00 | 44.5706 | 59.0107
2031-06-29 09:00 | 45.6598 | 61.398
2031-06-29 10:00 | 45.9555 | 62.8948
2031-06-29 11:00 | 45.8564 | 66.0809
2031-06-29 12:00 | 46.1964 | 66.5168
2031-06-29 13:00 | 46.5902 | 68.9536
2031-06-29 14:00 | 46.7406 | 67.5279
2031-06-29 15:00 | 48.0939 | 76.1805
2031-06-29 16:00 | 51.179 | 81.1029
2031-06-29 17:00 | 54.4189 | 86.9087
2031-06-29 18:00 | 56.8573 | 88.5118
2031-06-29 19:00 | 53.19 | 87.8599
2031-06-29 20:00 | 48.1714 | 82.37
2031-06-29 21:00 | 45.122 | 77.8909
2031-06-29 22:00 | 42.1081 | 74.8034
2031-06-29 23:00 | 38.514 | 70.5059
2031-06-30 | 34.5243 | 66.8577
2031-06-30 01:00 | 34.1328 | 63.138
2031-06-30 02:00 | 34.2858 | 60.4631
2031-06-30 03:00 | 34.7247 | 59.6175
2031-06-30 04:00 | 34.8243 | 58.4132
2031-06-30 05:00 | 35.8519 | 60.3858
2031-06-30 06:00 | 40.8319 | 64.6653
2031-06-30 07:00 | 49.1705 | 67.5734
2031-06-30 08:00 | 52.4085 | 67.1508
2031-06-30 09:00 | 52.9004 | 67.6664
2031-06-30 10:00 | 52.9802 | 68.2387
2031-06-30 11:00 | 52.433 | 70.2177
2031-06-30 12:00 | 51.9485 | 69.4751
2031-06-30 13:00 | 52.8884 | 72.0618
2031-06-30 14:00 | 53.0929 | 69.4193
2031-06-30 15:00 | 54.4649 | 75.6335
2031-06-30 16:00 | 56.8079 | 80.6386
2031-06-30 17:00 | 59.2833 | 85.6188
2031-06-30 18:00 | 60.8367 | 89.0482
2031-06-30 19:00 | 56.9163 | 87.9841
2031-06-30 20:00 | 52.1442 | 83.2456
2031-06-30 21:00 | 48.5384 | 78.8707
2031-06-30 22:00 | 44.5405 | 74.9913
2031-06-30 23:00 | 39.9566 | 70.9782
2031-07-01 | 37.0996 | 66.5701
2031-07-01 01:00 | 33.8905 | 58.6436
2031-07-01 02:00 | 33.7984 | 55.1846
2031-07-01 03:00 | 34.0585 | 53.6844
2031-07-01 04:00 | 33.9093 | 52.5926
2031-07-01 05:00 | 34.1141 | 53.8162
2031-07-01 06:00 | 36.5045 | 58.7552
2031-07-01 07:00 | 42.8094 | 58.9488
2031-07-01 08:00 | 45.2402 | 59.2252
2031-07-01 09:00 | 46.0773 | 64.992
2031-07-01 10:00 | 46.054 | 65.0878
2031-07-01 11:00 | 46.1781 | 63.1672
2031-07-01 12:00 | 46.3632 | 59.9713
2031-07-01 13:00 | 47.0884 | 60.6153
2031-07-01 14:00 | 47.3869 | 57.1755
2031-07-01 15:00 | 48.1211 | 61.1685
2031-07-01 16:00 | 50.3672 | 66.2272
2031-07-01 17:00 | 52.2744 | 71.6282
2031-07-01 18:00 | 52.6834 | 77.5768
2031-07-01 19:00 | 48.8897 | 77.25
2031-07-01 20:00 | 44.9241 | 72.1398
2031-07-01 21:00 | 41.6408 | 68.3253
2031-07-01 22:00 | 39.4948 | 68.2463
2031-07-01 23:00 | 37.0928 | 67.5041
2031-07-02 | 34.7548 | 63.2944
2031-07-02 01:00 | 35.7893 | 63.4475
2031-07-02 02:00 | 35.708 | 60.9039
2031-07-02 03:00 | 36.0517 | 60.3086
2031-07-02 04:00 | 36.0801 | 59.2787
2031-07-02 05:00 | 37.16 | 61.0557
2031-07-02 06:00 | 42.3831 | 62.4778
2031-07-02 07:00 | 49.9925 | 64.4186
2031-07-02 08:00 | 52.76 | 63.0985
2031-07-02 09:00 | 53.5695 | 62.8522
2031-07-02 10:00 | 53.8354 | 62.9434
2031-07-02 11:00 | 53.8482 | 65.1896
2031-07-02 12:00 | 55.0909 | 65.3769
2031-07-02 13:00 | 56.3194 | 67.5679
2031-07-02 14:00 | 56.7247 | 64.9183
2031-07-02 15:00 | 57.7573 | 70.9284
2031-07-02 16:00 | 59.9974 | 76.5135
2031-07-02 17:00 | 62.2371 | 82.7112
2031-07-02 18:00 | 62.3757 | 85.8005
2031-07-02 19:00 | 58.3904 | 85.7123
2031-07-02 20:00 | 53.913 | 81.5265
2031-07-02 21:00 | 50.1183 | 78.6259
2031-07-02 22:00 | 45.9791 | 76.0062
2031-07-02 23:00 | 41.3095 | 72.9094
2031-07-03 | 39.4201 | 67.9427
2031-07-03 01:00 | 37.2551 | 63.6269
2031-07-03 02:00 | 36.9865 | 61.3226
2031-07-03 03:00 | 37.1334 | 60.9662
2031-07-03 04:00 | 37.0115 | 59.8816
2031-07-03 05:00 | 38.0127 | 61.8562
2031-07-03 06:00 | 43.6038 | 67.6701
2031-07-03 07:00 | 51.6751 | 70.438
2031-07-03 08:00 | 55.1254 | 70.8845
2031-07-03 09:00 | 56.5473 | 73.6234
2031-07-03 10:00 | 57.2922 | 74.7127
2031-07-03 11:00 | 57.3004 | 73.8407
2031-07-03 12:00 | 56.643 | 70.2446
2031-07-03 13:00 | 58.1286 | 71.4743
2031-07-03 14:00 | 58.9105 | 67.8971
2031-07-03 15:00 | 60.3972 | 73.3187
2031-07-03 16:00 | 62.9849 | 78.1968
2031-07-03 17:00 | 65.4024 | 82.9165
2031-07-03 18:00 | 64.5312 | 87.2049
2031-07-03 19:00 | 60.6433 | 86.2507
2031-07-03 20:00 | 56.2281 | 82.4773
2031-07-03 21:00 | 52.4023 | 79.5448
2031-07-03 22:00 | 48.192 | 77.1474
2031-07-03 23:00 | 43.44 | 74.6004
2031-07-04 | 40.9727 | 69.6217
2031-07-04 01:00 | 39.3174 | 64.2933
2031-07-04 02:00 | 38.8175 | 61.7362
2031-07-04 03:00 | 38.8967 | 61.1691
2031-07-04 04:00 | 38.7254 | 60.0017
2031-07-04 05:00 | 39.7018 | 61.574
2031-07-04 06:00 | 45.0032 | 65.967
2031-07-04 07:00 | 53.3737 | 67.6019
2031-07-04 08:00 | 57.6774 | 65.8678
2031-07-04 09:00 | 60.0498 | 65.9186
2031-07-04 10:00 | 61.9192 | 65.9231
2031-07-04 11:00 | 62.6626 | 66.8632
2031-07-04 12:00 | 62.4526 | 67.3362
2031-07-04 13:00 | 64.3762 | 68.4973
2031-07-04 14:00 | 65.2157 | 65.012
2031-07-04 15:00 | 66.6564 | 70.4735
2031-07-04 16:00 | 68.7646 | 74.5415
2031-07-04 17:00 | 70.8551 | 78.6651
2031-07-04 18:00 | 71.3976 | 79.5474
2031-07-04 19:00 | 67.6109 | 77.1625
2031-07-04 20:00 | 62.3173 | 73.7588
2031-07-04 21:00 | 58.2062 | 71.0139
2031-07-04 22:00 | 53.3887 | 69.8709
2031-07-04 23:00 | 47.9297 | 68.2452
2031-07-05 | 43.8813 | 66.1413
2031-07-05 01:00 | 41.1742 | 61.6428
2031-07-05 02:00 | 40.1292 | 59.0636
2031-07-05 03:00 | 39.7103 | 58.4352
2031-07-05 04:00 | 39.0232 | 56.8238
2031-07-05 05:00 | 38.8794 | 57.5848
2031-07-05 06:00 | 41.641 | 61.252
2031-07-05 07:00 | 48.1429 | 61.224
2031-07-05 08:00 | 53.2279 | 62.8021
2031-07-05 09:00 | 56.7028 | 67.713
2031-07-05 10:00 | 58.8586 | 69.6767
2031-07-05 11:00 | 60.0267 | 68.5167
2031-07-05 12:00 | 61.5764 | 64.0342
2031-07-05 13:00 | 62.3804 | 65.5508
2031-07-05 14:00 | 62.923 | 62.127
2031-07-05 15:00 | 63.8593 | 68.1906
2031-07-05 16:00 | 66.619 | 70.9857
2031-07-05 17:00 | 69.0636 | 74.2973
2031-07-05 18:00 | 70.3772 | 75.9863
2031-07-05 19:00 | 66.325 | 74.9373
2031-07-05 20:00 | 61.0159 | 70.2211
2031-07-05 21:00 | 57.1668 | 68.0305
2031-07-05 22:00 | 53.2672 | 67.7307
2031-07-05 23:00 | 48.889 | 65.8538
2031-07-06 | 44.5416 | 63.1874
2031-07-06 01:00 | 41.3449 | 60.5284
2031-07-06 02:00 | 40.3083 | 57.481
2031-07-06 03:00 | 39.8676 | 56.3148
2031-07-06 04:00 | 39.08 | 54.5263
2031-07-06 05:00 | 38.8034 | 54.6369
2031-07-06 06:00 | 40.2506 | 57.7376
2031-07-06 07:00 | 46.3914 | 55.3132
2031-07-06 08:00 | 51.3248 | 51.9318
2031-07-06 09:00 | 54.6706 | 52.6875
2031-07-06 10:00 | 56.7963 | 50.3648
2031-07-06 11:00 | 58.1839 | 52.0544
2031-07-06 12:00 | 60.117 | 57.8345
2031-07-06 13:00 | 61.2738 | 58.5508
2031-07-06 14:00 | 62.09 | 55.4387
2031-07-06 15:00 | 63.5366 | 61.9489
2031-07-06 16:00 | 67.1066 | 65.4189
2031-07-06 17:00 | 70.3053 | 70.0966
2031-07-06 18:00 | 71.8996 | 72.8929
2031-07-06 19:00 | 68.0658 | 71.4937
2031-07-06 20:00 | 62.3213 | 67.4663
2031-07-06 21:00 | 58.2411 | 65.4869
2031-07-06 22:00 | 53.9671 | 65.3722
2031-07-06 23:00 | 49.1547 | 63.4911
2031-07-07 | 44.305 | 63.4563
2031-07-07 01:00 | 41.7466 | 59.2043
2031-07-07 02:00 | 40.9977 | 57.3525
2031-07-07 03:00 | 40.8397 | 57.0212
2031-07-07 04:00 | 40.4926 | 55.8137
2031-07-07 05:00 | 41.3248 | 57.6292
2031-07-07 06:00 | 44.7841 | 61.7567
2031-07-07 07:00 | 52.7091 | 64.1903
2031-07-07 08:00 | 57.2949 | 62.7381
2031-07-07 09:00 | 59.5919 | 63.583
2031-07-07 10:00 | 61.4015 | 63.4478
2031-07-07 11:00 | 62.4853 | 64.9865
2031-07-07 12:00 | 63.5592 | 65.1588
2031-07-07 13:00 | 65.3633 | 67.2968
2031-07-07 14:00 | 66.1395 | 64.2639
2031-07-07 15:00 | 67.9412 | 70.6485
2031-07-07 16:00 | 70.444 | 76.6423
2031-07-07 17:00 | 72.8056 | 83.0444
2031-07-07 18:00 | 73.4114 | 86.0953
2031-07-07 19:00 | 69.388 | 86.1833
2031-07-07 20:00 | 63.767 | 81.656
2031-07-07 21:00 | 59.5111 | 78.2165
2031-07-07 22:00 | 54.5378 | 75.6883
2031-07-07 23:00 | 48.9352 | 72.5927
2031-07-08 | 43.9139 | 68.7652
2031-07-08 01:00 | 40.8759 | 62.7529
2031-07-08 02:00 | 40.1014 | 60.1481
2031-07-08 03:00 | 39.9302 | 59.4978
2031-07-08 04:00 | 39.5824 | 58.2364
2031-07-08 05:00 | 40.4091 | 59.9288
2031-07-08 06:00 | 46.0815 | 64.7031
2031-07-08 07:00 | 54.132 | 67.444
2031-07-08 08:00 | 58.3838 | 67.5931
2031-07-08 09:00 | 60.2795 | 69.3815
2031-07-08 10:00 | 61.4395 | 69.9095
2031-07-08 11:00 | 61.8819 | 70.2154
2031-07-08 12:00 | 63.0151 | 68.9681
2031-07-08 13:00 | 64.2864 | 69.9539
2031-07-08 14:00 | 64.3739 | 66.0465
2031-07-08 15:00 | 65.1985 | 71.948
2031-07-08 16:00 | 67.1625 | 76.4618
2031-07-08 17:00 | 69.3725 | 80.3422
2031-07-08 18:00 | 69.6149 | 84.1781
2031-07-08 19:00 | 65.2433 | 82.6787
2031-07-08 20:00 | 60.1865 | 78.874
2031-07-08 21:00 | 56.0432 | 75.9469
2031-07-08 22:00 | 51.3985 | 74.1184
2031-07-08 23:00 | 46.2505 | 72.0025
2031-07-09 | 43.4909 | 68.4709
2031-07-09 01:00 | 40.8463 | 61.4995
2031-07-09 02:00 | 40.2286 | 59.0519
2031-07-09 03:00 | 40.1435 | 58.3458
2031-07-09 04:00 | 39.8396 | 56.941
2031-07-09 05:00 | 40.6941 | 58.8551
2031-07-09 06:00 | 45.5485 | 64.9636
2031-07-09 07:00 | 53.174 | 67.2833
2031-07-09 08:00 | 56.9802 | 66.0358
2031-07-09 09:00 | 58.5595 | 66.8443
2031-07-09 10:00 | 59.5125 | 65.6234
2031-07-09 11:00 | 60.1211 | 66.8791
2031-07-09 12:00 | 61.7009 | 67.3179
2031-07-09 13:00 | 63.0055 | 67.3928
2031-07-09 14:00 | 63.0661 | 62.7984
2031-07-09 15:00 | 63.8911 | 67.3683
2031-07-09 16:00 | 65.4831 | 70.6177
2031-07-09 17:00 | 67.27 | 74.2586
2031-07-09 18:00 | 66.9012 | 75.6205
2031-07-09 19:00 | 62.7461 | 75.8949
2031-07-09 20:00 | 58.6882 | 73.0517
2031-07-09 21:00 | 55.4483 | 71.0804
2031-07-09 22:00 | 51.4045 | 69.8801
2031-07-09 23:00 | 46.7157 | 67.4588
2031-07-10 | 43.0633 | 66.0272
2031-07-10 01:00 | 40.7907 | 61.2873
2031-07-10 02:00 | 40.2042 | 59.0635
2031-07-10 03:00 | 40.1727 | 58.7372
2031-07-10 04:00 | 39.9158 | 57.6716
2031-07-10 05:00 | 40.8573 | 59.2984
2031-07-10 06:00 | 45.667 | 64.8258
2031-07-10 07:00 | 53.2172 | 67.2338
2031-07-10 08:00 | 56.9375 | 65.6967
2031-07-10 09:00 | 58.4265 | 67.1719
2031-07-10 10:00 | 59.4339 | 66.9875
2031-07-10 11:00 | 60.0072 | 66.7574
2031-07-10 12:00 | 61.997 | 65.1902
2031-07-10 13:00 | 63.1664 | 66.7679
2031-07-10 14:00 | 63.1356 | 62.8945
2031-07-10 15:00 | 63.8209 | 68.6983
2031-07-10 16:00 | 65.2995 | 73.9427
2031-07-10 17:00 | 66.8065 | 79.2057
2031-07-10 18:00 | 67.0289 | 81.8844
2031-07-10 19:00 | 62.8404 | 80.7184
2031-07-10 20:00 | 58.5655 | 77.0951
2031-07-10 21:00 | 55.0087 | 74.0558
2031-07-10 22:00 | 50.8265 | 72.3913
2031-07-10 23:00 | 46.0457 | 70.1431
2031-07-11 | 43.2541 | 66.9875
2031-07-11 01:00 | 41.1807 | 61.3318
2031-07-11 02:00 | 40.468 | 59.0583
2031-07-11 03:00 | 40.3745 | 58.4027
2031-07-11 04:00 | 40.0713 | 57.1337
2031-07-11 05:00 | 40.9423 | 58.4722
2031-07-11 06:00 | 46.4948 | 64.2842
2031-07-11 07:00 | 54.8412 | 66.8768
2031-07-11 08:00 | 59.4336 | 66.5052
2031-07-11 09:00 | 61.9044 | 68.3036
2031-07-11 10:00 | 63.7376 | 68.8363
2031-07-11 11:00 | 64.4572 | 69.1594
2031-07-11 12:00 | 66.1157 | 68.3675
2031-07-11 13:00 | 67.5951 | 68.8454
2031-07-11 14:00 | 67.6502 | 65.3759
2031-07-11 15:00 | 68.1125 | 70.9785
2031-07-11 16:00 | 69.4176 | 75.0871
2031-07-11 17:00 | 70.8889 | 79.4204
2031-07-11 18:00 | 72.0538 | 81.4303
2031-07-11 19:00 | 67.9332 | 79.7011
2031-07-11 20:00 | 62.5834 | 75.4552
2031-07-11 21:00 | 58.6752 | 71.7358
2031-07-11 22:00 | 53.9083 | 70.2904
2031-07-11 23:00 | 48.4247 | 67.8401
2031-07-12 | 44.5807 | 67.7604
2031-07-12 01:00 | 41.175 | 60.4787
2031-07-12 02:00 | 40.1728 | 57.5393
2031-07-12 03:00 | 39.6973 | 57.0074
2031-07-12 04:00 | 38.9135 | 55.5475
2031-07-12 05:00 | 38.6538 | 56.6277
2031-07-12 06:00 | 41.0402 | 62.0907
2031-07-12 07:00 | 47.7301 | 62.9714
2031-07-12 08:00 | 52.2988 | 65.1686
2031-07-12 09:00 | 54.7837 | 71.0208
2031-07-12 10:00 | 56.0507 | 73.5215
2031-07-12 11:00 | 56.4286 | 73.5315
2031-07-12 12:00 | 57.0556 | 74.3966
2031-07-12 13:00 | 57.3615 | 74.9924
2031-07-12 14:00 | 57.4383 | 71.0081
2031-07-12 15:00 | 58.165 | 75.9916
2031-07-12 16:00 | 60.7883 | 78.2973
2031-07-12 17:00 | 63.0727 | 81.5327
2031-07-12 18:00 | 63.4429 | 86.0562
2031-07-12 19:00 | 59.1128 | 82.9169
2031-07-12 20:00 | 53.6277 | 77.768
2031-07-12 21:00 | 49.5817 | 74.9983
2031-07-12 22:00 | 45.9141 | 74.3548
2031-07-12 23:00 | 41.9021 | 72.4759
2031-07-13 | 39.6853 | 71.3145
2031-07-13 01:00 | 36.7448 | 65.7708
2031-07-13 02:00 | 36.0951 | 62.4362
2031-07-13 03:00 | 35.8971 | 61.07
2031-07-13 04:00 | 35.2627 | 59.3078
2031-07-13 05:00 | 35.0311 | 59.7549
2031-07-13 06:00 | 37.1092 | 62.1219
2031-07-13 07:00 | 43.2691 | 61.4386
2031-07-13 08:00 | 47.1722 | 62.1994
2031-07-13 09:00 | 49.6178 | 65.9403
2031-07-13 10:00 | 50.7094 | 68.8361
2031-07-13 11:00 | 50.8082 | 70.5434
2031-07-13 12:00 | 52.0218 | 72.8204
2031-07-13 13:00 | 52.507 | 74.2527
2031-07-13 14:00 | 52.2797 | 71.9233
2031-07-13 15:00 | 52.9381 | 78.7436
2031-07-13 16:00 | 56.0439 | 81.4124
2031-07-13 17:00 | 59.0716 | 84.8856
2031-07-13 18:00 | 59.5869 | 85.7616
2031-07-13 19:00 | 55.4578 | 84.0337
2031-07-13 20:00 | 50.66 | 78.626
2031-07-13 21:00 | 47.0532 | 74.5837
2031-07-13 22:00 | 43.7437 | 73.7557
2031-07-13 23:00 | 40.1023 | 70.9239
2031-07-14 | 38.5806 | 71.543
2031-07-14 01:00 | 38.0772 | 65.7202
2031-07-14 02:00 | 37.8532 | 62.3375
2031-07-14 03:00 | 38.1484 | 61.4888
2031-07-14 04:00 | 38.1256 | 59.8449
2031-07-14 05:00 | 39.1832 | 61.16
2031-07-14 06:00 | 43.8147 | 67.7212
2031-07-14 07:00 | 51.8651 | 70.6457
2031-07-14 08:00 | 56.0961 | 70.8822
2031-07-14 09:00 | 58.1978 | 73.2902
2031-07-14 10:00 | 59.8008 | 72.7982
2031-07-14 11:00 | 60.5926 | 71.857
2031-07-14 12:00 | 62.106 | 71.4385
2031-07-14 13:00 | 63.8381 | 71.7657
2031-07-14 14:00 | 64.3056 | 66.8621
2031-07-14 15:00 | 65.6141 | 71.5466
2031-07-14 16:00 | 67.8396 | 74.6293
2031-07-14 17:00 | 69.9363 | 78.0788
2031-07-14 18:00 | 70.1281 | 79.9977
2031-07-14 19:00 | 65.8079 | 78.902
2031-07-14 20:00 | 60.8623 | 74.9456
2031-07-14 21:00 | 56.6905 | 72.1914
2031-07-14 22:00 | 51.964 | 70.5934
2031-07-14 23:00 | 46.729 | 68.1329
2031-07-15 | 43.9564 | 66.6485
2031-07-15 01:00 | 40.6693 | 60.9146
2031-07-15 02:00 | 40.0835 | 58.2557
2031-07-15 03:00 | 39.9162 | 57.8744
2031-07-15 04:00 | 39.5936 | 56.5255
2031-07-15 05:00 | 40.4924 | 58.0061
2031-07-15 06:00 | 44.2031 | 65.5169
2031-07-15 07:00 | 51.6041 | 67.8061
2031-07-15 08:00 | 54.9351 | 66.2883
2031-07-15 09:00 | 56.0261 | 66.7497
2031-07-15 10:00 | 56.7404 | 64.8661
2031-07-15 11:00 | 57.155 | 65.3032
2031-07-15 12:00 | 58.5217 | 64.6971
2031-07-15 13:00 | 59.766 | 65.4022
2031-07-15 14:00 | 60.4504 | 60.072
2031-07-15 15:00 | 61.7903 | 65.7307
2031-07-15 16:00 | 64.1385 | 70.2055
2031-07-15 17:00 | 66.4703 | 74.1662
2031-07-15 18:00 | 66.4908 | 77.6712
2031-07-15 19:00 | 62.0745 | 77.4716
2031-07-15 20:00 | 56.8257 | 74.032
2031-07-15 21:00 | 52.626 | 71.7283
2031-07-15 22:00 | 48.0761 | 70.2462
2031-07-15 23:00 | 43.0406 | 67.6642
2031-07-16 | 40.3564 | 67.4432
2031-07-16 01:00 | 37.8905 | 61.1284
2031-07-16 02:00 | 37.4732 | 58.7861
2031-07-16 03:00 | 37.5234 | 58.1386
2031-07-16 04:00 | 37.3543 | 57.0749
2031-07-16 05:00 | 38.2067 | 58.4755
2031-07-16 06:00 | 42.3269 | 67.6235
2031-07-16 07:00 | 50.0213 | 70.1902
2031-07-16 08:00 | 53.4757 | 70.4633
2031-07-16 09:00 | 54.9275 | 73.7859
2031-07-16 10:00 | 55.5674 | 74.3714
2031-07-16 11:00 | 55.6888 | 72.2506
2031-07-16 12:00 | 55.1398 | 68.6816
2031-07-16 13:00 | 56.5945 | 69.6016
2031-07-16 14:00 | 57.275 | 64.6665
2031-07-16 15:00 | 58.9423 | 69.5432
2031-07-16 16:00 | 61.4394 | 72.8287
2031-07-16 17:00 | 64.032 | 76.911
2031-07-16 18:00 | 64.3932 | 81.0734
2031-07-16 19:00 | 60.5718 | 80.0883
2031-07-16 20:00 | 55.7395 | 76.0146
2031-07-16 21:00 | 52.0173 | 72.3623
2031-07-16 22:00 | 47.7921 | 70.6722
2031-07-16 23:00 | 42.9124 | 67.9536
2031-07-17 | 39.6513 | 67.2318
2031-07-17 01:00 | 37.2966 | 60.4367
2031-07-17 02:00 | 36.9538 | 58.1169
2031-07-17 03:00 | 37.0926 | 57.6305
2031-07-17 04:00 | 36.9562 | 56.4354
2031-07-17 05:00 | 37.9265 | 58.2922
2031-07-17 06:00 | 42.1552 | 62.8795
2031-07-17 07:00 | 49.394 | 65.2747
2031-07-17 08:00 | 52.5695 | 63.9757
2031-07-17 09:00 | 53.6927 | 64.6254
2031-07-17 10:00 | 54.2314 | 64.6604
2031-07-17 11:00 | 54.3686 | 65.8224
2031-07-17 12:00 | 55.1159 | 65.6063
2031-07-17 13:00 | 56.4143 | 66.804
2031-07-17 14:00 | 57.1812 | 63.8265
2031-07-17 15:00 | 58.568 | 69.9431
2031-07-17 16:00 | 60.7954 | 75.1802
2031-07-17 17:00 | 62.8549 | 80.3696
2031-07-17 18:00 | 62.4818 | 83.9308
2031-07-17 19:00 | 58.7669 | 83.6859
2031-07-17 20:00 | 54.8063 | 80.1361
2031-07-17 21:00 | 51.6169 | 77.4403
2031-07-17 22:00 | 47.8721 | 75.2648
2031-07-17 23:00 | 43.4423 | 72.7481
2031-07-18 | 39.8743 | 68.9821
2031-07-18 01:00 | 37.8679 | 64.1689
2031-07-18 02:00 | 37.5195 | 61.81
2031-07-18 03:00 | 37.7036 | 61.1711
2031-07-18 04:00 | 37.6128 | 59.8725
2031-07-18 05:00 | 38.6051 | 61.3324
2031-07-18 06:00 | 45.477 | 69.7168
2031-07-18 07:00 | 53.7478 | 73.1119
2031-07-18 08:00 | 57.5333 | 73.7186
2031-07-18 09:00 | 59.1968 | 77.9116
2031-07-18 10:00 | 60.319 | 78.8349
2031-07-18 11:00 | 60.6492 | 78.2962
2031-07-18 12:00 | 62.186 | 78.0496
2031-07-18 13:00 | 63.2673 | 78.8407
2031-07-18 14:00 | 62.8613 | 74.8291
2031-07-18 15:00 | 62.7614 | 79.6795
2031-07-18 16:00 | 63.8734 | 82.8769
2031-07-18 17:00 | 65.2383 | 85.697
2031-07-18 18:00 | 66.6145 | 90.5674
2031-07-18 19:00 | 62.3996 | 90.0284
2031-07-18 20:00 | 57.5329 | 85.4239
2031-07-18 21:00 | 53.5448 | 81.6355
2031-07-18 22:00 | 49.0895 | 79.0181
2031-07-18 23:00 | 44.1055 | 75.7768
2031-07-19 | 42.2604 | 73.6236
2031-07-19 01:00 | 39.0332 | 65.7951
2031-07-19 02:00 | 38.1863 | 62.0235
2031-07-19 03:00 | 37.8796 | 60.3714
2031-07-19 04:00 | 37.2726 | 58.3747
2031-07-19 05:00 | 37.1491 | 58.6291
2031-07-19 06:00 | 39.1457 | 59.4
2031-07-19 07:00 | 45.0772 | 58.7843
2031-07-19 08:00 | 49.1882 | 58.8141
2031-07-19 09:00 | 51.4825 | 61.3818
2031-07-19 10:00 | 52.7909 | 62.5241
2031-07-19 11:00 | 53.6227 | 64.067
2031-07-19 12:00 | 55.6701 | 64.3982
2031-07-19 13:00 | 56.1786 | 66.0001
2031-07-19 14:00 | 56.614 | 63.1509
2031-07-19 15:00 | 57.5605 | 69.2932
2031-07-19 16:00 | 60.2301 | 73.2505
2031-07-19 17:00 | 62.5858 | 78.1848
2031-07-19 18:00 | 62.0257 | 77.98
2031-07-19 19:00 | 57.9298 | 75.3152
2031-07-19 20:00 | 53.2018 | 70.3551
2031-07-19 21:00 | 49.8857 | 67.8643
2031-07-19 22:00 | 46.6446 | 67.3348
2031-07-19 23:00 | 42.9404 | 65.7226
2031-07-20 | 39.9219 | 63.5406
2031-07-20 01:00 | 36.3784 | 60.1851
2031-07-20 02:00 | 35.8094 | 57.9328
2031-07-20 03:00 | 35.5718 | 56.9333
2031-07-20 04:00 | 34.9385 | 55.0697
2031-07-20 05:00 | 34.6603 | 55.3985
2031-07-20 06:00 | 36.0014 | 56.2003
2031-07-20 07:00 | 41.4716 | 54.536
2031-07-20 08:00 | 44.1873 | 52.7999
2031-07-20 09:00 | 44.8518 | 54.3859
2031-07-20 10:00 | 44.5963 | 55.6446
2031-07-20 11:00 | 44.0275 | 57.5928
2031-07-20 12:00 | 45.099 | 58.674
2031-07-20 13:00 | 45.022 | 61.2144
2031-07-20 14:00 | 44.5579 | 58.7827
2031-07-20 15:00 | 45.2569 | 66.2782
2031-07-20 16:00 | 47.918 | 69.8866
2031-07-20 17:00 | 50.5298 | 73.297
2031-07-20 18:00 | 51.4846 | 75.4935
2031-07-20 19:00 | 47.4482 | 74.0638
2031-07-20 20:00 | 42.832 | 69.8794
2031-07-20 21:00 | 39.4337 | 67.6268
2031-07-20 22:00 | 36.6142 | 67.3164
2031-07-20 23:00 | 33.4794 | 65.4512
2031-07-21 | 32.5042 | 62.7572
2031-07-21 01:00 | 32.2971 | 59.0459
2031-07-21 02:00 | 32.4642 | 56.9604
2031-07-21 03:00 | 32.9708 | 56.4294
2031-07-21 04:00 | 33.1422 | 55.1625
2031-07-21 05:00 | 34.1684 | 57.0166
2031-07-21 06:00 | 38.5913 | 63.5136
2031-07-21 07:00 | 45.7971 | 65.1132
2031-07-21 08:00 | 48.5123 | 63.4743
2031-07-21 09:00 | 49.3215 | 63.9491
2031-07-21 10:00 | 49.4682 | 63.7808
2031-07-21 11:00 | 49.077 | 64.4571
2031-07-21 12:00 | 49.2399 | 63.8159
2031-07-21 13:00 | 50.3323 | 66.2642
2031-07-21 14:00 | 50.6975 | 63.0257
2031-07-21 15:00 | 52.0276 | 69.036
2031-07-21 16:00 | 54.4925 | 74.3165
2031-07-21 17:00 | 56.8914 | 79.9234
2031-07-21 18:00 | 57.4529 | 83.4457
2031-07-21 19:00 | 53.655 | 82.6959
2031-07-21 20:00 | 49.586 | 78.3696
2031-07-21 21:00 | 45.9104 | 74.855
2031-07-21 22:00 | 42.2095 | 72.5467
2031-07-21 23:00 | 38.0687 | 69.9197
2031-07-22 | 36.1711 | 66.5675
2031-07-22 01:00 | 33.7742 | 60.2202
2031-07-22 02:00 | 33.8714 | 57.9041
2031-07-22 03:00 | 34.2618 | 57.2532
2031-07-22 04:00 | 34.3303 | 56.0204
2031-07-22 05:00 | 35.4648 | 57.7279
2031-07-22 06:00 | 40.654 | 65.9524
2031-07-22 07:00 | 48.0698 | 69.4189
2031-07-22 08:00 | 50.6891 | 71.0008
2031-07-22 09:00 | 51.3896 | 74.9245
2031-07-22 10:00 | 51.4715 | 75.9838
2031-07-22 11:00 | 51.0179 | 74.4969
2031-07-22 12:00 | 50.5517 | 71.8231
2031-07-22 13:00 | 51.6576 | 72.2254
2031-07-22 14:00 | 52.4009 | 67.39
2031-07-22 15:00 | 53.6829 | 72.5462
2031-07-22 16:00 | 56.0154 | 76.7469
2031-07-22 17:00 | 58.2007 | 80.4697
2031-07-22 18:00 | 59.1934 | 87.2775
2031-07-22 19:00 | 55.2553 | 86.6595
2031-07-22 20:00 | 51.1907 | 82.2297
2031-07-22 21:00 | 47.5751 | 78.5781
2031-07-22 22:00 | 43.7721 | 76.2199
2031-07-22 23:00 | 39.4801 | 73.3799
2031-07-23 | 37.2424 | 70.0861
2031-07-23 01:00 | 34.7054 | 62.797
2031-07-23 02:00 | 34.7853 | 60.1525
2031-07-23 03:00 | 35.1213 | 59.318
2031-07-23 04:00 | 35.1641 | 58.2247
2031-07-23 05:00 | 36.257 | 59.8227
2031-07-23 06:00 | 40.0102 | 64.5571
2031-07-23 07:00 | 47.4856 | 66.9537
2031-07-23 08:00 | 49.9892 | 66.6296
2031-07-23 09:00 | 50.793 | 67.9891
2031-07-23 10:00 | 50.8251 | 68.3574
2031-07-23 11:00 | 50.2491 | 68.8542
2031-07-23 12:00 | 49.9457 | 67.7776
2031-07-23 13:00 | 50.8884 | 69.1748
2031-07-23 14:00 | 51.1941 | 65.872
2031-07-23 15:00 | 52.234 | 71.0565
2031-07-23 16:00 | 54.6349 | 75.7672
2031-07-23 17:00 | 57.0682 | 81.0251
2031-07-23 18:00 | 57.2855 | 85.1792
2031-07-23 19:00 | 53.6723 | 84.3136
2031-07-23 20:00 | 49.9019 | 80.7097
2031-07-23 21:00 | 46.4509 | 77.9524
2031-07-23 22:00 | 42.837 | 75.683
2031-07-23 23:00 | 38.7459 | 73.0524
2031-07-24 | 36.1163 | 68.2941
2031-07-24 01:00 | 34.6938 | 64.0156
2031-07-24 02:00 | 34.7145 | 61.688
2031-07-24 03:00 | 35.1396 | 61.2126
2031-07-24 04:00 | 35.2257 | 60.1742
2031-07-24 05:00 | 36.412 | 62.2546
2031-07-24 06:00 | 41.7358 | 66.0915
2031-07-24 07:00 | 49.3328 | 68.2001
2031-07-24 08:00 | 52.1739 | 66.8868
2031-07-24 09:00 | 53.2672 | 67.6093
2031-07-24 10:00 | 53.6954 | 67.8989
2031-07-24 11:00 | 53.2851 | 69.3179
2031-07-24 12:00 | 52.6937 | 72.604
2031-07-24 13:00 | 54.0419 | 73.7734
2031-07-24 14:00 | 54.7677 | 70.0698
2031-07-24 15:00 | 56.2804 | 75.5528
2031-07-24 16:00 | 58.728 | 79.8094
2031-07-24 17:00 | 60.8919 | 83.587
2031-07-24 18:00 | 60.2778 | 87.3108
2031-07-24 19:00 | 56.8459 | 85.967
2031-07-24 20:00 | 53.2549 | 82.6012
2031-07-24 21:00 | 50.0907 | 79.5581
2031-07-24 22:00 | 46.4553 | 77.3461
2031-07-24 23:00 | 42.1629 | 74.8747
2031-07-25 | 39.0912 | 70.8971
2031-07-25 01:00 | 38.1738 | 67.2357
2031-07-25 02:00 | 38.012 | 64.6016
2031-07-25 03:00 | 38.3019 | 63.8082
2031-07-25 04:00 | 38.2923 | 62.65
2031-07-25 05:00 | 39.4793 | 64.2565
2031-07-25 06:00 | 44.369 | 68.0904
2031-07-25 07:00 | 52.142 | 70.1912
2031-07-25 08:00 | 55.6947 | 69.7568
2031-07-25 09:00 | 57.488 | 71.3468
2031-07-25 10:00 | 58.9708 | 72.0074
2031-07-25 11:00 | 59.4599 | 73.0298
2031-07-25 12:00 | 61.0841 | 74.3911
2031-07-25 13:00 | 62.4936 | 75.8009
2031-07-25 14:00 | 62.6652 | 72.5962
2031-07-25 15:00 | 63.232 | 77.7346
2031-07-25 16:00 | 64.7228 | 81.7564
2031-07-25 17:00 | 66.1709 | 85.3967
2031-07-25 18:00 | 67.5774 | 89.3197
2031-07-25 19:00 | 63.6138 | 88.0606
2031-07-25 20:00 | 58.745 | 84.0419
2031-07-25 21:00 | 54.6735 | 80.7156
2031-07-25 22:00 | 50.1021 | 78.0026
2031-07-25 23:00 | 44.9786 | 75.329
2031-07-26 | 42.0789 | 69.8834
2031-07-26 01:00 | 39.0621 | 64.7345
2031-07-26 02:00 | 38.1727 | 61.636
2031-07-26 03:00 | 37.806 | 60.4923
2031-07-26 04:00 | 37.1624 | 58.8691
2031-07-26 05:00 | 37.077 | 59.8765
2031-07-26 06:00 | 39.236 | 60.7822
2031-07-26 07:00 | 45.622 | 60.3918
2031-07-26 08:00 | 50.2426 | 60.8733
2031-07-26 09:00 | 53.2076 | 64.0551
2031-07-26 10:00 | 54.6696 | 65.9996
2031-07-26 11:00 | 54.7087 | 67.966
2031-07-26 12:00 | 55.0453 | 69.9427
2031-07-26 13:00 | 55.2977 | 71.756
2031-07-26 14:00 | 55.3321 | 69.2679
2031-07-26 15:00 | 55.9634 | 75.5551
2031-07-26 16:00 | 58.3207 | 79.516
2031-07-26 17:00 | 60.4541 | 84.0528
2031-07-26 18:00 | 60.169 | 85.4973
2031-07-26 19:00 | 55.9842 | 82.8609
2031-07-26 20:00 | 51.5752 | 78.2727
2031-07-26 21:00 | 48.0267 | 75.7097
2031-07-26 22:00 | 44.878 | 74.5269
2031-07-26 23:00 | 41.4337 | 72.6097
2031-07-27 | 39.3277 | 69.0318
2031-07-27 01:00 | 37.378 | 64.6967
2031-07-27 02:00 | 36.8344 | 61.6186
2031-07-27 03:00 | 36.7356 | 60.2447
2031-07-27 04:00 | 36.2533 | 58.5928
2031-07-27 05:00 | 36.2782 | 59.3897
2031-07-27 06:00 | 39.4756 | 59.0814
2031-07-27 07:00 | 45.5876 | 57.7686
2031-07-27 08:00 | 50.1694 | 57.0349
2031-07-27 09:00 | 53.8577 | 59.4433
2031-07-27 10:00 | 56.0246 | 61.3372
2031-07-27 11:00 | 56.948 | 64.3653
2031-07-27 12:00 | 58.8814 | 67.4978
2031-07-27 13:00 | 59.7956 | 69.9501
2031-07-27 14:00 | 59.8324 | 68.6324
2031-07-27 15:00 | 60.3353 | 76.0529
2031-07-27 16:00 | 63.1329 | 80.4186
2031-07-27 17:00 | 65.7222 | 85.3663
2031-07-27 18:00 | 67.0034 | 86.6967
2031-07-27 19:00 | 62.6536 | 83.4757
2031-07-27 20:00 | 57.8615 | 79.3174
2031-07-27 21:00 | 53.9378 | 76.4875
2031-07-27 22:00 | 50.1363 | 75.2896
2031-07-27 23:00 | 46.0279 | 73.3352
2031-07-28 | 44.0388 | 69.805
2031-07-28 01:00 | 41.4729 | 64.9897
2031-07-28 02:00 | 40.845 | 62.2162
2031-07-28 03:00 | 40.7063 | 61.2169
2031-07-28 04:00 | 40.3288 | 59.8846
2031-07-28 05:00 | 41.3093 | 61.8052
2031-07-28 06:00 | 46.4578 | 66.0482
2031-07-28 07:00 | 54.6594 | 68.3252
2031-07-28 08:00 | 59.3498 | 67.9986
2031-07-28 09:00 | 61.9185 | 69.4971
2031-07-28 10:00 | 63.9248 | 69.9015
2031-07-28 11:00 | 64.7273 | 71.373
2031-07-28 12:00 | 65.9601 | 72.7993
2031-07-28 13:00 | 67.6053 | 74.6439
2031-07-28 14:00 | 68.0426 | 71.2061
2031-07-28 15:00 | 69.2634 | 76.7117
2031-07-28 16:00 | 71.2052 | 81.5707
2031-07-28 17:00 | 72.7781 | 86.8567
2031-07-28 18:00 | 71.49 | 88.6869
2031-07-28 19:00 | 67.0465 | 86.1148
2031-07-28 20:00 | 62.2944 | 82.2501
2031-07-28 21:00 | 58.275 | 78.72
2031-07-28 22:00 | 53.5572 | 76.2462
2031-07-28 23:00 | 48.3204 | 73.7615
2031-07-29 | 44.9445 | 70.0092
2031-07-29 01:00 | 41.3389 | 67.0378
2031-07-29 02:00 | 40.6534 | 64.3544
2031-07-29 03:00 | 40.3089 | 63.4711
2031-07-29 04:00 | 39.8768 | 62.2878
2031-07-29 05:00 | 40.7058 | 64.2571
2031-07-29 06:00 | 45.4936 | 70.2987
2031-07-29 07:00 | 52.8873 | 73.1596
2031-07-29 08:00 | 56.22 | 73.8346
2031-07-29 09:00 | 57.3666 | 77.1209
2031-07-29 10:00 | 57.7608 | 78.0185
2031-07-29 11:00 | 57.4005 | 78.5499
2031-07-29 12:00 | 58.0734 | 78.3815
2031-07-29 13:00 | 58.7295 | 80.0103
2031-07-29 14:00 | 58.4377 | 76.5202
2031-07-29 15:00 | 59.0035 | 82.8741
2031-07-29 16:00 | 60.7437 | 87.6877
2031-07-29 17:00 | 62.6418 | 91.4134
2031-07-29 18:00 | 62.7903 | 94.2129
2031-07-29 19:00 | 58.4995 | 92.8664
2031-07-29 20:00 | 53.8728 | 88.0869
2031-07-29 21:00 | 49.9111 | 83.4063
2031-07-29 22:00 | 45.7608 | 80.4494
2031-07-29 23:00 | 41.1835 | 76.9239
2031-07-30 | 38.6121 | 74.3841
2031-07-30 01:00 | 36.6575 | 72.4873
2031-07-30 02:00 | 36.3827 | 69.447
2031-07-30 03:00 | 36.5507 | 68.168
2031-07-30 04:00 | 36.4376 | 67.0197
2031-07-30 05:00 | 37.4252 | 68.6644
2031-07-30 06:00 | 42.0053 | 75.8243
2031-07-30 07:00 | 48.9989 | 79.0845
2031-07-30 08:00 | 52.0654 | 81.2904
2031-07-30 09:00 | 53.2816 | 86.7975
2031-07-30 10:00 | 53.6254 | 88.7865
2031-07-30 11:00 | 53.3557 | 88.801
2031-07-30 12:00 | 52.7113 | 89.0801
2031-07-30 13:00 | 54.1034 | 90.7789
2031-07-30 14:00 | 54.8206 | 87.4292
2031-07-30 15:00 | 56.4184 | 92.3937
2031-07-30 16:00 | 59.1085 | 95.7327
2031-07-30 17:00 | 61.8336 | 98.5473
2031-07-30 18:00 | 61.4212 | 101.3991
2031-07-30 19:00 | 57.6666 | 99.4445
2031-07-30 20:00 | 53.4082 | 95.1493
2031-07-30 21:00 | 49.576 | 90.6197
2031-07-30 22:00 | 45.5855 | 86.9307
2031-07-30 23:00 | 41.0943 | 83.1435
2031-07-31 | 38.3319 | 79.5224
2031-07-31 01:00 | 36.5068 | 73.1398
2031-07-31 02:00 | 36.4033 | 69.2252
2031-07-31 03:00 | 36.6955 | 67.7669
2031-07-31 04:00 | 36.6315 | 66.3703
2031-07-31 05:00 | 37.7988 | 68.1183
2031-07-31 06:00 | 42.5676 | 72.5936
2031-07-31 07:00 | 49.8056 | 75.1661
2031-07-31 08:00 | 53.2838 | 75.6956
2031-07-31 09:00 | 55.0283 | 78.3045
2031-07-31 10:00 | 56.1431 | 79.301
2031-07-31 11:00 | 56.3017 | 80.1083
2031-07-31 12:00 | 56.9295 | 79.1993
2031-07-31 13:00 | 58.5411 | 80.4349
2031-07-31 14:00 | 59.5276 | 77.3221
2031-07-31 15:00 | 61.0077 | 82.735
2031-07-31 16:00 | 63.4602 | 87.1527
2031-07-31 17:00 | 65.5083 | 91.4001
2031-07-31 18:00 | 65.4027 | 92.3926
2031-07-31 19:00 | 61.5172 | 90.4309
2031-07-31 20:00 | 57.2327 | 86.1064
2031-07-31 21:00 | 53.0663 | 81.8355
2031-07-31 22:00 | 48.7195 | 78.9864
2031-07-31 23:00 | 43.9102 | 75.8131
2031-08-01 | 41.4126 | 72.1559
2031-08-01 01:00 | 38.0182 | 64.0454
2031-08-01 02:00 | 37.6795 | 60.8929
2031-08-01 03:00 | 37.7231 | 59.8658
2031-08-01 04:00 | 37.5928 | 58.5044
2031-08-01 05:00 | 38.6793 | 60.3565
2031-08-01 06:00 | 43.4576 | 65.247
2031-08-01 07:00 | 50.8658 | 68.0921
2031-08-01 08:00 | 54.8013 | 68.1935
2031-08-01 09:00 | 56.9242 | 70.6519
2031-08-01 10:00 | 58.3075 | 71.7274
2031-08-01 11:00 | 58.5486 | 73.4735
2031-08-01 12:00 | 58.7163 | 74.9465
2031-08-01 13:00 | 60.3034 | 76.7555
2031-08-01 14:00 | 60.9512 | 73.3584
2031-08-01 15:00 | 61.6831 | 78.909
2031-08-01 16:00 | 63.5459 | 83.1016
2031-08-01 17:00 | 65.5589 | 87.4856
2031-08-01 18:00 | 64.952 | 89.3502
2031-08-01 19:00 | 60.4059 | 87.0338
2031-08-01 20:00 | 55.7456 | 82.7018
2031-08-01 21:00 | 51.9256 | 78.9168
2031-08-01 22:00 | 47.4044 | 75.568
2031-08-01 23:00 | 42.6982 | 72.308
2031-08-02 | 39.9339 | 69.197
2031-08-02 01:00 | 37.7942 | 62.1684
2031-08-02 02:00 | 37.2526 | 58.6287
2031-08-02 03:00 | 37.1 | 57.632
2031-08-02 04:00 | 36.7301 | 56.0566
2031-08-02 05:00 | 36.8881 | 57.7154
2031-08-02 06:00 | 40.5727 | 61.3306
2031-08-02 07:00 | 46.6031 | 61.5526
2031-08-02 08:00 | 51.4958 | 63.2555
2031-08-02 09:00 | 55.1448 | 68.8743
2031-08-02 10:00 | 57.2768 | 71.3692
2031-08-02 11:00 | 58.2551 | 72.6755
2031-08-02 12:00 | 59.7666 | 77.4575
2031-08-02 13:00 | 60.6101 | 78.3984
2031-08-02 14:00 | 60.9237 | 74.0334
2031-08-02 15:00 | 61.1558 | 78.7355
2031-08-02 16:00 | 63.5434 | 80.5917
2031-08-02 17:00 | 65.8222 | 84.1793
2031-08-02 18:00 | 66.4056 | 87.6898
2031-08-02 19:00 | 61.3941 | 84.0938
2031-08-02 20:00 | 56.2348 | 78.5976
2031-08-02 21:00 | 52.4738 | 74.2802
2031-08-02 22:00 | 48.5937 | 72.2886
2031-08-02 23:00 | 44.6111 | 69.4745
2031-08-03 | 42.207 | 69.4247
2031-08-03 01:00 | 38.77 | 62.4759
2031-08-03 02:00 | 37.9437 | 59.0015
2031-08-03 03:00 | 37.5394 | 57.4541
2031-08-03 04:00 | 36.8316 | 55.7071
2031-08-03 05:00 | 36.664 | 56.7297
2031-08-03 06:00 | 39.9563 | 59.933
2031-08-03 07:00 | 45.4442 | 59.5895
2031-08-03 08:00 | 49.9377 | 60.5869
2031-08-03 09:00 | 52.5763 | 65.8414
2031-08-03 10:00 | 53.8747 | 68.8547
2031-08-03 11:00 | 54.7027 | 70.3408
2031-08-03 12:00 | 56.7747 | 70.0973
2031-08-03 13:00 | 57.3648 | 72.4588
2031-08-03 14:00 | 57.222 | 70.8575
2031-08-03 15:00 | 57.4625 | 78.379
2031-08-03 16:00 | 59.8328 | 82.4875
2031-08-03 17:00 | 62.1836 | 87.6113
2031-08-03 18:00 | 62.9385 | 89.2153
2031-08-03 19:00 | 58.2501 | 86.0107
2031-08-03 20:00 | 53.7726 | 81.5216
2031-08-03 21:00 | 50.22 | 77.8631
2031-08-03 22:00 | 46.4354 | 75.6145
2031-08-03 23:00 | 42.6558 | 73.0763
2031-08-04 | 40.4707 | 70.6297
2031-08-04 01:00 | 36.9051 | 64.7302
2031-08-04 02:00 | 36.4784 | 61.2703
2031-08-04 03:00 | 36.3246 | 60.0981
2031-08-04 04:00 | 36.0406 | 58.3465
2031-08-04 05:00 | 36.2182 | 59.7285
2031-08-04 06:00 | 39.0644 | 61.0639
2031-08-04 07:00 | 44.1297 | 61.0583
2031-08-04 08:00 | 47.714 | 60.1296
2031-08-04 09:00 | 50.2947 | 63.4269
2031-08-04 10:00 | 51.7558 | 65.7006
2031-08-04 11:00 | 52.3327 | 68.4827
2031-08-04 12:00 | 51.9587 | 73.4678
2031-08-04 13:00 | 53.0963 | 76.933
2031-08-04 14:00 | 52.9535 | 73.7311
2031-08-04 15:00 | 52.7072 | 80.1545
2031-08-04 16:00 | 55.4233 | 82.2301
2031-08-04 17:00 | 59.2527 | 84.4588
2031-08-04 18:00 | 57.5839 | 86.6437
2031-08-04 19:00 | 53.6137 | 84.9575
2031-08-04 20:00 | 49.4125 | 79.3416
2031-08-04 21:00 | 46.8018 | 75.0074
2031-08-04 22:00 | 43.4632 | 72.8601
2031-08-04 23:00 | 39.9191 | 69.6443
2031-08-05 | 37.1736 | 69.9316
2031-08-05 01:00 | 37.2431 | 64.24
2031-08-05 02:00 | 37.1588 | 61.0901
2031-08-05 03:00 | 37.4327 | 60.0709
2031-08-05 04:00 | 37.4958 | 58.7623
2031-08-05 05:00 | 38.7203 | 60.8886
2031-08-05 06:00 | 41.9809 | 66.6895
2031-08-05 07:00 | 48.2134 | 69.4867
2031-08-05 08:00 | 51.5128 | 69.7054
2031-08-05 09:00 | 52.8787 | 72.5652
2031-08-05 10:00 | 53.9706 | 73.386
2031-08-05 11:00 | 54.8739 | 74.7572
2031-08-05 12:00 | 56.1821 | 79.9702
2031-08-05 13:00 | 57.8896 | 80.7318
2031-08-05 14:00 | 58.8714 | 75.5404
2031-08-05 15:00 | 60.4114 | 80.5415
2031-08-05 16:00 | 62.6459 | 83.6891
2031-08-05 17:00 | 64.91 | 86.3402
2031-08-05 18:00 | 65.0427 | 89.6053
2031-08-05 19:00 | 60.5688 | 85.9766
2031-08-05 20:00 | 56.211 | 82.1886
2031-08-05 21:00 | 52.5605 | 78.0156
2031-08-05 22:00 | 48.1546 | 75.1663
2031-08-05 23:00 | 43.4617 | 72.6181
2031-08-06 | 39.9368 | 71.0939
2031-08-06 01:00 | 38.1286 | 68.4822
2031-08-06 02:00 | 37.9994 | 65.554
2031-08-06 03:00 | 38.1675 | 64.5922
2031-08-06 04:00 | 38.109 | 63.4729
2031-08-06 05:00 | 39.2988 | 65.4029
2031-08-06 06:00 | 43.4073 | 70.4336
2031-08-06 07:00 | 50.0655 | 72.8493
2031-08-06 08:00 | 53.3507 | 73.0737
2031-08-06 09:00 | 54.7098 | 76.5425
2031-08-06 10:00 | 55.4704 | 77.7828
2031-08-06 11:00 | 55.9189 | 79.0682
2031-08-06 12:00 | 56.4474 | 81.1809
2031-08-06 13:00 | 57.9678 | 83.4354
2031-08-06 14:00 | 58.612 | 80.4686
2031-08-06 15:00 | 59.6935 | 85.5562
2031-08-06 16:00 | 61.6888 | 90.0593
2031-08-06 17:00 | 63.7838 | 94.5954
2031-08-06 18:00 | 63.651 | 95.8711
2031-08-06 19:00 | 59.2451 | 93.6042
2031-08-06 20:00 | 55.4387 | 89.4561
2031-08-06 21:00 | 52.0453 | 84.8453
2031-08-06 22:00 | 47.8813 | 80.8927
2031-08-06 23:00 | 43.4744 | 77.2362
2031-08-07 | 39.7087 | 73.1068
2031-08-07 01:00 | 37.2939 | 65.7818
2031-08-07 02:00 | 37.1684 | 62.1101
2031-08-07 03:00 | 37.2891 | 60.8933
2031-08-07 04:00 | 37.2336 | 59.5106
2031-08-07 05:00 | 38.4024 | 61.4417
2031-08-07 06:00 | 41.9263 | 66.5311
2031-08-07 07:00 | 47.9896 | 68.496
2031-08-07 08:00 | 50.4913 | 67.4028
2031-08-07 09:00 | 51.0603 | 69.1238
2031-08-07 10:00 | 51.1575 | 69.3154
2031-08-07 11:00 | 51.1148 | 69.903
2031-08-07 12:00 | 51.0044 | 70.2503
2031-08-07 13:00 | 52.1789 | 71.1018
2031-08-07 14:00 | 52.9203 | 66.8793
2031-08-07 15:00 | 54.2696 | 72.5839
2031-08-07 16:00 | 56.4601 | 76.5805
2031-08-07 17:00 | 58.5955 | 81.1633
2031-08-07 18:00 | 57.3786 | 82.9808
2031-08-07 19:00 | 53.2486 | 81.1344
2031-08-07 20:00 | 49.8934 | 76.9076
2031-08-07 21:00 | 46.8786 | 72.1092
2031-08-07 22:00 | 43.3131 | 69.44
2031-08-07 23:00 | 39.4712 | 66.4825
2031-08-08 | 36.0958 | 64.9364
2031-08-08 01:00 | 34.7689 | 61.0067
2031-08-08 02:00 | 34.8161 | 58.6425
2031-08-08 03:00 | 35.1689 | 58.1624
2031-08-08 04:00 | 35.2822 | 57.1456
2031-08-08 05:00 | 36.4824 | 59.3305
2031-08-08 06:00 | 40.9823 | 64.5891
2031-08-08 07:00 | 47.5956 | 66.6673
2031-08-08 08:00 | 50.6059 | 65.3212
2031-08-08 09:00 | 51.9075 | 66.748
2031-08-08 10:00 | 52.5229 | 66.8139
2031-08-08 11:00 | 52.3548 | 67.3403
2031-08-08 12:00 | 52.2998 | 66.9876
2031-08-08 13:00 | 53.4648 | 68.7323
2031-08-08 14:00 | 53.7232 | 65.2948
2031-08-08 15:00 | 54.2692 | 71.2162
2031-08-08 16:00 | 55.9554 | 75.6028
2031-08-08 17:00 | 57.9249 | 80.1004
2031-08-08 18:00 | 57.3099 | 81.0018
2031-08-08 19:00 | 52.9741 | 80.1063
2031-08-08 20:00 | 49.245 | 75.7125
2031-08-08 21:00 | 45.8133 | 70.9529
2031-08-08 22:00 | 42.0212 | 68.3914
2031-08-08 23:00 | 38.0662 | 65.1003
2031-08-09 | 36.2466 | 64.6673
2031-08-09 01:00 | 33.5014 | 58.2272
2031-08-09 02:00 | 33.3726 | 55.0037
2031-08-09 03:00 | 33.5116 | 54.0707
2031-08-09 04:00 | 33.3001 | 52.6817
2031-08-09 05:00 | 33.5985 | 54.1129
2031-08-09 06:00 | 36.1337 | 58.9029
2031-08-09 07:00 | 41.4507 | 57.8036
2031-08-09 08:00 | 45.0132 | 57.3176
2031-08-09 09:00 | 47.2846 | 61.6421
2031-08-09 10:00 | 48.1329 | 61.7477
2031-08-09 11:00 | 48.0394 | 61.8114
2031-08-09 12:00 | 48.425 | 60.7098
2031-08-09 13:00 | 48.9057 | 62.3139
2031-08-09 14:00 | 48.9601 | 59.5119
2031-08-09 15:00 | 49.4113 | 65.3965
2031-08-09 16:00 | 51.8594 | 69.5862
2031-08-09 17:00 | 54.3571 | 75.734
2031-08-09 18:00 | 54.0642 | 77.1951
2031-08-09 19:00 | 49.239 | 74.1925
2031-08-09 20:00 | 45.2136 | 69.4871
2031-08-09 21:00 | 41.8062 | 66.0997
2031-08-09 22:00 | 38.7614 | 64.7114
2031-08-09 23:00 | 35.8555 | 62.8002
2031-08-10 | 35.4514 | 60.3598
2031-08-10 01:00 | 32.881 | 56.6203
2031-08-10 02:00 | 32.747 | 54.2326
2031-08-10 03:00 | 32.8105 | 53.3744
2031-08-10 04:00 | 32.5138 | 52.1321
2031-08-10 05:00 | 32.6568 | 53.4118
2031-08-10 06:00 | 35.3861 | 53.7558
2031-08-10 07:00 | 40.4462 | 52.035
2031-08-10 08:00 | 43.7226 | 51.1415
2031-08-10 09:00 | 45.5213 | 53.8868
2031-08-10 10:00 | 45.8679 | 55.0101
2031-08-10 11:00 | 45.632 | 56.6007
2031-08-10 12:00 | 45.7989 | 56.3431
2031-08-10 13:00 | 46.3404 | 58.8899
2031-08-10 14:00 | 46.4128 | 57.7424
2031-08-10 15:00 | 47.0556 | 65.1876
2031-08-10 16:00 | 49.8802 | 70.0363
2031-08-10 17:00 | 52.8698 | 75.6254
2031-08-10 18:00 | 52.8034 | 75.3097
2031-08-10 19:00 | 48.336 | 71.3356
2031-08-10 20:00 | 44.5736 | 68.3001
2031-08-10 21:00 | 41.3824 | 65.6947
2031-08-10 22:00 | 38.3873 | 65.1332
2031-08-10 23:00 | 35.4563 | 64.1613
2031-08-11 | 34.2143 | 61.9433
2031-08-11 01:00 | 33.414 | 63.5637
2031-08-11 02:00 | 33.7305 | 61.8984
2031-08-11 03:00 | 34.2288 | 61.5714
2031-08-11 04:00 | 34.4318 | 60.6761
2031-08-11 05:00 | 35.7571 | 63.3055
2031-08-11 06:00 | 41.3462 | 69.5884
2031-08-11 07:00 | 47.9825 | 72.3823
2031-08-11 08:00 | 50.489 | 73.4286
2031-08-11 09:00 | 51.081 | 77.7595
2031-08-11 10:00 | 51.2371 | 79.3294
2031-08-11 11:00 | 51.0413 | 79.6716
2031-08-11 12:00 | 51.6158 | 77.4228
2031-08-11 13:00 | 52.59 | 80.1405
2031-08-11 14:00 | 52.6177 | 78.264
2031-08-11 15:00 | 53.3562 | 84.3587
2031-08-11 16:00 | 55.1694 | 91.0789
2031-08-11 17:00 | 56.9197 | 97.3734
2031-08-11 18:00 | 56.3952 | 97.7387
2031-08-11 19:00 | 52.0321 | 95.5597
2031-08-11 20:00 | 48.8155 | 91.6378
2031-08-11 21:00 | 45.6453 | 86.7361
2031-08-11 22:00 | 42.0289 | 82.6193
2031-08-11 23:00 | 38.2278 | 79.3576
2031-08-12 | 36.0978 | 75.1766
2031-08-12 01:00 | 35.4156 | 72.3703
2031-08-12 02:00 | 35.701 | 68.9042
2031-08-12 03:00 | 36.1159 | 67.561
2031-08-12 04:00 | 36.2781 | 66.2924
2031-08-12 05:00 | 37.6577 | 68.3466
2031-08-12 06:00 | 42.1108 | 74.0189
2031-08-12 07:00 | 48.3415 | 76.5336
2031-08-12 08:00 | 50.7947 | 76.7067
2031-08-12 09:00 | 51.4504 | 80.0846
2031-08-12 10:00 | 51.8895 | 81.2155
2031-08-12 11:00 | 52.109 | 83.9416
2031-08-12 12:00 | 54.0635 | 88.0881
2031-08-12 13:00 | 54.9747 | 89.8528
2031-08-12 14:00 | 54.9006 | 87.4708
2031-08-12 15:00 | 55.3318 | 93.6012
2031-08-12 16:00 | 56.7388 | 98.8177
2031-08-12 17:00 | 58.2362 | 102.4542
2031-08-12 18:00 | 58.5933 | 105.5808
2031-08-12 19:00 | 54.1223 | 103.3532
2031-08-12 20:00 | 50.9682 | 98.0316
2031-08-12 21:00 | 47.6754 | 91.9709
2031-08-12 22:00 | 43.9062 | 87.155
2031-08-12 23:00 | 39.979 | 82.9718
2031-08-13 | 37.5771 | 79.0581
2031-08-13 01:00 | 36.7428 | 71.7735
2031-08-13 02:00 | 36.876 | 67.6191
2031-08-13 03:00 | 37.1452 | 65.9604
2031-08-13 04:00 | 37.1679 | 64.6026
2031-08-13 05:00 | 38.4537 | 66.3668
2031-08-13 06:00 | 43.2396 | 70.747
2031-08-13 07:00 | 49.6222 | 73.5658
2031-08-13 08:00 | 52.0977 | 73.8453
2031-08-13 09:00 | 52.7488 | 76.1138
2031-08-13 10:00 | 52.9849 | 76.9808
2031-08-13 11:00 | 53.0908 | 79.7381
2031-08-13 12:00 | 54.0648 | 81.2247
2031-08-13 13:00 | 55.0577 | 82.9647
2031-08-13 14:00 | 55.0316 | 80.4285
2031-08-13 15:00 | 55.5832 | 85.9664
2031-08-13 16:00 | 57.097 | 90.4867
2031-08-13 17:00 | 58.7462 | 95.3772
2031-08-13 18:00 | 58.0892 | 95.3653
2031-08-13 19:00 | 53.8404 | 93.0062
2031-08-13 20:00 | 51.0726 | 88.1793
2031-08-13 21:00 | 48.1114 | 82.8576
2031-08-13 22:00 | 44.5566 | 79.0375
2031-08-13 23:00 | 40.795 | 74.8718
2031-08-14 | 37.5509 | 72.9727
2031-08-14 01:00 | 36.3275 | 69.8082
2031-08-14 02:00 | 36.3196 | 66.4617
2031-08-14 03:00 | 36.6016 | 65.3903
2031-08-14 04:00 | 36.6134 | 64.1116
2031-08-14 05:00 | 37.935 | 66.304
2031-08-14 06:00 | 42.7069 | 71.9243
2031-08-14 07:00 | 49.3707 | 74.275
2031-08-14 08:00 | 52.4275 | 74.199
2031-08-14 09:00 | 53.6992 | 76.5881
2031-08-14 10:00 | 54.398 | 77.6601
2031-08-14 11:00 | 54.4898 | 79.8142
2031-08-14 12:00 | 55.4552 | 80.1455
2031-08-14 13:00 | 56.4508 | 82.5625
2031-08-14 14:00 | 56.5515 | 80.3598
2031-08-14 15:00 | 57.1138 | 86.5396
2031-08-14 16:00 | 58.7842 | 92.4276
2031-08-14 17:00 | 60.3822 | 97.9422
2031-08-14 18:00 | 60.0495 | 98.6444
2031-08-14 19:00 | 55.5252 | 96.114
2031-08-14 20:00 | 51.7563 | 91.615
2031-08-14 21:00 | 47.902 | 86.4735
2031-08-14 22:00 | 43.7811 | 81.9913
2031-08-14 23:00 | 39.5253 | 78.1558
2031-08-15 | 38.452 | 73.3284
2031-08-15 01:00 | 35.6221 | 69.3599
2031-08-15 02:00 | 35.5348 | 65.969
2031-08-15 03:00 | 35.7025 | 64.5163
2031-08-15 04:00 | 35.6095 | 63.2115
2031-08-15 05:00 | 36.7813 | 65.03
2031-08-15 06:00 | 41.0667 | 71.9697
2031-08-15 07:00 | 46.9171 | 74.5926
2031-08-15 08:00 | 48.5569 | 75.0207
2031-08-15 09:00 | 48.6232 | 79.2051
2031-08-15 10:00 | 48.2504 | 80.3005
2031-08-15 11:00 | 47.6367 | 82.0589
2031-08-15 12:00 | 48.0889 | 81.8816
2031-08-15 13:00 | 48.4067 | 84.2326
2031-08-15 14:00 | 48.1832 | 82.2548
2031-08-15 15:00 | 48.3673 | 88.5373
2031-08-15 16:00 | 49.6779 | 94.1205
2031-08-15 17:00 | 51.1809 | 99.3935
2031-08-15 18:00 | 50.9669 | 101.0394
2031-08-15 19:00 | 46.9775 | 98.9922
2031-08-15 20:00 | 44.0553 | 93.7644
2031-08-15 21:00 | 40.8473 | 87.8815
2031-08-15 22:00 | 37.6248 | 82.8762
2031-08-15 23:00 | 34.3203 | 78.8073
2031-08-16 | 32.7554 | 75.2868
2031-08-16 01:00 | 30.3081 | 66.6871
2031-08-16 02:00 | 30.7213 | 62.8689
2031-08-16 03:00 | 31.1771 | 61.286
2031-08-16 04:00 | 31.2165 | 59.5032
2031-08-16 05:00 | 31.7465 | 60.9145
2031-08-16 06:00 | 33.6819 | 66.4338
2031-08-16 07:00 | 38.1618 | 67.3986
2031-08-16 08:00 | 40.3302 | 69.6103
2031-08-16 09:00 | 41.53 | 76.0086
2031-08-16 10:00 | 41.8269 | 79.2485
2031-08-16 11:00 | 41.4987 | 80.7791
2031-08-16 12:00 | 41.3071 | 82.6229
2031-08-16 13:00 | 41.7542 | 83.7536
2031-08-16 14:00 | 41.9316 | 80.6634
2031-08-16 15:00 | 42.7973 | 86.8295
2031-08-16 16:00 | 45.4311 | 90.3484
2031-08-16 17:00 | 48.0139 | 94.9008
2031-08-16 18:00 | 48.1991 | 97.4066
2031-08-16 19:00 | 43.8337 | 93.2896
2031-08-16 20:00 | 40.1299 | 87.7768
2031-08-16 21:00 | 37.0091 | 82.3897
2031-08-16 22:00 | 34.568 | 79.3894
2031-08-16 23:00 | 32.165 | 76.3501
2031-08-17 | 30.7245 | 75.9267
2031-08-17 01:00 | 29.7616 | 67.7573
2031-08-17 02:00 | 30.0932 | 63.9403
2031-08-17 03:00 | 30.4865 | 62.0165
2031-08-17 04:00 | 30.4271 | 60.1213
2031-08-17 05:00 | 30.8221 | 61.2454
2031-08-17 06:00 | 33.601 | 65.1727
2031-08-17 07:00 | 37.9898 | 65.3082
2031-08-17 08:00 | 40.552 | 66.2658
2031-08-17 09:00 | 41.9621 | 71.4137
2031-08-17 10:00 | 42.1507 | 75.0536
2031-08-17 11:00 | 42.2585 | 78.4867
2031-08-17 12:00 | 42.258 | 80.0731
2031-08-17 13:00 | 43.3247 | 82.6285
2031-08-17 14:00 | 44.1838 | 82.0008
2031-08-17 15:00 | 45.6035 | 90.3064
2031-08-17 16:00 | 49.0623 | 95.5791
2031-08-17 17:00 | 52.5169 | 101.4522
2031-08-17 18:00 | 52.305 | 103.6376
2031-08-17 19:00 | 48.1928 | 100.5953
2031-08-17 20:00 | 44.7056 | 95.1328
2031-08-17 21:00 | 41.3009 | 89.4289
2031-08-17 22:00 | 38.2291 | 85.4558
2031-08-17 23:00 | 35.3396 | 81.6877
2031-08-18 | 33.4855 | 79.2633
2031-08-18 01:00 | 32.2265 | 73.749
2031-08-18 02:00 | 32.6657 | 69.9905
2031-08-18 03:00 | 33.2617 | 68.2901
2031-08-18 04:00 | 33.4901 | 66.8764
2031-08-18 05:00 | 34.9822 | 69.1596
2031-08-18 06:00 | 39.3272 | 75.7309
2031-08-18 07:00 | 45.831 | 79.0035
2031-08-18 08:00 | 48.2837 | 80.0821
2031-08-18 09:00 | 49.2169 | 85.1224
2031-08-18 10:00 | 49.713 | 86.5259
2031-08-18 11:00 | 49.4266 | 89.679
2031-08-18 12:00 | 48.8514 | 91.9901
2031-08-18 13:00 | 50.0729 | 94.8517
2031-08-18 14:00 | 50.7472 | 93.2825
2031-08-18 15:00 | 52.2406 | 99.5796
2031-08-18 16:00 | 54.7131 | 105.5182
2031-08-18 17:00 | 56.877 | 111.0481
2031-08-18 18:00 | 55.3705 | 111.8291
2031-08-18 19:00 | 51.4349 | 109.0859
2031-08-18 20:00 | 48.6785 | 103.1455
2031-08-18 21:00 | 45.4347 | 96.3305
2031-08-18 22:00 | 41.9302 | 90.3936
2031-08-18 23:00 | 38.293 | 85.3896
2031-08-19 | 35.4851 | 82.3744
2031-08-19 01:00 | 34.2245 | 77.4238
2031-08-19 02:00 | 34.5186 | 73.1053
2031-08-19 03:00 | 35.0717 | 71.1176
2031-08-19 04:00 | 35.2906 | 69.5934
2031-08-19 05:00 | 36.84 | 71.5893
2031-08-19 06:00 | 41.3372 | 79.9593
2031-08-19 07:00 | 47.6779 | 83.5378
2031-08-19 08:00 | 50.2113 | 85.187
2031-08-19 09:00 | 51.1775 | 90.9131
2031-08-19 10:00 | 51.8711 | 92.6358
2031-08-19 11:00 | 52.0031 | 96.0752
2031-08-19 12:00 | 52.1447 | 102.2916
2031-08-19 13:00 | 53.4929 | 104.1388
2031-08-19 14:00 | 54.1921 | 101.3506
2031-08-19 15:00 | 55.6021 | 107.1162
2031-08-19 16:00 | 58.1152 | 111.5078
2031-08-19 17:00 | 60.5558 | 114.2063
2031-08-19 18:00 | 59.5366 | 115.0611
2031-08-19 19:00 | 55.4717 | 110.6111
2031-08-19 20:00 | 52.1569 | 105.2385
2031-08-19 21:00 | 48.3244 | 98.5906
2031-08-19 22:00 | 44.3024 | 92.9674
2031-08-19 23:00 | 40.1988 | 88.4863
2031-08-20 | 37.7472 | 86.4501
2031-08-20 01:00 | 35.8731 | 80.8635
2031-08-20 02:00 | 35.9348 | 76.1108
2031-08-20 03:00 | 36.2771 | 74.0149
2031-08-20 04:00 | 36.2893 | 72.6361
2031-08-20 05:00 | 37.7092 | 74.5323
2031-08-20 06:00 | 42.5454 | 81.5731
2031-08-20 07:00 | 48.9621 | 84.4206
2031-08-20 08:00 | 51.655 | 86.2188
2031-08-20 09:00 | 52.7205 | 91.0899
2031-08-20 10:00 | 53.2295 | 92.9473
2031-08-20 11:00 | 53.2163 | 95.26
2031-08-20 12:00 | 53.0326 | 100.1824
2031-08-20 13:00 | 54.2611 | 101.5911
2031-08-20 14:00 | 54.8066 | 97.8401
2031-08-20 15:00 | 56.0074 | 102.1382
2031-08-20 16:00 | 57.973 | 104.4387
2031-08-20 17:00 | 59.8413 | 106.5907
2031-08-20 18:00 | 58.6246 | 108.8765
2031-08-20 19:00 | 54.5141 | 104.4359
2031-08-20 20:00 | 51.6167 | 99.3557
2031-08-20 21:00 | 48.3691 | 92.9959
2031-08-20 22:00 | 44.6762 | 87.7723
2031-08-20 23:00 | 40.7652 | 83.3363
2031-08-21 | 37.8845 | 80.5678
2031-08-21 01:00 | 36.473 | 74.1836
2031-08-21 02:00 | 36.5285 | 69.8104
2031-08-21 03:00 | 36.8943 | 68.082
2031-08-21 04:00 | 36.9324 | 66.6364
2031-08-21 05:00 | 38.3909 | 68.7545
2031-08-21 06:00 | 43.9866 | 76.5048
2031-08-21 07:00 | 50.5391 | 79.5228
2031-08-21 08:00 | 53.532 | 81.1075
2031-08-21 09:00 | 54.8376 | 85.3668
2031-08-21 10:00 | 55.6092 | 86.8355
2031-08-21 11:00 | 55.5998 | 87.8364
2031-08-21 12:00 | 56.298 | 85.798
2031-08-21 13:00 | 57.2702 | 86.9591
2031-08-21 14:00 | 57.0768 | 83.4271
2031-08-21 15:00 | 57.5307 | 89.5165
2031-08-21 16:00 | 59.1495 | 93.9975
2031-08-21 17:00 | 60.7835 | 98.7722
2031-08-21 18:00 | 61.1392 | 99.8187
2031-08-21 19:00 | 56.8361 | 96.6295
2031-08-21 20:00 | 53.4881 | 91.6199
2031-08-21 21:00 | 49.4722 | 85.4026
2031-08-21 22:00 | 45.3243 | 80.7759
2031-08-21 23:00 | 41.1099 | 76.6595
2031-08-22 | 39.5961 | 74.2895
2031-08-22 01:00 | 37.8399 | 72.5682
2031-08-22 02:00 | 37.6609 | 69.3316
2031-08-22 03:00 | 37.8676 | 67.9855
2031-08-22 04:00 | 37.779 | 66.7924
2031-08-22 05:00 | 39.1631 | 68.8449
2031-08-22 06:00 | 44.2863 | 75.3905
2031-08-22 07:00 | 50.6418 | 77.7311
2031-08-22 08:00 | 53.8155 | 78.076
2031-08-22 09:00 | 55.3724 | 81.5456
2031-08-22 10:00 | 56.506 | 82.7791
2031-08-22 11:00 | 56.6567 | 85.8853
2031-08-22 12:00 | 57.8571 | 88.5503
2031-08-22 13:00 | 58.8142 | 91.5689
2031-08-22 14:00 | 58.5425 | 89.8846
2031-08-22 15:00 | 58.67 | 96.3626
2031-08-22 16:00 | 59.731 | 101.3814
2031-08-22 17:00 | 61.0007 | 105.2737
2031-08-22 18:00 | 60.849 | 104.6675
2031-08-22 19:00 | 56.3869 | 101.72
2031-08-22 20:00 | 53.0111 | 97.3418
2031-08-22 21:00 | 49.1615 | 91.5376
2031-08-22 22:00 | 45.119 | 86.2733
2031-08-22 23:00 | 41.0279 | 82.4278
2031-08-23 | 39.3103 | 78.6963
2031-08-23 01:00 | 36.4687 | 72.4061
2031-08-23 02:00 | 36.0901 | 68.001
2031-08-23 03:00 | 36.0768 | 66.1581
2031-08-23 04:00 | 35.6798 | 64.3158
2031-08-23 05:00 | 36.0797 | 65.6139
2031-08-23 06:00 | 38.8759 | 69.0995
2031-08-23 07:00 | 43.8959 | 68.6278
2031-08-23 08:00 | 47.6388 | 68.9054
2031-08-23 09:00 | 50.072 | 73.0207
2031-08-23 10:00 | 51.252 | 74.77
2031-08-23 11:00 | 51.1858 | 77.5005
2031-08-23 12:00 | 51.0826 | 82.4494
2031-08-23 13:00 | 51.3865 | 83.7187
2031-08-23 14:00 | 51.3181 | 80.4265
2031-08-23 15:00 | 51.9204 | 86.7194
2031-08-23 16:00 | 54.1319 | 89.4757
2031-08-23 17:00 | 56.2143 | 93.4098
2031-08-23 18:00 | 55.5866 | 95.4674
2031-08-23 19:00 | 51.1425 | 91.9116
2031-08-23 20:00 | 47.7563 | 86.1983
2031-08-23 21:00 | 44.4875 | 79.8864
2031-08-23 22:00 | 41.6638 | 76.5416
2031-08-23 23:00 | 38.8429 | 73.2418
2031-08-24 | 36.7344 | 71.8362
2031-08-24 01:00 | 35.1719 | 67.1652
2031-08-24 02:00 | 35.1128 | 63.9581
2031-08-24 03:00 | 35.2214 | 62.1035
2031-08-24 04:00 | 34.8787 | 60.1643
2031-08-24 05:00 | 35.2325 | 61.1131
2031-08-24 06:00 | 36.8838 | 62.4513
2031-08-24 07:00 | 40.7966 | 61.1798
2031-08-24 08:00 | 43.68 | 59.9848
2031-08-24 09:00 | 45.3454 | 62.5507
2031-08-24 10:00 | 46.3001 | 64.3741
2031-08-24 11:00 | 47.1691 | 67.3333
2031-08-24 12:00 | 49.1556 | 67.3561
2031-08-24 13:00 | 49.9936 | 70.4063
2031-08-24 14:00 | 50.4328 | 69.2413
2031-08-24 15:00 | 51.5868 | 77.37
2031-08-24 16:00 | 54.599 | 83.0749
2031-08-24 17:00 | 57.3962 | 88.5296
2031-08-24 18:00 | 57.7454 | 86.06
2031-08-24 19:00 | 53.2569 | 82.9952
2031-08-24 20:00 | 49.0867 | 79.0712
2031-08-24 21:00 | 45.0281 | 74.1334
2031-08-24 22:00 | 41.4618 | 71.7048
2031-08-24 23:00 | 38.0152 | 69.3432
2031-08-25 | 36.3992 | 68.1522
2031-08-25 01:00 | 35.4723 | 65.2837
2031-08-25 02:00 | 35.6009 | 62.646
2031-08-25 03:00 | 35.9126 | 61.7738
2031-08-25 04:00 | 35.8922 | 60.6652
2031-08-25 05:00 | 37.2727 | 63.084
2031-08-25 06:00 | 42.4794 | 69.1962
2031-08-25 07:00 | 48.8146 | 70.5235
2031-08-25 08:00 | 51.8167 | 69.057
2031-08-25 09:00 | 53.0359 | 69.993
2031-08-25 10:00 | 53.8515 | 69.6536
2031-08-25 11:00 | 54.009 | 71.2469
2031-08-25 12:00 | 54.0469 | 72.1694
2031-08-25 13:00 | 55.2908 | 74.7037
2031-08-25 14:00 | 55.7898 | 71.6912
2031-08-25 15:00 | 57.0831 | 78.0048
2031-08-25 16:00 | 59.332 | 82.9591
2031-08-25 17:00 | 61.3241 | 87.9403
2031-08-25 18:00 | 60.7937 | 87.8235
2031-08-25 19:00 | 56.3849 | 85.402
2031-08-25 20:00 | 52.7019 | 81.3371
2031-08-25 21:00 | 48.3414 | 75.2632
2031-08-25 22:00 | 44.0626 | 71.7991
2031-08-25 23:00 | 39.8134 | 68.7406
2031-08-26 | 37.6954 | 67.337
2031-08-26 01:00 | 35.4474 | 63.4196
2031-08-26 02:00 | 35.5338 | 60.7551
2031-08-26 03:00 | 35.8172 | 59.8213
2031-08-26 04:00 | 35.8034 | 58.8685
2031-08-26 05:00 | 37.2268 | 61.301
2031-08-26 06:00 | 42.8685 | 67.3
2031-08-26 07:00 | 48.8831 | 69.0951
2031-08-26 08:00 | 51.2679 | 68.0586
2031-08-26 09:00 | 51.8585 | 69.3145
2031-08-26 10:00 | 52.0545 | 68.9401
2031-08-26 11:00 | 51.8681 | 70.6734
2031-08-26 12:00 | 52.6367 | 70.5372
2031-08-26 13:00 | 53.3719 | 72.4448
2031-08-26 14:00 | 53.4928 | 69.9429
2031-08-26 15:00 | 54.1799 | 76.7793
2031-08-26 16:00 | 55.9699 | 83.4979
2031-08-26 17:00 | 57.7124 | 89.474
2031-08-26 18:00 | 56.4216 | 89.5879
2031-08-26 19:00 | 51.9705 | 87.2098
2031-08-26 20:00 | 48.9061 | 83.2399
2031-08-26 21:00 | 45.1204 | 77.201
2031-08-26 22:00 | 41.3785 | 73.7436
2031-08-26 23:00 | 37.5898 | 70.8932
2031-08-27 | 36.2223 | 69.6979
2031-08-27 01:00 | 34.6385 | 64.7582
2031-08-27 02:00 | 34.8899 | 62.1842
2031-08-27 03:00 | 35.3045 | 61.1101
2031-08-27 04:00 | 35.3577 | 60.3071
2031-08-27 05:00 | 36.8081 | 62.5475
2031-08-27 06:00 | 42.5093 | 70.8507
2031-08-27 07:00 | 48.4249 | 73.5522
2031-08-27 08:00 | 50.6169 | 73.8486
2031-08-27 09:00 | 51.1599 | 77.9193
2031-08-27 10:00 | 51.2081 | 78.2258
2031-08-27 11:00 | 50.991 | 78.3549
2031-08-27 12:00 | 50.5966 | 76.8552
2031-08-27 13:00 | 51.6675 | 78.3811
2031-08-27 14:00 | 52.1121 | 75.5752
2031-08-27 15:00 | 53.2413 | 81.5964
2031-08-27 16:00 | 55.3415 | 86.6149
2031-08-27 17:00 | 57.3819 | 91.586
2031-08-27 18:00 | 56.9965 | 92.1893
2031-08-27 19:00 | 52.6612 | 89.7378
2031-08-27 20:00 | 49.3905 | 86.2942
2031-08-27 21:00 | 45.2421 | 80.2935
2031-08-27 22:00 | 41.2813 | 76.7408
2031-08-27 23:00 | 37.3211 | 73.579
2031-08-28 | 36.1716 | 73.4653
2031-08-28 01:00 | 34.1647 | 67.1964
2031-08-28 02:00 | 34.4268 | 64.167
2031-08-28 03:00 | 34.8158 | 63.1744
2031-08-28 04:00 | 34.8499 | 62.2714
2031-08-28 05:00 | 36.339 | 64.7317
2031-08-28 06:00 | 40.7502 | 70.3399
2031-08-28 07:00 | 46.2108 | 71.5994
2031-08-28 08:00 | 48.0912 | 69.623
2031-08-28 09:00 | 48.4533 | 70.2431
2031-08-28 10:00 | 48.36 | 69.6442
2031-08-28 11:00 | 47.8051 | 70.8476
2031-08-28 12:00 | 47.4166 | 76.0712
2031-08-28 13:00 | 48.1653 | 76.0341
2031-08-28 14:00 | 48.5726 | 71.2728
2031-08-28 15:00 | 49.6409 | 76.3554
2031-08-28 16:00 | 51.7075 | 79.3211
2031-08-28 17:00 | 53.5775 | 82.0883
2031-08-28 18:00 | 53.3589 | 84.4523
2031-08-28 19:00 | 49.3902 | 81.7527
2031-08-28 20:00 | 46.795 | 78.4232
2031-08-28 21:00 | 42.9157 | 72.2097
2031-08-28 22:00 | 39.4255 | 69.6139
2031-08-28 23:00 | 35.9819 | 67.1125
2031-08-29 | 34.3345 | 67.7277
2031-08-29 01:00 | 32.7709 | 62.3924
2031-08-29 02:00 | 33.1377 | 59.8193
2031-08-29 03:00 | 33.7068 | 59.0798
2031-08-29 04:00 | 33.8894 | 58.0604
2031-08-29 05:00 | 35.445 | 60.2688
2031-08-29 06:00 | 39.9414 | 67.5676
2031-08-29 07:00 | 45.486 | 70.108
2031-08-29 08:00 | 47.4026 | 70.332
2031-08-29 09:00 | 48.0122 | 73.5048
2031-08-29 10:00 | 48.2405 | 73.1213
2031-08-29 11:00 | 47.7043 | 72.7416
2031-08-29 12:00 | 47.1642 | 70.142
2031-08-29 13:00 | 48.1499 | 69.8301
2031-08-29 14:00 | 48.682 | 65.5383
2031-08-29 15:00 | 49.7121 | 70.3613
2031-08-29 16:00 | 51.8481 | 73.6094
2031-08-29 17:00 | 53.9829 | 76.7524
2031-08-29 18:00 | 52.901 | 79.525
2031-08-29 19:00 | 49.0138 | 77.3913
2031-08-29 20:00 | 46.1177 | 74.3202
2031-08-29 21:00 | 42.1567 | 69.2323
2031-08-29 22:00 | 38.6003 | 66.8033
2031-08-29 23:00 | 35.0825 | 64.7277
2031-08-30 | 33.6562 | 63.4019
2031-08-30 01:00 | 31.8984 | 58.8593
2031-08-30 02:00 | 32.1368 | 56.4743
2031-08-30 03:00 | 32.5623 | 55.5164
2031-08-30 04:00 | 32.5469 | 54.2178
2031-08-30 05:00 | 33.304 | 56.4972
2031-08-30 06:00 | 36.0485 | 61.61
2031-08-30 07:00 | 40.4481 | 60.5266
2031-08-30 08:00 | 43.5356 | 60.2338
2031-08-30 09:00 | 45.8981 | 65.6798
2031-08-30 10:00 | 47.031 | 64.5989
2031-08-30 11:00 | 47.1477 | 65.1162
2031-08-30 12:00 | 47.6277 | 62.5479
2031-08-30 13:00 | 48.1938 | 63.3806
2031-08-30 14:00 | 48.4426 | 60.2415
2031-08-30 15:00 | 49.1439 | 66.2611
2031-08-30 16:00 | 51.6489 | 69.8239
2031-08-30 17:00 | 54.086 | 73.8523
2031-08-30 18:00 | 53.9117 | 75.1333
2031-08-30 19:00 | 49.4658 | 72.2365
2031-08-30 20:00 | 46.2379 | 69.5466
2031-08-30 21:00 | 42.4312 | 65.3571
2031-08-30 22:00 | 39.4769 | 64.0781
2031-08-30 23:00 | 36.7701 | 63.0277
2031-08-31 | 35.709 | 62.3523
2031-08-31 01:00 | 33.4819 | 59.5192
2031-08-31 02:00 | 33.3936 | 57.2919
2031-08-31 03:00 | 33.5635 | 56.6351
2031-08-31 04:00 | 33.2963 | 55.8742
2031-08-31 05:00 | 33.7976 | 57.4051
2031-08-31 06:00 | 36.6408 | 57.4549
2031-08-31 07:00 | 40.9816 | 54.9274
2031-08-31 08:00 | 44.3994 | 52.7045
2031-08-31 09:00 | 46.7536 | 54.517
2031-08-31 10:00 | 47.7074 | 54.51
2031-08-31 11:00 | 47.8816 | 56.8573
2031-08-31 12:00 | 48.8646 | 60.4996
2031-08-31 13:00 | 49.4749 | 61.9031
2031-08-31 14:00 | 49.6488 | 60.2408
2031-08-31 15:00 | 50.4131 | 68.1479
2031-08-31 16:00 | 53.0304 | 72.0025
2031-08-31 17:00 | 55.6532 | 76.5156
2031-08-31 18:00 | 56.4411 | 77.1789
2031-08-31 19:00 | 52.101 | 73.8306
2031-08-31 20:00 | 48.6918 | 70.2259
2031-08-31 21:00 | 44.6774 | 64.9852
2031-08-31 22:00 | 41.2805 | 64.0132
2031-08-31 23:00 | 38.1216 | 62.4234
2031-09-01 | 37.0285 | 62.357
2031-09-01 01:00 | 32.9756 | 57.9968
2031-09-01 02:00 | 33.1767 | 54.9421
2031-09-01 03:00 | 33.451 | 54.7861
2031-09-01 04:00 | 33.4363 | 53.1933
2031-09-01 05:00 | 33.8892 | 54.8197
2031-09-01 06:00 | 35.8192 | 59.0941
2031-09-01 07:00 | 39.3213 | 56.971
2031-09-01 08:00 | 41.1957 | 56.1649
2031-09-01 09:00 | 42.3687 | 59.9159
2031-09-01 10:00 | 42.6775 | 60.738
2031-09-01 11:00 | 43.4167 | 61.7131
2031-09-01 12:00 | 43.2476 | 55.3771
2031-09-01 13:00 | 44.226 | 56.6601
2031-09-01 14:00 | 43.7541 | 55.9079
2031-09-01 15:00 | 43.3181 | 62.7481
2031-09-01 16:00 | 47.4749 | 64.5862
2031-09-01 17:00 | 50.8327 | 67.2201
2031-09-01 18:00 | 50.0198 | 69.8354
2031-09-01 19:00 | 46.462 | 68.8322
2031-09-01 20:00 | 43.8865 | 65.9073
2031-09-01 21:00 | 40.0401 | 61.2198
2031-09-01 22:00 | 36.8012 | 59.4729
2031-09-01 23:00 | 33.9016 | 57.5526
2031-09-02 | 31.8319 | 57.0919
2031-09-02 01:00 | 32.7843 | 56.6253
2031-09-02 02:00 | 33.2316 | 54.5634
2031-09-02 03:00 | 33.7111 | 54.2775
2031-09-02 04:00 | 33.9273 | 53.3408
2031-09-02 05:00 | 35.4793 | 56.0457
2031-09-02 06:00 | 41.272 | 63.9494
2031-09-02 07:00 | 47.5308 | 67.0304
2031-09-02 08:00 | 49.3698 | 65.3267
2031-09-02 09:00 | 49.3342 | 65.3827
2031-09-02 10:00 | 49.2356 | 63.5782
2031-09-02 11:00 | 48.6766 | 62.7506
2031-09-02 12:00 | 47.1057 | 67.1403
2031-09-02 13:00 | 48.211 | 67.2941
2031-09-02 14:00 | 48.9161 | 62.3926
2031-09-02 15:00 | 50.6697 | 67.975
2031-09-02 16:00 | 53.3513 | 73.0067
2031-09-02 17:00 | 56.0631 | 76.5977
2031-09-02 18:00 | 55.0814 | 78.6244
2031-09-02 19:00 | 51.2467 | 77.8515
2031-09-02 20:00 | 48.4202 | 75.0919
2031-09-02 21:00 | 44.2676 | 69.5194
2031-09-02 22:00 | 40.441 | 66.3973
2031-09-02 23:00 | 36.6424 | 63.7466
2031-09-03 | 34.7626 | 63.2117
2031-09-03 01:00 | 32.6258 | 57.4672
2031-09-03 02:00 | 33.1039 | 55.3658
2031-09-03 03:00 | 33.5992 | 55.0228
2031-09-03 04:00 | 33.7748 | 54.3438
2031-09-03 05:00 | 35.337 | 56.5704
2031-09-03 06:00 | 40.663 | 64.953
2031-09-03 07:00 | 46.6701 | 67.2373
2031-09-03 08:00 | 47.7754 | 64.9241
2031-09-03 09:00 | 47.187 | 64.2411
2031-09-03 10:00 | 46.5388 | 62.2343
2031-09-03 11:00 | 45.6357 | 61.3584
2031-09-03 12:00 | 46.0164 | 65.3555
2031-09-03 13:00 | 46.5343 | 65.1699
2031-09-03 14:00 | 46.6121 | 60.4376
2031-09-03 15:00 | 47.5146 | 65.3206
2031-09-03 16:00 | 49.4739 | 69.9897
2031-09-03 17:00 | 51.4412 | 74.9932
2031-09-03 18:00 | 51.3885 | 78.9604
2031-09-03 19:00 | 47.6759 | 78.2946
2031-09-03 20:00 | 45.5123 | 75.6573
2031-09-03 21:00 | 41.7091 | 70.0526
2031-09-03 22:00 | 38.2819 | 66.5731
2031-09-03 23:00 | 34.912 | 63.4796
2031-09-04 | 33.4701 | 63.316
2031-09-04 01:00 | 31.9049 | 57.4614
2031-09-04 02:00 | 32.5019 | 55.3721
2031-09-04 03:00 | 33.1698 | 55.1166
2031-09-04 04:00 | 33.488 | 54.162
2031-09-04 05:00 | 35.1934 | 56.6715
2031-09-04 06:00 | 40.5337 | 66.983
2031-09-04 07:00 | 46.92 | 70.5947
2031-09-04 08:00 | 48.8055 | 70.5537
2031-09-04 09:00 | 49.077 | 73.293
2031-09-04 10:00 | 49.2803 | 73.0951
2031-09-04 11:00 | 48.7654 | 70.6227
2031-09-04 12:00 | 47.9808 | 67.4124
2031-09-04 13:00 | 49.131 | 66.9986
2031-09-04 14:00 | 49.7527 | 62.0791
2031-09-04 15:00 | 51.2628 | 67.6821
2031-09-04 16:00 | 53.8176 | 72.3056
2031-09-04 17:00 | 56.1756 | 76.6869
2031-09-04 18:00 | 55.3043 | 81.6601
2031-09-04 19:00 | 51.7582 | 80.1673
2031-09-04 20:00 | 49.1499 | 77.177
2031-09-04 21:00 | 45.0183 | 70.7641
2031-09-04 22:00 | 41.2066 | 67.3532
2031-09-04 23:00 | 37.3931 | 64.4994
2031-09-05 | 35.8378 | 64.4626
2031-09-05 01:00 | 34.9915 | 58.8242
2031-09-05 02:00 | 35.3289 | 56.5893
2031-09-05 03:00 | 35.7937 | 56.1178
2031-09-05 04:00 | 35.9543 | 55.0507
2031-09-05 05:00 | 37.6025 | 57.1711
2031-09-05 06:00 | 43.5243 | 67.167
2031-09-05 07:00 | 50.5115 | 70.8802
2031-09-05 08:00 | 53.2946 | 71.1908
2031-09-05 09:00 | 54.4256 | 74.247
2031-09-05 10:00 | 55.7156 | 74.2925
2031-09-05 11:00 | 55.9593 | 72.1656
2031-09-05 12:00 | 55.9555 | 69.4796
2031-09-05 13:00 | 57.4465 | 69.2119
2031-09-05 14:00 | 58.017 | 64.6787
2031-09-05 15:00 | 59.1219 | 69.9427
2031-09-05 16:00 | 61.1176 | 74.0095
2031-09-05 17:00 | 63.012 | 77.6187
2031-09-05 18:00 | 61.8367 | 81.9495
2031-09-05 19:00 | 57.9475 | 80.2325
2031-09-05 20:00 | 54.5096 | 76.7083
2031-09-05 21:00 | 49.9633 | 70.0926
2031-09-05 22:00 | 45.507 | 66.6864
2031-09-05 23:00 | 41.0635 | 63.8534
2031-09-06 | 39.1161 | 64.0135
2031-09-06 01:00 | 36.8899 | 57.6604
2031-09-06 02:00 | 36.5105 | 54.9113
2031-09-06 03:00 | 36.3944 | 54.2397
2031-09-06 04:00 | 36.0573 | 52.8785
2031-09-06 05:00 | 36.5736 | 54.2493
2031-09-06 06:00 | 39.6786 | 60.6393
2031-09-06 07:00 | 45.201 | 61.0696
2031-09-06 08:00 | 49.2806 | 61.2167
2031-09-06 09:00 | 51.8631 | 65.1514
2031-09-06 10:00 | 53.4888 | 65.8893
2031-09-06 11:00 | 53.8939 | 65.3059
2031-09-06 12:00 | 54.19 | 62.5558
2031-09-06 13:00 | 54.7811 | 63.8669
2031-09-06 14:00 | 55.2484 | 61.2806
2031-09-06 15:00 | 56.2506 | 68.2743
2031-09-06 16:00 | 58.94 | 73.6357
2031-09-06 17:00 | 61.4738 | 78.9465
2031-09-06 18:00 | 60.231 | 79.4173
2031-09-06 19:00 | 55.8829 | 76.5576
2031-09-06 20:00 | 51.862 | 72.124
2031-09-06 21:00 | 47.3093 | 66.5186
2031-09-06 22:00 | 43.6045 | 64.3274
2031-09-06 23:00 | 40.1194 | 62.2958
2031-09-07 | 38.7901 | 61.4351
2031-09-07 01:00 | 36.1878 | 57.1987
2031-09-07 02:00 | 35.8877 | 54.6013
2031-09-07 03:00 | 35.7717 | 53.6698
2031-09-07 04:00 | 35.3368 | 52.2897
2031-09-07 05:00 | 35.7028 | 53.4325
2031-09-07 06:00 | 38.9749 | 59.0834
2031-09-07 07:00 | 43.9914 | 58.8784
2031-09-07 08:00 | 47.3473 | 58.4073
2031-09-07 09:00 | 49.1418 | 61.9828
2031-09-07 10:00 | 50.2865 | 63.2305
2031-09-07 11:00 | 50.7806 | 63.5762
2031-09-07 12:00 | 51.6009 | 63.4162
2031-09-07 13:00 | 52.2661 | 64.8335
2031-09-07 14:00 | 52.5135 | 62.9787
2031-09-07 15:00 | 53.6487 | 70.7534
2031-09-07 16:00 | 56.539 | 75.7534
2031-09-07 17:00 | 59.2224 | 80.7104
2031-09-07 18:00 | 57.996 | 83.6819
2031-09-07 19:00 | 54.1798 | 81.1407
2031-09-07 20:00 | 50.7919 | 76.8216
2031-09-07 21:00 | 46.8594 | 70.938
2031-09-07 22:00 | 43.4881 | 68.2399
2031-09-07 23:00 | 40.2166 | 65.7356
2031-09-08 | 37.6123 | 63.9005
2031-09-08 01:00 | 35.7921 | 59.4278
2031-09-08 02:00 | 35.9547 | 57.1178
2031-09-08 03:00 | 36.1469 | 56.5959
2031-09-08 04:00 | 36.1539 | 55.5493
2031-09-08 05:00 | 37.5802 | 58.0392
2031-09-08 06:00 | 43.2021 | 66.8013
2031-09-08 07:00 | 49.6684 | 69.9337
2031-09-08 08:00 | 51.7144 | 68.7467
2031-09-08 09:00 | 51.5775 | 70.3119
2031-09-08 10:00 | 51.3792 | 69.902
2031-09-08 11:00 | 50.7772 | 69.6566
2031-09-08 12:00 | 50.04 | 69.0392
2031-09-08 13:00 | 50.8132 | 70.3321
2031-09-08 14:00 | 50.844 | 66.6988
2031-09-08 15:00 | 52.0374 | 73.2128
2031-09-08 16:00 | 54.3634 | 78.9694
2031-09-08 17:00 | 56.6485 | 84.1319
2031-09-08 18:00 | 54.3585 | 85.9931
2031-09-08 19:00 | 50.3539 | 84.1998
2031-09-08 20:00 | 47.3673 | 80.0559
2031-09-08 21:00 | 43.2949 | 73.067
2031-09-08 22:00 | 39.5758 | 69.1029
2031-09-08 23:00 | 35.9254 | 66.011
2031-09-09 | 34.2097 | 65.5507
2031-09-09 01:00 | 33.2643 | 61.5101
2031-09-09 02:00 | 33.7669 | 59.0905
2031-09-09 03:00 | 34.3455 | 58.64
2031-09-09 04:00 | 34.6658 | 57.6597
2031-09-09 05:00 | 36.337 | 60.0797
2031-09-09 06:00 | 40.7195 | 67.673
2031-09-09 07:00 | 46.2436 | 71.1172
2031-09-09 08:00 | 47.4779 | 70.4463
2031-09-09 09:00 | 46.823 | 71.665
2031-09-09 10:00 | 46.5669 | 71.5902
2031-09-09 11:00 | 46.442 | 72.3281
2031-09-09 12:00 | 46.7299 | 71.7432
2031-09-09 13:00 | 47.7561 | 72.9017
2031-09-09 14:00 | 48.3785 | 69.8323
2031-09-09 15:00 | 50.0645 | 77.1013
2031-09-09 16:00 | 52.4157 | 84.144
2031-09-09 17:00 | 54.6528 | 89.4847
2031-09-09 18:00 | 52.7585 | 90.974
2031-09-09 19:00 | 49.1838 | 88.9603
2031-09-09 20:00 | 46.6905 | 84.9521
2031-09-09 21:00 | 42.9722 | 78.4062
2031-09-09 22:00 | 39.5262 | 74.073
2031-09-09 23:00 | 36.0433 | 71.0182
2031-09-10 | 33.9732 | 68.2971
2031-09-10 01:00 | 33.2872 | 64.7254
2031-09-10 02:00 | 33.9223 | 62.0228
2031-09-10 03:00 | 34.4959 | 61.3407
2031-09-10 04:00 | 34.7731 | 60.4424
2031-09-10 05:00 | 36.4404 | 62.6048
2031-09-10 06:00 | 41.0748 | 69.2063
2031-09-10 07:00 | 46.962 | 72.378
2031-09-10 08:00 | 48.2266 | 71.7664
2031-09-10 09:00 | 47.697 | 73.0073
2031-09-10 10:00 | 47.426 | 73.1899
2031-09-10 11:00 | 47.2748 | 74.1359
2031-09-10 12:00 | 47.4775 | 74.3062
2031-09-10 13:00 | 48.6168 | 75.8443
2031-09-10 14:00 | 49.3003 | 73.0648
2031-09-10 15:00 | 50.7614 | 79.4558
2031-09-10 16:00 | 53.3066 | 85.5037
2031-09-10 17:00 | 55.6888 | 90.7043
2031-09-10 18:00 | 54.6289 | 93.2463
2031-09-10 19:00 | 50.9664 | 91.9335
2031-09-10 20:00 | 47.9323 | 87.2368
2031-09-10 21:00 | 43.4719 | 80.0239
2031-09-10 22:00 | 39.5375 | 75.1458
2031-09-10 23:00 | 35.7245 | 71.1839
2031-09-11 | 34.1589 | 68.4688
2031-09-11 01:00 | 32.4146 | 63.3955
2031-09-11 02:00 | 32.8699 | 60.5022
2031-09-11 03:00 | 33.3819 | 59.8219
2031-09-11 04:00 | 33.6061 | 58.7186
2031-09-11 05:00 | 35.2775 | 60.9457
2031-09-11 06:00 | 40.7094 | 68.4211
2031-09-11 07:00 | 47.101 | 72.0039
2031-09-11 08:00 | 48.5651 | 70.9705
2031-09-11 09:00 | 48.3417 | 72.4587
2031-09-11 10:00 | 48.057 | 72.346
2031-09-11 11:00 | 47.1726 | 72.9801
2031-09-11 12:00 | 46.0166 | 72.6652
2031-09-11 13:00 | 46.8174 | 73.9204
2031-09-11 14:00 | 47.1562 | 70.9738
2031-09-11 15:00 | 48.4206 | 77.8973
2031-09-11 16:00 | 50.8686 | 84.0374
2031-09-11 17:00 | 53.096 | 88.7467
2031-09-11 18:00 | 51.7089 | 90.3419
2031-09-11 19:00 | 48.3128 | 88.7173
2031-09-11 20:00 | 45.6924 | 84.3741
2031-09-11 21:00 | 41.5441 | 77.4273
2031-09-11 22:00 | 37.9748 | 72.9808
2031-09-11 23:00 | 34.4965 | 69.6048
2031-09-12 | 33.6475 | 67.524
2031-09-12 01:00 | 32.6041 | 61.4577
2031-09-12 02:00 | 33.0851 | 58.6711
2031-09-12 03:00 | 33.6975 | 58.0242
2031-09-12 04:00 | 34.0186 | 56.9586
2031-09-12 05:00 | 35.7249 | 58.9679
2031-09-12 06:00 | 40.9135 | 67.1387
2031-09-12 07:00 | 47.4538 | 70.5085
2031-09-12 08:00 | 49.2727 | 69.3758
2031-09-12 09:00 | 49.5593 | 70.4952
2031-09-12 10:00 | 49.9831 | 70.0729
2031-09-12 11:00 | 49.5515 | 69.8458
2031-09-12 12:00 | 49.1383 | 67.8185
2031-09-12 13:00 | 50.2193 | 68.8689
2031-09-12 14:00 | 50.5501 | 65.4178
2031-09-12 15:00 | 51.6515 | 72.1476
2031-09-12 16:00 | 53.5132 | 77.3429
2031-09-12 17:00 | 55.2438 | 81.5057
2031-09-12 18:00 | 53.5409 | 81.6384
2031-09-12 19:00 | 50.3474 | 80.1745
2031-09-12 20:00 | 47.6723 | 75.9243
2031-09-12 21:00 | 43.8578 | 69.2558
2031-09-12 22:00 | 40.2934 | 65.6374
2031-09-12 23:00 | 36.6881 | 62.8079
2031-09-13 | 34.6737 | 62.6418
2031-09-13 01:00 | 32.725 | 56.4495
2031-09-13 02:00 | 32.8914 | 53.9061
2031-09-13 03:00 | 33.081 | 53.1342
2031-09-13 04:00 | 32.9972 | 51.6167
2031-09-13 05:00 | 33.6433 | 53.1872
2031-09-13 06:00 | 37.9345 | 60.2876
2031-09-13 07:00 | 43.0528 | 61.3563
2031-09-13 08:00 | 45.1316 | 62.2041
2031-09-13 09:00 | 45.4088 | 67.0013
2031-09-13 10:00 | 45.2353 | 67.4047
2031-09-13 11:00 | 44.7406 | 66.4888
2031-09-13 12:00 | 44.9305 | 62.4575
2031-09-13 13:00 | 44.9136 | 63.1195
2031-09-13 14:00 | 44.6132 | 59.9385
2031-09-13 15:00 | 45.0941 | 66.211
2031-09-13 16:00 | 47.3801 | 70.5512
2031-09-13 17:00 | 49.5452 | 73.9011
2031-09-13 18:00 | 49.0537 | 75.176
2031-09-13 19:00 | 45.3398 | 72.5623
2031-09-13 20:00 | 41.7678 | 68.0931
2031-09-13 21:00 | 37.55 | 62.8413
2031-09-13 22:00 | 34.6066 | 60.6262
2031-09-13 23:00 | 31.9985 | 58.9508
2031-09-14 | 31.2222 | 58.4037
2031-09-14 01:00 | 30.6573 | 55.2633
2031-09-14 02:00 | 30.9993 | 53.0103
2031-09-14 03:00 | 31.3799 | 52.679
2031-09-14 04:00 | 31.4132 | 51.4973
2031-09-14 05:00 | 32.1196 | 52.8454
2031-09-14 06:00 | 36.1467 | 58.0285
2031-09-14 07:00 | 41.0971 | 56.9894
2031-09-14 08:00 | 43.5395 | 54.4215
2031-09-14 09:00 | 44.9467 | 56.5102
2031-09-14 10:00 | 45.6592 | 56
2031-09-14 11:00 | 45.8747 | 57.0716
2031-09-14 12:00 | 45.8792 | 56.3901
2031-09-14 13:00 | 46.879 | 58.2758
2031-09-14 14:00 | 47.4601 | 56.8818
2031-09-14 15:00 | 48.8299 | 65.6721
2031-09-14 16:00 | 52.2493 | 72.0304
2031-09-14 17:00 | 55.4829 | 78.7383
2031-09-14 18:00 | 54.2949 | 77.4779
2031-09-14 19:00 | 50.6141 | 75.5439
2031-09-14 20:00 | 46.8905 | 70.7817
2031-09-14 21:00 | 42.5366 | 64.5397
2031-09-14 22:00 | 39.137 | 62.374
2031-09-14 23:00 | 36.0207 | 60.0415
2031-09-15 | 35.2156 | 59.3628
2031-09-15 01:00 | 33.982 | 57.2508
2031-09-15 02:00 | 34.3673 | 55.4508
2031-09-15 03:00 | 34.8131 | 55.2024
2031-09-15 04:00 | 34.9935 | 54.2465
2031-09-15 05:00 | 36.6689 | 56.6315
2031-09-15 06:00 | 42.7681 | 67.5115
2031-09-15 07:00 | 49.5825 | 70.508
2031-09-15 08:00 | 51.4977 | 68.5701
2031-09-15 09:00 | 51.5006 | 69.4358
2031-09-15 10:00 | 51.7554 | 68.7203
2031-09-15 11:00 | 51.4635 | 68.3393
2031-09-15 12:00 | 52.3543 | 67.7385
2031-09-15 13:00 | 53.0774 | 69.1638
2031-09-15 14:00 | 52.7672 | 66.1707
2031-09-15 15:00 | 53.4849 | 73.0499
2031-09-15 16:00 | 55.1235 | 79.5199
2031-09-15 17:00 | 56.3997 | 84.8442
2031-09-15 18:00 | 55.6592 | 84.4816
2031-09-15 19:00 | 52.1844 | 83.1369
2031-09-15 20:00 | 49.356 | 78.5652
2031-09-15 21:00 | 45.2828 | 71.2012
2031-09-15 22:00 | 41.4878 | 67.3605
2031-09-15 23:00 | 37.7622 | 64.3468
2031-09-16 | 35.7337 | 64.9345
2031-09-16 01:00 | 33.5694 | 59.8737
2031-09-16 02:00 | 33.9144 | 57.2759
2031-09-16 03:00 | 34.3845 | 56.7758
2031-09-16 04:00 | 34.5826 | 55.6521
2031-09-16 05:00 | 36.2538 | 57.7892
2031-09-16 06:00 | 40.8078 | 67.7042
2031-09-16 07:00 | 47.6177 | 71.302
2031-09-16 08:00 | 48.7065 | 69.8321
2031-09-16 09:00 | 47.8139 | 70.432
2031-09-16 10:00 | 47.074 | 69.5448
2031-09-16 11:00 | 46.1962 | 69.9757
2031-09-16 12:00 | 45.0256 | 70.7961
2031-09-16 13:00 | 45.442 | 71.7216
2031-09-16 14:00 | 45.0547 | 68.0103
2031-09-16 15:00 | 45.9319 | 74.9888
2031-09-16 16:00 | 48.0563 | 80.9393
2031-09-16 17:00 | 50.1839 | 84.7858
2031-09-16 18:00 | 50.0845 | 85.5043
2031-09-16 19:00 | 46.8521 | 83.9431
2031-09-16 20:00 | 44.1732 | 79.295
2031-09-16 21:00 | 39.9042 | 72.116
2031-09-16 22:00 | 36.4818 | 68.4511
2031-09-16 23:00 | 33.3198 | 65.5568
2031-09-17 | 32.1923 | 65.9682
2031-09-17 01:00 | 31.0549 | 60.2548
2031-09-17 02:00 | 31.7376 | 57.5802
2031-09-17 03:00 | 32.5164 | 57.0658
2031-09-17 04:00 | 32.9555 | 56.115
2031-09-17 05:00 | 34.7542 | 58.0169
2031-09-17 06:00 | 39.758 | 66.3042
2031-09-17 07:00 | 46.3685 | 69.7163
2031-09-17 08:00 | 47.4961 | 67.7464
2031-09-17 09:00 | 46.734 | 68.2129
2031-09-17 10:00 | 45.85 | 67.0834
2031-09-17 11:00 | 44.8591 | 66.588
2031-09-17 12:00 | 43.1866 | 65.495
2031-09-17 13:00 | 43.9451 | 65.9983
2031-09-17 14:00 | 43.8224 | 61.8349
2031-09-17 15:00 | 44.8668 | 68.4881
2031-09-17 16:00 | 47.0784 | 73.8513
2031-09-17 17:00 | 49.2703 | 78.8972
2031-09-17 18:00 | 49.733 | 77.4928
2031-09-17 19:00 | 46.9152 | 75.8292
2031-09-17 20:00 | 44.2976 | 71.8567
2031-09-17 21:00 | 40.1897 | 65.291
2031-09-17 22:00 | 36.734 | 62.379
2031-09-17 23:00 | 33.4934 | 59.8281
2031-09-18 | 31.9337 | 60.4417
2031-09-18 01:00 | 32.2847 | 56.6427
2031-09-18 02:00 | 33.0756 | 54.6822
2031-09-18 03:00 | 33.9648 | 54.9632
2031-09-18 04:00 | 34.4998 | 53.9419
2031-09-18 05:00 | 36.5032 | 56.4887
2031-09-18 06:00 | 41.2876 | 64.9864
2031-09-18 07:00 | 47.3498 | 68.5127
2031-09-18 08:00 | 48.663 | 66.7963
2031-09-18 09:00 | 48.2569 | 67.1589
2031-09-18 10:00 | 48.4821 | 65.3482
2031-09-18 11:00 | 48.6413 | 64.4963
2031-09-18 12:00 | 49.3423 | 67.6037
2031-09-18 13:00 | 50.7026 | 67.3872
2031-09-18 14:00 | 51.3383 | 63.1743
2031-09-18 15:00 | 52.9525 | 68.6998
2031-09-18 16:00 | 55.2714 | 73.7023
2031-09-18 17:00 | 57.1044 | 76.9779
2031-09-18 18:00 | 55.2786 | 78.3634
2031-09-18 19:00 | 52.2884 | 76.8896
2031-09-18 20:00 | 49.6876 | 72.8065
2031-09-18 21:00 | 45.6431 | 66.5316
2031-09-18 22:00 | 41.8783 | 63.2748
2031-09-18 23:00 | 38.1518 | 60.8738
2031-09-19 | 36.5902 | 59.7101
2031-09-19 01:00 | 34.7265 | 56.0508
2031-09-19 02:00 | 35.017 | 54.1462
2031-09-19 03:00 | 35.3761 | 54.1346
2031-09-19 04:00 | 35.5598 | 53.4674
2031-09-19 05:00 | 37.2444 | 55.8048
2031-09-19 06:00 | 41.6971 | 64.7224
2031-09-19 07:00 | 47.7257 | 68.6142
2031-09-19 08:00 | 48.589 | 67.5199
2031-09-19 09:00 | 47.7069 | 69.4151
2031-09-19 10:00 | 47.3506 | 68.0363
2031-09-19 11:00 | 46.835 | 66.38
2031-09-19 12:00 | 47.5363 | 63.9946
2031-09-19 13:00 | 48.0063 | 63.9989
2031-09-19 14:00 | 47.9183 | 58.3836
2031-09-19 15:00 | 48.4618 | 63.3325
2031-09-19 16:00 | 50.0293 | 68.2099
2031-09-19 17:00 | 51.3946 | 72.4459
2031-09-19 18:00 | 49.1997 | 75.6116
2031-09-19 19:00 | 45.763 | 74.7492
2031-09-19 20:00 | 42.7532 | 70.585
2031-09-19 21:00 | 38.5711 | 64.5908
2031-09-19 22:00 | 35.0857 | 61.2619
2031-09-19 23:00 | 31.8083 | 59.1229
2031-09-20 | 31.9007 | 58.814
2031-09-20 01:00 | 30.6394 | 54.3105
2031-09-20 02:00 | 31.0222 | 52.1663
2031-09-20 03:00 | 31.4636 | 51.7866
2031-09-20 04:00 | 31.6344 | 50.6497
2031-09-20 05:00 | 32.5281 | 52.0686
2031-09-20 06:00 | 35.1844 | 59.9543
2031-09-20 07:00 | 40.2942 | 60.5711
2031-09-20 08:00 | 41.7683 | 60.8788
2031-09-20 09:00 | 42.1286 | 65.2235
2031-09-20 10:00 | 41.9382 | 64.95
2031-09-20 11:00 | 40.6176 | 64.0563
2031-09-20 12:00 | 39.9635 | 55.5128
2031-09-20 13:00 | 39.7778 | 55.1846
2031-09-20 14:00 | 39.0001 | 51.3982
2031-09-20 15:00 | 39.3418 | 58.1059
2031-09-20 16:00 | 41.713 | 63.0992
2031-09-20 17:00 | 44.0917 | 67.6393
2031-09-20 18:00 | 44.4987 | 68.7878
2031-09-20 19:00 | 41.4099 | 67.5156
2031-09-20 20:00 | 38.3406 | 63.6014
2031-09-20 21:00 | 34.5115 | 59.1823
2031-09-20 22:00 | 32.1271 | 57.2132
2031-09-20 23:00 | 30.1035 | 55.9501
2031-09-21 | 29.1985 | 56.3973
2031-09-21 01:00 | 28.0671 | 51.1417
2031-09-21 02:00 | 28.598 | 49.5124
2031-09-21 03:00 | 29.1761 | 49.4489
2031-09-21 04:00 | 29.2961 | 48.3151
2031-09-21 05:00 | 30.0783 | 50.0484
2031-09-21 06:00 | 33.0064 | 55.6698
2031-09-21 07:00 | 37.403 | 56.4421
2031-09-21 08:00 | 38.4221 | 56.3899
2031-09-21 09:00 | 38.1639 | 58.196
2031-09-21 10:00 | 37.5488 | 57.4153
2031-09-21 11:00 | 36.9438 | 55.6355
2031-09-21 12:00 | 37.3463 | 54.0365
2031-09-21 13:00 | 37.9356 | 52.8687
2031-09-21 14:00 | 37.5931 | 49.8706
2031-09-21 15:00 | 38.833 | 55.5929
2031-09-21 16:00 | 41.9214 | 60.4886
2031-09-21 17:00 | 44.9314 | 66.1478
2031-09-21 18:00 | 45.9775 | 69.2811
2031-09-21 19:00 | 43.2538 | 68.1583
2031-09-21 20:00 | 40.2529 | 63.858
2031-09-21 21:00 | 36.1947 | 59.3304
2031-09-21 22:00 | 33.4328 | 57.5907
2031-09-21 23:00 | 31.0925 | 56.2347
2031-09-22 | 30.1546 | 55.9616
2031-09-22 01:00 | 29.6675 | 53.2835
2031-09-22 02:00 | 30.5234 | 51.6474
2031-09-22 03:00 | 31.3494 | 51.9851
2031-09-22 04:00 | 31.918 | 51.5131
2031-09-22 05:00 | 33.7756 | 54.2617
2031-09-22 06:00 | 38.7093 | 64.4567
2031-09-22 07:00 | 45.4861 | 68.7882
2031-09-22 08:00 | 46.9513 | 67.3178
2031-09-22 09:00 | 46.5305 | 68.8385
2031-09-22 10:00 | 46.4308 | 66.2785
2031-09-22 11:00 | 45.4933 | 63.9036
2031-09-22 12:00 | 43.7263 | 61.6777
2031-09-22 13:00 | 44.0193 | 61.9997
2031-09-22 14:00 | 43.7671 | 56.1603
2031-09-22 15:00 | 44.6881 | 61.3623
2031-09-22 16:00 | 47.0163 | 66.9723
2031-09-22 17:00 | 49.0222 | 72.7215
2031-09-22 18:00 | 49.2932 | 76.1623
2031-09-22 19:00 | 46.3184 | 75.5654
2031-09-22 20:00 | 43.4516 | 71.5737
2031-09-22 21:00 | 39.1287 | 65.9247
2031-09-22 22:00 | 35.707 | 62.3631
2031-09-22 23:00 | 32.6993 | 60.08
2031-09-23 | 31.4752 | 59.9621
2031-09-23 01:00 | 30.2223 | 57.1581
2031-09-23 02:00 | 31.0591 | 55.3462
2031-09-23 03:00 | 31.9394 | 55.2829
2031-09-23 04:00 | 32.5589 | 54.6532
2031-09-23 05:00 | 34.6026 | 57.363
2031-09-23 06:00 | 39.524 | 67.6972
2031-09-23 07:00 | 46.1467 | 71.363
2031-09-23 08:00 | 46.9838 | 70.0973
2031-09-23 09:00 | 45.9049 | 69.9905
2031-09-23 10:00 | 44.8442 | 68.7294
2031-09-23 11:00 | 43.4915 | 68.3756
2031-09-23 12:00 | 41.8746 | 68.7347
2031-09-23 13:00 | 42.4582 | 69.3552
2031-09-23 14:00 | 42.2142 | 66.2843
2031-09-23 15:00 | 43.0901 | 72.5959
2031-09-23 16:00 | 45.0623 | 78.4932
2031-09-23 17:00 | 47.1255 | 82.1697
2031-09-23 18:00 | 47.3779 | 82.9438
2031-09-23 19:00 | 44.9653 | 81.1447
2031-09-23 20:00 | 42.5319 | 77.9057
2031-09-23 21:00 | 38.6046 | 72.7646
2031-09-23 22:00 | 35.3492 | 68.8522
2031-09-23 23:00 | 32.4077 | 66.9031
2031-09-24 | 31.0446 | 64.9605
2031-09-24 01:00 | 30.3444 | 63.8157
2031-09-24 02:00 | 31.1071 | 61.3614
2031-09-24 03:00 | 31.9026 | 61.0383
2031-09-24 04:00 | 32.486 | 60.0849
2031-09-24 05:00 | 34.415 | 62.7027
2031-09-24 06:00 | 39.6591 | 70.872
2031-09-24 07:00 | 46.242 | 75.1466
2031-09-24 08:00 | 46.9022 | 74.2855
2031-09-24 09:00 | 45.9114 | 75.778
2031-09-24 10:00 | 44.9663 | 74.4091
2031-09-24 11:00 | 43.555 | 75.164
2031-09-24 12:00 | 42.0603 | 77.0683
2031-09-24 13:00 | 42.7633 | 78.0812
2031-09-24 14:00 | 42.5158 | 75.2378
2031-09-24 15:00 | 43.551 | 81.0564
2031-09-24 16:00 | 45.8802 | 86.6181
2031-09-24 17:00 | 47.9956 | 91.4118
2031-09-24 18:00 | 48.0016 | 93.8746
2031-09-24 19:00 | 45.5406 | 92.278
2031-09-24 20:00 | 43.133 | 87.8466
2031-09-24 21:00 | 39.1061 | 81.6326
2031-09-24 22:00 | 35.8882 | 76.5045
2031-09-24 23:00 | 32.8886 | 73.1869
2031-09-25 | 31.8116 | 70.0163
2031-09-25 01:00 | 30.1721 | 66.8247
2031-09-25 02:00 | 30.7893 | 63.5634
2031-09-25 03:00 | 31.5173 | 62.8091
2031-09-25 04:00 | 32.0281 | 61.6784
2031-09-25 05:00 | 33.8829 | 64.1292
2031-09-25 06:00 | 39.2276 | 72.5994
2031-09-25 07:00 | 45.3385 | 76.674
2031-09-25 08:00 | 45.4245 | 75.3617
2031-09-25 09:00 | 44.0335 | 76.7942
2031-09-25 10:00 | 42.9071 | 75.7987
2031-09-25 11:00 | 41.563 | 76.8077
2031-09-25 12:00 | 41.3065 | 80.26
2031-09-25 13:00 | 41.8217 | 81.1502
2031-09-25 14:00 | 41.7318 | 77.6006
2031-09-25 15:00 | 42.5416 | 84.0545
2031-09-25 16:00 | 44.8299 | 89.0787
2031-09-25 17:00 | 46.7703 | 92.361
2031-09-25 18:00 | 47.2886 | 92.5259
2031-09-25 19:00 | 45.2322 | 90.8864
2031-09-25 20:00 | 42.9856 | 85.6286
2031-09-25 21:00 | 38.862 | 78.2535
2031-09-25 22:00 | 35.669 | 73.5903
2031-09-25 23:00 | 32.706 | 70.2477
2031-09-26 | 31.6371 | 69.8881
2031-09-26 01:00 | 30.877 | 63.1523
2031-09-26 02:00 | 31.4397 | 59.5494
2031-09-26 03:00 | 32.1316 | 58.683
2031-09-26 04:00 | 32.6334 | 57.4302
2031-09-26 05:00 | 34.4651 | 59.1824
2031-09-26 06:00 | 39.6069 | 67.8549
2031-09-26 07:00 | 45.9148 | 71.8425
2031-09-26 08:00 | 46.6356 | 70.3557
2031-09-26 09:00 | 46.0982 | 71.1824
2031-09-26 10:00 | 45.8221 | 69.0569
2031-09-26 11:00 | 45.1034 | 68.8921
2031-09-26 12:00 | 45.0702 | 71.5546
2031-09-26 13:00 | 46.0684 | 71.319
2031-09-26 14:00 | 46.2966 | 66.7352
2031-09-26 15:00 | 47.1552 | 72.4233
2031-09-26 16:00 | 49.0761 | 76.0792
2031-09-26 17:00 | 50.7719 | 78.4557
2031-09-26 18:00 | 49.9179 | 78.2193
2031-09-26 19:00 | 47.6916 | 77.4445
2031-09-26 20:00 | 44.9141 | 72.7478
2031-09-26 21:00 | 40.7183 | 66.5124
2031-09-26 22:00 | 37.2672 | 62.6663
2031-09-26 23:00 | 33.9453 | 60
2031-09-27 | 32.6801 | 59.6218
2031-09-27 01:00 | 31.3805 | 53.2333
2031-09-27 02:00 | 31.5742 | 51.5759
2031-09-27 03:00 | 31.9113 | 51.1455
2031-09-27 04:00 | 32.1216 | 49.4768
2031-09-27 05:00 | 33.0323 | 51.4339
2031-09-27 06:00 | 36.8928 | 57.9278
2031-09-27 07:00 | 42.2545 | 59.1711
2031-09-27 08:00 | 44.5081 | 58.5383
2031-09-27 09:00 | 45.8383 | 60.2353
2031-09-27 10:00 | 46.4698 | 58.2078
2031-09-27 11:00 | 46.0281 | 57.5801
2031-09-27 12:00 | 46.5281 | 57.3711
2031-09-27 13:00 | 46.8912 | 56.9188
2031-09-27 14:00 | 46.6125 | 53.1864
2031-09-27 15:00 | 46.9798 | 58.295
2031-09-27 16:00 | 49.4407 | 62.5671
2031-09-27 17:00 | 51.6617 | 67.164
2031-09-27 18:00 | 51.623 | 69.4778
2031-09-27 19:00 | 48.6114 | 68.3804
2031-09-27 20:00 | 44.9165 | 63.8645
2031-09-27 21:00 | 40.5124 | 59.8363
2031-09-27 22:00 | 37.5148 | 57.7014
2031-09-27 23:00 | 34.8527 | 56.1263
2031-09-28 | 33.9221 | 56.0703
2031-09-28 01:00 | 31.7148 | 54.061
2031-09-28 02:00 | 31.7056 | 51.6667
2031-09-28 03:00 | 31.8604 | 51.2158
2031-09-28 04:00 | 31.8551 | 49.8272
2031-09-28 05:00 | 32.5187 | 51.8336
2031-09-28 06:00 | 35.982 | 57.0465
2031-09-28 07:00 | 41.1094 | 56.8064
2031-09-28 08:00 | 43.2138 | 55.018
2031-09-28 09:00 | 44.1043 | 58.8166
2031-09-28 10:00 | 44.2273 | 56.1168
2031-09-28 11:00 | 43.5446 | 57.2199
2031-09-28 12:00 | 43.9213 | 59.5841
2031-09-28 13:00 | 44.3474 | 60.1747
2031-09-28 14:00 | 44.01 | 57.5004
2031-09-28 15:00 | 44.6903 | 64.6101
2031-09-28 16:00 | 47.5056 | 68.4287
2031-09-28 17:00 | 50.149 | 72.8497
2031-09-28 18:00 | 50.2252 | 74.6136
2031-09-28 19:00 | 47.4717 | 73.3727
2031-09-28 20:00 | 43.8271 | 68.8097
2031-09-28 21:00 | 39.434 | 63.2683
2031-09-28 22:00 | 36.3478 | 60.7386
2031-09-28 23:00 | 33.584 | 59.2513
2031-09-29 | 32.7978 | 57.4985
2031-09-29 01:00 | 32.4048 | 55.4275
2031-09-29 02:00 | 32.8583 | 54.0553
2031-09-29 03:00 | 33.4519 | 54.2137
2031-09-29 04:00 | 33.9223 | 53.7998
2031-09-29 05:00 | 35.7364 | 56.7991
2031-09-29 06:00 | 42.1458 | 64.1483
2031-09-29 07:00 | 49.2251 | 67.2409
2031-09-29 08:00 | 50.9594 | 64.6756
2031-09-29 09:00 | 51.1575 | 63.3513
2031-09-29 10:00 | 51.6179 | 61.2185
2031-09-29 11:00 | 51.2036 | 60.8152
2031-09-29 12:00 | 51.5546 | 61.694
2031-09-29 13:00 | 52.7049 | 62.9398
2031-09-29 14:00 | 52.4656 | 59.7428
2031-09-29 15:00 | 53.4905 | 66.2928
2031-09-29 16:00 | 55.5917 | 71.9338
2031-09-29 17:00 | 57.1768 | 76.4816
2031-09-29 18:00 | 56.5542 | 76.3
2031-09-29 19:00 | 53.7533 | 75.6416
2031-09-29 20:00 | 50.0358 | 71.4933
2031-09-29 21:00 | 45.1938 | 65.6962
2031-09-29 22:00 | 41.0725 | 62.0699
2031-09-29 23:00 | 37.0459 | 59.8693
2031-09-30 | 36.2529 | 59.2688
2031-09-30 01:00 | 34.1418 | 55.6848
2031-09-30 02:00 | 34.4461 | 53.5595
2031-09-30 03:00 | 34.8096 | 53.5518
2031-09-30 04:00 | 35.0852 | 52.2363
2031-09-30 05:00 | 36.8593 | 55.1742
2031-09-30 06:00 | 41.119 | 65.8419
2031-09-30 07:00 | 48.0539 | 70.0538
2031-09-30 08:00 | 49.4592 | 69.5075
2031-09-30 09:00 | 48.9681 | 71.3337
2031-09-30 10:00 | 48.4818 | 68.5258
2031-09-30 11:00 | 47.3811 | 68.8778
2031-09-30 12:00 | 46.0924 | 60.139
2031-09-30 13:00 | 46.3383 | 59.9312
2031-09-30 14:00 | 46.0951 | 55.9256
2031-09-30 15:00 | 46.7872 | 62.5892
2031-09-30 16:00 | 48.5523 | 68.1579
2031-09-30 17:00 | 49.9386 | 72.1885
2031-09-30 18:00 | 49.8744 | 75.2671
2031-09-30 19:00 | 47.2166 | 74.7391
2031-09-30 20:00 | 44.0149 | 71.0588
2031-09-30 21:00 | 39.538 | 65.3382
2031-09-30 22:00 | 36.152 | 61.8801
2031-09-30 23:00 | 33.1034 | 59.9728
2031-10-01 | 31.3209 | 58.9941
2031-10-01 01:00 | 31.1614 | 58.8825
2031-10-01 02:00 | 31.9409 | 56.7438
2031-10-01 03:00 | 32.7556 | 56.6129
2031-10-01 04:00 | 33.4769 | 55.7136
2031-10-01 05:00 | 35.335 | 58.6786
2031-10-01 06:00 | 39.6195 | 65.1254
2031-10-01 07:00 | 46.4723 | 69.1137
2031-10-01 08:00 | 47.8171 | 67.318
2031-10-01 09:00 | 47.1019 | 67.9988
2031-10-01 10:00 | 46.6289 | 64.9647
2031-10-01 11:00 | 45.9822 | 65.2291
2031-10-01 12:00 | 43.8271 | 58.3339
2031-10-01 13:00 | 44.1684 | 58.9712
2031-10-01 14:00 | 43.5438 | 54.591
2031-10-01 15:00 | 43.9911 | 60.6819
2031-10-01 16:00 | 45.7245 | 65.2582
2031-10-01 17:00 | 47.8736 | 70.439
2031-10-01 18:00 | 49.2054 | 72.3841
2031-10-01 19:00 | 47.4151 | 73.2995
2031-10-01 20:00 | 43.8801 | 69.386
2031-10-01 21:00 | 40.0327 | 64.2666
2031-10-01 22:00 | 36.7877 | 61.2541
2031-10-01 23:00 | 33.7466 | 59.572
2031-10-02 | 32.1862 | 57.853
2031-10-02 01:00 | 31.2863 | 56.0167
2031-10-02 02:00 | 32.1189 | 54.3942
2031-10-02 03:00 | 32.9406 | 54.4046
2031-10-02 04:00 | 33.6539 | 53.97
2031-10-02 05:00 | 35.5978 | 57.2768
2031-10-02 06:00 | 40.0232 | 65.1433
2031-10-02 07:00 | 47.0443 | 69.3535
2031-10-02 08:00 | 48.6588 | 68.1044
2031-10-02 09:00 | 47.5966 | 68.8591
2031-10-02 10:00 | 46.7813 | 68.6159
2031-10-02 11:00 | 45.1823 | 68.5958
2031-10-02 12:00 | 43.8631 | 63.7334
2031-10-02 13:00 | 44.0367 | 63.3271
2031-10-02 14:00 | 43.518 | 58.3
2031-10-02 15:00 | 43.8844 | 64.2746
2031-10-02 16:00 | 45.5919 | 68.6762
2031-10-02 17:00 | 47.3689 | 72.8689
2031-10-02 18:00 | 48.6622 | 77.4162
2031-10-02 19:00 | 46.475 | 77.1053
2031-10-02 20:00 | 43.0005 | 71.8989
2031-10-02 21:00 | 39.0027 | 66.3728
2031-10-02 22:00 | 35.7905 | 63.3309
2031-10-02 23:00 | 32.9589 | 61.6467
2031-10-03 | 31.8266 | 60.0066
2031-10-03 01:00 | 30.8051 | 55.5751
2031-10-03 02:00 | 31.589 | 53.9892
2031-10-03 03:00 | 32.4542 | 54.0957
2031-10-03 04:00 | 33.1479 | 53.7019
2031-10-03 05:00 | 35.0686 | 56.9762
2031-10-03 06:00 | 39.0787 | 65.1465
2031-10-03 07:00 | 46.2164 | 69.6231
2031-10-03 08:00 | 47.4272 | 68.2495
2031-10-03 09:00 | 46.2978 | 67.7903
2031-10-03 10:00 | 45.2338 | 66.0248
2031-10-03 11:00 | 43.5989 | 65.3592
2031-10-03 12:00 | 42.3575 | 63.4538
2031-10-03 13:00 | 42.2596 | 63.277
2031-10-03 14:00 | 41.7689 | 58.822
2031-10-03 15:00 | 41.738 | 64.6631
2031-10-03 16:00 | 42.8319 | 67.9561
2031-10-03 17:00 | 44.204 | 71.1655
2031-10-03 18:00 | 44.961 | 73.5788
2031-10-03 19:00 | 43.4549 | 73.5825
2031-10-03 20:00 | 40.2853 | 68.1096
2031-10-03 21:00 | 36.6602 | 62.9005
2031-10-03 22:00 | 33.7325 | 59.897
2031-10-03 23:00 | 31.1235 | 58.1055
2031-10-04 | 29.6165 | 57.7538
2031-10-04 01:00 | 29.4748 | 54.4636
2031-10-04 02:00 | 30.1428 | 52.8784
2031-10-04 03:00 | 30.8622 | 52.8174
2031-10-04 04:00 | 31.3905 | 51.8776
2031-10-04 05:00 | 32.4704 | 54.5873
2031-10-04 06:00 | 34.7728 | 61.4096
2031-10-04 07:00 | 40.5518 | 62.398
2031-10-04 08:00 | 42.1321 | 61.0706
2031-10-04 09:00 | 42.2225 | 62.1974
2031-10-04 10:00 | 41.7897 | 61.6009
2031-10-04 11:00 | 40.7095 | 61.2753
2031-10-04 12:00 | 39.2199 | 56.9536
2031-10-04 13:00 | 38.8118 | 56.1072
2031-10-04 14:00 | 38.1091 | 51.5044
2031-10-04 15:00 | 38.4581 | 58.0113
2031-10-04 16:00 | 40.6986 | 62.0232
2031-10-04 17:00 | 42.957 | 66.3096
2031-10-04 18:00 | 43.9519 | 69.8432
2031-10-04 19:00 | 41.8356 | 68.5321
2031-10-04 20:00 | 38.3031 | 63.0294
2031-10-04 21:00 | 34.6831 | 58.7256
2031-10-04 22:00 | 32.3996 | 57.0704
2031-10-04 23:00 | 30.4952 | 57.086
2031-10-05 | 29.129 | 56.4493
2031-10-05 01:00 | 28.7312 | 53.8088
2031-10-05 02:00 | 29.3529 | 52.0711
2031-10-05 03:00 | 30.0215 | 52.1795
2031-10-05 04:00 | 30.4477 | 51.2807
2031-10-05 05:00 | 31.371 | 53.8031
2031-10-05 06:00 | 33.44 | 59.7025
2031-10-05 07:00 | 38.7693 | 60.2966
2031-10-05 08:00 | 40.3251 | 58.9555
2031-10-05 09:00 | 40.3637 | 60.8964
2031-10-05 10:00 | 39.7185 | 60.2562
2031-10-05 11:00 | 38.694 | 60.6103
2031-10-05 12:00 | 37.3838 | 56.6571
2031-10-05 13:00 | 37.2907 | 56.7226
2031-10-05 14:00 | 37.0287 | 53.7226
2031-10-05 15:00 | 37.8371 | 60.8003
2031-10-05 16:00 | 40.5869 | 64.9776
2031-10-05 17:00 | 43.2263 | 69.0742
2031-10-05 18:00 | 44.4964 | 68.9946
2031-10-05 19:00 | 42.4035 | 69.0833
2031-10-05 20:00 | 38.957 | 64.403
2031-10-05 21:00 | 35.3333 | 59.712
2031-10-05 22:00 | 32.8365 | 57.6798
2031-10-05 23:00 | 30.7098 | 57.1028
2031-10-06 | 29.4271 | 56.6951
2031-10-06 01:00 | 29.3569 | 53.6542
2031-10-06 02:00 | 30.2566 | 52.2297
2031-10-06 03:00 | 31.1981 | 52.4547
2031-10-06 04:00 | 31.944 | 51.773
2031-10-06 05:00 | 33.8365 | 55.7339
2031-10-06 06:00 | 38.263 | 64.4885
2031-10-06 07:00 | 45.5688 | 69.8647
2031-10-06 08:00 | 46.7076 | 70.4444
2031-10-06 09:00 | 45.6635 | 71.9431
2031-10-06 10:00 | 44.7283 | 70.6506
2031-10-06 11:00 | 43.5559 | 69.5301
2031-10-06 12:00 | 42.6109 | 65.0124
2031-10-06 13:00 | 42.7908 | 64.6514
2031-10-06 14:00 | 42.4469 | 61.0936
2031-10-06 15:00 | 43.0835 | 65.9402
2031-10-06 16:00 | 44.8522 | 69.4662
2031-10-06 17:00 | 46.5141 | 73.5224
2031-10-06 18:00 | 47.3411 | 72.3865
2031-10-06 19:00 | 45.6565 | 72.509
2031-10-06 20:00 | 42.4477 | 68.1835
2031-10-06 21:00 | 38.5921 | 63.1276
2031-10-06 22:00 | 35.4157 | 59.8565
2031-10-06 23:00 | 32.5212 | 58.0519
2031-10-07 | 30.864 | 56.9898
2031-10-07 01:00 | 30.038 | 55.0676
2031-10-07 02:00 | 30.7685 | 53.1402
2031-10-07 03:00 | 31.6062 | 53.2779
2031-10-07 04:00 | 32.3068 | 52.5736
2031-10-07 05:00 | 34.2028 | 56.2104
2031-10-07 06:00 | 39.0617 | 64.9784
2031-10-07 07:00 | 46.0077 | 69.8441
2031-10-07 08:00 | 47.1054 | 68.7362
2031-10-07 09:00 | 46.1535 | 68.6634
2031-10-07 10:00 | 45.3087 | 65.3965
2031-10-07 11:00 | 44.0592 | 64.8587
2031-10-07 12:00 | 42.4596 | 61.418
2031-10-07 13:00 | 42.6885 | 61.0887
2031-10-07 14:00 | 42.3482 | 56.8346
2031-10-07 15:00 | 42.9748 | 62.4364
2031-10-07 16:00 | 44.8913 | 66.8239
2031-10-07 17:00 | 46.8433 | 70.9807
2031-10-07 18:00 | 47.604 | 71.6206
2031-10-07 19:00 | 45.6843 | 71.9353
2031-10-07 20:00 | 42.5535 | 67.4893
2031-10-07 21:00 | 38.6504 | 62.5524
2031-10-07 22:00 | 35.5311 | 59.4895
2031-10-07 23:00 | 32.6534 | 57.5152
2031-10-08 | 31.4232 | 57.6675
2031-10-08 01:00 | 30.4837 | 54.8607
2031-10-08 02:00 | 31.2347 | 53.1131
2031-10-08 03:00 | 32.0813 | 53.1001
2031-10-08 04:00 | 32.7768 | 52.6859
2031-10-08 05:00 | 34.6163 | 56.3003
2031-10-08 06:00 | 38.8545 | 64.1819
2031-10-08 07:00 | 46.5188 | 69.5042
2031-10-08 08:00 | 47.493 | 69.4883
2031-10-08 09:00 | 46.0475 | 70.3191
2031-10-08 10:00 | 44.6387 | 68.6751
2031-10-08 11:00 | 43.2096 | 67.7569
2031-10-08 12:00 | 41.5057 | 65.7928
2031-10-08 13:00 | 41.9164 | 65.4114
2031-10-08 14:00 | 41.7505 | 61.6558
2031-10-08 15:00 | 42.5356 | 66.3287
2031-10-08 16:00 | 44.5009 | 69.6615
2031-10-08 17:00 | 46.2402 | 73.541
2031-10-08 18:00 | 47.4173 | 72.0926
2031-10-08 19:00 | 45.317 | 72.4652
2031-10-08 20:00 | 42.0707 | 68.7602
2031-10-08 21:00 | 38.0467 | 63.9813
2031-10-08 22:00 | 34.9686 | 60.76
2031-10-08 23:00 | 32.141 | 58.862
2031-10-09 | 30.7756 | 57.6292
2031-10-09 01:00 | 30.6164 | 56.6209
2031-10-09 02:00 | 31.4161 | 54.774
2031-10-09 03:00 | 32.2849 | 54.6048
2031-10-09 04:00 | 33.0603 | 54.0745
2031-10-09 05:00 | 34.9556 | 57.6557
2031-10-09 06:00 | 39.0448 | 66.9941
2031-10-09 07:00 | 46.1201 | 71.4079
2031-10-09 08:00 | 47.1643 | 69.9222
2031-10-09 09:00 | 46.0365 | 70.6409
2031-10-09 10:00 | 45.107 | 69.9505
2031-10-09 11:00 | 44.0322 | 70.1184
2031-10-09 12:00 | 43.5573 | 64.8279
2031-10-09 13:00 | 43.8001 | 64.5937
2031-10-09 14:00 | 43.4198 | 60.1705
2031-10-09 15:00 | 43.9425 | 65.819
2031-10-09 16:00 | 45.7465 | 69.8736
2031-10-09 17:00 | 47.499 | 72.8139
2031-10-09 18:00 | 49.2277 | 75.467
2031-10-09 19:00 | 46.7242 | 74.8168
2031-10-09 20:00 | 43.1128 | 70.1286
2031-10-09 21:00 | 39.2024 | 65.0277
2031-10-09 22:00 | 36.0689 | 61.8943
2031-10-09 23:00 | 33.1803 | 60.0314
2031-10-10 | 31.1354 | 59.0659
2031-10-10 01:00 | 30.9704 | 55.534
2031-10-10 02:00 | 31.8198 | 53.7506
2031-10-10 03:00 | 32.7296 | 53.6626
2031-10-10 04:00 | 33.5252 | 53.1002
2031-10-10 05:00 | 35.4102 | 56.5312
2031-10-10 06:00 | 39.0835 | 64.9305
2031-10-10 07:00 | 46.6111 | 69.8447
2031-10-10 08:00 | 47.8226 | 68.4635
2031-10-10 09:00 | 46.4775 | 68.4038
2031-10-10 10:00 | 45.2606 | 65.2696
2031-10-10 11:00 | 43.7132 | 63.3975
2031-10-10 12:00 | 41.7552 | 60.5558
2031-10-10 13:00 | 41.9334 | 60.3058
2031-10-10 14:00 | 41.3121 | 56.2204
2031-10-10 15:00 | 41.4654 | 61.3555
2031-10-10 16:00 | 42.8645 | 64.9595
2031-10-10 17:00 | 44.5141 | 68.8234
2031-10-10 18:00 | 45.5135 | 70.6421
2031-10-10 19:00 | 43.58 | 70.9601
2031-10-10 20:00 | 40.2617 | 67.0089
2031-10-10 21:00 | 36.6383 | 62.1408
2031-10-10 22:00 | 33.7239 | 59.0082
2031-10-10 23:00 | 31.0855 | 57.4516
2031-10-11 | 29.5386 | 56.295
2031-10-11 01:00 | 29.3565 | 54.1619
2031-10-11 02:00 | 30.0363 | 52.6257
2031-10-11 03:00 | 30.7896 | 52.4686
2031-10-11 04:00 | 31.3535 | 51.4705
2031-10-11 05:00 | 32.353 | 54.3635
2031-10-11 06:00 | 34.4197 | 59.0445
2031-10-11 07:00 | 40.4396 | 60.9774
2031-10-11 08:00 | 42.258 | 61.0622
2031-10-11 09:00 | 41.9495 | 62.4735
2031-10-11 10:00 | 41.034 | 62.0622
2031-10-11 11:00 | 39.8347 | 61.3892
2031-10-11 12:00 | 38.1391 | 60.2808
2031-10-11 13:00 | 37.5737 | 59.1976
2031-10-11 14:00 | 36.9243 | 55.9456
2031-10-11 15:00 | 37.5034 | 61.4629
2031-10-11 16:00 | 39.9306 | 65.2772
2031-10-11 17:00 | 42.2323 | 68.6462
2031-10-11 18:00 | 43.2709 | 67.012
2031-10-11 19:00 | 40.9419 | 66.1526
2031-10-11 20:00 | 37.3731 | 61.7371
2031-10-11 21:00 | 33.9124 | 57.5709
2031-10-11 22:00 | 31.7913 | 55.8599
2031-10-11 23:00 | 29.9753 | 55.8209
2031-10-12 | 28.8016 | 54.9228
2031-10-12 01:00 | 28.2579 | 53.4874
2031-10-12 02:00 | 28.8764 | 51.9012
2031-10-12 03:00 | 29.5806 | 51.7024
2031-10-12 04:00 | 30.1364 | 50.6792
2031-10-12 05:00 | 31.0233 | 52.9883
2031-10-12 06:00 | 33.294 | 58.4899
2031-10-12 07:00 | 38.8772 | 59.4515
2031-10-12 08:00 | 40.7278 | 58.0594
2031-10-12 09:00 | 40.9026 | 59.6922
2031-10-12 10:00 | 40.1659 | 59.1126
2031-10-12 11:00 | 39.1007 | 59.2399
2031-10-12 12:00 | 39.4888 | 55.7135
2031-10-12 13:00 | 39.3932 | 55.5098
2031-10-12 14:00 | 38.786 | 52.6277
2031-10-12 15:00 | 39.6162 | 59.6446
2031-10-12 16:00 | 42.53 | 64.0005
2031-10-12 17:00 | 45.5512 | 68.696
2031-10-12 18:00 | 45.3168 | 71.7583
2031-10-12 19:00 | 42.8618 | 70.7538
2031-10-12 20:00 | 39.3133 | 65.615
2031-10-12 21:00 | 35.8416 | 60.7206
2031-10-12 22:00 | 33.3719 | 58.868
2031-10-12 23:00 | 31.2237 | 58.1552
2031-10-13 | 29.5484 | 57.7909
2031-10-13 01:00 | 27.8384 | 53.4956
2031-10-13 02:00 | 28.4616 | 50.6308
2031-10-13 03:00 | 29.2778 | 50.4959
2031-10-13 04:00 | 30.0117 | 49.9319
2031-10-13 05:00 | 30.8885 | 51.8297
2031-10-13 06:00 | 32.7628 | 56.4881
2031-10-13 07:00 | 38.188 | 57.5391
2031-10-13 08:00 | 40.4963 | 59.1648
2031-10-13 09:00 | 41.0728 | 60.9897
2031-10-13 10:00 | 40.6034 | 62.4204
2031-10-13 11:00 | 39.3021 | 61.1325
2031-10-13 12:00 | 39.3533 | 63.7666
2031-10-13 13:00 | 38.9272 | 63.8777
2031-10-13 14:00 | 38.6232 | 61.1108
2031-10-13 15:00 | 39.1778 | 68.5781
2031-10-13 16:00 | 41.8308 | 70.0999
2031-10-13 17:00 | 43.975 | 72.4169
2031-10-13 18:00 | 44.2085 | 71.642
2031-10-13 19:00 | 41.9854 | 71.8268
2031-10-13 20:00 | 38.7381 | 66.7316
2031-10-13 21:00 | 35.4465 | 61.8742
2031-10-13 22:00 | 32.9964 | 59.3681
2031-10-13 23:00 | 31.0052 | 58.0353
2031-10-14 | 29.6325 | 59.1963
2031-10-14 01:00 | 30.704 | 55.4923
2031-10-14 02:00 | 31.506 | 53.8685
2031-10-14 03:00 | 32.455 | 54.1946
2031-10-14 04:00 | 33.3917 | 53.6989
2031-10-14 05:00 | 35.3091 | 57.5306
2031-10-14 06:00 | 39.8916 | 67.1202
2031-10-14 07:00 | 47.4321 | 73.2274
2031-10-14 08:00 | 48.6524 | 74.5222
2031-10-14 09:00 | 46.8822 | 77.0971
2031-10-14 10:00 | 45.0575 | 76.8308
2031-10-14 11:00 | 42.9466 | 75.5709
2031-10-14 12:00 | 42.0994 | 74.3293
2031-10-14 13:00 | 42.059 | 73.8612
2031-10-14 14:00 | 41.4777 | 69.8591
2031-10-14 15:00 | 41.8952 | 75.4032
2031-10-14 16:00 | 43.8575 | 78.3732
2031-10-14 17:00 | 46.149 | 80.3657
2031-10-14 18:00 | 47.7072 | 80.3102
2031-10-14 19:00 | 45.6354 | 78.7039
2031-10-14 20:00 | 42.5375 | 72.9186
2031-10-14 21:00 | 38.949 | 67.1997
2031-10-14 22:00 | 35.9573 | 63.8015
2031-10-14 23:00 | 33.2398 | 61.6138
2031-10-15 | 31.6942 | 60.9417
2031-10-15 01:00 | 31.4135 | 56.843
2031-10-15 02:00 | 32.2014 | 55.2728
2031-10-15 03:00 | 33.0776 | 55.4266
2031-10-15 04:00 | 33.973 | 54.8832
2031-10-15 05:00 | 35.7482 | 58.2702
2031-10-15 06:00 | 39.983 | 68.3153
2031-10-15 07:00 | 47.3752 | 73.4277
2031-10-15 08:00 | 48.5537 | 72.6486
2031-10-15 09:00 | 47.5076 | 73.6078
2031-10-15 10:00 | 46.1564 | 72.3385
2031-10-15 11:00 | 44.8809 | 71.9116
2031-10-15 12:00 | 44.4226 | 63.4026
2031-10-15 13:00 | 44.6604 | 62.7928
2031-10-15 14:00 | 44.1793 | 58.416
2031-10-15 15:00 | 44.6884 | 63.77
2031-10-15 16:00 | 46.6248 | 67.8566
2031-10-15 17:00 | 48.596 | 72.9702
2031-10-15 18:00 | 50.136 | 76.4938
2031-10-15 19:00 | 47.4263 | 76.7559
2031-10-15 20:00 | 43.826 | 72.9765
2031-10-15 21:00 | 40.0285 | 68.4148
2031-10-15 22:00 | 36.9111 | 65.0263
2031-10-15 23:00 | 34.0129 | 62.5565
2031-10-16 | 32.3231 | 60.5295
2031-10-16 01:00 | 31.5679 | 57.7284
2031-10-16 02:00 | 32.3346 | 55.9833
2031-10-16 03:00 | 33.1849 | 56.2619
2031-10-16 04:00 | 34.0764 | 55.8354
2031-10-16 05:00 | 35.8462 | 59.4634
2031-10-16 06:00 | 40.1166 | 68.3237
2031-10-16 07:00 | 47.6424 | 74.0409
2031-10-16 08:00 | 49.259 | 74.1361
2031-10-16 09:00 | 48.741 | 75.4821
2031-10-16 10:00 | 47.71 | 73.9506
2031-10-16 11:00 | 46.2881 | 71.7282
2031-10-16 12:00 | 44.7775 | 71.5292
2031-10-16 13:00 | 44.9482 | 70.6183
2031-10-16 14:00 | 44.4879 | 66.2468
2031-10-16 15:00 | 44.9929 | 71.362
2031-10-16 16:00 | 46.8573 | 74.7129
2031-10-16 17:00 | 48.5886 | 78.2384
2031-10-16 18:00 | 49.0973 | 78.2423
2031-10-16 19:00 | 46.4956 | 78.2557
2031-10-16 20:00 | 43.0648 | 74.1748
2031-10-16 21:00 | 39.2594 | 69.0164
2031-10-16 22:00 | 36.2138 | 65.4116
2031-10-16 23:00 | 33.4056 | 63.0012
2031-10-17 | 32.4607 | 61.9613
2031-10-17 01:00 | 31.3352 | 58.3708
2031-10-17 02:00 | 32.0308 | 56.7349
2031-10-17 03:00 | 32.8464 | 56.9376
2031-10-17 04:00 | 33.7415 | 56.4273
2031-10-17 05:00 | 35.4615 | 59.7376
2031-10-17 06:00 | 39.9732 | 69.106
2031-10-17 07:00 | 47.3533 | 74.909
2031-10-17 08:00 | 48.5542 | 75.8736
2031-10-17 09:00 | 47.2542 | 79.2338
2031-10-17 10:00 | 45.7525 | 79.9869
2031-10-17 11:00 | 43.922 | 79.1569
2031-10-17 12:00 | 43.2502 | 73.559
2031-10-17 13:00 | 43.2418 | 73.1288
2031-10-17 14:00 | 42.7555 | 69.5101
2031-10-17 15:00 | 42.9336 | 74.5458
2031-10-17 16:00 | 44.528 | 76.9481
2031-10-17 17:00 | 46.3268 | 78.5153
2031-10-17 18:00 | 48.3408 | 79.2735
2031-10-17 19:00 | 45.5983 | 78.2069
2031-10-17 20:00 | 41.8845 | 72.9918
2031-10-17 21:00 | 38.1009 | 67.4349
2031-10-17 22:00 | 35.1141 | 63.9375
2031-10-17 23:00 | 32.3517 | 61.687
2031-10-18 | 30.922 | 60.5743
2031-10-18 01:00 | 30.3204 | 58.2956
2031-10-18 02:00 | 30.9479 | 56.8715
2031-10-18 03:00 | 31.6317 | 56.9748
2031-10-18 04:00 | 32.3441 | 56.2274
2031-10-18 05:00 | 33.371 | 58.9839
2031-10-18 06:00 | 35.9732 | 66.5073
2031-10-18 07:00 | 41.988 | 68.6876
2031-10-18 08:00 | 43.7988 | 67.2129
2031-10-18 09:00 | 44.5463 | 69.286
2031-10-18 10:00 | 44.3523 | 68.8618
2031-10-18 11:00 | 43.3599 | 66.8152
2031-10-18 12:00 | 42.1143 | 63.8741
2031-10-18 13:00 | 41.8684 | 62.5156
2031-10-18 14:00 | 41.0008 | 57.7461
2031-10-18 15:00 | 41.4169 | 62.205
2031-10-18 16:00 | 43.743 | 65.7768
2031-10-18 17:00 | 46.2243 | 70.5657
2031-10-18 18:00 | 47.1866 | 75.1617
2031-10-18 19:00 | 44.0378 | 73.2168
2031-10-18 20:00 | 39.9278 | 67.1523
2031-10-18 21:00 | 36.1258 | 61.7789
2031-10-18 22:00 | 33.7544 | 59.7097
2031-10-18 23:00 | 31.6939 | 59.3462
2031-10-19 | 30.4732 | 60.4956
2031-10-19 01:00 | 29.6732 | 56.9052
2031-10-19 02:00 | 30.2999 | 55.6202
2031-10-19 03:00 | 30.9824 | 55.6631
2031-10-19 04:00 | 31.632 | 54.8761
2031-10-19 05:00 | 32.5358 | 57.2899
2031-10-19 06:00 | 34.8444 | 64.3349
2031-10-19 07:00 | 40.4461 | 66.0382
2031-10-19 08:00 | 41.9374 | 64.3777
2031-10-19 09:00 | 42.2719 | 67.703
2031-10-19 10:00 | 41.6952 | 69.1962
2031-10-19 11:00 | 40.8176 | 68.7781
2031-10-19 12:00 | 39.5027 | 62.1437
2031-10-19 13:00 | 39.4994 | 61.5517
2031-10-19 14:00 | 38.9578 | 58.1854
2031-10-19 15:00 | 39.7613 | 63.9287
2031-10-19 16:00 | 42.6316 | 67.8004
2031-10-19 17:00 | 45.7583 | 72.3844
2031-10-19 18:00 | 47.8399 | 77.1602
2031-10-19 19:00 | 44.882 | 75.4127
2031-10-19 20:00 | 40.9751 | 70.0561
2031-10-19 21:00 | 37.1077 | 64.6115
2031-10-19 22:00 | 34.4848 | 62.3215
2031-10-19 23:00 | 32.1827 | 61.6669
2031-10-20 | 31.1486 | 60.7858
2031-10-20 01:00 | 30.3658 | 57.4654
2031-10-20 02:00 | 31.2401 | 56.0685
2031-10-20 03:00 | 32.193 | 56.273
2031-10-20 04:00 | 33.2086 | 55.824
2031-10-20 05:00 | 34.9655 | 59.5546
2031-10-20 06:00 | 39.4377 | 69.0435
2031-10-20 07:00 | 47.1224 | 74.568
2031-10-20 08:00 | 48.546 | 74.1629
2031-10-20 09:00 | 47.7133 | 74.1517
2031-10-20 10:00 | 46.5724 | 71.2912
2031-10-20 11:00 | 45.3533 | 68.3561
2031-10-20 12:00 | 43.5579 | 65.3915
2031-10-20 13:00 | 43.6953 | 64.2428
2031-10-20 14:00 | 43.2117 | 59.7377
2031-10-20 15:00 | 43.9286 | 64.2143
2031-10-20 16:00 | 46.103 | 68.4819
2031-10-20 17:00 | 48.176 | 74.448
2031-10-20 18:00 | 49.336 | 78.1071
2031-10-20 19:00 | 46.7409 | 77.5654
2031-10-20 20:00 | 43.2825 | 73.0085
2031-10-20 21:00 | 39.49 | 67.5711
2031-10-20 22:00 | 36.3951 | 63.874
2031-10-20 23:00 | 33.5281 | 61.3754
2031-10-21 | 32.2982 | 61.4968
2031-10-21 01:00 | 31.555 | 57.1302
2031-10-21 02:00 | 32.3431 | 55.3743
2031-10-21 03:00 | 33.2721 | 55.2873
2031-10-21 04:00 | 34.2825 | 54.7864
2031-10-21 05:00 | 36.0974 | 58.3935
2031-10-21 06:00 | 40.4033 | 68.5346
2031-10-21 07:00 | 47.9027 | 74.0911
2031-10-21 08:00 | 49.0933 | 73.5181
2031-10-21 09:00 | 47.6902 | 73.1442
2031-10-21 10:00 | 46.0169 | 70.4894
2031-10-21 11:00 | 44.3834 | 68.3708
2031-10-21 12:00 | 43.5914 | 68.1034
2031-10-21 13:00 | 43.6254 | 67.2143
2031-10-21 14:00 | 43.251 | 63.0293
2031-10-21 15:00 | 43.9005 | 67.9402
2031-10-21 16:00 | 46.0454 | 72.065
2031-10-21 17:00 | 48.2498 | 75.1659
2031-10-21 18:00 | 49.5023 | 79.5698
2031-10-21 19:00 | 46.8746 | 77.5955
2031-10-21 20:00 | 43.5317 | 72.4216
2031-10-21 21:00 | 39.8072 | 66.776
2031-10-21 22:00 | 36.7719 | 63.3236
2031-10-21 23:00 | 33.9215 | 61.2966
2031-10-22 | 32.646 | 60.1357
2031-10-22 01:00 | 31.7046 | 58.8166
2031-10-22 02:00 | 32.4409 | 56.973
2031-10-22 03:00 | 33.2926 | 56.4851
2031-10-22 04:00 | 34.2194 | 55.9272
2031-10-22 05:00 | 35.9341 | 59.283
2031-10-22 06:00 | 40.2519 | 67.3027
2031-10-22 07:00 | 47.7259 | 72.3826
2031-10-22 08:00 | 48.7962 | 70.7993
2031-10-22 09:00 | 47.5364 | 70.755
2031-10-22 10:00 | 45.8392 | 67.4907
2031-10-22 11:00 | 44.3498 | 66.7143
2031-10-22 12:00 | 41.7185 | 65.038
2031-10-22 13:00 | 41.5821 | 64.6878
2031-10-22 14:00 | 41.1259 | 61.0244
2031-10-22 15:00 | 41.6092 | 65.718
2031-10-22 16:00 | 43.6831 | 69.7564
2031-10-22 17:00 | 46.1031 | 74.1502
2031-10-22 18:00 | 47.8021 | 75.9785
2031-10-22 19:00 | 45.5629 | 75.1595
2031-10-22 20:00 | 42.4321 | 71.2986
2031-10-22 21:00 | 38.9647 | 66.0556
2031-10-22 22:00 | 36.0597 | 62.3296
2031-10-22 23:00 | 33.2649 | 60.2341
2031-10-23 | 31.7373 | 59.1824
2031-10-23 01:00 | 30.8173 | 55.9233
2031-10-23 02:00 | 31.5402 | 54.2722
2031-10-23 03:00 | 32.4177 | 53.9305
2031-10-23 04:00 | 33.3624 | 53.246
2031-10-23 05:00 | 35.1464 | 57.2439
2031-10-23 06:00 | 39.6507 | 65.9174
2031-10-23 07:00 | 47.0949 | 71.4529
2031-10-23 08:00 | 48.0064 | 70.8728
2031-10-23 09:00 | 46.0746 | 71.2417
2031-10-23 10:00 | 43.979 | 69.4394
2031-10-23 11:00 | 41.9363 | 68.8368
2031-10-23 12:00 | 40.849 | 66.95
2031-10-23 13:00 | 40.6318 | 66.1876
2031-10-23 14:00 | 40.3624 | 63.3811
2031-10-23 15:00 | 40.8325 | 68.2607
2031-10-23 16:00 | 42.8831 | 72.2876
2031-10-23 17:00 | 45.1218 | 75.3734
2031-10-23 18:00 | 47.3145 | 75.6141
2031-10-23 19:00 | 45.047 | 74.5397
2031-10-23 20:00 | 41.9707 | 70.5459
2031-10-23 21:00 | 38.5236 | 64.9814
2031-10-23 22:00 | 35.7262 | 61.4973
2031-10-23 23:00 | 32.9934 | 59.5131
2031-10-24 | 31.1779 | 58.3422
2031-10-24 01:00 | 30.6693 | 53.8101
2031-10-24 02:00 | 31.361 | 52.2216
2031-10-24 03:00 | 32.2121 | 52.215
2031-10-24 04:00 | 33.1355 | 51.4865
2031-10-24 05:00 | 34.868 | 54.6981
2031-10-24 06:00 | 39.1285 | 64.8165
2031-10-24 07:00 | 46.9059 | 70.3792
2031-10-24 08:00 | 48.1471 | 69.7787
2031-10-24 09:00 | 46.8316 | 71.0867
2031-10-24 10:00 | 45.1205 | 70.0136
2031-10-24 11:00 | 43.4044 | 69.4836
2031-10-24 12:00 | 41.8272 | 68.2826
2031-10-24 13:00 | 41.6165 | 68.0669
2031-10-24 14:00 | 41.2449 | 64.161
2031-10-24 15:00 | 41.4998 | 68.9232
2031-10-24 16:00 | 42.9132 | 72.18
2031-10-24 17:00 | 44.5574 | 74.0599
2031-10-24 18:00 | 45.5254 | 76.0247
2031-10-24 19:00 | 43.2767 | 74.0744
2031-10-24 20:00 | 40.0877 | 69.0833
2031-10-24 21:00 | 36.6803 | 63.5679
2031-10-24 22:00 | 33.9288 | 60.4709
2031-10-24 23:00 | 31.3176 | 58.498
2031-10-25 | 29.7599 | 56.0357
2031-10-25 01:00 | 29.1786 | 54.0074
2031-10-25 02:00 | 29.7438 | 52.4699
2031-10-25 03:00 | 30.4444 | 52.2089
2031-10-25 04:00 | 31.1979 | 51.1772
2031-10-25 05:00 | 32.0811 | 53.6203
2031-10-25 06:00 | 34.8063 | 61.3075
2031-10-25 07:00 | 41.1013 | 63.2132
2031-10-25 08:00 | 43.1135 | 62.4605
2031-10-25 09:00 | 43.6959 | 65.6345
2031-10-25 10:00 | 43.1559 | 65.8513
2031-10-25 11:00 | 42.1111 | 66.082
2031-10-25 12:00 | 40.5439 | 62.3558
2031-10-25 13:00 | 40.0992 | 61.9789
2031-10-25 14:00 | 39.2871 | 58.6753
2031-10-25 15:00 | 39.755 | 64.4219
2031-10-25 16:00 | 42.3185 | 68.2129
2031-10-25 17:00 | 44.9406 | 71.1469
2031-10-25 18:00 | 45.1568 | 74.5424
2031-10-25 19:00 | 42.112 | 71.857
2031-10-25 20:00 | 38.3511 | 66.516
2031-10-25 21:00 | 35.0029 | 61.4868
2031-10-25 22:00 | 32.8924 | 59.5993
2031-10-25 23:00 | 30.9292 | 59.1121
2031-10-26 | 29.5682 | 57.4396
2031-10-26 01:00 | 28.739 | 54.2858
2031-10-26 02:00 | 29.3377 | 53.0629
2031-10-26 03:00 | 30.0766 | 52.6526
2031-10-26 04:00 | 30.7754 | 51.7799
2031-10-26 05:00 | 31.5972 | 53.8385
2031-10-26 06:00 | 34.0774 | 60.0204
2031-10-26 07:00 | 39.815 | 61.5711
2031-10-26 08:00 | 41.1131 | 60.8804
2031-10-26 09:00 | 40.1797 | 64.0007
2031-10-26 10:00 | 38.3879 | 65.0939
2031-10-26 11:00 | 36.7617 | 64.8119
2031-10-26 12:00 | 36.8736 | 59.6793
2031-10-26 13:00 | 36.6367 | 59.3469
2031-10-26 14:00 | 36.0817 | 56.5544
2031-10-26 15:00 | 36.9308 | 63.7232
2031-10-26 16:00 | 40.0388 | 68.5292
2031-10-26 17:00 | 43.4623 | 71.8392
2031-10-26 18:00 | 45.5942 | 74.3177
2031-10-26 19:00 | 42.8216 | 71.7333
2031-10-26 20:00 | 39.3714 | 67.1716
2031-10-26 21:00 | 35.9154 | 62.5081
2031-10-26 22:00 | 33.5226 | 60.6495
2031-10-26 23:00 | 31.344 | 59.9795
2031-10-27 | 30.1807 | 57.8523
2031-10-27 01:00 | 29.9012 | 54.2887
2031-10-27 02:00 | 30.7536 | 53.0425
2031-10-27 03:00 | 31.7374 | 53.0844
2031-10-27 04:00 | 32.749 | 52.4677
2031-10-27 05:00 | 34.4825 | 55.9838
2031-10-27 06:00 | 38.8251 | 65.5608
2031-10-27 07:00 | 47.1021 | 71.0121
2031-10-27 08:00 | 48.0604 | 69.8678
2031-10-27 09:00 | 46.3362 | 70.0328
2031-10-27 10:00 | 44.3339 | 67.4541
2031-10-27 11:00 | 42.7829 | 66.0568
2031-10-27 12:00 | 41.0162 | 61.2615
2031-10-27 13:00 | 41.4114 | 60.6755
2031-10-27 14:00 | 41.1115 | 56.1097
2031-10-27 15:00 | 42.2107 | 60.9901
2031-10-27 16:00 | 44.5126 | 66.0104
2031-10-27 17:00 | 46.571 | 71.9699
2031-10-27 18:00 | 47.6634 | 75.9032
2031-10-27 19:00 | 45.1331 | 74.3667
2031-10-27 20:00 | 41.8535 | 69.5535
2031-10-27 21:00 | 38.2311 | 64.0259
2031-10-27 22:00 | 35.2797 | 60.4598
2031-10-27 23:00 | 32.4486 | 58.0638
2031-10-28 | 30.9767 | 58.9212
2031-10-28 01:00 | 30.0407 | 53.6879
2031-10-28 02:00 | 30.7081 | 52.1381
2031-10-28 03:00 | 31.5798 | 52.1707
2031-10-28 04:00 | 32.5495 | 51.6014
2031-10-28 05:00 | 34.2524 | 55.1636
2031-10-28 06:00 | 38.8538 | 66.464
2031-10-28 07:00 | 46.5818 | 72.0715
2031-10-28 08:00 | 47.5484 | 71.1818
2031-10-28 09:00 | 46.1074 | 71.3486
2031-10-28 10:00 | 44.4353 | 69.6687
2031-10-28 11:00 | 43.0761 | 69.5893
2031-10-28 12:00 | 41.1039 | 64.8171
2031-10-28 13:00 | 41.2856 | 64.168
2031-10-28 14:00 | 41.0972 | 60.2722
2031-10-28 15:00 | 41.8897 | 65.5726
2031-10-28 16:00 | 44.1504 | 70.4639
2031-10-28 17:00 | 46.3459 | 74.1677
2031-10-28 18:00 | 47.6999 | 78.6114
2031-10-28 19:00 | 44.9174 | 76.471
2031-10-28 20:00 | 41.7264 | 71.6516
2031-10-28 21:00 | 37.9905 | 66.1313
2031-10-28 22:00 | 35.1403 | 62.8425
2031-10-28 23:00 | 32.368 | 60.6188
2031-10-29 | 31.3213 | 58.6808
2031-10-29 01:00 | 30.5414 | 55.9058
2031-10-29 02:00 | 31.2258 | 54.264
2031-10-29 03:00 | 32.0814 | 53.9291
2031-10-29 04:00 | 32.9834 | 53.4623
2031-10-29 05:00 | 34.6581 | 57.0633
2031-10-29 06:00 | 39.0906 | 65.7492
2031-10-29 07:00 | 46.8656 | 71.5203
2031-10-29 08:00 | 47.8886 | 70.9281
2031-10-29 09:00 | 46.2868 | 71.3785
2031-10-29 10:00 | 44.2872 | 68.806
2031-10-29 11:00 | 42.637 | 67.8949
2031-10-29 12:00 | 42.3084 | 65.5691
2031-10-29 13:00 | 42.1919 | 65.1918
2031-10-29 14:00 | 41.8354 | 61.8418
2031-10-29 15:00 | 42.3358 | 66.3135
2031-10-29 16:00 | 44.1258 | 70.3152
2031-10-29 17:00 | 46.0892 | 74.4478
2031-10-29 18:00 | 47.3615 | 75.6661
2031-10-29 19:00 | 44.8465 | 74.3392
2031-10-29 20:00 | 41.673 | 70.2548
2031-10-29 21:00 | 38.2135 | 65.0054
2031-10-29 22:00 | 35.3442 | 61.4844
2031-10-29 23:00 | 32.5466 | 59.1531
2031-10-30 | 30.8088 | 58.2823
2031-10-30 01:00 | 30.7664 | 55.8925
2031-10-30 02:00 | 31.5314 | 54.3684
2031-10-30 03:00 | 32.4339 | 54.164
2031-10-30 04:00 | 33.389 | 53.4629
2031-10-30 05:00 | 35.1003 | 57.4122
2031-10-30 06:00 | 39.2222 | 66.4403
2031-10-30 07:00 | 46.997 | 71.9052
2031-10-30 08:00 | 48.0817 | 71.0827
2031-10-30 09:00 | 46.5934 | 71.4888
2031-10-30 10:00 | 44.7789 | 69.002
2031-10-30 11:00 | 43.3204 | 68.545
2031-10-30 12:00 | 41.3552 | 65.16
2031-10-30 13:00 | 41.6105 | 64.635
2031-10-30 14:00 | 41.4768 | 61.8517
2031-10-30 15:00 | 42.4598 | 66.7552
2031-10-30 16:00 | 44.4883 | 71.0566
2031-10-30 17:00 | 46.202 | 74.2888
2031-10-30 18:00 | 47.9329 | 75.2781
2031-10-30 19:00 | 45.0341 | 73.7214
2031-10-30 20:00 | 41.7145 | 69.7732
2031-10-30 21:00 | 37.8845 | 64.2479
2031-10-30 22:00 | 35.1165 | 60.8526
2031-10-30 23:00 | 32.3739 | 58.8379
2031-10-31 | 31.1013 | 57.583
2031-10-31 01:00 | 30.6715 | 53.2512
2031-10-31 02:00 | 31.3189 | 51.7985
2031-10-31 03:00 | 32.1353 | 51.8119
2031-10-31 04:00 | 33.1474 | 51.1406
2031-10-31 05:00 | 34.7605 | 54.3271
2031-10-31 06:00 | 39.3394 | 64.099
2031-10-31 07:00 | 47.2615 | 70.2076
2031-10-31 08:00 | 48.6863 | 70.1869
2031-10-31 09:00 | 47.3475 | 72.5471
2031-10-31 10:00 | 45.7143 | 72.209
2031-10-31 11:00 | 43.7884 | 71.9929
2031-10-31 12:00 | 43.6369 | 68.694
2031-10-31 13:00 | 43.6751 | 68.5483
2031-10-31 14:00 | 43.0402 | 64.9729
2031-10-31 15:00 | 43.2705 | 69.7437
2031-10-31 16:00 | 44.9112 | 72.8834
2031-10-31 17:00 | 46.755 | 74.8159
2031-10-31 18:00 | 48.0378 | 76.0714
2031-10-31 19:00 | 44.7176 | 73.3538
2031-10-31 20:00 | 40.9566 | 67.7008
2031-10-31 21:00 | 37.3562 | 61.7865
2031-10-31 22:00 | 34.5219 | 58.4955
2031-10-31 23:00 | 31.8051 | 56.3258
2031-11-01 | 30.7133 | 55.8947
2031-11-01 01:00 | 29.7691 | 57.4649
2031-11-01 02:00 | 30.4031 | 55.2325
2031-11-01 03:00 | 31.2014 | 55.2428
2031-11-01 04:00 | 31.9895 | 54.1434
2031-11-01 05:00 | 32.8435 | 56.6433
2031-11-01 06:00 | 35.6446 | 62.3808
2031-11-01 07:00 | 41.7104 | 64.5898
2031-11-01 08:00 | 43.6088 | 64.1038
2031-11-01 09:00 | 43.2291 | 66.7617
2031-11-01 10:00 | 42.1643 | 64.656
2031-11-01 11:00 | 40.3388 | 64.0678
2031-11-01 12:00 | 38.9576 | 60.9858
2031-11-01 13:00 | 38.3213 | 61.0715
2031-11-01 14:00 | 37.4611 | 56.8816
2031-11-01 15:00 | 37.823 | 63.8694
2031-11-01 16:00 | 40.4177 | 67.3046
2031-11-01 17:00 | 43.4074 | 71.8191
2031-11-01 18:00 | 45.2802 | 73.2187
2031-11-01 19:00 | 42.0554 | 70.4156
2031-11-01 20:00 | 38.3455 | 65.4337
2031-11-01 21:00 | 34.9545 | 60.1535
2031-11-01 22:00 | 32.715 | 58.1228
2031-11-01 23:00 | 30.749 | 57.6314
2031-11-02 | 29.9208 | 57.3571
2031-11-02 01:00 | 29.8764 | 57.9741
2031-11-02 02:00 | 30.1932 | 54.8178
2031-11-02 03:00 | 30.7882 | 53.6626
2031-11-02 04:00 | 31.0589 | 52.3762
2031-11-02 05:00 | 30.9359 | 52.7028
2031-11-02 06:00 | 31.6114 | 56.2576
2031-11-02 07:00 | 36.8655 | 55.9508
2031-11-02 08:00 | 40.4959 | 57.5934
2031-11-02 09:00 | 41.5607 | 59.8632
2031-11-02 10:00 | 40.6847 | 61.6039
2031-11-02 11:00 | 39.8456 | 61.2205
2031-11-02 12:00 | 38.9862 | 57.4394
2031-11-02 13:00 | 38.4896 | 57.248
2031-11-02 14:00 | 38.1406 | 54.2362
2031-11-02 15:00 | 38.8858 | 62.0773
2031-11-02 16:00 | 41.7618 | 66.6043
2031-11-02 17:00 | 45.4192 | 72.3249
2031-11-02 18:00 | 49.3051 | 78.1233
2031-11-02 19:00 | 45.5273 | 74.3743
2031-11-02 20:00 | 41.6567 | 69.6389
2031-11-02 21:00 | 38.6445 | 65.9925
2031-11-02 22:00 | 36.6492 | 65.6022
2031-11-02 23:00 | 34.5132 | 64.8302
2031-11-03 | 31.8343 | 62.2014
2031-11-03 01:00 | 31.1508 | 57.7201
2031-11-03 02:00 | 31.7951 | 54.7981
2031-11-03 03:00 | 32.6881 | 54.4923
2031-11-03 04:00 | 33.3887 | 53.5015
2031-11-03 05:00 | 34.2102 | 55.4284
2031-11-03 06:00 | 37.1174 | 61.8253
2031-11-03 07:00 | 44.5918 | 66.5442
2031-11-03 08:00 | 48.2376 | 69.5972
2031-11-03 09:00 | 48.3928 | 72.8245
2031-11-03 10:00 | 47.2255 | 72.561
2031-11-03 11:00 | 45.9619 | 70.58
2031-11-03 12:00 | 45.4681 | 69.1422
2031-11-03 13:00 | 45.3093 | 69.3721
2031-11-03 14:00 | 45.1332 | 64.1695
2031-11-03 15:00 | 45.9045 | 69.9595
2031-11-03 16:00 | 48.0897 | 73.3188
2031-11-03 17:00 | 50.7118 | 79.6275
2031-11-03 18:00 | 53.0284 | 82.6676
2031-11-03 19:00 | 49.4444 | 78.8638
2031-11-03 20:00 | 45.8228 | 73.356
2031-11-03 21:00 | 42.5716 | 68.5161
2031-11-03 22:00 | 39.9714 | 66.5347
2031-11-03 23:00 | 37.129 | 64.1651
2031-11-04 | 34.6194 | 63.9563
2031-11-04 01:00 | 32.7238 | 58.263
2031-11-04 02:00 | 33.2129 | 55.1341
2031-11-04 03:00 | 34.0208 | 54.7475
2031-11-04 04:00 | 34.6563 | 53.9747
2031-11-04 05:00 | 35.4907 | 56.0285
2031-11-04 06:00 | 38.3558 | 63.2401
2031-11-04 07:00 | 45.5249 | 67.619
2031-11-04 08:00 | 48.7429 | 70.1941
2031-11-04 09:00 | 48.5296 | 70.1733
2031-11-04 10:00 | 46.9507 | 67.9163
2031-11-04 11:00 | 45.5657 | 64.9204
2031-11-04 12:00 | 44.2918 | 67.9048
2031-11-04 13:00 | 44.0048 | 67.3907
2031-11-04 14:00 | 43.8025 | 62.6593
2031-11-04 15:00 | 44.5188 | 69.0309
2031-11-04 16:00 | 46.5764 | 72.895
2031-11-04 17:00 | 49.3754 | 78.3939
2031-11-04 18:00 | 50.4115 | 84.2807
2031-11-04 19:00 | 47.424 | 80.306
2031-11-04 20:00 | 44.349 | 74.7698
2031-11-04 21:00 | 41.4047 | 70.0063
2031-11-04 22:00 | 38.981 | 68.1492
2031-11-04 23:00 | 36.312 | 65.825
2031-11-05 | 34.2787 | 64.3417
2031-11-05 01:00 | 32.2581 | 61.2354
2031-11-05 02:00 | 32.7125 | 57.9499
2031-11-05 03:00 | 33.5357 | 57.4088
2031-11-05 04:00 | 34.1167 | 56.5732
2031-11-05 05:00 | 34.9438 | 58.2625
2031-11-05 06:00 | 37.8387 | 64.7286
2031-11-05 07:00 | 44.9119 | 69.1139
2031-11-05 08:00 | 47.6168 | 72.1205
2031-11-05 09:00 | 46.4935 | 73.9566
2031-11-05 10:00 | 44.173 | 72.709
2031-11-05 11:00 | 42.2376 | 69.904
2031-11-05 12:00 | 40.8964 | 74.6406
2031-11-05 13:00 | 40.3586 | 74.6486
2031-11-05 14:00 | 40.2713 | 70.0093
2031-11-05 15:00 | 40.6701 | 75.5835
2031-11-05 16:00 | 42.7245 | 78.0046
2031-11-05 17:00 | 45.792 | 82.5939
2031-11-05 18:00 | 49.7807 | 82.9226
2031-11-05 19:00 | 46.6178 | 80.3959
2031-11-05 20:00 | 43.4191 | 76.2118
2031-11-05 21:00 | 40.5043 | 72.2527
2031-11-05 22:00 | 38.1332 | 70.2185
2031-11-05 23:00 | 35.4392 | 67.4241
2031-11-06 | 32.864 | 65.9642
2031-11-06 01:00 | 31.7799 | 60.8337
2031-11-06 02:00 | 32.2594 | 57.6679
2031-11-06 03:00 | 33.066 | 57.4303
2031-11-06 04:00 | 33.6382 | 56.5459
2031-11-06 05:00 | 34.4422 | 58.5806
2031-11-06 06:00 | 37.1787 | 65.0359
2031-11-06 07:00 | 44.3914 | 69.5543
2031-11-06 08:00 | 47.1782 | 72.38
2031-11-06 09:00 | 46.3269 | 73.8861
2031-11-06 10:00 | 44.1671 | 72.6125
2031-11-06 11:00 | 42.4973 | 69.9044
2031-11-06 12:00 | 40.5498 | 69.9699
2031-11-06 13:00 | 40.2946 | 69.5938
2031-11-06 14:00 | 40.6518 | 65.1335
2031-11-06 15:00 | 41.6384 | 71.6404
2031-11-06 16:00 | 43.7434 | 74.9817
2031-11-06 17:00 | 46.2117 | 80.5782
2031-11-06 18:00 | 49.3011 | 85.5213
2031-11-06 19:00 | 46.1034 | 81.821
2031-11-06 20:00 | 43.0731 | 76.6314
2031-11-06 21:00 | 39.8997 | 71.8401
2031-11-06 22:00 | 37.6261 | 69.683
2031-11-06 23:00 | 35.0018 | 67.2177
2031-11-07 | 32.9654 | 66.1235
2031-11-07 01:00 | 32.1308 | 61.3395
2031-11-07 02:00 | 32.5542 | 58.2532
2031-11-07 03:00 | 33.3246 | 57.9139
2031-11-07 04:00 | 33.9047 | 56.8675
2031-11-07 05:00 | 34.6218 | 58.4187
2031-11-07 06:00 | 37.3874 | 65.0021
2031-11-07 07:00 | 44.6172 | 69.5189
2031-11-07 08:00 | 47.8496 | 73.0997
2031-11-07 09:00 | 47.014 | 76.4779
2031-11-07 10:00 | 45.0764 | 76.8451
2031-11-07 11:00 | 42.9486 | 74.9405
2031-11-07 12:00 | 43.7608 | 74.9995
2031-11-07 13:00 | 43.3113 | 74.8749
2031-11-07 14:00 | 43.0004 | 70.4566
2031-11-07 15:00 | 43.0359 | 75.9641
2031-11-07 16:00 | 44.6532 | 77.9398
2031-11-07 17:00 | 47.1417 | 81.1265
2031-11-07 18:00 | 50.049 | 82.2817
2031-11-07 19:00 | 46.4526 | 79.6097
2031-11-07 20:00 | 42.9689 | 75.3074
2031-11-07 21:00 | 39.8665 | 71.2791
2031-11-07 22:00 | 37.4898 | 69.4123
2031-11-07 23:00 | 34.8872 | 67.0124
2031-11-08 | 33.1087 | 64.4769
2031-11-08 01:00 | 31.3013 | 61.8141
2031-11-08 02:00 | 31.6079 | 58.676
2031-11-08 03:00 | 32.2141 | 58.2193
2031-11-08 04:00 | 32.5201 | 57.0937
2031-11-08 05:00 | 32.4547 | 58.1477
2031-11-08 06:00 | 33.4748 | 62.4672
2031-11-08 07:00 | 39.1585 | 63.5593
2031-11-08 08:00 | 42.8126 | 65.5004
2031-11-08 09:00 | 43.9728 | 68.873
2031-11-08 10:00 | 43.0725 | 69.3717
2031-11-08 11:00 | 41.9802 | 67.0041
2031-11-08 12:00 | 40.5025 | 65.7214
2031-11-08 13:00 | 39.8651 | 64.9708
2031-11-08 14:00 | 39.486 | 60.196
2031-11-08 15:00 | 40.0033 | 65.6607
2031-11-08 16:00 | 42.4118 | 68.6979
2031-11-08 17:00 | 45.6864 | 75.022
2031-11-08 18:00 | 49.0601 | 79.1087
2031-11-08 19:00 | 44.9227 | 75.7525
2031-11-08 20:00 | 41.0252 | 70.343
2031-11-08 21:00 | 37.9031 | 66.2405
2031-11-08 22:00 | 36.014 | 65.5741
2031-11-08 23:00 | 34.0195 | 64.7643
2031-11-09 | 32.0371 | 65.2247
2031-11-09 01:00 | 30.1031 | 62.1266
2031-11-09 02:00 | 30.3823 | 59.3899
2031-11-09 03:00 | 30.989 | 58.8521
2031-11-09 04:00 | 31.2523 | 57.5986
2031-11-09 05:00 | 31.1091 | 58.3127
2031-11-09 06:00 | 32.1129 | 60.8186
2031-11-09 07:00 | 37.2725 | 60.5451
2031-11-09 08:00 | 40.9275 | 60.6887
2031-11-09 09:00 | 42.0904 | 61.0388
2031-11-09 10:00 | 41.5021 | 58.9878
2031-11-09 11:00 | 40.8252 | 56.8402
2031-11-09 12:00 | 40.2208 | 54.1184
2031-11-09 13:00 | 39.747 | 53.7257
2031-11-09 14:00 | 39.3563 | 49.1893
2031-11-09 15:00 | 40.1524 | 56.5194
2031-11-09 16:00 | 43.0786 | 61.8985
2031-11-09 17:00 | 46.8818 | 69.9732
2031-11-09 18:00 | 50.6737 | 74.6843
2031-11-09 19:00 | 46.7178 | 71.6939
2031-11-09 20:00 | 42.6943 | 67.9828
2031-11-09 21:00 | 39.5642 | 64.8133
2031-11-09 22:00 | 37.5743 | 64.3228
2031-11-09 23:00 | 35.4119 | 63.1558
2031-11-10 | 32.7502 | 63.6225
2031-11-10 01:00 | 32.2337 | 58.824
2031-11-10 02:00 | 32.8753 | 55.7967
2031-11-10 03:00 | 33.8096 | 55.4679
2031-11-10 04:00 | 34.4839 | 54.4712
2031-11-10 05:00 | 35.2347 | 56.209
2031-11-10 06:00 | 37.991 | 62.2717
2031-11-10 07:00 | 45.4682 | 66.1805
2031-11-10 08:00 | 49.2542 | 68.0781
2031-11-10 09:00 | 49.4143 | 68.3632
2031-11-10 10:00 | 48.2003 | 65.1796
2031-11-10 11:00 | 46.9767 | 61.8995
2031-11-10 12:00 | 46.1606 | 62.977
2031-11-10 13:00 | 45.915 | 62.3521
2031-11-10 14:00 | 45.7371 | 56.9772
2031-11-10 15:00 | 46.5176 | 61.8597
2031-11-10 16:00 | 48.8675 | 66.0242
2031-11-10 17:00 | 51.7231 | 74.2634
2031-11-10 18:00 | 53.5573 | 79.1361
2031-11-10 19:00 | 50.2852 | 76.1863
2031-11-10 20:00 | 46.9414 | 71.8296
2031-11-10 21:00 | 43.8471 | 67.5762
2031-11-10 22:00 | 41.3136 | 65.4398
2031-11-10 23:00 | 38.4502 | 62.9684
2031-11-11 | 35.8731 | 62.4577
2031-11-11 01:00 | 34.2015 | 59.2828
2031-11-11 02:00 | 34.7015 | 55.6318
2031-11-11 03:00 | 35.5989 | 54.7313
2031-11-11 04:00 | 36.2215 | 53.907
2031-11-11 05:00 | 37.0052 | 55.6346
2031-11-11 06:00 | 39.8629 | 63.317
2031-11-11 07:00 | 47.0603 | 67.1539
2031-11-11 08:00 | 50.5788 | 68.6127
2031-11-11 09:00 | 50.3351 | 68.285
2031-11-11 10:00 | 48.6563 | 64.8222
2031-11-11 11:00 | 47.1484 | 62.9791
2031-11-11 12:00 | 46.597 | 61.9807
2031-11-11 13:00 | 46.3398 | 61.977
2031-11-11 14:00 | 46.1416 | 57.843
2031-11-11 15:00 | 46.8229 | 64.062
2031-11-11 16:00 | 49.0535 | 69.2319
2031-11-11 17:00 | 51.9334 | 76.0978
2031-11-11 18:00 | 54.5075 | 80.5635
2031-11-11 19:00 | 50.7942 | 78.024
2031-11-11 20:00 | 47.2734 | 74.4293
2031-11-11 21:00 | 44.0172 | 70.2933
2031-11-11 22:00 | 41.4032 | 68.2717
2031-11-11 23:00 | 38.5066 | 65.9344
2031-11-12 | 36.2005 | 64.9369
2031-11-12 01:00 | 34.2664 | 59.8542
2031-11-12 02:00 | 34.6894 | 56.5928
2031-11-12 03:00 | 35.4898 | 55.8972
2031-11-12 04:00 | 35.9786 | 54.7838
2031-11-12 05:00 | 36.6462 | 56.4118
2031-11-12 06:00 | 39.3811 | 62.0839
2031-11-12 07:00 | 46.4647 | 66.3434
2031-11-12 08:00 | 49.7282 | 69.9548
2031-11-12 09:00 | 49.5853 | 71.7762
2031-11-12 10:00 | 47.9475 | 70.9207
2031-11-12 11:00 | 46.574 | 69.1828
2031-11-12 12:00 | 44.5758 | 68.4384
2031-11-12 13:00 | 44.1623 | 67.5197
2031-11-12 14:00 | 44.1606 | 63.1012
2031-11-12 15:00 | 44.6956 | 67.993
2031-11-12 16:00 | 46.8692 | 71.4514
2031-11-12 17:00 | 49.8822 | 78.2733
2031-11-12 18:00 | 51.8243 | 82.8118
2031-11-12 19:00 | 48.7287 | 79.8199
2031-11-12 20:00 | 45.5436 | 75.5241
2031-11-12 21:00 | 42.6169 | 71.5569
2031-11-12 22:00 | 40.2202 | 69.7272
2031-11-12 23:00 | 37.3867 | 66.6225
2031-11-13 | 34.8724 | 64.4955
2031-11-13 01:00 | 33.2402 | 60.4727
2031-11-13 02:00 | 33.6785 | 57.0555
2031-11-13 03:00 | 34.4816 | 56.6953
2031-11-13 04:00 | 34.9674 | 55.8684
2031-11-13 05:00 | 35.6924 | 57.9068
2031-11-13 06:00 | 38.5433 | 64.2676
2031-11-13 07:00 | 45.5167 | 68.5338
2031-11-13 08:00 | 48.5486 | 70.9896
2031-11-13 09:00 | 47.4462 | 71.9626
2031-11-13 10:00 | 45.2526 | 69.1276
2031-11-13 11:00 | 43.1954 | 65.8762
2031-11-13 12:00 | 43.1764 | 63.93
2031-11-13 13:00 | 42.4574 | 62.9088
2031-11-13 14:00 | 42.5906 | 57.1326
2031-11-13 15:00 | 42.9365 | 62.3607
2031-11-13 16:00 | 45.0648 | 67.0284
2031-11-13 17:00 | 48.109 | 75.8259
2031-11-13 18:00 | 52.2507 | 83.1541
2031-11-13 19:00 | 48.7344 | 80.6464
2031-11-13 20:00 | 45.4501 | 76.2646
2031-11-13 21:00 | 42.3682 | 72.1247
2031-11-13 22:00 | 39.9802 | 70.2513
2031-11-13 23:00 | 37.1617 | 67.2942
2031-11-14 | 34.6101 | 66.1949
2031-11-14 01:00 | 33.0879 | 61.5854
2031-11-14 02:00 | 33.4843 | 58.4688
2031-11-14 03:00 | 34.268 | 57.9475
2031-11-14 04:00 | 34.7604 | 57.18
2031-11-14 05:00 | 35.4422 | 58.852
2031-11-14 06:00 | 38.1127 | 64.882
2031-11-14 07:00 | 45.1868 | 68.6864
2031-11-14 08:00 | 48.586 | 71.5411
2031-11-14 09:00 | 48.4235 | 71.8434
2031-11-14 10:00 | 47.0555 | 69.4823
2031-11-14 11:00 | 45.6532 | 66.1422
2031-11-14 12:00 | 45.2777 | 65.3123
2031-11-14 13:00 | 44.8082 | 64.0968
2031-11-14 14:00 | 44.6693 | 59.3284
2031-11-14 15:00 | 44.7852 | 64.2252
2031-11-14 16:00 | 46.447 | 67.7528
2031-11-14 17:00 | 49.109 | 74.9479
2031-11-14 18:00 | 51.3466 | 81.0251
2031-11-14 19:00 | 47.6386 | 78.7504
2031-11-14 20:00 | 44.1606 | 74.1437
2031-11-14 21:00 | 41.0798 | 70.1648
2031-11-14 22:00 | 38.6928 | 68.3743
2031-11-14 23:00 | 35.9904 | 65.4025
2031-11-15 | 33.6371 | 64.7233
2031-11-15 01:00 | 32.4698 | 60.7604
2031-11-15 02:00 | 32.8217 | 57.6402
2031-11-15 03:00 | 33.5482 | 57.1494
2031-11-15 04:00 | 33.8758 | 55.9908
2031-11-15 05:00 | 34.0155 | 57.1823
2031-11-15 06:00 | 35.6476 | 61.5812
2031-11-15 07:00 | 41.0352 | 62.1423
2031-11-15 08:00 | 43.9373 | 64.2797
2031-11-15 09:00 | 44.5559 | 66.972
2031-11-15 10:00 | 43.9369 | 66.6703
2031-11-15 11:00 | 42.8737 | 64.6792
2031-11-15 12:00 | 43.1111 | 63.2211
2031-11-15 13:00 | 42.5464 | 62.2759
2031-11-15 14:00 | 42.2272 | 57.2372
2031-11-15 15:00 | 42.583 | 62.3185
2031-11-15 16:00 | 44.9862 | 66.1666
2031-11-15 17:00 | 48.584 | 73.3471
2031-11-15 18:00 | 52.6012 | 78.332
2031-11-15 19:00 | 48.6876 | 74.9034
2031-11-15 20:00 | 44.7316 | 69.8677
2031-11-15 21:00 | 41.141 | 66.3508
2031-11-15 22:00 | 39.2189 | 65.9336
2031-11-15 23:00 | 37.0516 | 64.8764
2031-11-16 | 34.5184 | 64.0224
2031-11-16 01:00 | 32.9922 | 59.4483
2031-11-16 02:00 | 33.2896 | 56.5211
2031-11-16 03:00 | 33.9459 | 55.9078
2031-11-16 04:00 | 34.1714 | 54.607
2031-11-16 05:00 | 34.1916 | 55.2453
2031-11-16 06:00 | 35.4958 | 58.8159
2031-11-16 07:00 | 40.4703 | 58.6296
2031-11-16 08:00 | 42.8634 | 60.0935
2031-11-16 09:00 | 42.9252 | 62.2425
2031-11-16 10:00 | 41.737 | 62.1888
2031-11-16 11:00 | 40.3951 | 61.104
2031-11-16 12:00 | 40.3999 | 58.5859
2031-11-16 13:00 | 40.087 | 58.0088
2031-11-16 14:00 | 40.0674 | 53.9242
2031-11-16 15:00 | 40.6049 | 60.1433
2031-11-16 16:00 | 43.3559 | 64.8332
2031-11-16 17:00 | 47.5065 | 72.6113
2031-11-16 18:00 | 52.9109 | 78.7592
2031-11-16 19:00 | 49.3128 | 75.0679
2031-11-16 20:00 | 45.6667 | 70.3171
2031-11-16 21:00 | 41.991 | 66.7145
2031-11-16 22:00 | 39.6896 | 66.0799
2031-11-16 23:00 | 37.3146 | 64.6389
2031-11-17 | 35.3884 | 63.8911
2031-11-17 01:00 | 34.5628 | 58.0732
2031-11-17 02:00 | 35.1532 | 55.2779
2031-11-17 03:00 | 36.085 | 54.9767
2031-11-17 04:00 | 36.67 | 53.8631
2031-11-17 05:00 | 37.2855 | 55.6809
2031-11-17 06:00 | 40.2156 | 62.3333
2031-11-17 07:00 | 47.5158 | 66.5965
2031-11-17 08:00 | 51.3666 | 70.2635
2031-11-17 09:00 | 51.2627 | 73.7266
2031-11-17 10:00 | 49.7717 | 73.7455
2031-11-17 11:00 | 48.283 | 72.7608
2031-11-17 12:00 | 47.6288 | 72.7321
2031-11-17 13:00 | 47.221 | 73.3676
2031-11-17 14:00 | 47.1763 | 69.2036
2031-11-17 15:00 | 47.871 | 74.4755
2031-11-17 16:00 | 50.402 | 77.8233
2031-11-17 17:00 | 53.4761 | 83.0204
2031-11-17 18:00 | 57.9754 | 83.2501
2031-11-17 19:00 | 54.196 | 80.1248
2031-11-17 20:00 | 50.3464 | 75.8797
2031-11-17 21:00 | 46.973 | 71.9541
2031-11-17 22:00 | 44.3047 | 69.9198
2031-11-17 23:00 | 41.1427 | 67.082
2031-11-18 | 37.8214 | 64.2512
2031-11-18 01:00 | 36.1823 | 60.0083
2031-11-18 02:00 | 36.678 | 56.7188
2031-11-18 03:00 | 37.5521 | 56.3284
2031-11-18 04:00 | 38.0708 | 55.2768
2031-11-18 05:00 | 38.739 | 57.0229
2031-11-18 06:00 | 41.3689 | 63.8497
2031-11-18 07:00 | 48.2738 | 68.22
2031-11-18 08:00 | 51.5953 | 72.3326
2031-11-18 09:00 | 50.4916 | 75.5956
2031-11-18 10:00 | 48.1704 | 75.5466
2031-11-18 11:00 | 46.1322 | 74.9071
2031-11-18 12:00 | 46.4323 | 71.4854
2031-11-18 13:00 | 45.7079 | 70.7626
2031-11-18 14:00 | 45.7816 | 65.9878
2031-11-18 15:00 | 46.4111 | 71.1503
2031-11-18 16:00 | 48.9151 | 75.1758
2031-11-18 17:00 | 52.3639 | 81.6473
2031-11-18 18:00 | 55.8399 | 84.8839
2031-11-18 19:00 | 52.5374 | 82.2324
2031-11-18 20:00 | 49.241 | 77.9759
2031-11-18 21:00 | 46.1043 | 74.1292
2031-11-18 22:00 | 43.5914 | 72.1719
2031-11-18 23:00 | 40.5687 | 69.0453
2031-11-19 | 37.7107 | 66.9692
2031-11-19 01:00 | 35.8533 | 62.1872
2031-11-19 02:00 | 36.2839 | 58.8565
2031-11-19 03:00 | 37.0695 | 58.3661
2031-11-19 04:00 | 37.5192 | 57.5656
2031-11-19 05:00 | 38.0633 | 59.4404
2031-11-19 06:00 | 40.6857 | 65.8288
2031-11-19 07:00 | 47.7157 | 69.8923
2031-11-19 08:00 | 51.3161 | 73.5
2031-11-19 09:00 | 51.3664 | 74.752
2031-11-19 10:00 | 49.8205 | 72.4149
2031-11-19 11:00 | 48.498 | 69.5918
2031-11-19 12:00 | 47.7121 | 70.1947
2031-11-19 13:00 | 47.2465 | 69.4716
2031-11-19 14:00 | 47.2759 | 64.95
2031-11-19 15:00 | 47.6762 | 69.5428
2031-11-19 16:00 | 49.9164 | 73.0301
2031-11-19 17:00 | 52.9742 | 80.6061
2031-11-19 18:00 | 55.582 | 84.9758
2031-11-19 19:00 | 51.9055 | 82.6209
2031-11-19 20:00 | 48.4534 | 78.313
2031-11-19 21:00 | 45.2251 | 74.6319
2031-11-19 22:00 | 42.6759 | 72.5665
2031-11-19 23:00 | 39.6284 | 68.9831
2031-11-20 | 37.4659 | 67.4704
2031-11-20 01:00 | 35.1383 | 62.8988
2031-11-20 02:00 | 35.5394 | 59.6499
2031-11-20 03:00 | 36.3329 | 59.1294
2031-11-20 04:00 | 36.731 | 58.0895
2031-11-20 05:00 | 37.3496 | 59.9676
2031-11-20 06:00 | 40.0176 | 66.8359
2031-11-20 07:00 | 46.9345 | 70.485
2031-11-20 08:00 | 50.4124 | 73.4743
2031-11-20 09:00 | 50.2066 | 75.7712
2031-11-20 10:00 | 48.6359 | 74.854
2031-11-20 11:00 | 47.1667 | 73.2784
2031-11-20 12:00 | 46.7019 | 68.3199
2031-11-20 13:00 | 46.1452 | 67.5626
2031-11-20 14:00 | 46.2796 | 62.9598
2031-11-20 15:00 | 46.7109 | 67.9823
2031-11-20 16:00 | 48.845 | 71.814
2031-11-20 17:00 | 51.7567 | 78.7788
2031-11-20 18:00 | 54.3315 | 83.8677
2031-11-20 19:00 | 50.6471 | 81.2253
2031-11-20 20:00 | 47.2765 | 76.954
2031-11-20 21:00 | 44.0855 | 73.1552
2031-11-20 22:00 | 41.6255 | 71.1607
2031-11-20 23:00 | 38.6902 | 68.0321
2031-11-21 | 36.0995 | 66.9413
2031-11-21 01:00 | 33.5671 | 61.3943
2031-11-21 02:00 | 33.8585 | 58.1869
2031-11-21 03:00 | 34.5724 | 57.5669
2031-11-21 04:00 | 34.8925 | 56.4231
2031-11-21 05:00 | 35.4449 | 57.7762
2031-11-21 06:00 | 38.21 | 64.1125
2031-11-21 07:00 | 45.0797 | 67.851
2031-11-21 08:00 | 48.1931 | 71.0382
2031-11-21 09:00 | 47.6486 | 73.8343
2031-11-21 10:00 | 46.1556 | 73.4972
2031-11-21 11:00 | 44.6846 | 72.7483
2031-11-21 12:00 | 43.9821 | 70.1551
2031-11-21 13:00 | 43.3695 | 70.4023
2031-11-21 14:00 | 43.446 | 66.5652
2031-11-21 15:00 | 43.4079 | 71.9984
2031-11-21 16:00 | 45.0123 | 74.8347
2031-11-21 17:00 | 47.8354 | 79.5501
2031-11-21 18:00 | 51.0419 | 83.3776
2031-11-21 19:00 | 47.2248 | 79.4447
2031-11-21 20:00 | 43.7031 | 74.0521
2031-11-21 21:00 | 40.6621 | 69.8052
2031-11-21 22:00 | 38.3458 | 67.7616
2031-11-21 23:00 | 35.616 | 65.0391
2031-11-22 | 33.0575 | 63.696
2031-11-22 01:00 | 31.4622 | 60.9595
2031-11-22 02:00 | 31.7355 | 57.7533
2031-11-22 03:00 | 32.4184 | 57.1855
2031-11-22 04:00 | 32.6095 | 55.681
2031-11-22 05:00 | 32.5723 | 56.2114
2031-11-22 06:00 | 33.7298 | 60.5914
2031-11-22 07:00 | 39.2229 | 60.9317
2031-11-22 08:00 | 42.6042 | 63.6268
2031-11-22 09:00 | 43.5182 | 67.2566
2031-11-22 10:00 | 43.1135 | 67.7345
2031-11-22 11:00 | 42.7412 | 67.0265
2031-11-22 12:00 | 41.8978 | 69.1855
2031-11-22 13:00 | 41.1968 | 69.4469
2031-11-22 14:00 | 40.6165 | 65.4802
2031-11-22 15:00 | 40.688 | 70.8067
2031-11-22 16:00 | 43.0079 | 73.9575
2031-11-22 17:00 | 46.6207 | 78.2951
2031-11-22 18:00 | 49.8237 | 78.331
2031-11-22 19:00 | 45.6995 | 74.8854
2031-11-22 20:00 | 41.6201 | 70.2193
2031-11-22 21:00 | 38.7103 | 67.0635
2031-11-22 22:00 | 37.0887 | 66.4111
2031-11-22 23:00 | 35.0707 | 64.9419
2031-11-23 | 32.8929 | 64.5445
2031-11-23 01:00 | 31.0688 | 59.2754
2031-11-23 02:00 | 31.3813 | 56.3267
2031-11-23 03:00 | 32.1326 | 55.7347
2031-11-23 04:00 | 32.2459 | 54.4465
2031-11-23 05:00 | 32.086 | 54.8751
2031-11-23 06:00 | 33.0716 | 58.0449
2031-11-23 07:00 | 38.363 | 57.8593
2031-11-23 08:00 | 41.6627 | 60.245
2031-11-23 09:00 | 42.5873 | 63.7053
2031-11-23 10:00 | 42.124 | 64.3349
2031-11-23 11:00 | 41.8362 | 64.0369
2031-11-23 12:00 | 42.2003 | 62.6344
2031-11-23 13:00 | 41.9428 | 62.8648
2031-11-23 14:00 | 41.8891 | 59.9107
2031-11-23 15:00 | 42.4175 | 67.1075
2031-11-23 16:00 | 45.2604 | 71.4211
2031-11-23 17:00 | 49.347 | 77.8514
2031-11-23 18:00 | 52.1939 | 81.2071
2031-11-23 19:00 | 48.2414 | 77.1306
2031-11-23 20:00 | 44.5144 | 72.0467
2031-11-23 21:00 | 41.1497 | 68.49
2031-11-23 22:00 | 39.1383 | 67.7821
2031-11-23 23:00 | 36.7654 | 66.0852
2031-11-24 | 34.6861 | 64.8443
2031-11-24 01:00 | 32.8569 | 59.1494
2031-11-24 02:00 | 33.3662 | 56.3325
2031-11-24 03:00 | 34.3399 | 55.9956
2031-11-24 04:00 | 34.7904 | 54.8062
2031-11-24 05:00 | 35.4207 | 56.6576
2031-11-24 06:00 | 38.3532 | 63.331
2031-11-24 07:00 | 45.8045 | 66.9929
2031-11-24 08:00 | 49.4521 | 70.1903
2031-11-24 09:00 | 49.2764 | 72.2083
2031-11-24 10:00 | 48.052 | 70.533
2031-11-24 11:00 | 47.0143 | 69.2663
2031-11-24 12:00 | 46.7639 | 67.9076
2031-11-24 13:00 | 46.7059 | 67.995
2031-11-24 14:00 | 46.4123 | 63.4834
2031-11-24 15:00 | 46.8932 | 68.4771
2031-11-24 16:00 | 49.0388 | 72.5903
2031-11-24 17:00 | 51.9198 | 80.1923
2031-11-24 18:00 | 54.2037 | 84.2937
2031-11-24 19:00 | 50.2231 | 80.9427
2031-11-24 20:00 | 46.6821 | 76.1026
2031-11-24 21:00 | 43.4822 | 72.1498
2031-11-24 22:00 | 40.8815 | 70.0551
2031-11-24 23:00 | 37.9977 | 66.8908
2031-11-25 | 35.8099 | 65.5678
2031-11-25 01:00 | 34.2719 | 60.8874
2031-11-25 02:00 | 34.6852 | 57.5613
2031-11-25 03:00 | 35.5781 | 56.9787
2031-11-25 04:00 | 36.0134 | 55.838
2031-11-25 05:00 | 36.6075 | 57.5814
2031-11-25 06:00 | 39.3329 | 64.3917
2031-11-25 07:00 | 46.5867 | 68.0727
2031-11-25 08:00 | 50.3126 | 71.2341
2031-11-25 09:00 | 50.2819 | 71.9428
2031-11-25 10:00 | 49.1158 | 69.3292
2031-11-25 11:00 | 48.0546 | 67.7884
2031-11-25 12:00 | 47.3251 | 67.3655
2031-11-25 13:00 | 46.9493 | 66.9949
2031-11-25 14:00 | 46.9839 | 62.5503
2031-11-25 15:00 | 47.4422 | 68.0814
2031-11-25 16:00 | 49.7582 | 72.6946
2031-11-25 17:00 | 52.9873 | 79.7692
2031-11-25 18:00 | 55.5801 | 87.2472
2031-11-25 19:00 | 52.0856 | 83.2678
2031-11-25 20:00 | 48.7595 | 78.1326
2031-11-25 21:00 | 45.8018 | 74.0645
2031-11-25 22:00 | 43.3841 | 72.0733
2031-11-25 23:00 | 40.4229 | 69.0673
2031-11-26 | 37.3269 | 66.7883
2031-11-26 01:00 | 35.7413 | 61.2688
2031-11-26 02:00 | 36.1815 | 58.0702
2031-11-26 03:00 | 37.0439 | 57.4681
2031-11-26 04:00 | 37.4245 | 56.3439
2031-11-26 05:00 | 37.9589 | 57.8439
2031-11-26 06:00 | 40.376 | 63.9071
2031-11-26 07:00 | 47.5305 | 67.725
2031-11-26 08:00 | 51.2365 | 71.6598
2031-11-26 09:00 | 51.0066 | 74.9174
2031-11-26 10:00 | 49.4221 | 74.6465
2031-11-26 11:00 | 48.1203 | 74.4378
2031-11-26 12:00 | 47.3869 | 71.9189
2031-11-26 13:00 | 46.9475 | 72.4564
2031-11-26 14:00 | 46.888 | 68.7383
2031-11-26 15:00 | 47.2869 | 74.0541
2031-11-26 16:00 | 49.5843 | 77.3384
2031-11-26 17:00 | 52.9039 | 83.212
2031-11-26 18:00 | 55.7825 | 86.7333
2031-11-26 19:00 | 52.1484 | 82.6926
2031-11-26 20:00 | 48.8008 | 77.2757
2031-11-26 21:00 | 45.7616 | 73.199
2031-11-26 22:00 | 43.2738 | 71.0146
2031-11-26 23:00 | 40.2733 | 67.6674
2031-11-27 | 37.6269 | 66.3869
2031-11-27 01:00 | 35.4858 | 61.5506
2031-11-27 02:00 | 35.8579 | 58.3448
2031-11-27 03:00 | 36.6935 | 57.7639
2031-11-27 04:00 | 37.0582 | 56.5358
2031-11-27 05:00 | 37.5848 | 58.1874
2031-11-27 06:00 | 40.4273 | 64.4513
2031-11-27 07:00 | 47.3499 | 67.7819
2031-11-27 08:00 | 50.797 | 70.5618
2031-11-27 09:00 | 50.327 | 72.6492
2031-11-27 10:00 | 48.6774 | 71.6766
2031-11-27 11:00 | 47.3371 | 71.6067
2031-11-27 12:00 | 47.2799 | 69.385
2031-11-27 13:00 | 46.8106 | 69.6895
2031-11-27 14:00 | 46.9004 | 65.8023
2031-11-27 15:00 | 47.3086 | 71.5142
2031-11-27 16:00 | 49.5746 | 75.3953
2031-11-27 17:00 | 52.6269 | 81.2682
2031-11-27 18:00 | 56.2261 | 85.9579
2031-11-27 19:00 | 52.5813 | 82.0131
2031-11-27 20:00 | 49.1677 | 76.9551
2031-11-27 21:00 | 46.079 | 72.8984
2031-11-27 22:00 | 43.6468 | 70.8375
2031-11-27 23:00 | 40.6424 | 67.8238
2031-11-28 | 37.6112 | 66.2455
2031-11-28 01:00 | 36.0494 | 61.0051
2031-11-28 02:00 | 36.4091 | 57.7968
2031-11-28 03:00 | 37.2152 | 57.2704
2031-11-28 04:00 | 37.5843 | 56.0608
2031-11-28 05:00 | 38.0415 | 57.4178
2031-11-28 06:00 | 40.4993 | 63.551
2031-11-28 07:00 | 47.3812 | 67.0962
2031-11-28 08:00 | 50.9816 | 70.7386
2031-11-28 09:00 | 50.7448 | 73.8854
2031-11-28 10:00 | 49.3667 | 73.5567
2031-11-28 11:00 | 48.1026 | 73.5145
2031-11-28 12:00 | 47.5042 | 71.4895
2031-11-28 13:00 | 46.9146 | 71.6811
2031-11-28 14:00 | 46.9052 | 67.6603
2031-11-28 15:00 | 46.9296 | 72.6491
2031-11-28 16:00 | 48.8827 | 75.6853
2031-11-28 17:00 | 51.8912 | 80.8056
2031-11-28 18:00 | 54.8089 | 81.8844
2031-11-28 19:00 | 51.207 | 79.3202
2031-11-28 20:00 | 47.743 | 74.806
2031-11-28 21:00 | 44.67 | 71.2698
2031-11-28 22:00 | 42.2967 | 69.3645
2031-11-28 23:00 | 39.3763 | 66.1378
2031-11-29 | 37.1587 | 64.8624
2031-11-29 01:00 | 35.106 | 60.8212
2031-11-29 02:00 | 35.3575 | 57.6949
2031-11-29 03:00 | 36.0513 | 57.2924
2031-11-29 04:00 | 36.2577 | 55.9859
2031-11-29 05:00 | 36.4517 | 56.7719
2031-11-29 06:00 | 38.1956 | 60.6195
2031-11-29 07:00 | 43.2946 | 61.0627
2031-11-29 08:00 | 45.596 | 64.4196
2031-11-29 09:00 | 46.2836 | 68.8842
2031-11-29 10:00 | 46.1215 | 69.4881
2031-11-29 11:00 | 45.4098 | 69.0589
2031-11-29 12:00 | 44.716 | 66.892
2031-11-29 13:00 | 44.2836 | 66.9512
2031-11-29 14:00 | 44.0826 | 63.2534
2031-11-29 15:00 | 44.1634 | 69.2062
2031-11-29 16:00 | 46.2948 | 72.8403
2031-11-29 17:00 | 50.1201 | 78.8723
2031-11-29 18:00 | 53.3794 | 83.6237
2031-11-29 19:00 | 50.2582 | 79.4261
2031-11-29 20:00 | 46.6289 | 74.2212
2031-11-29 21:00 | 43.1273 | 70.9656
2031-11-29 22:00 | 41.2084 | 70.345
2031-11-29 23:00 | 38.9957 | 68.9712
2031-11-30 | 36.413 | 65.7829
2031-11-30 01:00 | 35.0247 | 63.1583
2031-11-30 02:00 | 35.2879 | 59.9836
2031-11-30 03:00 | 35.9789 | 59.0297
2031-11-30 04:00 | 36.1137 | 57.745
2031-11-30 05:00 | 36.2239 | 58.3594
2031-11-30 06:00 | 37.4424 | 60.934
2031-11-30 07:00 | 42.1096 | 60.0892
2031-11-30 08:00 | 44.1483 | 62.2915
2031-11-30 09:00 | 44.1026 | 66.4623
2031-11-30 10:00 | 43.283 | 67.6593
2031-11-30 11:00 | 42.1892 | 68.1529
2031-11-30 12:00 | 41.9653 | 67.3761
2031-11-30 13:00 | 41.7704 | 68.0438
2031-11-30 14:00 | 41.7216 | 65.4454
2031-11-30 15:00 | 42.0517 | 72.2789
2031-11-30 16:00 | 44.6073 | 75.9929
2031-11-30 17:00 | 49.0306 | 81.8183
2031-11-30 18:00 | 53.77 | 82.703
2031-11-30 19:00 | 50.6674 | 79.4554
2031-11-30 20:00 | 47.1273 | 74.1377
2031-11-30 21:00 | 43.5418 | 70.4539
2031-11-30 22:00 | 41.3255 | 69.7561
2031-11-30 23:00 | 38.9242 | 67.9915
2031-12-01 | 36.9062 | 67.893
2031-12-01 01:00 | 35.3891 | 63.3117
2031-12-01 02:00 | 35.8854 | 60.2018
2031-12-01 03:00 | 36.925 | 59.5575
2031-12-01 04:00 | 37.2851 | 58.5652
2031-12-01 05:00 | 37.9658 | 60.5474
2031-12-01 06:00 | 40.9882 | 67.1977
2031-12-01 07:00 | 48.2007 | 71.2797
2031-12-01 08:00 | 51.499 | 74.6661
2031-12-01 09:00 | 51.069 | 77.5678
2031-12-01 10:00 | 49.0517 | 76.9172
2031-12-01 11:00 | 46.9688 | 74.6998
2031-12-01 12:00 | 46.2653 | 79.2213
2031-12-01 13:00 | 45.4141 | 79.2864
2031-12-01 14:00 | 45.5038 | 75.1013
2031-12-01 15:00 | 46.164 | 80.5048
2031-12-01 16:00 | 48.7389 | 83.2713
2031-12-01 17:00 | 52.2856 | 87.9908
2031-12-01 18:00 | 56.7301 | 89.9189
2031-12-01 19:00 | 53.2235 | 86.2276
2031-12-01 20:00 | 50.1527 | 81.181
2031-12-01 21:00 | 46.7385 | 76.6343
2031-12-01 22:00 | 44.144 | 74.848
2031-12-01 23:00 | 40.8998 | 71.3808
2031-12-02 | 37.9671 | 69.2131
2031-12-02 01:00 | 35.8896 | 65.8814
2031-12-02 02:00 | 36.2708 | 62.3299
2031-12-02 03:00 | 37.1998 | 61.4589
2031-12-02 04:00 | 37.4973 | 60.3125
2031-12-02 05:00 | 38.1586 | 61.7925
2031-12-02 06:00 | 40.864 | 68.7824
2031-12-02 07:00 | 47.9056 | 72.7949
2031-12-02 08:00 | 51.3164 | 76.2627
2031-12-02 09:00 | 51.6083 | 79.1944
2031-12-02 10:00 | 50.2281 | 78.8521
2031-12-02 11:00 | 48.7883 | 77.302
2031-12-02 12:00 | 46.7856 | 79.0372
2031-12-02 13:00 | 45.9614 | 78.4358
2031-12-02 14:00 | 46.2675 | 73.8932
2031-12-02 15:00 | 46.9534 | 79.7099
2031-12-02 16:00 | 49.4245 | 83.1264
2031-12-02 17:00 | 52.9548 | 87.78
2031-12-02 18:00 | 57.3232 | 91.0099
2031-12-02 19:00 | 53.5489 | 87.7709
2031-12-02 20:00 | 50.4158 | 83.0152
2031-12-02 21:00 | 47.0402 | 78.6199
2031-12-02 22:00 | 44.4909 | 76.8552
2031-12-02 23:00 | 41.2541 | 73.3167
2031-12-03 | 38.1287 | 71.8271
2031-12-03 01:00 | 36.1614 | 67.2224
2031-12-03 02:00 | 36.5655 | 63.6717
2031-12-03 03:00 | 37.4891 | 62.6248
2031-12-03 04:00 | 37.7579 | 61.6347
2031-12-03 05:00 | 38.3657 | 63.067
2031-12-03 06:00 | 40.97 | 69.8629
2031-12-03 07:00 | 48.0143 | 73.4097
2031-12-03 08:00 | 51.3049 | 76.2493
2031-12-03 09:00 | 51.1266 | 78.4356
2031-12-03 10:00 | 49.2561 | 77.7957
2031-12-03 11:00 | 47.5321 | 76.3763
2031-12-03 12:00 | 47.2593 | 76.733
2031-12-03 13:00 | 46.5327 | 76.113
2031-12-03 14:00 | 46.7489 | 71.8159
2031-12-03 15:00 | 47.3581 | 76.6633
2031-12-03 16:00 | 49.7851 | 79.7198
2031-12-03 17:00 | 53.2757 | 85.2201
2031-12-03 18:00 | 56.7044 | 88.8994
2031-12-03 19:00 | 53.1033 | 86.46
2031-12-03 20:00 | 50.1273 | 82.2821
2031-12-03 21:00 | 46.8822 | 78.3739
2031-12-03 22:00 | 44.3793 | 76.653
2031-12-03 23:00 | 41.1673 | 72.737
2031-12-04 | 38.3242 | 71.3066
2031-12-04 01:00 | 36.0586 | 66.3262
2031-12-04 02:00 | 36.4273 | 62.751
2031-12-04 03:00 | 37.3601 | 61.7919
2031-12-04 04:00 | 37.6086 | 60.7958
2031-12-04 05:00 | 38.2443 | 62.5719
2031-12-04 06:00 | 40.725 | 68.7208
2031-12-04 07:00 | 47.7607 | 72.3709
2031-12-04 08:00 | 51.1371 | 74.9945
2031-12-04 09:00 | 51.4771 | 76.8102
2031-12-04 10:00 | 50.0725 | 75.4566
2031-12-04 11:00 | 48.6893 | 73.066
2031-12-04 12:00 | 47.4578 | 75.4161
2031-12-04 13:00 | 46.8009 | 74.5564
2031-12-04 14:00 | 46.9691 | 69.983
2031-12-04 15:00 | 47.5738 | 75.1703
2031-12-04 16:00 | 49.8761 | 78.3736
2031-12-04 17:00 | 53.0455 | 83.7435
2031-12-04 18:00 | 56.6881 | 89.9322
2031-12-04 19:00 | 53.0859 | 86.4084
2031-12-04 20:00 | 50.0853 | 81.8106
2031-12-04 21:00 | 46.8286 | 77.5088
2031-12-04 22:00 | 44.3663 | 75.7868
2031-12-04 23:00 | 41.2024 | 72.4662
2031-12-05 | 38.0831 | 69.9999
2031-12-05 01:00 | 36.6568 | 65.8764
2031-12-05 02:00 | 37.0336 | 62.3526
2031-12-05 03:00 | 38.0278 | 61.3171
2031-12-05 04:00 | 38.3847 | 60.1628
2031-12-05 05:00 | 38.9999 | 61.3526
2031-12-05 06:00 | 41.8188 | 67.9249
2031-12-05 07:00 | 49.0102 | 71.212
2031-12-05 08:00 | 52.6431 | 73.7922
2031-12-05 09:00 | 52.3726 | 76.9691
2031-12-05 10:00 | 50.4056 | 77.5167
2031-12-05 11:00 | 48.1213 | 77.5452
2031-12-05 12:00 | 47.7589 | 76.2332
2031-12-05 13:00 | 46.8027 | 76.0565
2031-12-05 14:00 | 46.746 | 71.8575
2031-12-05 15:00 | 46.843 | 77.1781
2031-12-05 16:00 | 49.036 | 79.8764
2031-12-05 17:00 | 52.4352 | 83.5437
2031-12-05 18:00 | 56.4247 | 87.1572
2031-12-05 19:00 | 53.4498 | 84.295
2031-12-05 20:00 | 50.6143 | 80.102
2031-12-05 21:00 | 47.5481 | 76.2129
2031-12-05 22:00 | 45.2249 | 74.6709
2031-12-05 23:00 | 42.0965 | 71.4263
2031-12-06 | 38.9758 | 68.3511
2031-12-06 01:00 | 36.6513 | 63.9635
2031-12-06 02:00 | 36.8397 | 60.5355
2031-12-06 03:00 | 37.6306 | 59.8666
2031-12-06 04:00 | 37.7298 | 58.7284
2031-12-06 05:00 | 38.0742 | 59.6342
2031-12-06 06:00 | 40.0476 | 65.088
2031-12-06 07:00 | 45.3903 | 65.6056
2031-12-06 08:00 | 47.2405 | 67.7061
2031-12-06 09:00 | 47.9806 | 72.0673
2031-12-06 10:00 | 47.3235 | 73.1221
2031-12-06 11:00 | 45.6135 | 71.9162
2031-12-06 12:00 | 45.4403 | 73.3196
2031-12-06 13:00 | 44.9511 | 72.4268
2031-12-06 14:00 | 44.9202 | 68.0542
2031-12-06 15:00 | 45.003 | 72.7597
2031-12-06 16:00 | 46.9734 | 75.4729
2031-12-06 17:00 | 50.718 | 80.7898
2031-12-06 18:00 | 53.8306 | 84.0382
2031-12-06 19:00 | 50.8929 | 81.4244
2031-12-06 20:00 | 47.7869 | 76.7248
2031-12-06 21:00 | 43.9419 | 73.1223
2031-12-06 22:00 | 41.8302 | 72.8022
2031-12-06 23:00 | 39.4251 | 70.8692
2031-12-07 | 37.2286 | 69.1268
2031-12-07 01:00 | 35.2227 | 65.5015
2031-12-07 02:00 | 35.3711 | 62.3025
2031-12-07 03:00 | 36.0841 | 61.4576
2031-12-07 04:00 | 36.1465 | 60.5523
2031-12-07 05:00 | 36.409 | 61.3522
2031-12-07 06:00 | 37.8469 | 64.1772
2031-12-07 07:00 | 42.4462 | 64.6065
2031-12-07 08:00 | 44.1933 | 66.7196
2031-12-07 09:00 | 45.4067 | 72.2306
2031-12-07 10:00 | 45.3063 | 74.4827
2031-12-07 11:00 | 44.5808 | 73.5183
2031-12-07 12:00 | 44.0858 | 73.3468
2031-12-07 13:00 | 44.0274 | 72.9285
2031-12-07 14:00 | 43.8775 | 69.8897
2031-12-07 15:00 | 44.4981 | 76.4092
2031-12-07 16:00 | 46.9615 | 79.288
2031-12-07 17:00 | 51.1438 | 85.2618
2031-12-07 18:00 | 55.2979 | 87.8791
2031-12-07 19:00 | 52.049 | 85.298
2031-12-07 20:00 | 48.5798 | 80.2207
2031-12-07 21:00 | 44.8211 | 76.0721
2031-12-07 22:00 | 42.5052 | 75.6568
2031-12-07 23:00 | 39.9499 | 73.5378
2031-12-08 | 37.2339 | 71.9557
2031-12-08 01:00 | 35.7417 | 68.2111
2031-12-08 02:00 | 36.2111 | 65.0799
2031-12-08 03:00 | 37.1939 | 64.3774
2031-12-08 04:00 | 37.4782 | 63.1617
2031-12-08 05:00 | 38.0505 | 64.9544
2031-12-08 06:00 | 40.4972 | 71.5815
2031-12-08 07:00 | 47.5688 | 74.9934
2031-12-08 08:00 | 51.1159 | 78.4195
2031-12-08 09:00 | 51.5861 | 81.8127
2031-12-08 10:00 | 50.4066 | 81.6001
2031-12-08 11:00 | 49.1229 | 80.1302
2031-12-08 12:00 | 47.9816 | 74.6459
2031-12-08 13:00 | 47.2594 | 73.9973
2031-12-08 14:00 | 47.5066 | 69.3277
2031-12-08 15:00 | 48.2989 | 74.727
2031-12-08 16:00 | 50.8157 | 78.4186
2031-12-08 17:00 | 54.1855 | 85.4308
2031-12-08 18:00 | 57.5875 | 91.9577
2031-12-08 19:00 | 53.7619 | 89.491
2031-12-08 20:00 | 50.5206 | 85.4542
2031-12-08 21:00 | 47.0724 | 81.572
2031-12-08 22:00 | 44.4968 | 79.739
2031-12-08 23:00 | 41.2297 | 76.0886
2031-12-09 | 38.1131 | 73.4733
2031-12-09 01:00 | 35.5255 | 67.9452
2031-12-09 02:00 | 35.8613 | 64.389
2031-12-09 03:00 | 36.7875 | 63.6378
2031-12-09 04:00 | 37.0526 | 62.4282
2031-12-09 05:00 | 37.6517 | 64.0486
2031-12-09 06:00 | 40.3758 | 69.9326
2031-12-09 07:00 | 47.3683 | 74.0416
2031-12-09 08:00 | 50.7054 | 78.5978
2031-12-09 09:00 | 50.77 | 83.2459
2031-12-09 10:00 | 49.3159 | 84.129
2031-12-09 11:00 | 47.8394 | 83.4034
2031-12-09 12:00 | 46.648 | 82.5912
2031-12-09 13:00 | 45.7637 | 82.2934
2031-12-09 14:00 | 46.0578 | 78.0947
2031-12-09 15:00 | 46.692 | 84.283
2031-12-09 16:00 | 49.1538 | 87.1156
2031-12-09 17:00 | 52.8018 | 91.0254
2031-12-09 18:00 | 57.0088 | 93.4039
2031-12-09 19:00 | 53.3066 | 90.1744
2031-12-09 20:00 | 50.2879 | 85.4169
2031-12-09 21:00 | 47.0546 | 81.1283
2031-12-09 22:00 | 44.6115 | 79.1605
2031-12-09 23:00 | 41.4402 | 75.7586
2031-12-10 | 38.1592 | 73.4798
2031-12-10 01:00 | 36.021 | 69.4195
2031-12-10 02:00 | 36.3801 | 65.7981
2031-12-10 03:00 | 37.3182 | 64.8964
2031-12-10 04:00 | 37.5626 | 63.8487
2031-12-10 05:00 | 38.1191 | 65.2366
2031-12-10 06:00 | 40.6066 | 70.2371
2031-12-10 07:00 | 47.6101 | 74.1226
2031-12-10 08:00 | 50.9342 | 78.2512
2031-12-10 09:00 | 51.1167 | 81.6422
2031-12-10 10:00 | 49.6257 | 81.395
2031-12-10 11:00 | 48.391 | 79.8813
2031-12-10 12:00 | 46.4419 | 82.2592
2031-12-10 13:00 | 45.6819 | 82.2347
2031-12-10 14:00 | 45.8341 | 78.4542
2031-12-10 15:00 | 46.4038 | 84.1582
2031-12-10 16:00 | 48.8553 | 86.6237
2031-12-10 17:00 | 52.4965 | 91.181
2031-12-10 18:00 | 56.5335 | 94.9153
2031-12-10 19:00 | 52.9679 | 91.8839
2031-12-10 20:00 | 50.0702 | 87.6167
2031-12-10 21:00 | 46.9308 | 83.5879
2031-12-10 22:00 | 44.4923 | 81.4985
2031-12-10 23:00 | 41.3372 | 77.7809
2031-12-11 | 38.486 | 74.0161
2031-12-11 01:00 | 36.1978 | 72.2015
2031-12-11 02:00 | 36.5264 | 68.4792
2031-12-11 03:00 | 37.501 | 67.1721
2031-12-11 04:00 | 37.7566 | 65.921
2031-12-11 05:00 | 38.3489 | 67.3207
2031-12-11 06:00 | 41.004 | 72.3265
2031-12-11 07:00 | 48.0765 | 75.4299
2031-12-11 08:00 | 51.6438 | 78.6843
2031-12-11 09:00 | 52.0796 | 82.6275
2031-12-11 10:00 | 50.7447 | 83.6869
2031-12-11 11:00 | 49.363 | 83.4193
2031-12-11 12:00 | 48.3269 | 82.4065
2031-12-11 13:00 | 47.7476 | 82.2024
2031-12-11 14:00 | 47.8284 | 78.3586
2031-12-11 15:00 | 48.4031 | 83.9546
2031-12-11 16:00 | 50.723 | 86.331
2031-12-11 17:00 | 53.8707 | 89.7012
2031-12-11 18:00 | 57.0697 | 92.8143
2031-12-11 19:00 | 53.4737 | 90.091
2031-12-11 20:00 | 50.4952 | 86.6115
2031-12-11 21:00 | 47.2908 | 82.9715
2031-12-11 22:00 | 44.8728 | 81.2834
2031-12-11 23:00 | 41.7311 | 78.0228
2031-12-12 | 38.7006 | 74.2596
2031-12-12 01:00 | 37.0332 | 72.6567
2031-12-12 02:00 | 37.3544 | 68.8685
2031-12-12 03:00 | 38.3555 | 67.7264
2031-12-12 04:00 | 38.6263 | 66.4617
2031-12-12 05:00 | 39.2089 | 67.3678
2031-12-12 06:00 | 41.6232 | 71.7116
2031-12-12 07:00 | 48.6739 | 74.8664
2031-12-12 08:00 | 52.2156 | 78.4684
2031-12-12 09:00 | 52.0714 | 82.5863
2031-12-12 10:00 | 50.2993 | 83.0346
2031-12-12 11:00 | 48.2387 | 82.2785
2031-12-12 12:00 | 48.5509 | 82.2475
2031-12-12 13:00 | 47.8144 | 81.8981
2031-12-12 14:00 | 47.7906 | 77.3449
2031-12-12 15:00 | 48.0232 | 82.9367
2031-12-12 16:00 | 50.0774 | 85.3206
2031-12-12 17:00 | 53.2346 | 89.2035
2031-12-12 18:00 | 56.0856 | 92.5767
2031-12-12 19:00 | 52.8357 | 90.915
2031-12-12 20:00 | 49.7993 | 87.8718
2031-12-12 21:00 | 46.7416 | 84.5376
2031-12-12 22:00 | 44.4491 | 82.6819
2031-12-12 23:00 | 41.3624 | 79.2463
2031-12-13 | 37.7829 | 75.1232
2031-12-13 01:00 | 36.0062 | 72.4701
2031-12-13 02:00 | 36.1847 | 69.1468
2031-12-13 03:00 | 36.9793 | 68.3669
2031-12-13 04:00 | 37.0669 | 67.4895
2031-12-13 05:00 | 37.3369 | 68.1767
2031-12-13 06:00 | 38.7178 | 72.3229
2031-12-13 07:00 | 43.961 | 72.9437
2031-12-13 08:00 | 46.2619 | 73.8254
2031-12-13 09:00 | 47.8925 | 77.9665
2031-12-13 10:00 | 48.0718 | 78.5052
2031-12-13 11:00 | 47.231 | 75.9819
2031-12-13 12:00 | 46.5356 | 80.3204
2031-12-13 13:00 | 46.1938 | 80.1053
2031-12-13 14:00 | 45.9756 | 75.8778
2031-12-13 15:00 | 46.2302 | 81.39
2031-12-13 16:00 | 48.2541 | 83.5874
2031-12-13 17:00 | 51.8632 | 87.8626
2031-12-13 18:00 | 53.9524 | 90.6868
2031-12-13 19:00 | 50.5775 | 87.9245
2031-12-13 20:00 | 47.1578 | 83.1125
2031-12-13 21:00 | 43.4559 | 79.5243
2031-12-13 22:00 | 41.4777 | 78.9739
2031-12-13 23:00 | 39.151 | 77.2314
2031-12-14 | 36.9509 | 76.2492
2031-12-14 01:00 | 34.8703 | 72.0557
2031-12-14 02:00 | 35.0103 | 68.9648
2031-12-14 03:00 | 35.7806 | 67.743
2031-12-14 04:00 | 35.7943 | 66.5631
2031-12-14 05:00 | 35.9356 | 67.462
2031-12-14 06:00 | 37.233 | 70.1991
2031-12-14 07:00 | 42.0332 | 69.4397
2031-12-14 08:00 | 44.1544 | 69.3905
2031-12-14 09:00 | 45.4119 | 72.1518
2031-12-14 10:00 | 45.2374 | 72.4169
2031-12-14 11:00 | 44.5444 | 70.6383
2031-12-14 12:00 | 44.0978 | 69.8494
2031-12-14 13:00 | 43.9607 | 69.2189
2031-12-14 14:00 | 43.8844 | 64.7713
2031-12-14 15:00 | 44.4481 | 70.5449
2031-12-14 16:00 | 46.9466 | 74.2776
2031-12-14 17:00 | 51.1694 | 81.9513
2031-12-14 18:00 | 55.6009 | 89.9158
2031-12-14 19:00 | 51.9595 | 87.0285
2031-12-14 20:00 | 48.2926 | 81.9656
2031-12-14 21:00 | 44.5521 | 77.9657
2031-12-14 22:00 | 42.3067 | 77.6731
2031-12-14 23:00 | 39.7156 | 76.0688
2031-12-15 | 36.953 | 75.2359
2031-12-15 01:00 | 35.2718 | 69.1308
2031-12-15 02:00 | 35.7008 | 65.9422
2031-12-15 03:00 | 36.7169 | 65.1462
2031-12-15 04:00 | 36.9949 | 63.8064
2031-12-15 05:00 | 37.5333 | 65.4713
2031-12-15 06:00 | 39.9978 | 71.4787
2031-12-15 07:00 | 47.1662 | 74.7107
2031-12-15 08:00 | 50.8423 | 78.4329
2031-12-15 09:00 | 51.3991 | 82.5316
2031-12-15 10:00 | 50.3464 | 82.9391
2031-12-15 11:00 | 49.0859 | 82.0477
2031-12-15 12:00 | 48.0236 | 80.6188
2031-12-15 13:00 | 47.4414 | 81.0204
2031-12-15 14:00 | 47.5901 | 77.1007
2031-12-15 15:00 | 48.3515 | 83.1081
2031-12-15 16:00 | 50.8046 | 85.7321
2031-12-15 17:00 | 54.0879 | 90.1132
2031-12-15 18:00 | 57.5385 | 93.4021
2031-12-15 19:00 | 53.667 | 89.7248
2031-12-15 20:00 | 50.3725 | 84.7686
2031-12-15 21:00 | 47.0353 | 80.3796
2031-12-15 22:00 | 44.5349 | 78.1932
2031-12-15 23:00 | 41.329 | 75.0772
2031-12-16 | 37.9303 | 73.0792
2031-12-16 01:00 | 35.2607 | 67.5114
2031-12-16 02:00 | 35.5525 | 63.916
2031-12-16 03:00 | 36.4915 | 63.0363
2031-12-16 04:00 | 36.7131 | 61.7
2031-12-16 05:00 | 37.2831 | 63.1667
2031-12-16 06:00 | 39.6958 | 68.9656
2031-12-16 07:00 | 46.7313 | 72.7134
2031-12-16 08:00 | 50.1533 | 77.0897
2031-12-16 09:00 | 50.5467 | 81.302
2031-12-16 10:00 | 49.4195 | 82.0761
2031-12-16 11:00 | 48.1721 | 81.9646
2031-12-16 12:00 | 47.3245 | 81.7543
2031-12-16 13:00 | 46.7834 | 81.6303
2031-12-16 14:00 | 46.9685 | 77.4998
2031-12-16 15:00 | 47.5485 | 83.4852
2031-12-16 16:00 | 49.7461 | 86.4056
2031-12-16 17:00 | 52.9772 | 89.9401
2031-12-16 18:00 | 56.1355 | 92.5189
2031-12-16 19:00 | 52.1209 | 88.8758
2031-12-16 20:00 | 48.9709 | 83.8309
2031-12-16 21:00 | 45.7354 | 79.4364
2031-12-16 22:00 | 43.3175 | 77.4054
2031-12-16 23:00 | 40.2408 | 74.3097
2031-12-17 | 37.2885 | 72.5843
2031-12-17 01:00 | 34.5604 | 67.8284
2031-12-17 02:00 | 34.823 | 64.2443
2031-12-17 03:00 | 35.7466 | 63.4069
2031-12-17 04:00 | 35.9398 | 62.2657
2031-12-17 05:00 | 36.4681 | 63.7383
2031-12-17 06:00 | 39.041 | 69.6882
2031-12-17 07:00 | 46.1618 | 73.01
2031-12-17 08:00 | 49.4736 | 77.0227
2031-12-17 09:00 | 49.8088 | 81.0877
2031-12-17 10:00 | 48.5512 | 81.8522
2031-12-17 11:00 | 47.3335 | 82.1612
2031-12-17 12:00 | 46.457 | 78.5938
2031-12-17 13:00 | 46.0043 | 78.6936
2031-12-17 14:00 | 46.107 | 74.6767
2031-12-17 15:00 | 46.5409 | 80.6271
2031-12-17 16:00 | 48.6501 | 83.6591
2031-12-17 17:00 | 51.8526 | 88.7489
2031-12-17 18:00 | 54.6569 | 92.1135
2031-12-17 19:00 | 50.6953 | 89.8293
2031-12-17 20:00 | 47.6826 | 86.0906
2031-12-17 21:00 | 44.5609 | 82.5476
2031-12-17 22:00 | 42.1913 | 80.6161
2031-12-17 23:00 | 39.1866 | 77.0034
2031-12-18 | 36.7067 | 73.225
2031-12-18 01:00 | 34.2301 | 69.7488
2031-12-18 02:00 | 34.4806 | 66.1989
2031-12-18 03:00 | 35.4256 | 65.5752
2031-12-18 04:00 | 35.6277 | 64.3418
2031-12-18 05:00 | 36.193 | 66.1078
2031-12-18 06:00 | 38.9205 | 72.1684
2031-12-18 07:00 | 46.0042 | 75.4668
2031-12-18 08:00 | 49.3353 | 79.8032
2031-12-18 09:00 | 49.6135 | 84.7051
2031-12-18 10:00 | 48.4025 | 85.9566
2031-12-18 11:00 | 47.1515 | 85.8008
2031-12-18 12:00 | 46.203 | 83.6422
2031-12-18 13:00 | 45.7505 | 83.3303
2031-12-18 14:00 | 45.8385 | 78.9918
2031-12-18 15:00 | 46.3202 | 84.9628
2031-12-18 16:00 | 48.4132 | 87.6256
2031-12-18 17:00 | 51.4316 | 91.712
2031-12-18 18:00 | 54.7939 | 95.6283
2031-12-18 19:00 | 50.9419 | 92.6161
2031-12-18 20:00 | 47.9712 | 88.0228
2031-12-18 21:00 | 44.8882 | 83.8535
2031-12-18 22:00 | 42.5785 | 81.809
2031-12-18 23:00 | 39.6232 | 78.3491
2031-12-19 | 36.7951 | 75.7398
2031-12-19 01:00 | 34.7546 | 70.3997
2031-12-19 02:00 | 34.9826 | 67.0081
2031-12-19 03:00 | 35.9301 | 66.5879
2031-12-19 04:00 | 36.1585 | 65.2612
2031-12-19 05:00 | 36.6693 | 66.7934
2031-12-19 06:00 | 39.2465 | 73.0838
2031-12-19 07:00 | 46.3942 | 76.4439
2031-12-19 08:00 | 49.9585 | 80.885
2031-12-19 09:00 | 50.4033 | 84.2063
2031-12-19 10:00 | 49.3566 | 83.3705
2031-12-19 11:00 | 48.0022 | 81.2636
2031-12-19 12:00 | 47.6891 | 81.0981
2031-12-19 13:00 | 47.2691 | 80.1014
2031-12-19 14:00 | 47.1716 | 75.6283
2031-12-19 15:00 | 47.3828 | 81.4135
2031-12-19 16:00 | 49.169 | 83.3872
2031-12-19 17:00 | 52.0192 | 88.7596
2031-12-19 18:00 | 54.6793 | 94.2201
2031-12-19 19:00 | 50.748 | 91.5428
2031-12-19 20:00 | 47.4687 | 86.3153
2031-12-19 21:00 | 44.3854 | 82.0533
2031-12-19 22:00 | 42.1051 | 79.9679
2031-12-19 23:00 | 39.1851 | 76.4376
2031-12-20 | 36.29 | 75.2563
2031-12-20 01:00 | 33.9172 | 70.7803
2031-12-20 02:00 | 34.035 | 67.8293
2031-12-20 03:00 | 34.8624 | 67.2822
2031-12-20 04:00 | 34.8944 | 66.0529
2031-12-20 05:00 | 34.9118 | 67.3115
2031-12-20 06:00 | 36.1362 | 71.9702
2031-12-20 07:00 | 41.6319 | 72.3314
2031-12-20 08:00 | 44.5127 | 73.9241
2031-12-20 09:00 | 45.6917 | 79.8114
2031-12-20 10:00 | 45.2635 | 82.3857
2031-12-20 11:00 | 44.057 | 81.8114
2031-12-20 12:00 | 44.128 | 81.2218
2031-12-20 13:00 | 43.6408 | 81.3639
2031-12-20 14:00 | 43.3248 | 76.4942
2031-12-20 15:00 | 43.5795 | 81.9208
2031-12-20 16:00 | 45.7991 | 83.848
2031-12-20 17:00 | 49.3311 | 87.8705
2031-12-20 18:00 | 52.4412 | 90.367
2031-12-20 19:00 | 48.3809 | 86.6862
2031-12-20 20:00 | 44.8788 | 81.1608
2031-12-20 21:00 | 41.4781 | 77.4012
2031-12-20 22:00 | 39.6741 | 77.0657
2031-12-20 23:00 | 37.492 | 75.9551
2031-12-21 | 35.2425 | 74.3637
2031-12-21 01:00 | 33.0253 | 70.6172
2031-12-21 02:00 | 33.0938 | 67.3547
2031-12-21 03:00 | 33.8473 | 66.3795
2031-12-21 04:00 | 33.7999 | 65.0108
2031-12-21 05:00 | 33.6466 | 66.1211
2031-12-21 06:00 | 34.5558 | 69.7856
2031-12-21 07:00 | 39.4704 | 68.9143
2031-12-21 08:00 | 42.1146 | 68.9749
2031-12-21 09:00 | 43.2421 | 73.7793
2031-12-21 10:00 | 42.7682 | 76.4338
2031-12-21 11:00 | 42.1275 | 77.4895
2031-12-21 12:00 | 41.9398 | 75.249
2031-12-21 13:00 | 41.7086 | 76.076
2031-12-21 14:00 | 41.5595 | 72.8744
2031-12-21 15:00 | 42.2214 | 79.1349
2031-12-21 16:00 | 44.9347 | 81.3436
2031-12-21 17:00 | 49.007 | 86.7324
2031-12-21 18:00 | 52.913 | 93.428
2031-12-21 19:00 | 48.8709 | 89.9832
2031-12-21 20:00 | 45.3384 | 84.0287
2031-12-21 21:00 | 42.0327 | 79.1876
2031-12-21 22:00 | 40.0077 | 78.3139
2031-12-21 23:00 | 37.6403 | 76.9865
2031-12-22 | 35.4368 | 75.2442
2031-12-22 01:00 | 33.5013 | 71.0118
2031-12-22 02:00 | 33.8711 | 67.8192
2031-12-22 03:00 | 34.9168 | 67.1629
2031-12-22 04:00 | 35.2181 | 65.8036
2031-12-22 05:00 | 35.7475 | 67.6702
2031-12-22 06:00 | 38.4954 | 73.1991
2031-12-22 07:00 | 45.7985 | 76.4507
2031-12-22 08:00 | 49.4186 | 80.9352
2031-12-22 09:00 | 49.9321 | 84.9402
2031-12-22 10:00 | 48.9948 | 85.324
2031-12-22 11:00 | 47.8409 | 84.4364
2031-12-22 12:00 | 47.1206 | 79.145
2031-12-22 13:00 | 46.7906 | 79.1268
2031-12-22 14:00 | 46.8292 | 75.3134
2031-12-22 15:00 | 47.5354 | 81.5102
2031-12-22 16:00 | 49.8557 | 84.4199
2031-12-22 17:00 | 52.9381 | 89.8603
2031-12-22 18:00 | 56.6797 | 95.4458
2031-12-22 19:00 | 52.637 | 92.4706
2031-12-22 20:00 | 49.2903 | 87.9583
2031-12-22 21:00 | 46.0655 | 83.8601
2031-12-22 22:00 | 43.6399 | 81.73
2031-12-22 23:00 | 40.5578 | 78.5618
2031-12-23 | 37.1324 | 75.6248
2031-12-23 01:00 | 35.2233 | 70.1951
2031-12-23 02:00 | 35.5241 | 66.6327
2031-12-23 03:00 | 36.5237 | 65.9825
2031-12-23 04:00 | 36.8335 | 64.5296
2031-12-23 05:00 | 37.3721 | 66.1694
2031-12-23 06:00 | 40.0329 | 71.9775
2031-12-23 07:00 | 47.2005 | 75.363
2031-12-23 08:00 | 50.8188 | 80.0688
2031-12-23 09:00 | 50.9507 | 84.5951
2031-12-23 10:00 | 49.5396 | 85.0417
2031-12-23 11:00 | 47.972 | 84.5891
2031-12-23 12:00 | 46.6251 | 81.4952
2031-12-23 13:00 | 46.064 | 81.3379
2031-12-23 14:00 | 46.0045 | 76.856
2031-12-23 15:00 | 46.5667 | 83.8917
2031-12-23 16:00 | 48.9022 | 86.827
2031-12-23 17:00 | 52.3197 | 91.1838
2031-12-23 18:00 | 56.7866 | 94.438
2031-12-23 19:00 | 52.8166 | 91.8282
2031-12-23 20:00 | 49.6886 | 87.5516
2031-12-23 21:00 | 46.5127 | 83.7096
2031-12-23 22:00 | 44.1127 | 81.5876
2031-12-23 23:00 | 41.0871 | 78.6006
2031-12-24 | 38.6214 | 75.9008
2031-12-24 01:00 | 36.1624 | 70.6803
2031-12-24 02:00 | 36.2608 | 67.1658
2031-12-24 03:00 | 37.1933 | 66.5682
2031-12-24 04:00 | 37.2567 | 65.684
2031-12-24 05:00 | 37.635 | 67.2623
2031-12-24 06:00 | 39.7982 | 73.1173
2031-12-24 07:00 | 46.082 | 75.0511
2031-12-24 08:00 | 49.1602 | 77.0442
2031-12-24 09:00 | 50.3773 | 80.1586
2031-12-24 10:00 | 49.9193 | 80.1642
2031-12-24 11:00 | 48.686 | 77.6777
2031-12-24 12:00 | 47.5672 | 72.3453
2031-12-24 13:00 | 47.4718 | 72.399
2031-12-24 14:00 | 47.0944 | 69.9
2031-12-24 15:00 | 47.53 | 76.4948
2031-12-24 16:00 | 49.1024 | 78.0311
2031-12-24 17:00 | 52.1395 | 84.7363
2031-12-24 18:00 | 54.3283 | 90.775
2031-12-24 19:00 | 50.0034 | 87.4916
2031-12-24 20:00 | 46.3918 | 82.0899
2031-12-24 21:00 | 43.1769 | 77.9868
2031-12-24 22:00 | 41.6303 | 77.6305
2031-12-24 23:00 | 39.6647 | 75.6679
2031-12-25 | 37.991 | 74.579
2031-12-25 01:00 | 35.1527 | 70.1469
2031-12-25 02:00 | 34.9788 | 66.8255
2031-12-25 03:00 | 35.5932 | 65.9467
2031-12-25 04:00 | 35.6642 | 64.4432
2031-12-25 05:00 | 36.0093 | 65.1611
2031-12-25 06:00 | 37.9475 | 70.6337
2031-12-25 07:00 | 43.1852 | 72.3404
2031-12-25 08:00 | 45.4355 | 73.3831
2031-12-25 09:00 | 46.7853 | 79.3499
2031-12-25 10:00 | 46.2901 | 82.5181
2031-12-25 11:00 | 44.9113 | 81.6119
2031-12-25 12:00 | 44.476 | 76.5553
2031-12-25 13:00 | 44.4625 | 75.8518
2031-12-25 14:00 | 44.1525 | 71.7024
2031-12-25 15:00 | 44.4059 | 77.9867
2031-12-25 16:00 | 46.4667 | 79.8515
2031-12-25 17:00 | 49.0446 | 83.077
2031-12-25 18:00 | 50.7396 | 86.1931
2031-12-25 19:00 | 46.3426 | 82.2383
2031-12-25 20:00 | 43.216 | 79.5454
2031-12-25 21:00 | 40.5093 | 77.1796
2031-12-25 22:00 | 39.3907 | 77.673
2031-12-25 23:00 | 37.6814 | 77.5006
2031-12-26 | 36.2699 | 76.2398
2031-12-26 01:00 | 33.2564 | 69.5958
2031-12-26 02:00 | 33.3502 | 66.4132
2031-12-26 03:00 | 34.1237 | 65.3719
2031-12-26 04:00 | 34.2357 | 64.1549
2031-12-26 05:00 | 34.3503 | 64.8557
2031-12-26 06:00 | 35.9898 | 69.5326
2031-12-26 07:00 | 40.6277 | 68.7289
2031-12-26 08:00 | 41.789 | 67.5932
2031-12-26 09:00 | 42.4816 | 73.05
2031-12-26 10:00 | 43.1944 | 76.0693
2031-12-26 11:00 | 43.3382 | 77.0268
2031-12-26 12:00 | 43.633 | 73.6053
2031-12-26 13:00 | 43.8045 | 74.8769
2031-12-26 14:00 | 43.1437 | 71.8449
2031-12-26 15:00 | 43.0696 | 78.1864
2031-12-26 16:00 | 44.4886 | 78.7816
2031-12-26 17:00 | 47.2353 | 80.5823
2031-12-26 18:00 | 50.5349 | 85.7082
2031-12-26 19:00 | 46.599 | 82.94
2031-12-26 20:00 | 42.7857 | 76.1438
2031-12-26 21:00 | 39.6242 | 71.3668
2031-12-26 22:00 | 38.0394 | 71.0009
2031-12-26 23:00 | 36.0302 | 71.7519
2031-12-27 | 33.7522 | 71.1035
2031-12-27 01:00 | 33.9756 | 72.2304
2031-12-27 02:00 | 34.0875 | 69.0276
2031-12-27 03:00 | 34.8931 | 68.0743
2031-12-27 04:00 | 34.9643 | 66.3763
2031-12-27 05:00 | 34.9529 | 67.1825
2031-12-27 06:00 | 36.0761 | 70.784
2031-12-27 07:00 | 41.4321 | 70.19
2031-12-27 08:00 | 44.3774 | 70.9985
2031-12-27 09:00 | 46.0033 | 75.0777
2031-12-27 10:00 | 45.9794 | 76.725
2031-12-27 11:00 | 45.2713 | 77.0252
2031-12-27 12:00 | 44.0333 | 76.6843
2031-12-27 13:00 | 43.5573 | 77.5028
2031-12-27 14:00 | 43.1412 | 72.196
2031-12-27 15:00 | 43.4257 | 78.0693
2031-12-27 16:00 | 45.5985 | 80.5144
2031-12-27 17:00 | 49.1399 | 83.4477
2031-12-27 18:00 | 52.5916 | 87.7488
2031-12-27 19:00 | 48.4952 | 83.5662
2031-12-27 20:00 | 44.6722 | 79.3372
2031-12-27 21:00 | 41.3525 | 76.5327
2031-12-27 22:00 | 39.6688 | 76.2142
2031-12-27 23:00 | 37.4928 | 75.5937
2031-12-28 | 35.3973 | 73.0025
2031-12-28 01:00 | 32.7495 | 68.921
2031-12-28 02:00 | 32.7985 | 65.5805
2031-12-28 03:00 | 33.564 | 64.3747
2031-12-28 04:00 | 33.5283 | 62.592
2031-12-28 05:00 | 33.2877 | 63.1721
2031-12-28 06:00 | 34.1178 | 65.6301
2031-12-28 07:00 | 39.1472 | 64.0111
2031-12-28 08:00 | 42.0588 | 64.2746
2031-12-28 09:00 | 43.3353 | 67.6745
2031-12-28 10:00 | 42.8243 | 69.344
2031-12-28 11:00 | 42.1729 | 71.2768
2031-12-28 12:00 | 40.8193 | 67.8485
2031-12-28 13:00 | 40.5172 | 68.9367
2031-12-28 14:00 | 40.4036 | 65.3719
2031-12-28 15:00 | 41.0802 | 72.9485
2031-12-28 16:00 | 43.829 | 76.132
2031-12-28 17:00 | 47.9094 | 81.1262
2031-12-28 18:00 | 52.1375 | 86.0348
2031-12-28 19:00 | 48.078 | 82.3208
2031-12-28 20:00 | 44.4696 | 77.149
2031-12-28 21:00 | 41.3001 | 73.3523
2031-12-28 22:00 | 39.3979 | 72.6693
2031-12-28 23:00 | 37.0721 | 71.5107
2031-12-29 | 35.0565 | 72.1325
2031-12-29 01:00 | 33.1569 | 65.4243
2031-12-29 02:00 | 33.5122 | 62.2876
2031-12-29 03:00 | 34.566 | 61.8094
2031-12-29 04:00 | 34.9135 | 60.4405
2031-12-29 05:00 | 35.4114 | 62.5833
2031-12-29 06:00 | 38.0186 | 68.5301
2031-12-29 07:00 | 45.2321 | 71.4628
2031-12-29 08:00 | 48.7453 | 75.5112
2031-12-29 09:00 | 49.1368 | 78.9225
2031-12-29 10:00 | 48.1428 | 78.7204
2031-12-29 11:00 | 46.9888 | 78.7128
2031-12-29 12:00 | 45.8538 | 76.2907
2031-12-29 13:00 | 45.5501 | 76.6844
2031-12-29 14:00 | 45.5569 | 72.199
2031-12-29 15:00 | 46.3301 | 78.7602
2031-12-29 16:00 | 48.6842 | 81.9655
2031-12-29 17:00 | 51.7582 | 87.2658
2031-12-29 18:00 | 56.1811 | 91.711
2031-12-29 19:00 | 52.1443 | 88.5414
2031-12-29 20:00 | 48.7627 | 83.878
2031-12-29 21:00 | 45.6176 | 79.933
2031-12-29 22:00 | 43.2699 | 77.9955
2031-12-29 23:00 | 40.2815 | 75.2804
2031-12-30 | 37.0406 | 72.2146
2031-12-30 01:00 | 35.6257 | 68.3368
2031-12-30 02:00 | 35.9562 | 64.8161
2031-12-30 03:00 | 37.0183 | 64.1921
2031-12-30 04:00 | 37.4116 | 62.6834
2031-12-30 05:00 | 37.9683 | 64.5764
2031-12-30 06:00 | 40.3607 | 71.0784
2031-12-30 07:00 | 47.5068 | 74.0252
2031-12-30 08:00 | 51.173 | 78.5621
2031-12-30 09:00 | 51.1148 | 82.2725
2031-12-30 10:00 | 49.4567 | 82.159
2031-12-30 11:00 | 47.6261 | 81.9404
2031-12-30 12:00 | 47.0104 | 82.937
2031-12-30 13:00 | 46.5418 | 82.9396
2031-12-30 14:00 | 46.4067 | 78.1526
2031-12-30 15:00 | 47.1261 | 85.0139
2031-12-30 16:00 | 49.5527 | 87.6747
2031-12-30 17:00 | 52.8957 | 91.0601
2031-12-30 18:00 | 56.6064 | 93.8932
2031-12-30 19:00 | 53.2023 | 91.648
2031-12-30 20:00 | 50.2897 | 88.22
2031-12-30 21:00 | 47.358 | 85.0691
2031-12-30 22:00 | 45.0986 | 83.4231
2031-12-30 23:00 | 42.1388 | 80.7719
2031-12-31 | 39.1086 | 75.2796
2031-12-31 01:00 | 36.3245 | 70.7731
2031-12-31 02:00 | 36.5468 | 68.7425
2031-12-31 03:00 | 37.4313 | 67.855
2031-12-31 04:00 | 37.62 | 67.1859
2031-12-31 05:00 | 37.9817 | 68.0383
2031-12-31 06:00 | 40.0802 | 72.7569
2031-12-31 07:00 | 45.5401 | 73.8289
2031-12-31 08:00 | 47.52 | 75.8765
2031-12-31 09:00 | 47.9757 | 80.117
2031-12-31 10:00 | 47.2618 | 80.9687
2031-12-31 11:00 | 46.511 | 80.3455
2031-12-31 12:00 | 45.1313 | 79.0492
2031-12-31 13:00 | 45.5452 | 77.4366
2031-12-31 14:00 | 44.736 | 75.1922
2031-12-31 15:00 | 44.6316 | 80.515
2031-12-31 16:00 | 46.5805 | 82.3684
2031-12-31 17:00 | 50.209 | 87.5367
2031-12-31 18:00 | 53.6368 | 94.2726
2031-12-31 19:00 | 49.8437 | 91.2787
2031-12-31 20:00 | 45.7979 | 85.5832
2031-12-31 21:00 | 41.8246 | 82.9402
2031-12-31 22:00 | 39.8531 | 81.9853
2031-12-31 23:00 | 38.1285 | 80.1774
2032-01-01 | 37.2967 | 80.4024
2032-01-01 01:00 | 38.4077 | 67.0606
2032-01-01 02:00 | 38.3636 | 63.713
2032-01-01 03:00 | 38.7459 | 62.9618
2032-01-01 04:00 | 38.5239 | 61.9846
2032-01-01 05:00 | 38.5609 | 63.3575
2032-01-01 06:00 | 40.2398 | 67.1804
2032-01-01 07:00 | 44.5851 | 65.3251
2032-01-01 08:00 | 45.4676 | 63.4087
2032-01-01 09:00 | 44.7593 | 66.9661
2032-01-01 10:00 | 43.5913 | 67.8928
2032-01-01 11:00 | 42.4306 | 69.1142
2032-01-01 12:00 | 43.292 | 66.1081
2032-01-01 13:00 | 43.7573 | 65.7029
2032-01-01 14:00 | 43.9138 | 62.2359
2032-01-01 15:00 | 44.3269 | 67.6775
2032-01-01 16:00 | 46.9244 | 70.3686
2032-01-01 17:00 | 50.8402 | 76.9024
2032-01-01 18:00 | 55.9511 | 84.0657
2032-01-01 19:00 | 52.3673 | 81.1763
2032-01-01 20:00 | 48.6035 | 76.9314
2032-01-01 21:00 | 44.8676 | 72.734
2032-01-01 22:00 | 42.7863 | 71.2878
2032-01-01 23:00 | 40.331 | 70.9183
2032-01-02 | 38.4327 | 71.4142
2032-01-02 01:00 | 38.8155 | 68.0969
2032-01-02 02:00 | 39.2086 | 64.8979
2032-01-02 03:00 | 40.1571 | 64.2423
2032-01-02 04:00 | 40.5029 | 63.1196
2032-01-02 05:00 | 41.0799 | 64.3308
2032-01-02 06:00 | 43.8154 | 70.3244
2032-01-02 07:00 | 50.9172 | 73.6862
2032-01-02 08:00 | 54.4657 | 77.8376
2032-01-02 09:00 | 54.6084 | 81.8863
2032-01-02 10:00 | 52.9396 | 82.1388
2032-01-02 11:00 | 51.2713 | 81.2209
2032-01-02 12:00 | 49.7992 | 77.8587
2032-01-02 13:00 | 49.2276 | 77.7843
2032-01-02 14:00 | 49.1736 | 74.5797
2032-01-02 15:00 | 49.2538 | 79.1033
2032-01-02 16:00 | 51.4442 | 81.4646
2032-01-02 17:00 | 54.4454 | 84.9499
2032-01-02 18:00 | 58.0981 | 88.9746
2032-01-02 19:00 | 54.3991 | 86.4171
2032-01-02 20:00 | 50.6746 | 82.0779
2032-01-02 21:00 | 47.234 | 78.2317
2032-01-02 22:00 | 44.7894 | 76.5609
2032-01-02 23:00 | 41.7374 | 73.1314
2032-01-03 | 38.4937 | 70.0291
2032-01-03 01:00 | 37.1122 | 67.2813
2032-01-03 02:00 | 37.5023 | 64.2969
2032-01-03 03:00 | 38.3882 | 63.3567
2032-01-03 04:00 | 38.6882 | 61.8724
2032-01-03 05:00 | 39.1385 | 62.6988
2032-01-03 06:00 | 41.2274 | 66.5843
2032-01-03 07:00 | 46.5037 | 66.4601
2032-01-03 08:00 | 48.5916 | 68.2645
2032-01-03 09:00 | 49.1849 | 73.2113
2032-01-03 10:00 | 48.5618 | 74.8989
2032-01-03 11:00 | 47.2832 | 74.5974
2032-01-03 12:00 | 45.9663 | 75.0793
2032-01-03 13:00 | 45.5495 | 75.5702
2032-01-03 14:00 | 44.9121 | 70.9672
2032-01-03 15:00 | 44.8707 | 74.6961
2032-01-03 16:00 | 47.1881 | 77.3387
2032-01-03 17:00 | 51.2489 | 80.9209
2032-01-03 18:00 | 55.6703 | 82.8107
2032-01-03 19:00 | 52.6451 | 79.0613
2032-01-03 20:00 | 48.8387 | 74.0786
2032-01-03 21:00 | 44.999 | 70.5124
2032-01-03 22:00 | 43.0959 | 70.3803
2032-01-03 23:00 | 40.8642 | 69.2091
2032-01-04 | 38.708 | 68.0407
2032-01-04 01:00 | 36.9631 | 63.2484
2032-01-04 02:00 | 37.3138 | 60.3076
2032-01-04 03:00 | 38.186 | 59.5972
2032-01-04 04:00 | 38.3501 | 58.208
2032-01-04 05:00 | 38.5728 | 58.5965
2032-01-04 06:00 | 40.0793 | 61.9972
2032-01-04 07:00 | 45.1517 | 61.4217
2032-01-04 08:00 | 47.1518 | 62.1166
2032-01-04 09:00 | 47.6382 | 65.7223
2032-01-04 10:00 | 46.5951 | 66.8941
2032-01-04 11:00 | 45.5312 | 67.8486
2032-01-04 12:00 | 46.5857 | 67.0694
2032-01-04 13:00 | 46.69 | 68.2319
2032-01-04 14:00 | 46.6508 | 65.342
2032-01-04 15:00 | 47.056 | 71.2351
2032-01-04 16:00 | 49.7427 | 74.8608
2032-01-04 17:00 | 53.835 | 79.4231
2032-01-04 18:00 | 57.3417 | 84.0989
2032-01-04 19:00 | 53.7611 | 79.9711
2032-01-04 20:00 | 49.7949 | 74.8628
2032-01-04 21:00 | 45.687 | 70.8356
2032-01-04 22:00 | 43.3012 | 70.0816
2032-01-04 23:00 | 40.7146 | 68.4081
2032-01-05 | 38.6499 | 67.1218
2032-01-05 01:00 | 37.1666 | 62.5611
2032-01-05 02:00 | 37.7706 | 59.7356
2032-01-05 03:00 | 38.8627 | 59.2882
2032-01-05 04:00 | 39.3602 | 58.071
2032-01-05 05:00 | 39.9859 | 59.5526
2032-01-05 06:00 | 43.0304 | 65.7591
2032-01-05 07:00 | 50.4466 | 69.1922
2032-01-05 08:00 | 54.2423 | 73.166
2032-01-05 09:00 | 54.2051 | 77.1537
2032-01-05 10:00 | 52.4303 | 77.1232
2032-01-05 11:00 | 50.7254 | 76.6522
2032-01-05 12:00 | 48.7528 | 74.5945
2032-01-05 13:00 | 48.1627 | 75.1477
2032-01-05 14:00 | 48.0421 | 71.2782
2032-01-05 15:00 | 48.6009 | 75.897
2032-01-05 16:00 | 51.4474 | 79.5931
2032-01-05 17:00 | 54.9356 | 84.3568
2032-01-05 18:00 | 58.6338 | 88.3331
2032-01-05 19:00 | 55.432 | 84.9937
2032-01-05 20:00 | 52.1162 | 80.415
2032-01-05 21:00 | 48.7728 | 76.2542
2032-01-05 22:00 | 46.275 | 74.3713
2032-01-05 23:00 | 43.1852 | 71.2463
2032-01-06 | 40.2346 | 68.3611
2032-01-06 01:00 | 38.2917 | 64.4651
2032-01-06 02:00 | 38.817 | 61.2353
2032-01-06 03:00 | 39.8607 | 60.528
2032-01-06 04:00 | 40.3311 | 59.2401
2032-01-06 05:00 | 41.0372 | 60.5919
2032-01-06 06:00 | 43.7029 | 66.4895
2032-01-06 07:00 | 50.9145 | 70.0815
2032-01-06 08:00 | 54.35 | 74.446
2032-01-06 09:00 | 53.537 | 78.591
2032-01-06 10:00 | 51.0403 | 78.7204
2032-01-06 11:00 | 48.7253 | 78.3687
2032-01-06 12:00 | 49.1765 | 77.3895
2032-01-06 13:00 | 48.623 | 77.429
2032-01-06 14:00 | 48.5242 | 73.3838
2032-01-06 15:00 | 49.0351 | 78.3921
2032-01-06 16:00 | 51.6709 | 81.6451
2032-01-06 17:00 | 55.0695 | 85.3553
2032-01-06 18:00 | 59.5984 | 89.2
2032-01-06 19:00 | 55.6507 | 85.7202
2032-01-06 20:00 | 52.0507 | 81.1062
2032-01-06 21:00 | 48.5013 | 77.1037
2032-01-06 22:00 | 45.9085 | 75.4484
2032-01-06 23:00 | 42.8279 | 72.5252
2032-01-07 | 39.9446 | 69.5962
2032-01-07 01:00 | 37.8086 | 66.7412
2032-01-07 02:00 | 38.2668 | 63.4042
2032-01-07 03:00 | 39.2185 | 62.6144
2032-01-07 04:00 | 39.6155 | 61.5104
2032-01-07 05:00 | 40.2029 | 62.7106
2032-01-07 06:00 | 42.8677 | 68.0163
2032-01-07 07:00 | 50.051 | 71.139
2032-01-07 08:00 | 53.5407 | 74.7615
2032-01-07 09:00 | 53.6454 | 77.5076
2032-01-07 10:00 | 51.8332 | 76.0401
2032-01-07 11:00 | 50.34 | 74.5083
2032-01-07 12:00 | 48.2932 | 77.7692
2032-01-07 13:00 | 47.9035 | 78.02
2032-01-07 14:00 | 47.8523 | 73.9135
2032-01-07 15:00 | 48.3304 | 78.6446
2032-01-07 16:00 | 50.8516 | 81.5266
2032-01-07 17:00 | 54.0857 | 85.9781
2032-01-07 18:00 | 58.5996 | 90.5252
2032-01-07 19:00 | 54.6707 | 87.4205
2032-01-07 20:00 | 51.0409 | 83.0537
2032-01-07 21:00 | 47.6083 | 79.1965
2032-01-07 22:00 | 45.0764 | 77.2475
2032-01-07 23:00 | 42.0175 | 73.9996
2032-01-08 | 39.1132 | 71.0851
2032-01-08 01:00 | 37.6931 | 66.0829
2032-01-08 02:00 | 38.2015 | 62.8383
2032-01-08 03:00 | 39.1914 | 62.3496
2032-01-08 04:00 | 39.677 | 61.2797
2032-01-08 05:00 | 40.2899 | 63.0096
2032-01-08 06:00 | 43.0327 | 68.1862
2032-01-08 07:00 | 50.2325 | 71.8201
2032-01-08 08:00 | 53.9777 | 76.3691
2032-01-08 09:00 | 54.0957 | 80.9397
2032-01-08 10:00 | 52.3298 | 81.2779
2032-01-08 11:00 | 50.7134 | 80.2045
2032-01-08 12:00 | 49.0854 | 79.37
2032-01-08 13:00 | 48.521 | 79.4933
2032-01-08 14:00 | 48.5207 | 75.7531
2032-01-08 15:00 | 49.0409 | 80.942
2032-01-08 16:00 | 51.7527 | 83.5787
2032-01-08 17:00 | 54.9862 | 87.0506
2032-01-08 18:00 | 58.1744 | 90.0904
2032-01-08 19:00 | 55.1329 | 86.8736
2032-01-08 20:00 | 52.0772 | 82.1713
2032-01-08 21:00 | 48.9057 | 77.963
2032-01-08 22:00 | 46.5699 | 76.0791
2032-01-08 23:00 | 43.5852 | 73.0413
2032-01-09 | 40.9298 | 70.5973
2032-01-09 01:00 | 39.0614 | 65.6962
2032-01-09 02:00 | 39.5389 | 62.6121
2032-01-09 03:00 | 40.5735 | 62.0286
2032-01-09 04:00 | 41.0891 | 60.7049
2032-01-09 05:00 | 41.7345 | 61.8684
2032-01-09 06:00 | 44.321 | 67.9763
2032-01-09 07:00 | 51.44 | 71.0627
2032-01-09 08:00 | 55.1189 | 74.6755
2032-01-09 09:00 | 55.1075 | 78.251
2032-01-09 10:00 | 53.1357 | 77.9001
2032-01-09 11:00 | 51.3065 | 77.0326
2032-01-09 12:00 | 49.5945 | 74.2189
2032-01-09 13:00 | 49.0924 | 74.419
2032-01-09 14:00 | 48.7059 | 70.6003
2032-01-09 15:00 | 48.9544 | 75.9402
2032-01-09 16:00 | 51.2715 | 78.3956
2032-01-09 17:00 | 54.3072 | 82.0169
2032-01-09 18:00 | 58.4876 | 86.8229
2032-01-09 19:00 | 54.8812 | 83.9046
2032-01-09 20:00 | 51.2529 | 79.5289
2032-01-09 21:00 | 47.8126 | 75.7465
2032-01-09 22:00 | 45.3245 | 74.0824
2032-01-09 23:00 | 42.3607 | 71.4126
2032-01-10 | 39.6704 | 68.0374
2032-01-10 01:00 | 37.8433 | 65.6139
2032-01-10 02:00 | 38.137 | 62.521
2032-01-10 03:00 | 38.9322 | 61.8597
2032-01-10 04:00 | 39.2816 | 60.4866
2032-01-10 05:00 | 39.6451 | 61.3021
2032-01-10 06:00 | 41.6384 | 65.0297
2032-01-10 07:00 | 46.8579 | 65.2675
2032-01-10 08:00 | 48.9224 | 67.0929
2032-01-10 09:00 | 50.0019 | 70.9911
2032-01-10 10:00 | 49.555 | 71.1214
2032-01-10 11:00 | 48.1203 | 69.593
2032-01-10 12:00 | 47.1136 | 72.031
2032-01-10 13:00 | 47.0519 | 72.5977
2032-01-10 14:00 | 46.5766 | 68.5282
2032-01-10 15:00 | 46.8392 | 73.4154
2032-01-10 16:00 | 49.1018 | 75.8748
2032-01-10 17:00 | 52.5726 | 79.8841
2032-01-10 18:00 | 57.7284 | 84.5951
2032-01-10 19:00 | 53.9678 | 80.4719
2032-01-10 20:00 | 49.8002 | 74.6986
2032-01-10 21:00 | 45.5613 | 70.5706
2032-01-10 22:00 | 43.3484 | 70.0168
2032-01-10 23:00 | 41.1067 | 69.1214
2032-01-11 | 38.8783 | 68.4029
2032-01-11 01:00 | 37.5722 | 64.7414
2032-01-11 02:00 | 37.8893 | 62.0004
2032-01-11 03:00 | 38.6565 | 61.398
2032-01-11 04:00 | 38.9531 | 60.1166
2032-01-11 05:00 | 39.2292 | 60.5145
2032-01-11 06:00 | 41.0481 | 64.0382
2032-01-11 07:00 | 45.8482 | 63.7182
2032-01-11 08:00 | 47.5741 | 64.9949
2032-01-11 09:00 | 48.0033 | 69.7671
2032-01-11 10:00 | 46.9685 | 71.4021
2032-01-11 11:00 | 45.3451 | 71.2475
2032-01-11 12:00 | 45.7568 | 69.5602
2032-01-11 13:00 | 45.9331 | 70.1045
2032-01-11 14:00 | 45.5504 | 66.6554
2032-01-11 15:00 | 45.997 | 72.5967
2032-01-11 16:00 | 48.584 | 75.8407
2032-01-11 17:00 | 52.6548 | 80.3564
2032-01-11 18:00 | 57.7585 | 84.073
2032-01-11 19:00 | 54.2891 | 81.2546
2032-01-11 20:00 | 50.1978 | 76.9414
2032-01-11 21:00 | 45.9137 | 73.4254
2032-01-11 22:00 | 43.4763 | 72.9515
2032-01-11 23:00 | 41.0038 | 71.6847
2032-01-12 | 39.7313 | 69.5983
2032-01-12 01:00 | 38.0635 | 65.7511
2032-01-12 02:00 | 38.6689 | 62.8438
2032-01-12 03:00 | 39.7255 | 62.5389
2032-01-12 04:00 | 40.3046 | 61.3344
2032-01-12 05:00 | 40.9185 | 63.0369
2032-01-12 06:00 | 43.805 | 68.4794
2032-01-12 07:00 | 51.0063 | 71.9478
2032-01-12 08:00 | 54.7073 | 76.514
2032-01-12 09:00 | 54.5525 | 80.7706
2032-01-12 10:00 | 52.4412 | 80.2121
2032-01-12 11:00 | 50.3785 | 78.2528
2032-01-12 12:00 | 49.8796 | 75.1778
2032-01-12 13:00 | 49.3742 | 75.0108
2032-01-12 14:00 | 49.252 | 70.2403
2032-01-12 15:00 | 50.0835 | 75.2404
2032-01-12 16:00 | 52.9337 | 78.6286
2032-01-12 17:00 | 56.1378 | 84.5779
2032-01-12 18:00 | 59.9767 | 88.5471
2032-01-12 19:00 | 56.1684 | 86.6348
2032-01-12 20:00 | 52.3788 | 82.8759
2032-01-12 21:00 | 48.7036 | 79.1485
2032-01-12 22:00 | 46.068 | 77.1588
2032-01-12 23:00 | 42.9381 | 74.1767
2032-01-13 | 40.268 | 71.7462
2032-01-13 01:00 | 38.1956 | 66.8301
2032-01-13 02:00 | 38.6678 | 63.543
2032-01-13 03:00 | 39.6265 | 63.2623
2032-01-13 04:00 | 40.1759 | 62.1584
2032-01-13 05:00 | 40.7894 | 64.0152
2032-01-13 06:00 | 43.5463 | 69.544
2032-01-13 07:00 | 50.5913 | 73.4562
2032-01-13 08:00 | 54.2717 | 78.5921
2032-01-13 09:00 | 54.5887 | 81.9014
2032-01-13 10:00 | 52.8901 | 80.537
2032-01-13 11:00 | 51.2697 | 77.9062
2032-01-13 12:00 | 49.9757 | 79.3644
2032-01-13 13:00 | 49.4794 | 78.8975
2032-01-13 14:00 | 49.5013 | 74.6183
2032-01-13 15:00 | 50.2964 | 80.361
2032-01-13 16:00 | 53.019 | 83.2446
2032-01-13 17:00 | 56.2049 | 87.6893
2032-01-13 18:00 | 59.0128 | 90.2372
2032-01-13 19:00 | 55.8304 | 87.9927
2032-01-13 20:00 | 52.4525 | 83.4706
2032-01-13 21:00 | 49.1839 | 79.3864
2032-01-13 22:00 | 46.7935 | 77.4123
2032-01-13 23:00 | 43.7574 | 74.4367
2032-01-14 | 40.242 | 72.919
2032-01-14 01:00 | 39.4099 | 69.8113
2032-01-14 02:00 | 39.9953 | 66.4863
2032-01-14 03:00 | 41.0304 | 65.6768
2032-01-14 04:00 | 41.6786 | 64.5296
2032-01-14 05:00 | 42.2863 | 65.9606
2032-01-14 06:00 | 44.898 | 70.612
2032-01-14 07:00 | 52.1547 | 73.9334
2032-01-14 08:00 | 56.0574 | 78.3747
2032-01-14 09:00 | 55.8975 | 82.2257
2032-01-14 10:00 | 53.4461 | 81.7888
2032-01-14 11:00 | 51.1641 | 79.879
2032-01-14 12:00 | 51.1108 | 79.587
2032-01-14 13:00 | 50.6401 | 79.8056
2032-01-14 14:00 | 50.4606 | 76.0018
2032-01-14 15:00 | 51.0929 | 81.2488
2032-01-14 16:00 | 53.9807 | 83.166
2032-01-14 17:00 | 57.2567 | 86.7255
2032-01-14 18:00 | 61.9809 | 90.1431
2032-01-14 19:00 | 58.4407 | 87.3324
2032-01-14 20:00 | 54.8798 | 82.9703
2032-01-14 21:00 | 51.3679 | 79.1322
2032-01-14 22:00 | 48.7918 | 77.1513
2032-01-14 23:00 | 45.5893 | 74.357
2032-01-15 | 42.8434 | 72.1092
2032-01-15 01:00 | 41.2839 | 67.1577
2032-01-15 02:00 | 41.8081 | 63.9724
2032-01-15 03:00 | 42.8025 | 63.4819
2032-01-15 04:00 | 43.3744 | 62.1565
2032-01-15 05:00 | 43.9714 | 63.5738
2032-01-15 06:00 | 46.7897 | 68.7494
2032-01-15 07:00 | 53.7808 | 72.1841
2032-01-15 08:00 | 57.5491 | 76.4225
2032-01-15 09:00 | 57.2026 | 80.9162
2032-01-15 10:00 | 54.4886 | 81.092
2032-01-15 11:00 | 51.9512 | 79.6393
2032-01-15 12:00 | 50.3786 | 79.0993
2032-01-15 13:00 | 49.7107 | 79.2921
2032-01-15 14:00 | 49.3211 | 75.1347
2032-01-15 15:00 | 50.0661 | 80.7092
2032-01-15 16:00 | 52.9031 | 83.0671
2032-01-15 17:00 | 56.18 | 86.0228
2032-01-15 18:00 | 61.06 | 88.2619
2032-01-15 19:00 | 57.9109 | 85.7
2032-01-15 20:00 | 54.4366 | 81.6671
2032-01-15 21:00 | 50.9528 | 77.7364
2032-01-15 22:00 | 48.4118 | 75.6962
2032-01-15 23:00 | 45.278 | 73.2576
2032-01-16 | 42.5336 | 70.7754
2032-01-16 01:00 | 41.1899 | 67.8819
2032-01-16 02:00 | 41.6689 | 64.5215
2032-01-16 03:00 | 42.6611 | 63.6251
2032-01-16 04:00 | 43.2545 | 62.3671
2032-01-16 05:00 | 43.8237 | 63.4471
2032-01-16 06:00 | 46.4246 | 67.8063
2032-01-16 07:00 | 53.4305 | 70.8302
2032-01-16 08:00 | 57.2739 | 74.0803
2032-01-16 09:00 | 56.9527 | 75.9313
2032-01-16 10:00 | 54.3945 | 74.1863
2032-01-16 11:00 | 51.5374 | 72.2736
2032-01-16 12:00 | 51.0714 | 67.842
2032-01-16 13:00 | 50.2802 | 66.8869
2032-01-16 14:00 | 50.1421 | 62.2868
2032-01-16 15:00 | 50.4425 | 66.8441
2032-01-16 16:00 | 53.0053 | 69.9514
2032-01-16 17:00 | 56.0827 | 75.72
2032-01-16 18:00 | 60.0366 | 82.5656
2032-01-16 19:00 | 57.2425 | 80.9237
2032-01-16 20:00 | 53.6619 | 76.9568
2032-01-16 21:00 | 50.3123 | 73.3447
2032-01-16 22:00 | 47.9752 | 71.665
2032-01-16 23:00 | 44.8349 | 69.0662
2032-01-17 | 41.4589 | 68.6414
2032-01-17 01:00 | 40.3284 | 63.7846
2032-01-17 02:00 | 40.6978 | 60.8849
2032-01-17 03:00 | 41.4782 | 60.4082
2032-01-17 04:00 | 41.9187 | 58.964
2032-01-17 05:00 | 42.5552 | 59.8065
2032-01-17 06:00 | 44.4587 | 63.6961
2032-01-17 07:00 | 49.4608 | 63.6736
2032-01-17 08:00 | 50.8498 | 65.1918
2032-01-17 09:00 | 51.9648 | 68.0396
2032-01-17 10:00 | 51.6486 | 67.5763
2032-01-17 11:00 | 50.2059 | 66.3864
2032-01-17 12:00 | 49.73 | 67.7976
2032-01-17 13:00 | 49.8853 | 68.1958
2032-01-17 14:00 | 49.487 | 63.392
2032-01-17 15:00 | 49.6636 | 68.9461
2032-01-17 16:00 | 51.5153 | 71.9801
2032-01-17 17:00 | 54.8498 | 76.0509
2032-01-17 18:00 | 59.125 | 80.1751
2032-01-17 19:00 | 55.9722 | 76.0754
2032-01-17 20:00 | 51.5529 | 70.8055
2032-01-17 21:00 | 47.0249 | 67.4185
2032-01-17 22:00 | 44.7182 | 67.0941
2032-01-17 23:00 | 42.2818 | 66.4519
2032-01-18 | 40.1633 | 66.1398
2032-01-18 01:00 | 38.4706 | 61.6592
2032-01-18 02:00 | 38.7427 | 58.6694
2032-01-18 03:00 | 39.379 | 58.037
2032-01-18 04:00 | 39.6694 | 56.5332
2032-01-18 05:00 | 39.9623 | 57.1531
2032-01-18 06:00 | 41.4573 | 60.8401
2032-01-18 07:00 | 46.1173 | 60.1537
2032-01-18 08:00 | 47.8071 | 61.6507
2032-01-18 09:00 | 49.0066 | 66.228
2032-01-18 10:00 | 48.5228 | 67.943
2032-01-18 11:00 | 47.6317 | 68.9353
2032-01-18 12:00 | 46.8387 | 67.1568
2032-01-18 13:00 | 47.1404 | 68.1475
2032-01-18 14:00 | 46.7835 | 65.3633
2032-01-18 15:00 | 47.2475 | 71.8451
2032-01-18 16:00 | 49.5763 | 74.5007
2032-01-18 17:00 | 53.3257 | 78.7562
2032-01-18 18:00 | 57.3895 | 83.4368
2032-01-18 19:00 | 54.115 | 80.3824
2032-01-18 20:00 | 49.7417 | 75.3119
2032-01-18 21:00 | 45.6734 | 71.2869
2032-01-18 22:00 | 43.2672 | 70.6838
2032-01-18 23:00 | 40.7763 | 69.7259
2032-01-19 | 39.2222 | 67.0992
2032-01-19 01:00 | 37.5196 | 63.7403
2032-01-19 02:00 | 38.1317 | 60.8759
2032-01-19 03:00 | 39.0867 | 60.446
2032-01-19 04:00 | 39.6976 | 59.2134
2032-01-19 05:00 | 40.2857 | 61.0504
2032-01-19 06:00 | 43.0347 | 66.9739
2032-01-19 07:00 | 50.2615 | 70.2803
2032-01-19 08:00 | 54.1828 | 74.3567
2032-01-19 09:00 | 54.7705 | 77.6438
2032-01-19 10:00 | 53.2796 | 76.9013
2032-01-19 11:00 | 51.6703 | 75.4223
2032-01-19 12:00 | 49.5324 | 72.8177
2032-01-19 13:00 | 48.9602 | 72.8802
2032-01-19 14:00 | 49.0157 | 68.6058
2032-01-19 15:00 | 49.7589 | 73.5321
2032-01-19 16:00 | 52.5718 | 76.5013
2032-01-19 17:00 | 55.7222 | 81.6164
2032-01-19 18:00 | 59.7727 | 87.3155
2032-01-19 19:00 | 56.5292 | 84.6319
2032-01-19 20:00 | 53.0435 | 80.2891
2032-01-19 21:00 | 49.5116 | 76.5142
2032-01-19 22:00 | 47.0072 | 74.844
2032-01-19 23:00 | 43.8644 | 72.2804
2032-01-20 | 41.1454 | 68.9155
2032-01-20 01:00 | 39.728 | 66.8154
2032-01-20 02:00 | 40.3063 | 63.3752
2032-01-20 03:00 | 41.2758 | 62.4414
2032-01-20 04:00 | 41.8883 | 61.1388
2032-01-20 05:00 | 42.5804 | 62.6337
2032-01-20 06:00 | 45.2798 | 66.9021
2032-01-20 07:00 | 52.2723 | 70.23
2032-01-20 08:00 | 55.9391 | 74.3106
2032-01-20 09:00 | 55.3671 | 78.1701
2032-01-20 10:00 | 52.8027 | 77.8904
2032-01-20 11:00 | 50.4298 | 77.1432
2032-01-20 12:00 | 48.3009 | 75.0079
2032-01-20 13:00 | 47.4046 | 74.8969
2032-01-20 14:00 | 47.2556 | 70.2757
2032-01-20 15:00 | 48.026 | 75.8594
2032-01-20 16:00 | 50.9574 | 78.5482
2032-01-20 17:00 | 54.7214 | 82.3259
2032-01-20 18:00 | 59.5967 | 83.7748
2032-01-20 19:00 | 56.9243 | 81.8869
2032-01-20 20:00 | 53.8695 | 77.6926
2032-01-20 21:00 | 50.5959 | 74.2113
2032-01-20 22:00 | 48.1665 | 72.6316
2032-01-20 23:00 | 45.1046 | 70.1068
2032-01-21 | 42.1403 | 70.0862
2032-01-21 01:00 | 40.2342 | 65.0073
2032-01-21 02:00 | 40.7488 | 61.6417
2032-01-21 03:00 | 41.7012 | 60.8204
2032-01-21 04:00 | 42.2226 | 59.7399
2032-01-21 05:00 | 42.8765 | 61.1968
2032-01-21 06:00 | 45.3413 | 66.0905
2032-01-21 07:00 | 52.4946 | 69.3021
2032-01-21 08:00 | 56.2647 | 72.7909
2032-01-21 09:00 | 56.4222 | 75.3302
2032-01-21 10:00 | 54.2113 | 74.0197
2032-01-21 11:00 | 52.0775 | 72.6554
2032-01-21 12:00 | 52.1329 | 71.0268
2032-01-21 13:00 | 51.8302 | 70.8415
2032-01-21 14:00 | 51.5993 | 66.39
2032-01-21 15:00 | 52.3047 | 71.141
2032-01-21 16:00 | 54.8498 | 73.8396
2032-01-21 17:00 | 57.8054 | 79.0437
2032-01-21 18:00 | 60.7485 | 83.5981
2032-01-21 19:00 | 57.2132 | 81.8717
2032-01-21 20:00 | 53.444 | 78.1342
2032-01-21 21:00 | 49.8769 | 74.882
2032-01-21 22:00 | 47.2985 | 73.2254
2032-01-21 23:00 | 44.1251 | 70.4587
2032-01-22 | 40.8516 | 68.0919
2032-01-22 01:00 | 39.0909 | 64.462
2032-01-22 02:00 | 39.5392 | 61.1056
2032-01-22 03:00 | 40.3796 | 60.4206
2032-01-22 04:00 | 40.8431 | 59.2893
2032-01-22 05:00 | 41.4446 | 60.9744
2032-01-22 06:00 | 44.0022 | 66.3052
2032-01-22 07:00 | 50.9593 | 69.3155
2032-01-22 08:00 | 54.5606 | 72.1861
2032-01-22 09:00 | 54.9345 | 73.9412
2032-01-22 10:00 | 53.1611 | 71.9866
2032-01-22 11:00 | 51.331 | 70.1471
2032-01-22 12:00 | 50.2534 | 66.9152
2032-01-22 13:00 | 49.7946 | 66.1327
2032-01-22 14:00 | 49.8396 | 61.3078
2032-01-22 15:00 | 50.4342 | 66.4233
2032-01-22 16:00 | 52.854 | 69.8149
2032-01-22 17:00 | 55.601 | 76.0926
2032-01-22 18:00 | 58.514 | 81.4026
2032-01-22 19:00 | 55.0722 | 80.0606
2032-01-22 20:00 | 51.4918 | 76.244
2032-01-22 21:00 | 47.9577 | 72.8247
2032-01-22 22:00 | 45.5293 | 71.2149
2032-01-22 23:00 | 42.4905 | 68.5866
2032-01-23 | 40.2184 | 67.9732
2032-01-23 01:00 | 38.1104 | 63.1522
2032-01-23 02:00 | 38.5174 | 60.0158
2032-01-23 03:00 | 39.2998 | 59.6817
2032-01-23 04:00 | 39.7552 | 58.4189
2032-01-23 05:00 | 40.3371 | 59.7569
2032-01-23 06:00 | 42.7927 | 65.5883
2032-01-23 07:00 | 49.7355 | 69.006
2032-01-23 08:00 | 53.1998 | 73.1603
2032-01-23 09:00 | 53.4719 | 77.3204
2032-01-23 10:00 | 51.8341 | 77.3844
2032-01-23 11:00 | 50.0623 | 76.7134
2032-01-23 12:00 | 49.2925 | 75.3366
2032-01-23 13:00 | 48.7166 | 75.2967
2032-01-23 14:00 | 48.6102 | 71.0219
2032-01-23 15:00 | 48.7884 | 76.2492
2032-01-23 16:00 | 50.753 | 77.9265
2032-01-23 17:00 | 53.4714 | 81.3298
2032-01-23 18:00 | 57.6046 | 84.6957
2032-01-23 19:00 | 54.1197 | 82.3528
2032-01-23 20:00 | 50.3431 | 77.426
2032-01-23 21:00 | 46.9147 | 73.5608
2032-01-23 22:00 | 44.5752 | 71.8527
2032-01-23 23:00 | 41.6307 | 69.3141
2032-01-24 | 38.4169 | 67.3222
2032-01-24 01:00 | 37.6636 | 63.1815
2032-01-24 02:00 | 38.1667 | 60.3228
2032-01-24 03:00 | 39.0601 | 60.1542
2032-01-24 04:00 | 39.4966 | 58.9505
2032-01-24 05:00 | 40.083 | 59.8676
2032-01-24 06:00 | 41.9194 | 64.2315
2032-01-24 07:00 | 47.1166 | 65.024
2032-01-24 08:00 | 48.9496 | 68.0632
2032-01-24 09:00 | 49.6308 | 74.3311
2032-01-24 10:00 | 49.0735 | 76.2562
2032-01-24 11:00 | 47.5345 | 75.3687
2032-01-24 12:00 | 46.5944 | 75.2724
2032-01-24 13:00 | 46.3983 | 75.3487
2032-01-24 14:00 | 45.8713 | 71.3478
2032-01-24 15:00 | 45.9558 | 76.7596
2032-01-24 16:00 | 48.0941 | 78.099
2032-01-24 17:00 | 51.876 | 81.378
2032-01-24 18:00 | 57.7826 | 83.5214
2032-01-24 19:00 | 54.915 | 80.4831
2032-01-24 20:00 | 50.969 | 74.6524
2032-01-24 21:00 | 46.5208 | 70.8877
2032-01-24 22:00 | 44.5443 | 70.5004
2032-01-24 23:00 | 42.2073 | 69.6924
2032-01-25 | 40.164 | 68.3624
2032-01-25 01:00 | 38.9498 | 64.882
2032-01-25 02:00 | 39.3136 | 62.0191
2032-01-25 03:00 | 40.0513 | 61.4568
2032-01-25 04:00 | 40.3086 | 60.2414
2032-01-25 05:00 | 40.6443 | 61.1176
2032-01-25 06:00 | 41.9489 | 64.9229
2032-01-25 07:00 | 46.9512 | 64.215
2032-01-25 08:00 | 48.7617 | 64.8864
2032-01-25 09:00 | 49.2889 | 69.3205
2032-01-25 10:00 | 48.1007 | 70.8208
2032-01-25 11:00 | 46.1575 | 71.23
2032-01-25 12:00 | 46.7117 | 69.2435
2032-01-25 13:00 | 46.8879 | 69.8215
2032-01-25 14:00 | 47.0095 | 66.8873
2032-01-25 15:00 | 47.5956 | 73.5309
2032-01-25 16:00 | 50.0903 | 75.7466
2032-01-25 17:00 | 53.9764 | 80.7486
2032-01-25 18:00 | 57.2719 | 85.5771
2032-01-25 19:00 | 54.9124 | 83.1793
2032-01-25 20:00 | 51.4311 | 77.1667
2032-01-25 21:00 | 47.2383 | 72.7678
2032-01-25 22:00 | 44.839 | 72.1961
2032-01-25 23:00 | 42.3038 | 71.2622
2032-01-26 | 39.838 | 70.3874
2032-01-26 01:00 | 39.0872 | 66.2008
2032-01-26 02:00 | 39.7337 | 63.3585
2032-01-26 03:00 | 40.7489 | 63.1008
2032-01-26 04:00 | 41.3676 | 61.8145
2032-01-26 05:00 | 42.0651 | 63.5742
2032-01-26 06:00 | 44.8354 | 69.7209
2032-01-26 07:00 | 52.1743 | 72.7122
2032-01-26 08:00 | 55.968 | 75.8054
2032-01-26 09:00 | 55.6296 | 78.3818
2032-01-26 10:00 | 53.2444 | 77.1855
2032-01-26 11:00 | 50.5974 | 76.099
2032-01-26 12:00 | 51.4942 | 72.8172
2032-01-26 13:00 | 51.0487 | 73.2657
2032-01-26 14:00 | 50.985 | 69.2725
2032-01-26 15:00 | 51.6923 | 75.2354
2032-01-26 16:00 | 54.4435 | 78.0725
2032-01-26 17:00 | 57.4288 | 82.695
2032-01-26 18:00 | 60.9811 | 86.5297
2032-01-26 19:00 | 57.801 | 85.8131
2032-01-26 20:00 | 54.0557 | 82.6714
2032-01-26 21:00 | 50.3714 | 79.6287
2032-01-26 22:00 | 47.7912 | 77.8658
2032-01-26 23:00 | 44.5383 | 75.1971
2032-01-27 | 41.6223 | 70.9316
2032-01-27 01:00 | 40.1523 | 67.2263
2032-01-27 02:00 | 40.6833 | 63.8191
2032-01-27 03:00 | 41.521 | 63.5463
2032-01-27 04:00 | 42.0578 | 62.3796
2032-01-27 05:00 | 42.7473 | 63.9845
2032-01-27 06:00 | 45.4912 | 68.9536
2032-01-27 07:00 | 52.397 | 72.4708
2032-01-27 08:00 | 55.8871 | 76.1927
2032-01-27 09:00 | 55.28 | 78.7675
2032-01-27 10:00 | 52.671 | 77.0835
2032-01-27 11:00 | 50.0947 | 75.6641
2032-01-27 12:00 | 48.4893 | 73.1489
2032-01-27 13:00 | 47.598 | 72.4137
2032-01-27 14:00 | 47.5907 | 67.722
2032-01-27 15:00 | 48.2428 | 74.0769
2032-01-27 16:00 | 50.9235 | 77.0376
2032-01-27 17:00 | 54.4497 | 83.0088
2032-01-27 18:00 | 59.3461 | 89.28
2032-01-27 19:00 | 56.4148 | 87.6961
2032-01-27 20:00 | 53.1347 | 83.0313
2032-01-27 21:00 | 49.6026 | 79.0919
2032-01-27 22:00 | 47.0963 | 76.9166
2032-01-27 23:00 | 43.9513 | 74.1457
2032-01-28 | 41.5456 | 72.9536
2032-01-28 01:00 | 39.5116 | 68.1075
2032-01-28 02:00 | 40.0059 | 64.8183
2032-01-28 03:00 | 40.7816 | 64.29
2032-01-28 04:00 | 41.2476 | 63.1799
2032-01-28 05:00 | 41.8689 | 64.6393
2032-01-28 06:00 | 44.3567 | 70.4397
2032-01-28 07:00 | 51.3767 | 73.4863
2032-01-28 08:00 | 55.0095 | 76.5582
2032-01-28 09:00 | 55.4343 | 78.679
2032-01-28 10:00 | 53.6034 | 77.6266
2032-01-28 11:00 | 51.839 | 76.9533
2032-01-28 12:00 | 50.4443 | 71.8857
2032-01-28 13:00 | 49.9337 | 71.7596
2032-01-28 14:00 | 49.9696 | 68.1235
2032-01-28 15:00 | 50.6012 | 73.7486
2032-01-28 16:00 | 53.0528 | 76.17
2032-01-28 17:00 | 56.1159 | 81.2361
2032-01-28 18:00 | 59.0281 | 86.37
2032-01-28 19:00 | 56.0332 | 85.5264
2032-01-28 20:00 | 52.6153 | 81.5818
2032-01-28 21:00 | 49.1863 | 78.2393
2032-01-28 22:00 | 46.744 | 76.3299
2032-01-28 23:00 | 43.6165 | 73.3066
2032-01-29 | 40.6879 | 71.3572
2032-01-29 01:00 | 39.1146 | 66.0168
2032-01-29 02:00 | 39.6462 | 62.8704
2032-01-29 03:00 | 40.4612 | 63.1701
2032-01-29 04:00 | 40.96 | 62.0048
2032-01-29 05:00 | 41.674 | 63.6793
2032-01-29 06:00 | 44.0245 | 71.726
2032-01-29 07:00 | 51.0201 | 75.1557
2032-01-29 08:00 | 54.6825 | 79.6365
2032-01-29 09:00 | 54.9906 | 85.3166
2032-01-29 10:00 | 53.1802 | 86.2706
2032-01-29 11:00 | 51.3368 | 85.034
2032-01-29 12:00 | 50.6755 | 82.6898
2032-01-29 13:00 | 50.1473 | 82.3464
2032-01-29 14:00 | 50.1825 | 77.6985
2032-01-29 15:00 | 50.7863 | 83.431
2032-01-29 16:00 | 53.1801 | 85.0204
2032-01-29 17:00 | 56.0167 | 88.6036
2032-01-29 18:00 | 59.1649 | 90.2881
2032-01-29 19:00 | 56.129 | 89.7476
2032-01-29 20:00 | 52.7549 | 86.1081
2032-01-29 21:00 | 49.2624 | 82.538
2032-01-29 22:00 | 46.8428 | 80.2379
2032-01-29 23:00 | 43.7681 | 77.2364
2032-01-30 | 40.9515 | 73.4712
2032-01-30 01:00 | 39.336 | 69.2303
2032-01-30 02:00 | 39.8073 | 65.9559
2032-01-30 03:00 | 40.5768 | 65.6723
2032-01-30 04:00 | 41.0644 | 64.6028
2032-01-30 05:00 | 41.7239 | 66.1758
2032-01-30 06:00 | 44.2238 | 72.1603
2032-01-30 07:00 | 51.1459 | 75.6075
2032-01-30 08:00 | 54.7328 | 79.7071
2032-01-30 09:00 | 55.0429 | 82.9818
2032-01-30 10:00 | 53.3448 | 82.7366
2032-01-30 11:00 | 51.6013 | 81.1364
2032-01-30 12:00 | 49.455 | 77.7
2032-01-30 13:00 | 48.8263 | 77.281
2032-01-30 14:00 | 48.6871 | 73.8866
2032-01-30 15:00 | 49.0271 | 79.1625
2032-01-30 16:00 | 51.1294 | 80.2669
2032-01-30 17:00 | 54.026 | 83.1716
2032-01-30 18:00 | 57.3154 | 88.4479
2032-01-30 19:00 | 54.6508 | 87.5352
2032-01-30 20:00 | 51.289 | 83.4314
2032-01-30 21:00 | 47.9627 | 79.947
2032-01-30 22:00 | 45.6313 | 78.1827
2032-01-30 23:00 | 42.6488 | 75.3831
2032-01-31 | 39.7585 | 71.3198
2032-01-31 01:00 | 38.1135 | 69.2102
2032-01-31 02:00 | 38.4924 | 66.0519
2032-01-31 03:00 | 39.1584 | 65.3685
2032-01-31 04:00 | 39.5271 | 64.0843
2032-01-31 05:00 | 40.0534 | 65.4964
2032-01-31 06:00 | 41.8534 | 69.4982
2032-01-31 07:00 | 46.8983 | 69.4389
2032-01-31 08:00 | 48.6024 | 70.2492
2032-01-31 09:00 | 49.6506 | 73.9255
2032-01-31 10:00 | 49.3054 | 74.3783
2032-01-31 11:00 | 48.1156 | 72.6111
2032-01-31 12:00 | 47.104 | 75.2115
2032-01-31 13:00 | 47.0239 | 75.2685
2032-01-31 14:00 | 46.6403 | 70.3425
2032-01-31 15:00 | 46.9027 | 74.2586
2032-01-31 16:00 | 48.9166 | 75.1708
2032-01-31 17:00 | 52.3321 | 79.0617
2032-01-31 18:00 | 56.5267 | 82.3019
2032-01-31 19:00 | 53.6516 | 80.5092
2032-01-31 20:00 | 49.7265 | 75.0292
2032-01-31 21:00 | 45.4386 | 71.2881
2032-01-31 22:00 | 43.349 | 70.9752
2032-01-31 23:00 | 41.07 | 70.3443
2032-02-01 | 39.4105 | 70.1128
2032-02-01 01:00 | 37.0123 | 66.3071
2032-02-01 02:00 | 37.1961 | 63.9594
2032-02-01 03:00 | 37.7659 | 63.4057
2032-02-01 04:00 | 38.0896 | 61.9766
2032-02-01 05:00 | 38.2477 | 62.6244
2032-02-01 06:00 | 39.4417 | 65.866
2032-02-01 07:00 | 44.6091 | 65.0332
2032-02-01 08:00 | 46.7289 | 64.3754
2032-02-01 09:00 | 47.3905 | 65.2613
2032-02-01 10:00 | 46.0107 | 63.2934
2032-02-01 11:00 | 44.7129 | 61.6376
2032-02-01 12:00 | 43.9199 | 64.1671
2032-02-01 13:00 | 43.7831 | 65.2672
2032-02-01 14:00 | 43.2485 | 61.1615
2032-02-01 15:00 | 43.7424 | 67.2408
2032-02-01 16:00 | 46.5779 | 71.1257
2032-02-01 17:00 | 50.5589 | 76.4382
2032-02-01 18:00 | 53.9046 | 81.1103
2032-02-01 19:00 | 51.4488 | 79.299
2032-02-01 20:00 | 47.6155 | 75.3251
2032-02-01 21:00 | 44.0154 | 71.879
2032-02-01 22:00 | 41.7869 | 71.2358
2032-02-01 23:00 | 39.5368 | 70.4442
2032-02-02 | 37.3443 | 69.2626
2032-02-02 01:00 | 35.9007 | 64.8783
2032-02-02 02:00 | 36.4679 | 62.4081
2032-02-02 03:00 | 37.4146 | 61.9665
2032-02-02 04:00 | 38.1192 | 60.5712
2032-02-02 05:00 | 38.8635 | 62.2386
2032-02-02 06:00 | 41.5611 | 67.2651
2032-02-02 07:00 | 49.1599 | 70.156
2032-02-02 08:00 | 52.6027 | 73.0638
2032-02-02 09:00 | 51.9327 | 74.376
2032-02-02 10:00 | 49.4407 | 71.3728
2032-02-02 11:00 | 47.0885 | 69.5178
2032-02-02 12:00 | 45.6265 | 69.498
2032-02-02 13:00 | 44.8997 | 70.1192
2032-02-02 14:00 | 44.6424 | 65.7256
2032-02-02 15:00 | 45.0987 | 71.3375
2032-02-02 16:00 | 48.0249 | 75.1457
2032-02-02 17:00 | 51.3797 | 81.0175
2032-02-02 18:00 | 55.5008 | 85.8683
2032-02-02 19:00 | 53.2632 | 83.7654
2032-02-02 20:00 | 50.2462 | 78.9163
2032-02-02 21:00 | 46.9176 | 74.4947
2032-02-02 22:00 | 44.5375 | 72.3985
2032-02-02 23:00 | 41.6366 | 70.1399
2032-02-03 | 39.1943 | 69.2887
2032-02-03 01:00 | 37.4466 | 64.6054
2032-02-03 02:00 | 37.9115 | 61.7784
2032-02-03 03:00 | 38.773 | 61.3933
2032-02-03 04:00 | 39.4529 | 60.0652
2032-02-03 05:00 | 40.2415 | 61.7674
2032-02-03 06:00 | 43.044 | 67.8598
2032-02-03 07:00 | 50.3704 | 71.0313
2032-02-03 08:00 | 53.8568 | 74.6774
2032-02-03 09:00 | 53.7405 | 77.3321
2032-02-03 10:00 | 51.561 | 75.926
2032-02-03 11:00 | 49.9091 | 75.4758
2032-02-03 12:00 | 48.4945 | 74.8055
2032-02-03 13:00 | 47.9973 | 75.0034
2032-02-03 14:00 | 47.5492 | 70.5145
2032-02-03 15:00 | 48.3006 | 76.178
2032-02-03 16:00 | 51.092 | 79.6111
2032-02-03 17:00 | 54.3423 | 83.7578
2032-02-03 18:00 | 57.2632 | 85.5736
2032-02-03 19:00 | 54.4923 | 84.4065
2032-02-03 20:00 | 51.2718 | 80.2081
2032-02-03 21:00 | 47.7927 | 76.2416
2032-02-03 22:00 | 45.2591 | 74.4099
2032-02-03 23:00 | 42.3895 | 71.9863
2032-02-04 | 39.864 | 70.134
2032-02-04 01:00 | 38.9497 | 65.9307
2032-02-04 02:00 | 39.4584 | 63.1665
2032-02-04 03:00 | 40.353 | 62.5694
2032-02-04 04:00 | 41.0637 | 61.2831
2032-02-04 05:00 | 41.7727 | 62.7975
2032-02-04 06:00 | 44.3965 | 67.0457
2032-02-04 07:00 | 51.9047 | 70.597
2032-02-04 08:00 | 55.683 | 74.9154
2032-02-04 09:00 | 55.8087 | 78.2384
2032-02-04 10:00 | 53.5262 | 77.0534
2032-02-04 11:00 | 51.7412 | 75.7006
2032-02-04 12:00 | 48.9518 | 73.0918
2032-02-04 13:00 | 48.4361 | 73.4957
2032-02-04 14:00 | 47.9606 | 69.368
2032-02-04 15:00 | 48.5549 | 74.4969
2032-02-04 16:00 | 51.5577 | 77.2179
2032-02-04 17:00 | 54.9324 | 81.909
2032-02-04 18:00 | 58.5584 | 86.5276
2032-02-04 19:00 | 56.6292 | 84.8942
2032-02-04 20:00 | 53.6469 | 80.6693
2032-02-04 21:00 | 50.4094 | 76.8725
2032-02-04 22:00 | 47.9728 | 75.0618
2032-02-04 23:00 | 44.9294 | 72.5457
2032-02-05 | 42.0521 | 69.4786
2032-02-05 01:00 | 40.6425 | 68.5467
2032-02-05 02:00 | 41.1444 | 65.6606
2032-02-05 03:00 | 42.0466 | 65.3972
2032-02-05 04:00 | 42.7254 | 64.049
2032-02-05 05:00 | 43.5011 | 65.4864
2032-02-05 06:00 | 46.1843 | 70.8539
2032-02-05 07:00 | 53.3249 | 73.4325
2032-02-05 08:00 | 56.5718 | 75.6867
2032-02-05 09:00 | 55.3674 | 76.0093
2032-02-05 10:00 | 51.9511 | 71.8266
2032-02-05 11:00 | 49.134 | 69.1653
2032-02-05 12:00 | 48.1938 | 66.6888
2032-02-05 13:00 | 47.4133 | 65.4587
2032-02-05 14:00 | 46.9166 | 59.7843
2032-02-05 15:00 | 47.5571 | 65.3534
2032-02-05 16:00 | 50.5559 | 69.8018
2032-02-05 17:00 | 53.914 | 78.703
2032-02-05 18:00 | 59.1571 | 88.5124
2032-02-05 19:00 | 56.9762 | 88.0487
2032-02-05 20:00 | 53.7839 | 84.0483
2032-02-05 21:00 | 50.2749 | 79.9787
2032-02-05 22:00 | 47.748 | 77.6847
2032-02-05 23:00 | 44.6694 | 74.9471
2032-02-06 | 41.8238 | 74.3332
2032-02-06 01:00 | 40.039 | 70.1872
2032-02-06 02:00 | 40.4093 | 67.3815
2032-02-06 03:00 | 41.1624 | 66.5386
2032-02-06 04:00 | 41.7525 | 65.1382
2032-02-06 05:00 | 42.4107 | 66.5193
2032-02-06 06:00 | 45.0125 | 72.8584
2032-02-06 07:00 | 52.2303 | 75.1524
2032-02-06 08:00 | 55.6698 | 77.6147
2032-02-06 09:00 | 55.2518 | 78.772
2032-02-06 10:00 | 52.577 | 76.8705
2032-02-06 11:00 | 49.8893 | 75.6207
2032-02-06 12:00 | 48.2479 | 73.4905
2032-02-06 13:00 | 47.4198 | 73.5737
2032-02-06 14:00 | 46.9339 | 69.9852
2032-02-06 15:00 | 46.9758 | 74.7834
2032-02-06 16:00 | 49.2998 | 76.7974
2032-02-06 17:00 | 52.257 | 79.6755
2032-02-06 18:00 | 55.643 | 83.526
2032-02-06 19:00 | 53.5278 | 83.0858
2032-02-06 20:00 | 50.1909 | 79.4088
2032-02-06 21:00 | 46.7858 | 76.0219
2032-02-06 22:00 | 44.4632 | 74.6473
2032-02-06 23:00 | 41.5877 | 72.3
2032-02-07 | 39.2621 | 69.7034
2032-02-07 01:00 | 37.0798 | 68.5863
2032-02-07 02:00 | 37.2976 | 65.418
2032-02-07 03:00 | 37.841 | 64.2952
2032-02-07 04:00 | 38.2779 | 62.7403
2032-02-07 05:00 | 38.7521 | 64.3147
2032-02-07 06:00 | 40.4908 | 66.9117
2032-02-07 07:00 | 45.9265 | 66.4789
2032-02-07 08:00 | 48.101 | 67.3683
2032-02-07 09:00 | 49.0868 | 71.0356
2032-02-07 10:00 | 48.1788 | 71.1405
2032-02-07 11:00 | 47.0331 | 70.4868
2032-02-07 12:00 | 45.4728 | 69.4223
2032-02-07 13:00 | 45.0178 | 69.6413
2032-02-07 14:00 | 44.1001 | 65.1437
2032-02-07 15:00 | 44.2442 | 68.2776
2032-02-07 16:00 | 46.5055 | 69.8895
2032-02-07 17:00 | 50.0101 | 75.8299
2032-02-07 18:00 | 53.4824 | 82.8423
2032-02-07 19:00 | 50.8658 | 81.7173
2032-02-07 20:00 | 46.5569 | 75.5732
2032-02-07 21:00 | 43.0022 | 70.5778
2032-02-07 22:00 | 41.0793 | 70.0071
2032-02-07 23:00 | 39.0023 | 69.7267
2032-02-08 | 36.1519 | 69.6054
2032-02-08 01:00 | 34.8424 | 68.0532
2032-02-08 02:00 | 35.1811 | 66.0297
2032-02-08 03:00 | 35.834 | 65.8316
2032-02-08 04:00 | 36.2256 | 64.7464
2032-02-08 05:00 | 36.5583 | 64.8654
2032-02-08 06:00 | 38.1606 | 68.0155
2032-02-08 07:00 | 43.1442 | 68.0343
2032-02-08 08:00 | 45.1463 | 67.5352
2032-02-08 09:00 | 45.6787 | 70.0737
2032-02-08 10:00 | 44.5854 | 69.5219
2032-02-08 11:00 | 43.9909 | 67.8323
2032-02-08 12:00 | 41.8326 | 62.9735
2032-02-08 13:00 | 41.5508 | 62.8978
2032-02-08 14:00 | 40.9076 | 58.1235
2032-02-08 15:00 | 41.3849 | 64.4139
2032-02-08 16:00 | 44.3489 | 68.6547
2032-02-08 17:00 | 48.7374 | 75.0705
2032-02-08 18:00 | 53.0463 | 81.0526
2032-02-08 19:00 | 51.1536 | 79.9768
2032-02-08 20:00 | 47.4998 | 76.8208
2032-02-08 21:00 | 43.899 | 74.2495
2032-02-08 22:00 | 41.9635 | 73.6733
2032-02-08 23:00 | 39.6482 | 72.532
2032-02-09 | 37.5848 | 71.6229
2032-02-09 01:00 | 35.8735 | 64.9136
2032-02-09 02:00 | 36.4748 | 62.5089
2032-02-09 03:00 | 37.3874 | 62.1426
2032-02-09 04:00 | 38.0612 | 60.6722
2032-02-09 05:00 | 38.9729 | 62.2453
2032-02-09 06:00 | 41.8727 | 67.6756
2032-02-09 07:00 | 49.3283 | 70.8624
2032-02-09 08:00 | 52.3754 | 74.196
2032-02-09 09:00 | 51.2529 | 77.5042
2032-02-09 10:00 | 48.4747 | 75.9445
2032-02-09 11:00 | 46.3057 | 74.0633
2032-02-09 12:00 | 45.1968 | 74.0147
2032-02-09 13:00 | 44.6155 | 74.6441
2032-02-09 14:00 | 44.0782 | 69.9086
2032-02-09 15:00 | 44.736 | 75.0649
2032-02-09 16:00 | 47.4591 | 77.6285
2032-02-09 17:00 | 50.8011 | 82.0113
2032-02-09 18:00 | 55.3177 | 85.2527
2032-02-09 19:00 | 52.8559 | 83.7503
2032-02-09 20:00 | 49.7224 | 79.4019
2032-02-09 21:00 | 46.2265 | 75.4133
2032-02-09 22:00 | 43.6598 | 73.3847
2032-02-09 23:00 | 40.7954 | 71.2501
2032-02-10 | 38.0411 | 68.8739
2032-02-10 01:00 | 36.0928 | 65.5277
2032-02-10 02:00 | 36.5134 | 62.5701
2032-02-10 03:00 | 37.3185 | 61.9692
2032-02-10 04:00 | 37.903 | 60.6429
2032-02-10 05:00 | 38.7971 | 62.0483
2032-02-10 06:00 | 41.5252 | 67.3828
2032-02-10 07:00 | 48.7135 | 70.6307
2032-02-10 08:00 | 51.3634 | 73.6013
2032-02-10 09:00 | 50.5524 | 75.433
2032-02-10 10:00 | 48.1954 | 73.704
2032-02-10 11:00 | 46.6224 | 73.1971
2032-02-10 12:00 | 45.2348 | 70.7093
2032-02-10 13:00 | 44.8851 | 70.6956
2032-02-10 14:00 | 44.5985 | 66.3599
2032-02-10 15:00 | 45.1423 | 72.0852
2032-02-10 16:00 | 47.608 | 75.6282
2032-02-10 17:00 | 50.6288 | 80.4419
2032-02-10 18:00 | 54.1126 | 84.5468
2032-02-10 19:00 | 51.496 | 83.6137
2032-02-10 20:00 | 48.3104 | 79.3097
2032-02-10 21:00 | 44.8889 | 75.2828
2032-02-10 22:00 | 42.4274 | 73.4192
2032-02-10 23:00 | 39.6288 | 71.0333
2032-02-11 | 37.3375 | 69.7579
2032-02-11 01:00 | 35.3195 | 66.2563
2032-02-11 02:00 | 35.7257 | 63.353
2032-02-11 03:00 | 36.4404 | 63.0075
2032-02-11 04:00 | 36.9638 | 61.9107
2032-02-11 05:00 | 37.7863 | 63.3817
2032-02-11 06:00 | 40.5308 | 69.5936
2032-02-11 07:00 | 47.9969 | 72.6477
2032-02-11 08:00 | 50.9555 | 75.6162
2032-02-11 09:00 | 50.6267 | 77.3361
2032-02-11 10:00 | 48.4827 | 74.9557
2032-02-11 11:00 | 46.8656 | 73.3029
2032-02-11 12:00 | 46.1569 | 69.8579
2032-02-11 13:00 | 45.9153 | 69.1766
2032-02-11 14:00 | 45.5919 | 64.1707
2032-02-11 15:00 | 45.9267 | 68.8341
2032-02-11 16:00 | 48.1475 | 72.2138
2032-02-11 17:00 | 50.954 | 79.3044
2032-02-11 18:00 | 53.4725 | 85.1663
2032-02-11 19:00 | 50.6837 | 85.8384
2032-02-11 20:00 | 47.4496 | 82.6792
2032-02-11 21:00 | 44.0529 | 79.3716
2032-02-11 22:00 | 41.6171 | 77.4351
2032-02-11 23:00 | 38.8432 | 74.3272
2032-02-12 | 36.7167 | 71.578
2032-02-12 01:00 | 35.1673 | 66.1565
2032-02-12 02:00 | 35.6156 | 63.4232
2032-02-12 03:00 | 36.3447 | 63.3866
2032-02-12 04:00 | 36.9235 | 62.2676
2032-02-12 05:00 | 37.7903 | 64.3122
2032-02-12 06:00 | 40.8434 | 70.6683
2032-02-12 07:00 | 48.2706 | 73.6733
2032-02-12 08:00 | 51.6109 | 75.6184
2032-02-12 09:00 | 51.5355 | 74.7414
2032-02-12 10:00 | 49.6784 | 70.0709
2032-02-12 11:00 | 48.2133 | 67.0505
2032-02-12 12:00 | 46.7691 | 67.8492
2032-02-12 13:00 | 46.404 | 66.8046
2032-02-12 14:00 | 46.1512 | 62.1225
2032-02-12 15:00 | 46.7125 | 67.464
2032-02-12 16:00 | 49.1298 | 70.8136
2032-02-12 17:00 | 51.965 | 77.9448
2032-02-12 18:00 | 54.4034 | 83.9804
2032-02-12 19:00 | 52.0872 | 84.6663
2032-02-12 20:00 | 49.1159 | 80.9577
2032-02-12 21:00 | 45.8296 | 77.3366
2032-02-12 22:00 | 43.4642 | 75.4995
2032-02-12 23:00 | 40.6714 | 72.5906
2032-02-13 | 38.0242 | 71.1666
2032-02-13 01:00 | 36.7133 | 65.9816
2032-02-13 02:00 | 37.1716 | 63.3259
2032-02-13 03:00 | 37.9425 | 63.0053
2032-02-13 04:00 | 38.5903 | 61.666
2032-02-13 05:00 | 39.4498 | 63.0764
2032-02-13 06:00 | 42.3053 | 68.9169
2032-02-13 07:00 | 49.7781 | 71.9274
2032-02-13 08:00 | 53.0648 | 73.9848
2032-02-13 09:00 | 52.6895 | 74.6897
2032-02-13 10:00 | 50.4722 | 71.5764
2032-02-13 11:00 | 48.6526 | 69.5978
2032-02-13 12:00 | 45.2428 | 72.7441
2032-02-13 13:00 | 44.5983 | 72.7349
2032-02-13 14:00 | 43.9367 | 68.6335
2032-02-13 15:00 | 43.9898 | 73.9359
2032-02-13 16:00 | 46.2193 | 75.4634
2032-02-13 17:00 | 49.3285 | 79.0914
2032-02-13 18:00 | 53.2068 | 82.8965
2032-02-13 19:00 | 51.7027 | 81.9306
2032-02-13 20:00 | 48.9764 | 76.995
2032-02-13 21:00 | 45.8955 | 72.9218
2032-02-13 22:00 | 43.6205 | 71.0988
2032-02-13 23:00 | 40.8899 | 68.7895
2032-02-14 | 38.5131 | 67.5258
2032-02-14 01:00 | 36.5799 | 63.2998
2032-02-14 02:00 | 36.8935 | 60.9115
2032-02-14 03:00 | 37.4999 | 60.7033
2032-02-14 04:00 | 37.9175 | 59.0157
2032-02-14 05:00 | 38.3788 | 59.858
2032-02-14 06:00 | 39.8023 | 64.8644
2032-02-14 07:00 | 45.3826 | 64.645
2032-02-14 08:00 | 47.5018 | 64.6226
2032-02-14 09:00 | 47.9755 | 66.4936
2032-02-14 10:00 | 46.6487 | 65.7627
2032-02-14 11:00 | 44.9172 | 65.7851
2032-02-14 12:00 | 44.8088 | 67.863
2032-02-14 13:00 | 44.4752 | 68.4181
2032-02-14 14:00 | 43.8654 | 63.3966
2032-02-14 15:00 | 44.091 | 68.1023
2032-02-14 16:00 | 46.475 | 70.4365
2032-02-14 17:00 | 49.7701 | 74.2042
2032-02-14 18:00 | 53.2359 | 76.6672
2032-02-14 19:00 | 50.9809 | 74.9952
2032-02-14 20:00 | 47.5835 | 70.2938
2032-02-14 21:00 | 43.631 | 67.0203
2032-02-14 22:00 | 41.5888 | 66.6311
2032-02-14 23:00 | 39.5382 | 66.0407
2032-02-15 | 37.0657 | 65.391
2032-02-15 01:00 | 36.0308 | 61.8994
2032-02-15 02:00 | 36.3313 | 59.3847
2032-02-15 03:00 | 36.8565 | 58.952
2032-02-15 04:00 | 37.2311 | 57.3841
2032-02-15 05:00 | 37.6565 | 57.7196
2032-02-15 06:00 | 39.0701 | 61.6795
2032-02-15 07:00 | 44.2552 | 60.9844
2032-02-15 08:00 | 46.2259 | 60.8275
2032-02-15 09:00 | 46.3326 | 62.9163
2032-02-15 10:00 | 44.6551 | 62.5741
2032-02-15 11:00 | 42.6495 | 63.0007
2032-02-15 12:00 | 42.8263 | 63.4662
2032-02-15 13:00 | 42.6954 | 64.3135
2032-02-15 14:00 | 42.0117 | 61.1299
2032-02-15 15:00 | 42.45 | 67.45
2032-02-15 16:00 | 45.1756 | 70.2001
2032-02-15 17:00 | 49.1554 | 74.8349
2032-02-15 18:00 | 54.0785 | 78.6345
2032-02-15 19:00 | 51.9197 | 77.3742
2032-02-15 20:00 | 48.3577 | 72.5073
2032-02-15 21:00 | 44.3986 | 68.6549
2032-02-15 22:00 | 42.1107 | 67.9004
2032-02-15 23:00 | 39.8591 | 66.8087
2032-02-16 | 37.6183 | 66.4367
2032-02-16 01:00 | 35.9486 | 64.3737
2032-02-16 02:00 | 36.5686 | 62.2938
2032-02-16 03:00 | 37.1774 | 62.2148
2032-02-16 04:00 | 37.7108 | 61.0873
2032-02-16 05:00 | 38.2647 | 61.2429
2032-02-16 06:00 | 40.0668 | 66.037
2032-02-16 07:00 | 45.2002 | 65.2546
2032-02-16 08:00 | 46.3276 | 63.2324
2032-02-16 09:00 | 46.0191 | 65.5278
2032-02-16 10:00 | 44.7766 | 64.9995
2032-02-16 11:00 | 43.4719 | 68.0638
2032-02-16 12:00 | 42.3581 | 67.1002
2032-02-16 13:00 | 42.1208 | 67.4532
2032-02-16 14:00 | 41.5595 | 62.6042
2032-02-16 15:00 | 41.6749 | 67.7564
2032-02-16 16:00 | 44.2113 | 68.1928
2032-02-16 17:00 | 48.3324 | 75.9721
2032-02-16 18:00 | 52.2773 | 79.1928
2032-02-16 19:00 | 50.6063 | 78.747
2032-02-16 20:00 | 47.626 | 73.7066
2032-02-16 21:00 | 44.082 | 70.1404
2032-02-16 22:00 | 42.1858 | 69.9414
2032-02-16 23:00 | 39.9807 | 67.8189
2032-02-17 | 38.1738 | 67.0888
2032-02-17 01:00 | 37.7113 | 64.9935
2032-02-17 02:00 | 38.2233 | 62.189
2032-02-17 03:00 | 38.9596 | 62.0774
2032-02-17 04:00 | 39.5921 | 60.9318
2032-02-17 05:00 | 40.5808 | 62.843
2032-02-17 06:00 | 43.4739 | 69.3332
2032-02-17 07:00 | 50.6346 | 73.2805
2032-02-17 08:00 | 53.4241 | 76.9417
2032-02-17 09:00 | 52.2384 | 78.2108
2032-02-17 10:00 | 49.3168 | 75.0109
2032-02-17 11:00 | 47.0402 | 71.6054
2032-02-17 12:00 | 46.3561 | 69.4165
2032-02-17 13:00 | 45.6598 | 67.9358
2032-02-17 14:00 | 45.4693 | 62.869
2032-02-17 15:00 | 46.0973 | 67.7697
2032-02-17 16:00 | 48.7178 | 70.8091
2032-02-17 17:00 | 52.0249 | 77.8204
2032-02-17 18:00 | 54.7626 | 84.0768
2032-02-17 19:00 | 53.1156 | 84.5508
2032-02-17 20:00 | 50.3978 | 80.311
2032-02-17 21:00 | 47.0177 | 76.5746
2032-02-17 22:00 | 44.5624 | 74.8475
2032-02-17 23:00 | 41.6206 | 71.9184
2032-02-18 | 38.9816 | 70.8516
2032-02-18 01:00 | 37.3462 | 66.1199
2032-02-18 02:00 | 37.8287 | 63.4014
2032-02-18 03:00 | 38.4854 | 62.9379
2032-02-18 04:00 | 39.0475 | 61.6864
2032-02-18 05:00 | 39.9434 | 63.0774
2032-02-18 06:00 | 42.6205 | 68.8026
2032-02-18 07:00 | 49.8887 | 72.3142
2032-02-18 08:00 | 52.8449 | 75.1702
2032-02-18 09:00 | 52.553 | 77.4266
2032-02-18 10:00 | 50.2618 | 75.6983
2032-02-18 11:00 | 48.6209 | 73.9451
2032-02-18 12:00 | 48.137 | 69.2916
2032-02-18 13:00 | 47.7279 | 68.5568
2032-02-18 14:00 | 47.4597 | 63.8931
2032-02-18 15:00 | 47.8986 | 68.233
2032-02-18 16:00 | 50.2269 | 70.3781
2032-02-18 17:00 | 53.1209 | 76.4389
2032-02-18 18:00 | 55.3916 | 82.7332
2032-02-18 19:00 | 52.977 | 82.6492
2032-02-18 20:00 | 49.751 | 78.4177
2032-02-18 21:00 | 46.177 | 74.7997
2032-02-18 22:00 | 43.6476 | 72.9612
2032-02-18 23:00 | 40.7199 | 70.1939
2032-02-19 | 38.5051 | 68.8772
2032-02-19 01:00 | 37.5186 | 64.2223
2032-02-19 02:00 | 38.0585 | 61.3784
2032-02-19 03:00 | 38.7187 | 60.919
2032-02-19 04:00 | 39.3515 | 59.7181
2032-02-19 05:00 | 40.2599 | 61.2136
2032-02-19 06:00 | 43.1493 | 67.3893
2032-02-19 07:00 | 50.4688 | 70.0412
2032-02-19 08:00 | 53.7941 | 70.0305
2032-02-19 09:00 | 53.5481 | 68.3098
2032-02-19 10:00 | 51.2834 | 63.7662
2032-02-19 11:00 | 49.4391 | 62.0769
2032-02-19 12:00 | 49.0633 | 64.946
2032-02-19 13:00 | 48.5171 | 64.3368
2032-02-19 14:00 | 48.3166 | 59.5562
2032-02-19 15:00 | 48.8764 | 64.5486
2032-02-19 16:00 | 51.3994 | 67.7488
2032-02-19 17:00 | 54.2755 | 73.6184
2032-02-19 18:00 | 57.1873 | 78.4825
2032-02-19 19:00 | 55.3873 | 79.2682
2032-02-19 20:00 | 52.4208 | 75.9309
2032-02-19 21:00 | 48.9814 | 72.5107
2032-02-19 22:00 | 46.538 | 70.7525
2032-02-19 23:00 | 43.523 | 68.3179
2032-02-20 | 40.521 | 66.8912
2032-02-20 01:00 | 38.9642 | 62.6701
2032-02-20 02:00 | 39.4709 | 59.8369
2032-02-20 03:00 | 40.1173 | 59.5287
2032-02-20 04:00 | 40.7147 | 58.395
2032-02-20 05:00 | 41.617 | 59.6108
2032-02-20 06:00 | 44.0512 | 65.2788
2032-02-20 07:00 | 51.1789 | 68.7441
2032-02-20 08:00 | 54.1937 | 70.8034
2032-02-20 09:00 | 53.7219 | 72.4411
2032-02-20 10:00 | 51.3104 | 70.84
2032-02-20 11:00 | 49.4404 | 70.3351
2032-02-20 12:00 | 48.1728 | 70.9304
2032-02-20 13:00 | 47.4713 | 70.7032
2032-02-20 14:00 | 46.9737 | 66.4087
2032-02-20 15:00 | 47.2511 | 71.1618
2032-02-20 16:00 | 49.4176 | 73.029
2032-02-20 17:00 | 52.368 | 76.9969
2032-02-20 18:00 | 54.8018 | 80.398
2032-02-20 19:00 | 53.2594 | 80.6208
2032-02-20 20:00 | 50.2192 | 76.61
2032-02-20 21:00 | 46.86 | 72.9228
2032-02-20 22:00 | 44.4765 | 71.204
2032-02-20 23:00 | 41.6289 | 68.7404
2032-02-21 | 38.9364 | 65.7556
2032-02-21 01:00 | 37.0635 | 64.5993
2032-02-21 02:00 | 37.4158 | 61.8044
2032-02-21 03:00 | 37.9001 | 61.5192
2032-02-21 04:00 | 38.3514 | 60.4845
2032-02-21 05:00 | 39.0134 | 61.1989
2032-02-21 06:00 | 40.7658 | 65.1061
2032-02-21 07:00 | 46.2693 | 65.6146
2032-02-21 08:00 | 48.128 | 65.9929
2032-02-21 09:00 | 48.3318 | 69.0478
2032-02-21 10:00 | 46.865 | 68.565
2032-02-21 11:00 | 44.7793 | 67.8205
2032-02-21 12:00 | 44.9087 | 70.7564
2032-02-21 13:00 | 44.5604 | 70.7014
2032-02-21 14:00 | 43.8323 | 67.0144
2032-02-21 15:00 | 44.0143 | 72.3102
2032-02-21 16:00 | 46.1987 | 73.6761
2032-02-21 17:00 | 49.5516 | 77.7869
2032-02-21 18:00 | 53.3481 | 81.0402
2032-02-21 19:00 | 51.2715 | 80.9498
2032-02-21 20:00 | 47.644 | 76.1242
2032-02-21 21:00 | 43.5762 | 72.5345
2032-02-21 22:00 | 41.4657 | 72.0185
2032-02-21 23:00 | 39.3346 | 71.0733
2032-02-22 | 37.2723 | 68.919
2032-02-22 01:00 | 36.554 | 66.2228
2032-02-22 02:00 | 36.9423 | 63.6863
2032-02-22 03:00 | 37.3889 | 63.1586
2032-02-22 04:00 | 37.7555 | 62.3574
2032-02-22 05:00 | 38.2721 | 63.2538
2032-02-22 06:00 | 39.5744 | 66.2162
2032-02-22 07:00 | 44.6416 | 65.5862
2032-02-22 08:00 | 46.442 | 63.6601
2032-02-22 09:00 | 47.2752 | 63.2212
2032-02-22 10:00 | 46.3185 | 60.1714
2032-02-22 11:00 | 45.3714 | 58.0868
2032-02-22 12:00 | 45.4832 | 65.7289
2032-02-22 13:00 | 45.5136 | 65.5274
2032-02-22 14:00 | 45.0906 | 62.0512
2032-02-22 15:00 | 45.6542 | 68.3263
2032-02-22 16:00 | 48.2221 | 70.8529
2032-02-22 17:00 | 52.0169 | 77.0084
2032-02-22 18:00 | 54.3342 | 81.8051
2032-02-22 19:00 | 52.8585 | 82.3777
2032-02-22 20:00 | 49.3536 | 77.9078
2032-02-22 21:00 | 45.3774 | 74.2688
2032-02-22 22:00 | 43.143 | 73.9761
2032-02-22 23:00 | 40.7366 | 72.8579
2032-02-23 | 38.3951 | 70.5168
2032-02-23 01:00 | 37.7786 | 66.7047
2032-02-23 02:00 | 38.5178 | 64.1647
2032-02-23 03:00 | 39.2849 | 64.003
2032-02-23 04:00 | 40.0079 | 62.8636
2032-02-23 05:00 | 41.032 | 64.5908
2032-02-23 06:00 | 43.7933 | 70.8032
2032-02-23 07:00 | 51.4437 | 74.5084
2032-02-23 08:00 | 55.0033 | 77.6656
2032-02-23 09:00 | 54.4692 | 81.2468
2032-02-23 10:00 | 51.8816 | 80.4532
2032-02-23 11:00 | 49.4396 | 78.2513
2032-02-23 12:00 | 48.2075 | 72.8806
2032-02-23 13:00 | 47.4018 | 72.7374
2032-02-23 14:00 | 47.0837 | 68.2743
2032-02-23 15:00 | 47.7455 | 73.4476
2032-02-23 16:00 | 50.5293 | 75.5592
2032-02-23 17:00 | 53.8931 | 80.8709
2032-02-23 18:00 | 56.5404 | 82.4071
2032-02-23 19:00 | 55.5576 | 83.8
2032-02-23 20:00 | 52.9152 | 80.1571
2032-02-23 21:00 | 49.5018 | 76.6294
2032-02-23 22:00 | 46.9881 | 74.6122
2032-02-23 23:00 | 43.8679 | 71.7299
2032-02-24 | 40.6652 | 70.784
2032-02-24 01:00 | 39.1613 | 65.7448
2032-02-24 02:00 | 39.7596 | 62.8436
2032-02-24 03:00 | 40.4497 | 62.4793
2032-02-24 04:00 | 41.113 | 61.3108
2032-02-24 05:00 | 42.1892 | 62.7745
2032-02-24 06:00 | 45.0169 | 69.9341
2032-02-24 07:00 | 52.2563 | 72.917
2032-02-24 08:00 | 55.1618 | 73.3658
2032-02-24 09:00 | 53.9001 | 72.4323
2032-02-24 10:00 | 50.7083 | 69.0129
2032-02-24 11:00 | 48.0788 | 68.2312
2032-02-24 12:00 | 47.2506 | 68.2372
2032-02-24 13:00 | 46.4291 | 67.37
2032-02-24 14:00 | 46.1154 | 62.8991
2032-02-24 15:00 | 46.6562 | 68.223
2032-02-24 16:00 | 49.2455 | 71.0802
2032-02-24 17:00 | 52.616 | 76.6151
2032-02-24 18:00 | 56.6062 | 84.7003
2032-02-24 19:00 | 55.0165 | 84.42
2032-02-24 20:00 | 52.1318 | 79.8784
2032-02-24 21:00 | 48.5171 | 75.7862
2032-02-24 22:00 | 45.919 | 73.8852
2032-02-24 23:00 | 42.856 | 71.3429
2032-02-25 | 40.3206 | 69.245
2032-02-25 01:00 | 38.4802 | 64.9657
2032-02-25 02:00 | 38.9985 | 62.0834
2032-02-25 03:00 | 39.577 | 61.8053
2032-02-25 04:00 | 40.1362 | 60.7821
2032-02-25 05:00 | 41.1093 | 62.0018
2032-02-25 06:00 | 44.0936 | 68.6573
2032-02-25 07:00 | 51.4463 | 72.4421
2032-02-25 08:00 | 54.38 | 75.1339
2032-02-25 09:00 | 53.5295 | 78.0206
2032-02-25 10:00 | 50.5644 | 77.2393
2032-02-25 11:00 | 48.0121 | 75.9408
2032-02-25 12:00 | 48.2844 | 75.4022
2032-02-25 13:00 | 47.6555 | 75.2881
2032-02-25 14:00 | 47.4254 | 71.0252
2032-02-25 15:00 | 47.8054 | 75.5831
2032-02-25 16:00 | 50.1146 | 77.2361
2032-02-25 17:00 | 53.1232 | 81.2126
2032-02-25 18:00 | 55.9968 | 83.7578
2032-02-25 19:00 | 53.9187 | 84.9283
2032-02-25 20:00 | 50.6912 | 81.9269
2032-02-25 21:00 | 46.9927 | 78.6766
2032-02-25 22:00 | 44.4048 | 76.7311
2032-02-25 23:00 | 41.3651 | 73.7608
2032-02-26 | 38.9931 | 69.1568
2032-02-26 01:00 | 36.9302 | 66.0815
2032-02-26 02:00 | 37.4205 | 63.1142
2032-02-26 03:00 | 37.9404 | 63.2748
2032-02-26 04:00 | 38.4748 | 62.4571
2032-02-26 05:00 | 39.4844 | 64.2363
2032-02-26 06:00 | 42.5845 | 70.7889
2032-02-26 07:00 | 49.9092 | 74.5765
2032-02-26 08:00 | 52.9474 | 76.7415
2032-02-26 09:00 | 52.5625 | 77.7298
2032-02-26 10:00 | 50.1776 | 75.0825
2032-02-26 11:00 | 48.0051 | 72.538
2032-02-26 12:00 | 47.1831 | 77.4751
2032-02-26 13:00 | 46.4882 | 76.6878
2032-02-26 14:00 | 46.3943 | 72.37
2032-02-26 15:00 | 46.7245 | 77.5707
2032-02-26 16:00 | 48.8667 | 79.4092
2032-02-26 17:00 | 51.6325 | 84.1453
2032-02-26 18:00 | 54.2391 | 86.0538
2032-02-26 19:00 | 52.3693 | 87.7772
2032-02-26 20:00 | 49.4199 | 84.3922
2032-02-26 21:00 | 45.8462 | 80.646
2032-02-26 22:00 | 43.4052 | 78.5382
2032-02-26 23:00 | 40.5073 | 75.2062
2032-02-27 | 38.1056 | 72.3582
2032-02-27 01:00 | 36.5871 | 68.2998
2032-02-27 02:00 | 37.0898 | 65.5252
2032-02-27 03:00 | 37.6129 | 65.4586
2032-02-27 04:00 | 38.1889 | 64.4416
2032-02-27 05:00 | 39.183 | 65.9103
2032-02-27 06:00 | 41.9616 | 72.2701
2032-02-27 07:00 | 49.083 | 75.816
2032-02-27 08:00 | 51.8039 | 77.4705
2032-02-27 09:00 | 51.3349 | 77.6018
2032-02-27 10:00 | 49.1809 | 74.6562
2032-02-27 11:00 | 47.6287 | 72.2763
2032-02-27 12:00 | 46.1209 | 73.1925
2032-02-27 13:00 | 45.317 | 72.3064
2032-02-27 14:00 | 45.153 | 68.5526
2032-02-27 15:00 | 45.3096 | 73.7091
2032-02-27 16:00 | 47.3008 | 74.8628
2032-02-27 17:00 | 50.2239 | 79.4029
2032-02-27 18:00 | 53.5822 | 84.2165
2032-02-27 19:00 | 52.1768 | 85.3412
2032-02-27 20:00 | 49.3627 | 81.0212
2032-02-27 21:00 | 46.0433 | 77.1693
2032-02-27 22:00 | 43.6933 | 75.3475
2032-02-27 23:00 | 40.7845 | 72.2591
2032-02-28 | 37.5088 | 70.6938
2032-02-28 01:00 | 36.5922 | 65.9649
2032-02-28 02:00 | 37.1497 | 63.6226
2032-02-28 03:00 | 37.7791 | 63.4963
2032-02-28 04:00 | 38.265 | 62.2156
2032-02-28 05:00 | 39.0837 | 63.44
2032-02-28 06:00 | 40.9539 | 68.5419
2032-02-28 07:00 | 46.3166 | 69.0558
2032-02-28 08:00 | 47.6384 | 68.4452
2032-02-28 09:00 | 47.3444 | 71.1149
2032-02-28 10:00 | 45.7703 | 71.3727
2032-02-28 11:00 | 44.0644 | 70.4973
2032-02-28 12:00 | 42.9367 | 73.6178
2032-02-28 13:00 | 42.287 | 73.4919
2032-02-28 14:00 | 41.8429 | 68.6215
2032-02-28 15:00 | 41.9435 | 72.556
2032-02-28 16:00 | 44.304 | 73.4339
2032-02-28 17:00 | 48.2477 | 77.6016
2032-02-28 18:00 | 52.3502 | 81.0605
2032-02-28 19:00 | 51.5862 | 79.8039
2032-02-28 20:00 | 48.9354 | 73.7537
2032-02-28 21:00 | 44.7432 | 69.3431
2032-02-28 22:00 | 42.7854 | 68.9898
2032-02-28 23:00 | 40.5091 | 68.2906
2032-02-29 | 38.7194 | 68.0418
2032-02-29 01:00 | 37.5404 | 64.7969
2032-02-29 02:00 | 37.9554 | 62.3807
2032-02-29 03:00 | 38.4208 | 62.2074
2032-02-29 04:00 | 38.7531 | 60.9308
2032-02-29 05:00 | 39.368 | 61.3994
2032-02-29 06:00 | 40.9449 | 66.0015
2032-02-29 07:00 | 45.9278 | 66.452
2032-02-29 08:00 | 47.0888 | 66.2353
2032-02-29 09:00 | 46.5222 | 70.6483
2032-02-29 10:00 | 44.3661 | 72.9202
2032-02-29 11:00 | 42.2703 | 72.7988
2032-02-29 12:00 | 42.5141 | 69.4239
2032-02-29 13:00 | 42.2181 | 69.9892
2032-02-29 14:00 | 42.1805 | 66.8153
2032-02-29 15:00 | 42.7184 | 72.2132
2032-02-29 16:00 | 45.413 | 73.5697
2032-02-29 17:00 | 49.5586 | 77.947
2032-02-29 18:00 | 54.1672 | 81.5144
2032-02-29 19:00 | 53.1658 | 80.8283
2032-02-29 20:00 | 50.3361 | 75.5803
2032-02-29 21:00 | 46.1917 | 71.0812
2032-02-29 22:00 | 43.7182 | 70.1559
2032-02-29 23:00 | 41.2301 | 68.8273
2032-03-01 | 38.4702 | 68.864
2032-03-01 01:00 | 38.5517 | 62.3997
2032-03-01 02:00 | 39.344 | 59.777
2032-03-01 03:00 | 40.1191 | 59.3674
2032-03-01 04:00 | 40.726 | 58.374
2032-03-01 05:00 | 41.7883 | 60.3847
2032-03-01 06:00 | 44.3626 | 66.9626
2032-03-01 07:00 | 51.61 | 69.1057
2032-03-01 08:00 | 54.7701 | 68.9538
2032-03-01 09:00 | 53.6281 | 67.4415
2032-03-01 10:00 | 50.8082 | 63.6622
2032-03-01 11:00 | 48.2983 | 63.0056
2032-03-01 12:00 | 47.7671 | 63.1202
2032-03-01 13:00 | 46.8844 | 62.3119
2032-03-01 14:00 | 46.6186 | 58.7338
2032-03-01 15:00 | 47.1727 | 64.0035
2032-03-01 16:00 | 49.9526 | 67.0436
2032-03-01 17:00 | 53.0465 | 72.3964
2032-03-01 18:00 | 56.9835 | 76.5139
2032-03-01 19:00 | 56.1421 | 77.6637
2032-03-01 20:00 | 53.6484 | 74.1496
2032-03-01 21:00 | 50.3245 | 70.4732
2032-03-01 22:00 | 47.9081 | 68.2926
2032-03-01 23:00 | 44.6693 | 65.762
2032-03-02 | 41.2223 | 66.0421
2032-03-02 01:00 | 40.1935 | 61.6801
2032-03-02 02:00 | 40.8751 | 58.598
2032-03-02 03:00 | 41.5344 | 57.8344
2032-03-02 04:00 | 42.0504 | 56.7902
2032-03-02 05:00 | 43.1466 | 58.5297
2032-03-02 06:00 | 45.662 | 64.273
2032-03-02 07:00 | 52.695 | 66.4623
2032-03-02 08:00 | 55.9421 | 65.8244
2032-03-02 09:00 | 54.8597 | 62.9514
2032-03-02 10:00 | 51.8499 | 57.7281
2032-03-02 11:00 | 49.1008 | 56.6111
2032-03-02 12:00 | 48.0602 | 61.9295
2032-03-02 13:00 | 46.9839 | 60.8288
2032-03-02 14:00 | 46.5972 | 56.4931
2032-03-02 15:00 | 47.1409 | 61.975
2032-03-02 16:00 | 49.6964 | 65.4411
2032-03-02 17:00 | 52.9625 | 69.9819
2032-03-02 18:00 | 56.3008 | 75.3708
2032-03-02 19:00 | 55.1044 | 76.689
2032-03-02 20:00 | 52.6565 | 74.4596
2032-03-02 21:00 | 49.2778 | 71.6034
2032-03-02 22:00 | 46.8319 | 69.8399
2032-03-02 23:00 | 43.7652 | 67.8326
2032-03-03 | 40.7522 | 64.6988
2032-03-03 01:00 | 39.1028 | 64.7862
2032-03-03 02:00 | 39.7171 | 61.4356
2032-03-03 03:00 | 40.3452 | 60.8068
2032-03-03 04:00 | 40.7771 | 60.0939
2032-03-03 05:00 | 41.8255 | 61.5258
2032-03-03 06:00 | 44.5383 | 66.6528
2032-03-03 07:00 | 51.569 | 68.6851
2032-03-03 08:00 | 54.5398 | 68.7539
2032-03-03 09:00 | 53.3815 | 67.792
2032-03-03 10:00 | 50.3165 | 64.1488
2032-03-03 11:00 | 47.6073 | 63.7625
2032-03-03 12:00 | 47.2049 | 69.5221
2032-03-03 13:00 | 46.2188 | 68.5999
2032-03-03 14:00 | 45.9301 | 64.1223
2032-03-03 15:00 | 46.2404 | 69.2149
2032-03-03 16:00 | 48.6199 | 72.3005
2032-03-03 17:00 | 51.7182 | 77.3412
2032-03-03 18:00 | 54.3713 | 80.382
2032-03-03 19:00 | 53.1272 | 82.7318
2032-03-03 20:00 | 50.7218 | 80.9861
2032-03-03 21:00 | 47.4396 | 78.0772
2032-03-03 22:00 | 45.0686 | 75.7848
2032-03-03 23:00 | 42.0488 | 72.7325
2032-03-04 | 39.1809 | 70.0863
2032-03-04 01:00 | 37.6597 | 65.7817
2032-03-04 02:00 | 38.2505 | 62.6801
2032-03-04 03:00 | 38.8515 | 62.2327
2032-03-04 04:00 | 39.2461 | 61.5453
2032-03-04 05:00 | 40.3332 | 63.8774
2032-03-04 06:00 | 43.1057 | 69.1408
2032-03-04 07:00 | 49.8544 | 72.1173
2032-03-04 08:00 | 52.487 | 74.1662
2032-03-04 09:00 | 51.2367 | 74.3708
2032-03-04 10:00 | 48.4244 | 71.6799
2032-03-04 11:00 | 46.1422 | 69.1634
2032-03-04 12:00 | 46.5306 | 73.3911
2032-03-04 13:00 | 45.6136 | 71.687
2032-03-04 14:00 | 45.5083 | 68.0801
2032-03-04 15:00 | 45.9369 | 72.5119
2032-03-04 16:00 | 48.2033 | 74.2628
2032-03-04 17:00 | 50.9673 | 77.9173
2032-03-04 18:00 | 54.0928 | 81.6466
2032-03-04 19:00 | 52.214 | 82.3632
2032-03-04 20:00 | 49.6216 | 78.7984
2032-03-04 21:00 | 46.1404 | 74.9402
2032-03-04 22:00 | 43.7137 | 73.0889
2032-03-04 23:00 | 40.7592 | 70.0916
2032-03-05 | 38.1398 | 69.4655
2032-03-05 01:00 | 36.1586 | 63.0205
2032-03-05 02:00 | 36.6803 | 60.3011
2032-03-05 03:00 | 37.2571 | 60.0057
2032-03-05 04:00 | 37.5026 | 58.8798
2032-03-05 05:00 | 38.5931 | 60.5027
2032-03-05 06:00 | 41.0111 | 67.2399
2032-03-05 07:00 | 47.9818 | 69.5428
2032-03-05 08:00 | 50.5806 | 69.9166
2032-03-05 09:00 | 49.5297 | 68.4909
2032-03-05 10:00 | 47.112 | 63.6946
2032-03-05 11:00 | 45.2017 | 60.4453
2032-03-05 12:00 | 43.5165 | 61.1387
2032-03-05 13:00 | 42.8167 | 59.5372
2032-03-05 14:00 | 42.7334 | 55.015
2032-03-05 15:00 | 43.0333 | 60.3472
2032-03-05 16:00 | 44.6395 | 62.784
2032-03-05 17:00 | 46.879 | 68.3863
2032-03-05 18:00 | 48.6043 | 71.0615
2032-03-05 19:00 | 46.9705 | 73.8857
2032-03-05 20:00 | 44.5008 | 71.7
2032-03-05 21:00 | 41.3089 | 69.0208
2032-03-05 22:00 | 39.0822 | 67.2571
2032-03-05 23:00 | 36.4251 | 64.8125
2032-03-06 | 33.9651 | 64.9686
2032-03-06 01:00 | 33.296 | 61.1502
2032-03-06 02:00 | 33.8171 | 58.4606
2032-03-06 03:00 | 34.4382 | 58.1664
2032-03-06 04:00 | 34.69 | 56.9235
2032-03-06 05:00 | 35.3585 | 58.0419
2032-03-06 06:00 | 36.9786 | 61.9662
2032-03-06 07:00 | 42.1138 | 61.1574
2032-03-06 08:00 | 44.0783 | 59.2549
2032-03-06 09:00 | 43.8155 | 58.0441
2032-03-06 10:00 | 42.4133 | 55.3249
2032-03-06 11:00 | 41.4332 | 54.8376
2032-03-06 12:00 | 42.27 | 51.4643
2032-03-06 13:00 | 41.5635 | 49.9985
2032-03-06 14:00 | 40.6123 | 44.6408
2032-03-06 15:00 | 40.687 | 49.345
2032-03-06 16:00 | 42.9802 | 53.5959
2032-03-06 17:00 | 46.3261 | 60.6852
2032-03-06 18:00 | 49.7193 | 66.4048
2032-03-06 19:00 | 47.439 | 68.0263
2032-03-06 20:00 | 44.1942 | 66.0649
2032-03-06 21:00 | 40.6764 | 63.9948
2032-03-06 22:00 | 38.9916 | 63.5613
2032-03-06 23:00 | 36.9598 | 62.8001
2032-03-07 | 34.936 | 62.9806
2032-03-07 01:00 | 33.7014 | 60.9437
2032-03-07 02:00 | 34.1749 | 58.028
2032-03-07 03:00 | 34.7208 | 57.3305
2032-03-07 04:00 | 34.7681 | 56.2232
2032-03-07 05:00 | 35.0715 | 56.8487
2032-03-07 06:00 | 36.0806 | 59.1289
2032-03-07 07:00 | 41.4875 | 57.9613
2032-03-07 08:00 | 44.2074 | 56.7612
2032-03-07 09:00 | 44.6447 | 57.3588
2032-03-07 10:00 | 43.124 | 56.3034
2032-03-07 11:00 | 42.0449 | 56.3133
2032-03-07 12:00 | 42.9381 | 55.7602
2032-03-07 13:00 | 42.5757 | 55.0782
2032-03-07 14:00 | 42.2392 | 52.0824
2032-03-07 15:00 | 42.6726 | 58.1963
2032-03-07 16:00 | 45.3305 | 61.5343
2032-03-07 17:00 | 48.8555 | 67.3491
2032-03-07 18:00 | 51.4862 | 73.1434
2032-03-07 19:00 | 49.117 | 73.5728
2032-03-07 20:00 | 46.0277 | 70.4033
2032-03-07 21:00 | 42.4273 | 66.9774
2032-03-07 22:00 | 40.2816 | 66.1731
2032-03-07 23:00 | 37.9144 | 65.0351
2032-03-08 | 35.4962 | 64.8951
2032-03-08 01:00 | 34.0455 | 61.3449
2032-03-08 02:00 | 34.7811 | 58.6056
2032-03-08 03:00 | 35.5998 | 58.0452
2032-03-08 04:00 | 36.0491 | 57.2241
2032-03-08 05:00 | 37.1775 | 59.3052
2032-03-08 06:00 | 40.2081 | 64.5709
2032-03-08 07:00 | 47.8603 | 66.6439
2032-03-08 08:00 | 51.3923 | 66.1904
2032-03-08 09:00 | 51.452 | 63.4095
2032-03-08 10:00 | 49.9538 | 58.6908
2032-03-08 11:00 | 48.4828 | 57.2314
2032-03-08 12:00 | 47.9936 | 61.4199
2032-03-08 13:00 | 47.796 | 60.3918
2032-03-08 14:00 | 47.2442 | 56.2723
2032-03-08 15:00 | 47.6692 | 61.1114
2032-03-08 16:00 | 49.8103 | 64.772
2032-03-08 17:00 | 52.1729 | 70.9122
2032-03-08 18:00 | 53.4365 | 74.8055
2032-03-08 19:00 | 51.0401 | 76.0222
2032-03-08 20:00 | 48.2226 | 73.4407
2032-03-08 21:00 | 44.7118 | 70.1202
2032-03-08 22:00 | 42.0912 | 68.4131
2032-03-08 23:00 | 39.2063 | 65.9296
2032-03-09 | 37.2388 | 65.2855
2032-03-09 01:00 | 35.2005 | 62.7906
2032-03-09 02:00 | 35.813 | 59.7054
2032-03-09 03:00 | 36.5383 | 59.313
2032-03-09 04:00 | 36.9267 | 58.373
2032-03-09 05:00 | 38.0841 | 60.0698
2032-03-09 06:00 | 41.2338 | 65.9727
2032-03-09 07:00 | 48.1956 | 68.4784
2032-03-09 08:00 | 50.9169 | 69.3026
2032-03-09 09:00 | 50.1143 | 68.1528
2032-03-09 10:00 | 48.0172 | 64.0096
2032-03-09 11:00 | 46.6628 | 61.8077
2032-03-09 12:00 | 46.4914 | 60.3798
2032-03-09 13:00 | 46.0167 | 57.9336
2032-03-09 14:00 | 45.6016 | 52.3365
2032-03-09 15:00 | 46.0856 | 57.3622
2032-03-09 16:00 | 48.2441 | 61.8993
2032-03-09 17:00 | 50.9768 | 69.9457
2032-03-09 18:00 | 53.1962 | 76.5064
2032-03-09 19:00 | 50.8189 | 78.741
2032-03-09 20:00 | 48.2037 | 76.8793
2032-03-09 21:00 | 44.7641 | 73.8557
2032-03-09 22:00 | 42.1669 | 72.0387
2032-03-09 23:00 | 39.33 | 69.2925
2032-03-10 | 37.1457 | 68.8236
2032-03-10 01:00 | 35.5501 | 63.8476
2032-03-10 02:00 | 36.1829 | 60.8007
2032-03-10 03:00 | 36.9074 | 60.3257
2032-03-10 04:00 | 37.2642 | 59.6985
2032-03-10 05:00 | 38.3593 | 61.6556
2032-03-10 06:00 | 41.5529 | 66.8814
2032-03-10 07:00 | 48.378 | 69.3329
2032-03-10 08:00 | 50.9929 | 69.8849
2032-03-10 09:00 | 49.9054 | 68.0273
2032-03-10 10:00 | 47.5134 | 64.1693
2032-03-10 11:00 | 46.1194 | 62.5575
2032-03-10 12:00 | 45.8194 | 70.1827
2032-03-10 13:00 | 45.193 | 69.0595
2032-03-10 14:00 | 44.9539 | 65.3575
2032-03-10 15:00 | 45.5027 | 69.8615
2032-03-10 16:00 | 47.8928 | 72.2521
2032-03-10 17:00 | 50.9137 | 76.5526
2032-03-10 18:00 | 53.1614 | 80.8369
2032-03-10 19:00 | 51.4058 | 81.4054
2032-03-10 20:00 | 49.1439 | 78.8272
2032-03-10 21:00 | 45.9692 | 75.3923
2032-03-10 22:00 | 43.4566 | 73.6484
2032-03-10 23:00 | 40.4777 | 70.7559
2032-03-11 | 37.5387 | 67.6159
2032-03-11 01:00 | 36.663 | 65.3242
2032-03-11 02:00 | 37.3684 | 62.3316
2032-03-11 03:00 | 38.1538 | 61.7278
2032-03-11 04:00 | 38.5632 | 60.7206
2032-03-11 05:00 | 39.7066 | 62.328
2032-03-11 06:00 | 42.6612 | 66.4061
2032-03-11 07:00 | 49.3743 | 68.6363
2032-03-11 08:00 | 51.9811 | 68.6459
2032-03-11 09:00 | 50.4256 | 67.7283
2032-03-11 10:00 | 47.5829 | 64.5523
2032-03-11 11:00 | 45.7258 | 63.2566
2032-03-11 12:00 | 45.6029 | 66.5163
2032-03-11 13:00 | 44.8157 | 65.408
2032-03-11 14:00 | 44.4926 | 61.0923
2032-03-11 15:00 | 44.9676 | 66.5236
2032-03-11 16:00 | 47.446 | 69.6177
2032-03-11 17:00 | 50.4119 | 74.0923
2032-03-11 18:00 | 52.5416 | 76.7864
2032-03-11 19:00 | 51.6883 | 78.1928
2032-03-11 20:00 | 50.0806 | 76.3691
2032-03-11 21:00 | 47.0851 | 73.2312
2032-03-11 22:00 | 44.6713 | 71.4327
2032-03-11 23:00 | 41.7046 | 69.1413
2032-03-12 | 39.2513 | 67.9511
2032-03-12 01:00 | 37.6388 | 63.178
2032-03-12 02:00 | 38.2763 | 60.2019
2032-03-12 03:00 | 39.0814 | 59.7453
2032-03-12 04:00 | 39.4546 | 58.8493
2032-03-12 05:00 | 40.6079 | 60.2105
2032-03-12 06:00 | 43.4526 | 64.3888
2032-03-12 07:00 | 50.071 | 67.6857
2032-03-12 08:00 | 52.4982 | 70.3006
2032-03-12 09:00 | 50.6716 | 72.3041
2032-03-12 10:00 | 47.573 | 71.2916
2032-03-12 11:00 | 45.3161 | 69.1595
2032-03-12 12:00 | 43.8908 | 63.8362
2032-03-12 13:00 | 42.8198 | 61.9942
2032-03-12 14:00 | 42.2328 | 57.5223
2032-03-12 15:00 | 42.2472 | 61.8991
2032-03-12 16:00 | 44.3552 | 64.8005
2032-03-12 17:00 | 47.4532 | 70.2492
2032-03-12 18:00 | 50.6282 | 76.9709
2032-03-12 19:00 | 49.7408 | 77.4003
2032-03-12 20:00 | 47.9359 | 74.5178
2032-03-12 21:00 | 44.9088 | 70.7239
2032-03-12 22:00 | 42.5 | 68.9573
2032-03-12 23:00 | 39.6217 | 66.4986
2032-03-13 | 37.1396 | 65.3933
2032-03-13 01:00 | 35.6921 | 61.428
2032-03-13 02:00 | 36.1557 | 58.8635
2032-03-13 03:00 | 36.7146 | 58.6603
2032-03-13 04:00 | 36.8791 | 57.6411
2032-03-13 05:00 | 37.6263 | 58.5023
2032-03-13 06:00 | 39.4618 | 62.0467
2032-03-13 07:00 | 44.3557 | 62.7564
2032-03-13 08:00 | 46.0064 | 65.0438
2032-03-13 09:00 | 45.2941 | 70.3841
2032-03-13 10:00 | 43.4117 | 72.5526
2032-03-13 11:00 | 41.4781 | 70.5962
2032-03-13 12:00 | 39.9716 | 66.9544
2032-03-13 13:00 | 38.9549 | 65.9819
2032-03-13 14:00 | 38.0977 | 61.4669
2032-03-13 15:00 | 38.078 | 66.111
2032-03-13 16:00 | 40.344 | 68.5648
2032-03-13 17:00 | 44.0423 | 71.9493
2032-03-13 18:00 | 47.359 | 73.2797
2032-03-13 19:00 | 46.1603 | 72.6209
2032-03-13 20:00 | 43.959 | 69.6544
2032-03-13 21:00 | 40.6929 | 66.6374
2032-03-13 22:00 | 38.7184 | 66.4058
2032-03-13 23:00 | 36.7145 | 65.6782
2032-03-14 | 35.0634 | 64.569
2032-03-14 01:00 | 33.3463 | 57.9421
2032-03-14 02:00 | 34.157 | 56.2986
2032-03-14 03:00 | 34.9401 | 56.3626
2032-03-14 04:00 | 35.4858 | 55.6121
2032-03-14 05:00 | 36.9512 | 58.0339
2032-03-14 06:00 | 40.13 | 64.281
2032-03-14 07:00 | 45.2385 | 64.9954
2032-03-14 08:00 | 45.3134 | 62.4071
2032-03-14 09:00 | 43.6036 | 65.9303
2032-03-14 10:00 | 41.7964 | 66.8948
2032-03-14 11:00 | 40.0062 | 68.0338
2032-03-14 12:00 | 40.5066 | 68.4363
2032-03-14 13:00 | 40.1251 | 68.4149
2032-03-14 14:00 | 39.0574 | 65.7556
2032-03-14 15:00 | 39.3151 | 70.7925
2032-03-14 16:00 | 42.1008 | 72.5445
2032-03-14 17:00 | 45.7872 | 74.6218
2032-03-14 18:00 | 48.0648 | 74.5308
2032-03-14 19:00 | 46.585 | 75.8671
2032-03-14 20:00 | 43.6714 | 72.912
2032-03-14 21:00 | 39.8124 | 67.7473
2032-03-14 22:00 | 37.1341 | 65.8457
2032-03-14 23:00 | 34.8023 | 64.9656
2032-03-15 | 33.7409 | 62.3137
2032-03-15 01:00 | 33.4398 | 61.2425
2032-03-15 02:00 | 34.5505 | 59.6684
2032-03-15 03:00 | 35.616 | 60.165
2032-03-15 04:00 | 36.4421 | 59.6821
2032-03-15 05:00 | 38.514 | 63.1976
2032-03-15 06:00 | 43.2006 | 72.4135
2032-03-15 07:00 | 50.3292 | 76.5384
2032-03-15 08:00 | 50.8882 | 75.3457
2032-03-15 09:00 | 47.8648 | 74.779
2032-03-15 10:00 | 45.1858 | 70.8169
2032-03-15 11:00 | 43.1058 | 68.6495
2032-03-15 12:00 | 43.0369 | 71.0484
2032-03-15 13:00 | 42.4206 | 70.1614
2032-03-15 14:00 | 41.8416 | 65.9717
2032-03-15 15:00 | 42.424 | 70.6152
2032-03-15 16:00 | 45.069 | 73.6476
2032-03-15 17:00 | 47.8809 | 77.8588
2032-03-15 18:00 | 48.721 | 79.4075
2032-03-15 19:00 | 47.6111 | 81.3295
2032-03-15 20:00 | 45.7711 | 79.2434
2032-03-15 21:00 | 42.1556 | 74.284
2032-03-15 22:00 | 39.0319 | 70.9666
2032-03-15 23:00 | 36.0014 | 68.1069
2032-03-16 | 34.5948 | 66.2496
2032-03-16 01:00 | 33.7917 | 63.4086
2032-03-16 02:00 | 34.775 | 61.5035
2032-03-16 03:00 | 35.795 | 61.6522
2032-03-16 04:00 | 36.5626 | 61.0072
2032-03-16 05:00 | 38.6685 | 64.2708
2032-03-16 06:00 | 43.4218 | 72.7948
2032-03-16 07:00 | 50.6413 | 77.4005
2032-03-16 08:00 | 51.3072 | 77.3535
2032-03-16 09:00 | 48.2843 | 78.8798
2032-03-16 10:00 | 45.5113 | 76.8931
2032-03-16 11:00 | 43.1057 | 75.3902
2032-03-16 12:00 | 42.8422 | 74.9681
2032-03-16 13:00 | 42.186 | 74.0665
2032-03-16 14:00 | 41.504 | 69.9955
2032-03-16 15:00 | 41.8266 | 74.9772
2032-03-16 16:00 | 44.2346 | 77.4174
2032-03-16 17:00 | 47.0953 | 79.0864
2032-03-16 18:00 | 50.5762 | 78.2452
2032-03-16 19:00 | 48.2758 | 79.9589
2032-03-16 20:00 | 45.7114 | 77.845
2032-03-16 21:00 | 41.857 | 73.038
2032-03-16 22:00 | 38.6604 | 69.9717
2032-03-16 23:00 | 35.7587 | 67.4121
2032-03-17 | 34.2526 | 66.3205
2032-03-17 01:00 | 33.4382 | 63.2425
2032-03-17 02:00 | 34.3975 | 61.2184
2032-03-17 03:00 | 35.3651 | 61.3722
2032-03-17 04:00 | 36.0571 | 61.0096
2032-03-17 05:00 | 38.0672 | 64.1018
2032-03-17 06:00 | 42.5671 | 71.1693
2032-03-17 07:00 | 50.0056 | 75.9143
2032-03-17 08:00 | 51.1615 | 75.6683
2032-03-17 09:00 | 49.5515 | 76.1498
2032-03-17 10:00 | 47.7596 | 72.6174
2032-03-17 11:00 | 46.1765 | 69.4985
2032-03-17 12:00 | 43.6113 | 67.7701
2032-03-17 13:00 | 43.233 | 66.6016
2032-03-17 14:00 | 42.5618 | 62.3136
2032-03-17 15:00 | 42.8396 | 67.2648
2032-03-17 16:00 | 45.1011 | 70.208
2032-03-17 17:00 | 47.6651 | 75.2813
2032-03-17 18:00 | 49.1284 | 78.9119
2032-03-17 19:00 | 47.1852 | 80.6002
2032-03-17 20:00 | 44.9468 | 78.6579
2032-03-17 21:00 | 41.2789 | 73.8141
2032-03-17 22:00 | 38.1081 | 70.3083
2032-03-17 23:00 | 35.1135 | 67.6382
2032-03-18 | 33.8055 | 65.7155
2032-03-18 01:00 | 33.7015 | 63.6585
2032-03-18 02:00 | 34.7377 | 61.6803
2032-03-18 03:00 | 35.7979 | 62.1482
2032-03-18 04:00 | 36.5903 | 61.7556
2032-03-18 05:00 | 38.6671 | 65.03
2032-03-18 06:00 | 43.5637 | 72.6692
2032-03-18 07:00 | 50.6345 | 76.8421
2032-03-18 08:00 | 51.2573 | 75.1246
2032-03-18 09:00 | 48.0385 | 74.2522
2032-03-18 10:00 | 45.1273 | 70.6723
2032-03-18 11:00 | 42.8533 | 69.3898
2032-03-18 12:00 | 43.3888 | 66.4644
2032-03-18 13:00 | 42.787 | 65.1074
2032-03-18 14:00 | 42.208 | 61.0851
2032-03-18 15:00 | 42.5889 | 66.9466
2032-03-18 16:00 | 45.1857 | 70.7864
2032-03-18 17:00 | 47.8968 | 76.1606
2032-03-18 18:00 | 49.903 | 78.5244
2032-03-18 19:00 | 48.8298 | 80.9843
2032-03-18 20:00 | 47.162 | 78.9887
2032-03-18 21:00 | 43.6913 | 73.8325
2032-03-18 22:00 | 40.6171 | 70.1857
2032-03-18 23:00 | 37.5534 | 67.5206
2032-03-19 | 35.9437 | 67.6154
2032-03-19 01:00 | 35.6021 | 64.6551
2032-03-19 02:00 | 36.6085 | 62.8485
2032-03-19 03:00 | 37.6839 | 62.9489
2032-03-19 04:00 | 38.4471 | 62.3012
2032-03-19 05:00 | 40.4951 | 65.1266
2032-03-19 06:00 | 45.1457 | 72.8646
2032-03-19 07:00 | 52.1151 | 76.7805
2032-03-19 08:00 | 52.7546 | 75.0433
2032-03-19 09:00 | 49.5292 | 74.7013
2032-03-19 10:00 | 46.4962 | 72.1324
2032-03-19 11:00 | 44.018 | 71.4821
2032-03-19 12:00 | 42.964 | 65.6374
2032-03-19 13:00 | 42.2057 | 64.6412
2032-03-19 14:00 | 41.1852 | 61.1534
2032-03-19 15:00 | 41.1809 | 66.608
2032-03-19 16:00 | 43.4104 | 69.3801
2032-03-19 17:00 | 46.1703 | 72.923
2032-03-19 18:00 | 48.5772 | 74.9937
2032-03-19 19:00 | 47.4165 | 77.149
2032-03-19 20:00 | 45.4575 | 75.1496
2032-03-19 21:00 | 41.9257 | 70.3687
2032-03-19 22:00 | 38.828 | 67.2885
2032-03-19 23:00 | 35.9443 | 64.9714
2032-03-20 | 34.9095 | 64.5442
2032-03-20 01:00 | 33.9541 | 62.2253
2032-03-20 02:00 | 34.7698 | 60.6109
2032-03-20 03:00 | 35.6113 | 60.6588
2032-03-20 04:00 | 36.1553 | 59.7811
2032-03-20 05:00 | 37.6968 | 62.4059
2032-03-20 06:00 | 41.0424 | 68.9865
2032-03-20 07:00 | 46.7689 | 70.2834
2032-03-20 08:00 | 47.7195 | 67.9315
2032-03-20 09:00 | 46.9339 | 71.3285
2032-03-20 10:00 | 45.7341 | 72.3272
2032-03-20 11:00 | 43.4019 | 71.7647
2032-03-20 12:00 | 44.1833 | 64.1793
2032-03-20 13:00 | 43.7855 | 62.7294
2032-03-20 14:00 | 42.5482 | 57.2043
2032-03-20 15:00 | 42.6605 | 59.8468
2032-03-20 16:00 | 45.0165 | 62.5928
2032-03-20 17:00 | 47.7341 | 67.2934
2032-03-20 18:00 | 48.6524 | 71.039
2032-03-20 19:00 | 46.0297 | 71.5688
2032-03-20 20:00 | 43.0008 | 68.6499
2032-03-20 21:00 | 38.7741 | 63.7003
2032-03-20 22:00 | 35.9516 | 62.1348
2032-03-20 23:00 | 33.8836 | 61.645
2032-03-21 | 33.1703 | 62.3494
2032-03-21 01:00 | 33.0745 | 59.0005
2032-03-21 02:00 | 33.9337 | 57.5441
2032-03-21 03:00 | 34.7643 | 57.8588
2032-03-21 04:00 | 35.234 | 57.2656
2032-03-21 05:00 | 36.6553 | 59.4251
2032-03-21 06:00 | 39.6531 | 65.5758
2032-03-21 07:00 | 44.7361 | 66.6678
2032-03-21 08:00 | 45.4182 | 63.398
2032-03-21 09:00 | 45.0879 | 64.3707
2032-03-21 10:00 | 44.4115 | 63.209
2032-03-21 11:00 | 43.4426 | 61.2877
2032-03-21 12:00 | 39.9056 | 57.474
2032-03-21 13:00 | 39.456 | 56.3961
2032-03-21 14:00 | 38.5106 | 52.2971
2032-03-21 15:00 | 38.94 | 57.1469
2032-03-21 16:00 | 41.9416 | 61.0418
2032-03-21 17:00 | 45.7893 | 66.7642
2032-03-21 18:00 | 49.0891 | 71.6282
2032-03-21 19:00 | 47.3426 | 72.0891
2032-03-21 20:00 | 44.5863 | 69.5042
2032-03-21 21:00 | 40.5921 | 64.5263
2032-03-21 22:00 | 37.719 | 62.4845
2032-03-21 23:00 | 35.3483 | 61.5331
2032-03-22 | 34.2331 | 62.0828
2032-03-22 01:00 | 34.3453 | 57.8427
2032-03-22 02:00 | 35.5789 | 56.4507
2032-03-22 03:00 | 36.7778 | 56.744
2032-03-22 04:00 | 37.6021 | 56.1182
2032-03-22 05:00 | 39.6891 | 59.3413
2032-03-22 06:00 | 44.355 | 67.7764
2032-03-22 07:00 | 51.2621 | 71.8084
2032-03-22 08:00 | 51.9507 | 69.7966
2032-03-22 09:00 | 48.6643 | 69.1584
2032-03-22 10:00 | 45.7489 | 66.3572
2032-03-22 11:00 | 43.597 | 65.8745
2032-03-22 12:00 | 42.5543 | 60.2221
2032-03-22 13:00 | 41.6425 | 59.6484
2032-03-22 14:00 | 40.9904 | 55.5995
2032-03-22 15:00 | 41.5136 | 60.7323
2032-03-22 16:00 | 44.4673 | 65.0721
2032-03-22 17:00 | 47.6977 | 70.4979
2032-03-22 18:00 | 50.3262 | 74.0706
2032-03-22 19:00 | 49.2383 | 74.491
2032-03-22 20:00 | 47.5758 | 71.7952
2032-03-22 21:00 | 43.9117 | 66.357
2032-03-22 22:00 | 40.6283 | 63.2821
2032-03-22 23:00 | 37.4988 | 61.0908
2032-03-23 | 36.3787 | 61.1398
2032-03-23 01:00 | 35.5555 | 59.577
2032-03-23 02:00 | 36.6398 | 57.5324
2032-03-23 03:00 | 37.7798 | 57.4271
2032-03-23 04:00 | 38.5163 | 56.9105
2032-03-23 05:00 | 40.6402 | 59.9317
2032-03-23 06:00 | 45.3085 | 67.5664
2032-03-23 07:00 | 51.9095 | 71.4624
2032-03-23 08:00 | 52.2821 | 69.1555
2032-03-23 09:00 | 48.8373 | 67.9117
2032-03-23 10:00 | 45.761 | 64.6921
2032-03-23 11:00 | 43.6465 | 64.5207
2032-03-23 12:00 | 42.9205 | 67.5465
2032-03-23 13:00 | 42.0482 | 66.2443
2032-03-23 14:00 | 41.4439 | 61.34
2032-03-23 15:00 | 42.0232 | 65.5508
2032-03-23 16:00 | 44.8295 | 69.3463
2032-03-23 17:00 | 48.0429 | 72.8642
2032-03-23 18:00 | 50.2414 | 76.5579
2032-03-23 19:00 | 48.9933 | 76.111
2032-03-23 20:00 | 47.2944 | 73.1836
2032-03-23 21:00 | 43.6657 | 67.5496
2032-03-23 22:00 | 40.3794 | 64.6294
2032-03-23 23:00 | 37.2531 | 62.452
2032-03-24 | 35.6515 | 62.3339
2032-03-24 01:00 | 35.0517 | 57.5103
2032-03-24 02:00 | 36.111 | 55.6343
2032-03-24 03:00 | 37.1869 | 55.7768
2032-03-24 04:00 | 37.8269 | 55.5011
2032-03-24 05:00 | 39.8519 | 58.691
2032-03-24 06:00 | 44.0215 | 67.1557
2032-03-24 07:00 | 51.2817 | 71.3985
2032-03-24 08:00 | 52.6832 | 69.7802
2032-03-24 09:00 | 50.9947 | 68.0882
2032-03-24 10:00 | 48.9655 | 64.041
2032-03-24 11:00 | 46.9849 | 61.8729
2032-03-24 12:00 | 47.5349 | 61.7734
2032-03-24 13:00 | 47.1993 | 60.3613
2032-03-24 14:00 | 46.5305 | 55.7851
2032-03-24 15:00 | 46.8438 | 59.696
2032-03-24 16:00 | 49.1434 | 63.7059
2032-03-24 17:00 | 51.4812 | 69.4847
2032-03-24 18:00 | 51.4178 | 74.5901
2032-03-24 19:00 | 48.7378 | 74.8517
2032-03-24 20:00 | 46.1243 | 72.2076
2032-03-24 21:00 | 42.1177 | 66.8529
2032-03-24 22:00 | 38.7207 | 63.9042
2032-03-24 23:00 | 35.679 | 61.3373
2032-03-25 | 34.7475 | 60.7729
2032-03-25 01:00 | 33.457 | 56.4631
2032-03-25 02:00 | 34.4674 | 54.8685
2032-03-25 03:00 | 35.501 | 55.4695
2032-03-25 04:00 | 36.1189 | 54.9283
2032-03-25 05:00 | 38.166 | 58.1896
2032-03-25 06:00 | 42.8422 | 68.1888
2032-03-25 07:00 | 49.4106 | 72.7104
2032-03-25 08:00 | 49.8237 | 72.3604
2032-03-25 09:00 | 47.3142 | 74.5368
2032-03-25 10:00 | 45.1417 | 73.8883
2032-03-25 11:00 | 43.8071 | 72.8248
2032-03-25 12:00 | 42.4885 | 70.2571
2032-03-25 13:00 | 41.8036 | 69.2853
2032-03-25 14:00 | 41.3693 | 64.7591
2032-03-25 15:00 | 41.7259 | 69.1799
2032-03-25 16:00 | 44.1602 | 72.4124
2032-03-25 17:00 | 46.7673 | 75.4432
2032-03-25 18:00 | 48.5464 | 75.6939
2032-03-25 19:00 | 46.7548 | 76.0417
2032-03-25 20:00 | 44.9397 | 73.7441
2032-03-25 21:00 | 41.2589 | 68.3345
2032-03-25 22:00 | 38.0317 | 65.4532
2032-03-25 23:00 | 35.0466 | 63.0576
2032-03-26 | 34.0137 | 61.5974
2032-03-26 01:00 | 31.3167 | 58.5405
2032-03-26 02:00 | 32.1988 | 55.6612
2032-03-26 03:00 | 33.1281 | 54.8226
2032-03-26 04:00 | 33.4311 | 53.7152
2032-03-26 05:00 | 34.5362 | 55.7889
2032-03-26 06:00 | 36.9769 | 61.1606
2032-03-26 07:00 | 41.9436 | 62.192
2032-03-26 08:00 | 42.6937 | 60.9146
2032-03-26 09:00 | 40.1189 | 63.6317
2032-03-26 10:00 | 38.1918 | 63.2325
2032-03-26 11:00 | 36.8112 | 63.9461
2032-03-26 12:00 | 37.6989 | 57.5051
2032-03-26 13:00 | 36.4258 | 57.1466
2032-03-26 14:00 | 35.5115 | 53.3425
2032-03-26 15:00 | 35.1076 | 59.2122
2032-03-26 16:00 | 37.8505 | 61.578
2032-03-26 17:00 | 41.1662 | 64.2445
2032-03-26 18:00 | 43.5433 | 68.1993
2032-03-26 19:00 | 41.367 | 68.2341
2032-03-26 20:00 | 40.1657 | 66.4687
2032-03-26 21:00 | 37.178 | 62.8057
2032-03-26 22:00 | 34.361 | 61.3947
2032-03-26 23:00 | 32.2193 | 61.0674
2032-03-27 | 31.1049 | 60.1848
2032-03-27 01:00 | 32.324 | 57.7329
2032-03-27 02:00 | 33.269 | 56.2932
2032-03-27 03:00 | 34.2834 | 56.6737
2032-03-27 04:00 | 34.6947 | 55.9855
2032-03-27 05:00 | 36.1068 | 58.4149
2032-03-27 06:00 | 39.0899 | 66.0993
2032-03-27 07:00 | 44.2513 | 66.9769
2032-03-27 08:00 | 44.6067 | 64.0988
2032-03-27 09:00 | 42.2247 | 65.2593
2032-03-27 10:00 | 39.9937 | 64.4463
2032-03-27 11:00 | 38.2418 | 63.4239
2032-03-27 12:00 | 37.6014 | 59.1935
2032-03-27 13:00 | 36.4244 | 58.0915
2032-03-27 14:00 | 35.4428 | 53.2997
2032-03-27 15:00 | 35.5149 | 57.9821
2032-03-27 16:00 | 38.4196 | 62.1576
2032-03-27 17:00 | 42.0235 | 67.1069
2032-03-27 18:00 | 45.6752 | 67.9056
2032-03-27 19:00 | 43.3558 | 69.0742
2032-03-27 20:00 | 40.9613 | 67.2928
2032-03-27 21:00 | 37.2284 | 62.9604
2032-03-27 22:00 | 34.5523 | 61.7736
2032-03-27 23:00 | 32.3711 | 61.3116
2032-03-28 | 31.7132 | 60.4516
2032-03-28 01:00 | 30.4334 | 57.8669
2032-03-28 02:00 | 31.4091 | 56.221
2032-03-28 03:00 | 32.2729 | 56.4607
2032-03-28 04:00 | 32.515 | 55.5874
2032-03-28 05:00 | 33.4546 | 57.0443
2032-03-28 06:00 | 35.4732 | 61.1233
2032-03-28 07:00 | 40.53 | 61.8234
2032-03-28 08:00 | 42.5927 | 60.5348
2032-03-28 09:00 | 41.6415 | 60.7669
2032-03-28 10:00 | 40.2118 | 58.0527
2032-03-28 11:00 | 38.8243 | 57.3763
2032-03-28 12:00 | 38.2372 | 58.6063
2032-03-28 13:00 | 36.8924 | 59.0953
2032-03-28 14:00 | 36.6416 | 55.536
2032-03-28 15:00 | 36.5813 | 60.7678
2032-03-28 16:00 | 40.0966 | 62.4395
2032-03-28 17:00 | 43.2469 | 67.8497
2032-03-28 18:00 | 43.329 | 71.1345
2032-03-28 19:00 | 41.0326 | 71.5629
2032-03-28 20:00 | 39.6555 | 65.6376
2032-03-28 21:00 | 37.0482 | 61.4748
2032-03-28 22:00 | 34.3188 | 62.5477
2032-03-28 23:00 | 32.4046 | 62.94
2032-03-29 | 31.7406 | 62.6286
2032-03-29 01:00 | 31.5799 | 59.6989
2032-03-29 02:00 | 32.853 | 58.9899
2032-03-29 03:00 | 33.9942 | 59.3018
2032-03-29 04:00 | 34.6037 | 58.2147
2032-03-29 05:00 | 36.663 | 59.826
2032-03-29 06:00 | 40.5124 | 68.2596
2032-03-29 07:00 | 47.4553 | 74.2213
2032-03-29 08:00 | 49.9072 | 73.1776
2032-03-29 09:00 | 49.5044 | 76.0281
2032-03-29 10:00 | 48.9836 | 77.3967
2032-03-29 11:00 | 47.3759 | 75.2882
2032-03-29 12:00 | 44.1714 | 71.5097
2032-03-29 13:00 | 44.0567 | 71.6709
2032-03-29 14:00 | 43.8358 | 69.7557
2032-03-29 15:00 | 44.2232 | 75.7779
2032-03-29 16:00 | 46.6398 | 78.7399
2032-03-29 17:00 | 49.1563 | 80.5578
2032-03-29 18:00 | 48.8508 | 80.4113
2032-03-29 19:00 | 47.208 | 80.6812
2032-03-29 20:00 | 45.3595 | 77.4858
2032-03-29 21:00 | 41.7165 | 71.4561
2032-03-29 22:00 | 38.5228 | 67.9372
2032-03-29 23:00 | 35.5842 | 65.2537
2032-03-30 | 34.8734 | 64.6604
2032-03-30 01:00 | 33.6893 | 60.3894
2032-03-30 02:00 | 34.8122 | 58.5583
2032-03-30 03:00 | 36.0724 | 58.9588
2032-03-30 04:00 | 36.7371 | 58.4633
2032-03-30 05:00 | 38.9387 | 61.5329
2032-03-30 06:00 | 43.8739 | 70.236
2032-03-30 07:00 | 50.6122 | 74.4405
2032-03-30 08:00 | 51.0899 | 73.0904
2032-03-30 09:00 | 47.5729 | 72.2058
2032-03-30 10:00 | 44.5681 | 69.0787
2032-03-30 11:00 | 42.4377 | 67.1585
2032-03-30 12:00 | 42.5777 | 61.7424
2032-03-30 13:00 | 41.8694 | 59.5606
2032-03-30 14:00 | 41.1211 | 54.2219
2032-03-30 15:00 | 41.6171 | 58.9258
2032-03-30 16:00 | 44.2959 | 64.0999
2032-03-30 17:00 | 47.3981 | 70.957
2032-03-30 18:00 | 51.003 | 75.944
2032-03-30 19:00 | 48.5416 | 77.2956
2032-03-30 20:00 | 46.3354 | 75.913
2032-03-30 21:00 | 42.4688 | 70.7996
2032-03-30 22:00 | 38.9676 | 67.9522
2032-03-30 23:00 | 35.9824 | 65.4537
2032-03-31 | 34.3202 | 64.9275
2032-03-31 01:00 | 33.4747 | 59.8564
2032-03-31 02:00 | 34.5504 | 58.0862
2032-03-31 03:00 | 35.7132 | 58.4516
2032-03-31 04:00 | 36.2617 | 58.1805
2032-03-31 05:00 | 38.3321 | 61.3104
2032-03-31 06:00 | 42.6811 | 69.6321
2032-03-31 07:00 | 49.9986 | 74.2265
2032-03-31 08:00 | 51.5471 | 73.8459
2032-03-31 09:00 | 50.2483 | 74.1901
2032-03-31 10:00 | 48.6677 | 72.1623
2032-03-31 11:00 | 47.0745 | 69.7539
2032-03-31 12:00 | 43.9826 | 66.4247
2032-03-31 13:00 | 43.4637 | 65.5681
2032-03-31 14:00 | 42.7671 | 61.6163
2032-03-31 15:00 | 43.0343 | 66.4016
2032-03-31 16:00 | 45.4191 | 70.2242
2032-03-31 17:00 | 48.1325 | 74.8915
2032-03-31 18:00 | 48.8116 | 76.4541
2032-03-31 19:00 | 46.6863 | 76.9291
2032-03-31 20:00 | 44.692 | 74.8401
2032-03-31 21:00 | 41.0725 | 69.3976
2032-03-31 22:00 | 37.7325 | 66.3878
2032-03-31 23:00 | 34.794 | 63.7907
2032-04-01 | 33.3815 | 63.0558
2032-04-01 01:00 | 32.2618 | 58.5671
2032-04-01 02:00 | 33.4179 | 57.2784
2032-04-01 03:00 | 34.6633 | 57.9984
2032-04-01 04:00 | 35.2644 | 57.5459
2032-04-01 05:00 | 37.2869 | 60.5515
2032-04-01 06:00 | 42.1356 | 69.4268
2032-04-01 07:00 | 49.4737 | 73.6603
2032-04-01 08:00 | 50.3485 | 71.8275
2032-04-01 09:00 | 47.7401 | 71.9961
2032-04-01 10:00 | 45.5936 | 70.6186
2032-04-01 11:00 | 43.5462 | 69.9298
2032-04-01 12:00 | 43.1241 | 63.3037
2032-04-01 13:00 | 42.5187 | 62.1181
2032-04-01 14:00 | 41.9921 | 58.6154
2032-04-01 15:00 | 42.7642 | 64.4649
2032-04-01 16:00 | 44.8872 | 68.2409
2032-04-01 17:00 | 47.239 | 70.7196
2032-04-01 18:00 | 48.2977 | 74.0785
2032-04-01 19:00 | 46.2605 | 73.2616
2032-04-01 20:00 | 43.9204 | 70.7986
2032-04-01 21:00 | 40.1525 | 65.6274
2032-04-01 22:00 | 37.0375 | 62.2411
2032-04-01 23:00 | 34.2318 | 60.1062
2032-04-02 | 32.8889 | 59.917
2032-04-02 01:00 | 32.4854 | 57.4338
2032-04-02 02:00 | 33.5994 | 55.9962
2032-04-02 03:00 | 34.7756 | 56.3585
2032-04-02 04:00 | 35.3538 | 55.9171
2032-04-02 05:00 | 37.2826 | 58.4586
2032-04-02 06:00 | 41.9248 | 67.4062
2032-04-02 07:00 | 48.8142 | 70.4256
2032-04-02 08:00 | 49.2559 | 66.0017
2032-04-02 09:00 | 46.7744 | 62.7896
2032-04-02 10:00 | 45.0711 | 59.331
2032-04-02 11:00 | 43.9584 | 60.0257
2032-04-02 12:00 | 40.9584 | 54.2969
2032-04-02 13:00 | 40.2868 | 53.232
2032-04-02 14:00 | 39.6519 | 49.4594
2032-04-02 15:00 | 40.2313 | 55.3022
2032-04-02 16:00 | 42.113 | 59.9199
2032-04-02 17:00 | 44.5567 | 63.2581
2032-04-02 18:00 | 47.3376 | 67.864
2032-04-02 19:00 | 45.3324 | 68.3429
2032-04-02 20:00 | 42.9417 | 66.948
2032-04-02 21:00 | 39.2503 | 62.595
2032-04-02 22:00 | 36.1107 | 59.487
2032-04-02 23:00 | 33.2638 | 57.6109
2032-04-03 | 31.9987 | 56.709
2032-04-03 01:00 | 32.0142 | 53.9243
2032-04-03 02:00 | 33.1217 | 52.5328
2032-04-03 03:00 | 34.2351 | 53.3795
2032-04-03 04:00 | 34.6404 | 52.8281
2032-04-03 05:00 | 35.8996 | 55.061
2032-04-03 06:00 | 38.6412 | 62.1271
2032-04-03 07:00 | 43.8127 | 63.4729
2032-04-03 08:00 | 44.3428 | 61.5477
2032-04-03 09:00 | 43.0538 | 62.0285
2032-04-03 10:00 | 42.1783 | 60.4369
2032-04-03 11:00 | 41.5771 | 58.6143
2032-04-03 12:00 | 39.743 | 56.7703
2032-04-03 13:00 | 38.816 | 54.7747
2032-04-03 14:00 | 37.9787 | 50.6488
2032-04-03 15:00 | 38.9679 | 55.312
2032-04-03 16:00 | 41.8349 | 58.9312
2032-04-03 17:00 | 45.1626 | 62.8786
2032-04-03 18:00 | 46.3952 | 67.2188
2032-04-03 19:00 | 44.479 | 66.209
2032-04-03 20:00 | 42.07 | 63.6025
2032-04-03 21:00 | 38.2743 | 59.0948
2032-04-03 22:00 | 35.7634 | 57.0753
2032-04-03 23:00 | 33.5196 | 56.0857
2032-04-04 | 32.6954 | 56.6126
2032-04-04 01:00 | 31.8176 | 53.5648
2032-04-04 02:00 | 32.8375 | 52.6893
2032-04-04 03:00 | 33.8868 | 53.4042
2032-04-04 04:00 | 34.1763 | 52.8787
2032-04-04 05:00 | 35.2884 | 54.7212
2032-04-04 06:00 | 38.0825 | 61.2169
2032-04-04 07:00 | 42.8077 | 61.8246
2032-04-04 08:00 | 42.7085 | 60.0197
2032-04-04 09:00 | 39.9762 | 61.8136
2032-04-04 10:00 | 37.702 | 61.9297
2032-04-04 11:00 | 36.309 | 60.9779
2032-04-04 12:00 | 34.6666 | 54.1506
2032-04-04 13:00 | 33.7253 | 52.2545
2032-04-04 14:00 | 33.1352 | 48.5761
2032-04-04 15:00 | 34.1381 | 54.901
2032-04-04 16:00 | 37.3869 | 59.6346
2032-04-04 17:00 | 41.4363 | 63.9775
2032-04-04 18:00 | 45.2068 | 66.7971
2032-04-04 19:00 | 43.6525 | 65.9596
2032-04-04 20:00 | 41.6692 | 63.9287
2032-04-04 21:00 | 38.0763 | 59.7949
2032-04-04 22:00 | 35.2712 | 58.1053
2032-04-04 23:00 | 32.845 | 56.8936
2032-04-05 | 32.2984 | 57.459
2032-04-05 01:00 | 32.386 | 54.1695
2032-04-05 02:00 | 33.7013 | 53.0287
2032-04-05 03:00 | 35.0181 | 53.7117
2032-04-05 04:00 | 35.7244 | 53.3161
2032-04-05 05:00 | 37.6628 | 56.5748
2032-04-05 06:00 | 42.5669 | 64.3749
2032-04-05 07:00 | 49.6087 | 67.8674
2032-04-05 08:00 | 50.2811 | 64.9246
2032-04-05 09:00 | 47.906 | 63.572
2032-04-05 10:00 | 46.2398 | 59.6673
2032-04-05 11:00 | 45.2151 | 58.7659
2032-04-05 12:00 | 43.5097 | 62.7653
2032-04-05 13:00 | 43.0386 | 62.1844
2032-04-05 14:00 | 42.5627 | 58.7629
2032-04-05 15:00 | 43.6944 | 63.5259
2032-04-05 16:00 | 46.3104 | 67.1259
2032-04-05 17:00 | 48.9204 | 69.9316
2032-04-05 18:00 | 51.4342 | 71.1336
2032-04-05 19:00 | 49.6143 | 70.2493
2032-04-05 20:00 | 47.3594 | 68.1895
2032-04-05 21:00 | 43.615 | 63.171
2032-04-05 22:00 | 40.2811 | 59.9569
2032-04-05 23:00 | 37.0477 | 57.8823
2032-04-06 | 35.1941 | 56.5844
2032-04-06 01:00 | 34.9415 | 54.3152
2032-04-06 02:00 | 36.1937 | 52.8718
2032-04-06 03:00 | 37.4263 | 53.2759
2032-04-06 04:00 | 38.0906 | 52.7715
2032-04-06 05:00 | 40.0406 | 55.8362
2032-04-06 06:00 | 44.6265 | 64.507
2032-04-06 07:00 | 51.2644 | 68.4121
2032-04-06 08:00 | 51.8013 | 66.4862
2032-04-06 09:00 | 49.1447 | 65.6177
2032-04-06 10:00 | 47.0985 | 63.7422
2032-04-06 11:00 | 45.944 | 64.3098
2032-04-06 12:00 | 44.4413 | 56.7606
2032-04-06 13:00 | 43.8157 | 55.5208
2032-04-06 14:00 | 43.2796 | 51.5492
2032-04-06 15:00 | 44.4784 | 57.6508
2032-04-06 16:00 | 47.0663 | 62.6975
2032-04-06 17:00 | 49.9017 | 66.5297
2032-04-06 18:00 | 50.957 | 68.8013
2032-04-06 19:00 | 49.2717 | 68.8158
2032-04-06 20:00 | 47.3699 | 66.8881
2032-04-06 21:00 | 43.7029 | 62.1419
2032-04-06 22:00 | 40.372 | 59.0849
2032-04-06 23:00 | 37.1948 | 56.8235
2032-04-07 | 36.3103 | 57.8589
2032-04-07 01:00 | 35.0873 | 53.8119
2032-04-07 02:00 | 36.2722 | 52.4586
2032-04-07 03:00 | 37.4762 | 52.9262
2032-04-07 04:00 | 38.0473 | 52.5986
2032-04-07 05:00 | 39.9648 | 55.6486
2032-04-07 06:00 | 44.5963 | 64.1295
2032-04-07 07:00 | 51.2096 | 68.5267
2032-04-07 08:00 | 51.5749 | 67.9507
2032-04-07 09:00 | 48.9002 | 69.5396
2032-04-07 10:00 | 46.6852 | 69.0441
2032-04-07 11:00 | 45.35 | 68.8432
2032-04-07 12:00 | 42.9127 | 63.1929
2032-04-07 13:00 | 42.2254 | 62.4996
2032-04-07 14:00 | 41.7385 | 58.5877
2032-04-07 15:00 | 42.7451 | 63.5552
2032-04-07 16:00 | 45.2262 | 66.9221
2032-04-07 17:00 | 48.09 | 69.7634
2032-04-07 18:00 | 49.3122 | 69.9424
2032-04-07 19:00 | 47.7354 | 69.4685
2032-04-07 20:00 | 45.8802 | 67.2471
2032-04-07 21:00 | 42.3635 | 62.4265
2032-04-07 22:00 | 39.129 | 59.3135
2032-04-07 23:00 | 35.9889 | 56.6878
2032-04-08 | 34.7696 | 57.2366
2032-04-08 01:00 | 34.1549 | 56.3118
2032-04-08 02:00 | 35.3288 | 54.6601
2032-04-08 03:00 | 36.5165 | 54.4997
2032-04-08 04:00 | 37.0835 | 54.2122
2032-04-08 05:00 | 39.0503 | 57.5711
2032-04-08 06:00 | 43.9223 | 65.0106
2032-04-08 07:00 | 50.3545 | 68.2227
2032-04-08 08:00 | 50.3874 | 64.5159
2032-04-08 09:00 | 46.7862 | 62.8687
2032-04-08 10:00 | 44.0051 | 59.454
2032-04-08 11:00 | 41.9793 | 59.3786
2032-04-08 12:00 | 41.8986 | 61.5814
2032-04-08 13:00 | 41.0422 | 61.1277
2032-04-08 14:00 | 40.7357 | 57.6888
2032-04-08 15:00 | 41.6109 | 63.3295
2032-04-08 16:00 | 44.0099 | 67.4431
2032-04-08 17:00 | 46.71 | 70.1047
2032-04-08 18:00 | 49.1253 | 70.6813
2032-04-08 19:00 | 47.2707 | 72.3203
2032-04-08 20:00 | 45.3646 | 70.946
2032-04-08 21:00 | 41.8313 | 66.5741
2032-04-08 22:00 | 38.7048 | 63.0109
2032-04-08 23:00 | 35.7051 | 60.1385
2032-04-09 | 34.3888 | 59.8085
2032-04-09 01:00 | 34.0078 | 59.4024
2032-04-09 02:00 | 35.1541 | 57.7595
2032-04-09 03:00 | 36.3205 | 57.5806
2032-04-09 04:00 | 36.9004 | 57.1497
2032-04-09 05:00 | 38.851 | 60.0303
2032-04-09 06:00 | 43.6724 | 65.2726
2032-04-09 07:00 | 50.3121 | 68.8505
2032-04-09 08:00 | 50.7311 | 66.4804
2032-04-09 09:00 | 47.541 | 66.1928
2032-04-09 10:00 | 45.0563 | 64.2184
2032-04-09 11:00 | 42.9007 | 64.7543
2032-04-09 12:00 | 42.5604 | 64.7892
2032-04-09 13:00 | 41.7412 | 64.9301
2032-04-09 14:00 | 41.0793 | 63.5675
2032-04-09 15:00 | 41.4667 | 70.759
2032-04-09 16:00 | 43.3353 | 75.9837
2032-04-09 17:00 | 45.8086 | 80.2398
2032-04-09 18:00 | 49.351 | 81.3732
2032-04-09 19:00 | 46.9213 | 82.7715
2032-04-09 20:00 | 44.5037 | 79.7488
2032-04-09 21:00 | 40.899 | 73.19
2032-04-09 22:00 | 37.7666 | 68.5668
2032-04-09 23:00 | 34.9222 | 64.3453
2032-04-10 | 33.2388 | 64.4637
2032-04-10 01:00 | 33.0312 | 59.7913
2032-04-10 02:00 | 34.0992 | 56.7074
2032-04-10 03:00 | 35.1771 | 56.5649
2032-04-10 04:00 | 35.5731 | 55.961
2032-04-10 05:00 | 36.9689 | 57.9059
2032-04-10 06:00 | 40.5281 | 64.2281
2032-04-10 07:00 | 45.4115 | 65.639
2032-04-10 08:00 | 45.3346 | 64.8627
2032-04-10 09:00 | 43.1012 | 67.5977
2032-04-10 10:00 | 41.4389 | 68.5038
2032-04-10 11:00 | 39.8953 | 69.3569
2032-04-10 12:00 | 38.9937 | 69.8928
2032-04-10 13:00 | 37.9682 | 71.1108
2032-04-10 14:00 | 37.1231 | 69.4789
2032-04-10 15:00 | 37.7638 | 77.1372
2032-04-10 16:00 | 40.388 | 82.5258
2032-04-10 17:00 | 43.8432 | 86.5848
2032-04-10 18:00 | 46.208 | 86.8942
2032-04-10 19:00 | 44.6396 | 85.9051
2032-04-10 20:00 | 42.6179 | 81.2105
2032-04-10 21:00 | 39.1176 | 74.5709
2032-04-10 22:00 | 36.6429 | 70.9634
2032-04-10 23:00 | 34.4022 | 67.7961
2032-04-11 | 32.8944 | 66.5586
2032-04-11 01:00 | 32.8325 | 62.0455
2032-04-11 02:00 | 33.8921 | 58.9584
2032-04-11 03:00 | 34.9343 | 57.3594
2032-04-11 04:00 | 35.2542 | 55.9081
2032-04-11 05:00 | 36.5372 | 56.7509
2032-04-11 06:00 | 39.6917 | 58.2083
2032-04-11 07:00 | 44.0521 | 58.0981
2032-04-11 08:00 | 43.6389 | 55.8197
2032-04-11 09:00 | 41.069 | 56.9341
2032-04-11 10:00 | 39.1108 | 57.1636
2032-04-11 11:00 | 37.632 | 58.3679
2032-04-11 12:00 | 37.0023 | 58.2353
2032-04-11 13:00 | 36.2617 | 59.893
2032-04-11 14:00 | 35.6337 | 58.6932
2032-04-11 15:00 | 36.6009 | 67.5307
2032-04-11 16:00 | 39.6735 | 73.332
2032-04-11 17:00 | 43.6984 | 78.0925
2032-04-11 18:00 | 46.5764 | 78.753
2032-04-11 19:00 | 45.3051 | 78.7696
2032-04-11 20:00 | 43.6229 | 74.5576
2032-04-11 21:00 | 40.0921 | 68.1052
2032-04-11 22:00 | 37.3179 | 64.6692
2032-04-11 23:00 | 34.8438 | 61.2775
2032-04-12 | 33.7452 | 58.4597
2032-04-12 01:00 | 33.8407 | 57.4886
2032-04-12 02:00 | 35.1656 | 55.503
2032-04-12 03:00 | 36.4642 | 54.8354
2032-04-12 04:00 | 37.1107 | 54.0204
2032-04-12 05:00 | 39.0975 | 57.0215
2032-04-12 06:00 | 44.0674 | 64.6082
2032-04-12 07:00 | 50.8592 | 67.4848
2032-04-12 08:00 | 51.4153 | 64.9577
2032-04-12 09:00 | 48.2793 | 64.755
2032-04-12 10:00 | 45.8014 | 62.6177
2032-04-12 11:00 | 43.7468 | 62.7811
2032-04-12 12:00 | 43.9184 | 61.2153
2032-04-12 13:00 | 43.3402 | 61.523
2032-04-12 14:00 | 42.6966 | 57.2655
2032-04-12 15:00 | 43.6502 | 63.3233
2032-04-12 16:00 | 46.0857 | 68.1377
2032-04-12 17:00 | 48.7082 | 72.2835
2032-04-12 18:00 | 50.1556 | 74.4985
2032-04-12 19:00 | 48.1066 | 75.3446
2032-04-12 20:00 | 46.2025 | 73.1431
2032-04-12 21:00 | 42.6085 | 67.6871
2032-04-12 22:00 | 39.2686 | 63.9297
2032-04-12 23:00 | 36.1197 | 60.3972
2032-04-13 | 34.9346 | 60.149
2032-04-13 01:00 | 34.2217 | 56.0392
2032-04-13 02:00 | 35.3953 | 54.3695
2032-04-13 03:00 | 36.5471 | 54.3152
2032-04-13 04:00 | 37.1212 | 53.6279
2032-04-13 05:00 | 39.0655 | 56.5911
2032-04-13 06:00 | 44.0403 | 63.818
2032-04-13 07:00 | 50.4097 | 66.8163
2032-04-13 08:00 | 50.589 | 65.7296
2032-04-13 09:00 | 47.5183 | 65.5914
2032-04-13 10:00 | 45.2417 | 64.7109
2032-04-13 11:00 | 43.6927 | 64.8408
2032-04-13 12:00 | 43.0302 | 56.5309
2032-04-13 13:00 | 42.3622 | 55.1625
2032-04-13 14:00 | 42.0125 | 50.0778
2032-04-13 15:00 | 43.0171 | 55.7972
2032-04-13 16:00 | 45.4132 | 61.7638
2032-04-13 17:00 | 48.1674 | 67.4791
2032-04-13 18:00 | 49.0277 | 69.9116
2032-04-13 19:00 | 47.2092 | 71.9121
2032-04-13 20:00 | 45.5843 | 71.7685
2032-04-13 21:00 | 42.2271 | 67.3307
2032-04-13 22:00 | 39.0222 | 64.366
2032-04-13 23:00 | 35.9136 | 61.78
2032-04-14 | 34.7413 | 60.1075
2032-04-14 01:00 | 34.0022 | 56.671
2032-04-14 02:00 | 35.195 | 55.1604
2032-04-14 03:00 | 36.3366 | 55.4312
2032-04-14 04:00 | 36.8692 | 55.5488
2032-04-14 05:00 | 38.7897 | 58.5732
2032-04-14 06:00 | 43.3758 | 65.2895
2032-04-14 07:00 | 50.3551 | 68.3824
2032-04-14 08:00 | 51.3417 | 65.9492
2032-04-14 09:00 | 49.1792 | 64.3847
2032-04-14 10:00 | 47.2403 | 61.3962
2032-04-14 11:00 | 45.3519 | 60.2592
2032-04-14 12:00 | 43.8234 | 59.9925
2032-04-14 13:00 | 43.2139 | 59.9659
2032-04-14 14:00 | 42.5991 | 55.2337
2032-04-14 15:00 | 43.2075 | 61.316
2032-04-14 16:00 | 45.3061 | 66.1438
2032-04-14 17:00 | 47.9143 | 71.0387
2032-04-14 18:00 | 47.9634 | 72.8884
2032-04-14 19:00 | 46.0617 | 74.0275
2032-04-14 20:00 | 44.3814 | 72.7733
2032-04-14 21:00 | 41.1706 | 68.0378
2032-04-14 22:00 | 38.0735 | 64.8383
2032-04-14 23:00 | 35.1514 | 62.0266
2032-04-15 | 34.0828 | 61.4814
2032-04-15 01:00 | 33.4141 | 59.5385
2032-04-15 02:00 | 34.5961 | 58.3264
2032-04-15 03:00 | 35.7688 | 58.5934
2032-04-15 04:00 | 36.3206 | 58.4483
2032-04-15 05:00 | 38.3102 | 61.5558
2032-04-15 06:00 | 43.2519 | 68.7318
2032-04-15 07:00 | 50.0264 | 71.6909
2032-04-15 08:00 | 50.5777 | 70.3807
2032-04-15 09:00 | 47.4977 | 70.4536
2032-04-15 10:00 | 44.9977 | 70.1025
2032-04-15 11:00 | 42.7246 | 69.3724
2032-04-15 12:00 | 42.1113 | 63.707
2032-04-15 13:00 | 41.3589 | 62.7611
2032-04-15 14:00 | 40.7496 | 59.1012
2032-04-15 15:00 | 41.3429 | 65.25
2032-04-15 16:00 | 43.4709 | 69.1417
2032-04-15 17:00 | 46.0747 | 71.9186
2032-04-15 18:00 | 47.7123 | 69.5103
2032-04-15 19:00 | 45.8623 | 72.0719
2032-04-15 20:00 | 44.2261 | 72.0833
2032-04-15 21:00 | 41.0642 | 68.1084
2032-04-15 22:00 | 38.0317 | 65.0065
2032-04-15 23:00 | 35.2041 | 62.1
2032-04-16 | 33.8302 | 62.8248
2032-04-16 01:00 | 33.0545 | 59.3918
2032-04-16 02:00 | 34.1573 | 57.7897
2032-04-16 03:00 | 35.3035 | 57.9372
2032-04-16 04:00 | 35.8229 | 57.5996
2032-04-16 05:00 | 37.7808 | 60.7009
2032-04-16 06:00 | 42.677 | 68.5271
2032-04-16 07:00 | 49.0614 | 71.5661
2032-04-16 08:00 | 48.8333 | 69.1611
2032-04-16 09:00 | 45.0795 | 66.3268
2032-04-16 10:00 | 42.4018 | 61.9004
2032-04-16 11:00 | 40.3773 | 58.8502
2032-04-16 12:00 | 39.7982 | 52.1614
2032-04-16 13:00 | 38.9998 | 50.1967
2032-04-16 14:00 | 38.3288 | 45.5754
2032-04-16 15:00 | 38.6059 | 50.8201
2032-04-16 16:00 | 40.3821 | 54.9745
2032-04-16 17:00 | 42.9618 | 60.7566
2032-04-16 18:00 | 45.7545 | 65.2483
2032-04-16 19:00 | 43.8232 | 67.781
2032-04-16 20:00 | 41.9744 | 67.77
2032-04-16 21:00 | 38.8834 | 64.1758
2032-04-16 22:00 | 35.8865 | 61.1738
2032-04-16 23:00 | 33.1098 | 58.4892
2032-04-17 | 31.5029 | 59.213
2032-04-17 01:00 | 31.4135 | 55.8297
2032-04-17 02:00 | 32.4585 | 54.471
2032-04-17 03:00 | 33.4789 | 54.8853
2032-04-17 04:00 | 33.7873 | 54.2726
2032-04-17 05:00 | 34.9302 | 56.954
2032-04-17 06:00 | 37.8114 | 63.5572
2032-04-17 07:00 | 43.7474 | 63.6858
2032-04-17 08:00 | 45.6065 | 60.424
2032-04-17 09:00 | 45.1844 | 58.8454
2032-04-17 10:00 | 44.3232 | 56.0283
2032-04-17 11:00 | 42.7832 | 53.6174
2032-04-17 12:00 | 41.1665 | 48.324
2032-04-17 13:00 | 40.3197 | 46.5001
2032-04-17 14:00 | 39.1218 | 41.2171
2032-04-17 15:00 | 39.6164 | 46.0075
2032-04-17 16:00 | 41.9288 | 50.791
2032-04-17 17:00 | 44.552 | 56.9497
2032-04-17 18:00 | 45.8191 | 61.7508
2032-04-17 19:00 | 42.6644 | 63.199
2032-04-17 20:00 | 39.7601 | 62.9399
2032-04-17 21:00 | 36.5194 | 59.8151
2032-04-17 22:00 | 34.128 | 58.1539
2032-04-17 23:00 | 32.186 | 57.179
2032-04-18 | 30.9059 | 57.2208
2032-04-18 01:00 | 30.7503 | 54.578
2032-04-18 02:00 | 31.7715 | 53.332
2032-04-18 03:00 | 32.7552 | 53.6414
2032-04-18 04:00 | 33.0346 | 52.9833
2032-04-18 05:00 | 34.043 | 55.0812
2032-04-18 06:00 | 37.1955 | 61.9526
2032-04-18 07:00 | 41.6526 | 60.8092
2032-04-18 08:00 | 41.6634 | 55.9095
2032-04-18 09:00 | 39.4234 | 54.4161
2032-04-18 10:00 | 37.7119 | 53.0609
2032-04-18 11:00 | 36.721 | 53.8251
2032-04-18 12:00 | 38.1218 | 48.9953
2032-04-18 13:00 | 37.4254 | 48.5774
2032-04-18 14:00 | 36.7718 | 45.3865
2032-04-18 15:00 | 37.6084 | 52.4008
2032-04-18 16:00 | 40.7528 | 57.2658
2032-04-18 17:00 | 44.4279 | 61.8509
2032-04-18 18:00 | 46.9016 | 63.3668
2032-04-18 19:00 | 44.3979 | 65.217
2032-04-18 20:00 | 42.0339 | 65.0027
2032-04-18 21:00 | 38.7728 | 61.6059
2032-04-18 22:00 | 36.1403 | 59.6215
2032-04-18 23:00 | 33.7466 | 58.3504
2032-04-19 | 32.8333 | 58.4231
2032-04-19 01:00 | 32.4785 | 55.7358
2032-04-19 02:00 | 33.7832 | 54.5088
2032-04-19 03:00 | 35.0192 | 54.9863
2032-04-19 04:00 | 35.6321 | 54.6024
2032-04-19 05:00 | 37.5367 | 58.0667
2032-04-19 06:00 | 42.3503 | 66.5608
2032-04-19 07:00 | 49.0986 | 69.3234
2032-04-19 08:00 | 49.3556 | 66.2112
2032-04-19 09:00 | 46.6415 | 63.2263
2032-04-19 10:00 | 44.7542 | 59.3298
2032-04-19 11:00 | 43.6903 | 58.5512
2032-04-19 12:00 | 43.8363 | 57.7643
2032-04-19 13:00 | 43.6538 | 57.2895
2032-04-19 14:00 | 42.948 | 53.1118
2032-04-19 15:00 | 43.9129 | 59.0202
2032-04-19 16:00 | 46.1915 | 63.5121
2032-04-19 17:00 | 48.6071 | 68.2145
2032-04-19 18:00 | 48.6787 | 66.4294
2032-04-19 19:00 | 46.7363 | 69.3347
2032-04-19 20:00 | 44.8977 | 69.746
2032-04-19 21:00 | 41.6828 | 66.3359
2032-04-19 22:00 | 38.3643 | 63.1663
2032-04-19 23:00 | 35.2052 | 60.2824
2032-04-20 | 34.0202 | 60.196
2032-04-20 01:00 | 32.7689 | 56.9299
2032-04-20 02:00 | 33.9318 | 55.2862
2032-04-20 03:00 | 35.1129 | 55.5682
2032-04-20 04:00 | 35.7076 | 55.1859
2032-04-20 05:00 | 37.6679 | 58.6039
2032-04-20 06:00 | 42.6218 | 66.4461
2032-04-20 07:00 | 49.3209 | 69.8611
2032-04-20 08:00 | 49.625 | 67.7194
2032-04-20 09:00 | 46.9624 | 64.1487
2032-04-20 10:00 | 45.1252 | 59.1273
2032-04-20 11:00 | 43.7881 | 56.4187
2032-04-20 12:00 | 44.6826 | 56.319
2032-04-20 13:00 | 44.453 | 54.8792
2032-04-20 14:00 | 43.8434 | 50.2556
2032-04-20 15:00 | 44.5852 | 56.1769
2032-04-20 16:00 | 46.6642 | 60.8631
2032-04-20 17:00 | 48.9399 | 65.8229
2032-04-20 18:00 | 49.6483 | 69.3134
2032-04-20 19:00 | 46.7165 | 70.8035
2032-04-20 20:00 | 44.2462 | 70.0377
2032-04-20 21:00 | 40.9006 | 66.1361
2032-04-20 22:00 | 37.6861 | 62.9976
2032-04-20 23:00 | 34.8124 | 60.3627
2032-04-21 | 33.5747 | 60.6613
2032-04-21 01:00 | 33.2563 | 60.0414
2032-04-21 02:00 | 34.4416 | 58.3177
2032-04-21 03:00 | 35.5653 | 58.2005
2032-04-21 04:00 | 36.1341 | 57.7617
2032-04-21 05:00 | 37.9891 | 60.5722
2032-04-21 06:00 | 42.6557 | 67.7803
2032-04-21 07:00 | 50.0996 | 71.702
2032-04-21 08:00 | 51.6593 | 72.5513
2032-04-21 09:00 | 50.444 | 76.233
2032-04-21 10:00 | 49.1266 | 77.5419
2032-04-21 11:00 | 47.4494 | 76.245
2032-04-21 12:00 | 46.9164 | 71.1145
2032-04-21 13:00 | 46.776 | 70.6441
2032-04-21 14:00 | 46.0693 | 66.6164
2032-04-21 15:00 | 46.669 | 71.1961
2032-04-21 16:00 | 48.6403 | 73.1266
2032-04-21 17:00 | 50.7928 | 74.3916
2032-04-21 18:00 | 51.6273 | 75.529
2032-04-21 19:00 | 48.3731 | 74.8163
2032-04-21 20:00 | 45.6235 | 73.193
2032-04-21 21:00 | 42.2244 | 68.6777
2032-04-21 22:00 | 38.9465 | 65.3757
2032-04-21 23:00 | 35.9791 | 62.4302
2032-04-22 | 34.3057 | 61.7402
2032-04-22 01:00 | 33.6133 | 58.3106
2032-04-22 02:00 | 34.7851 | 56.6975
2032-04-22 03:00 | 35.8959 | 56.8793
2032-04-22 04:00 | 36.4389 | 56.3952
2032-04-22 05:00 | 38.3089 | 59.542
2032-04-22 06:00 | 43.0493 | 67.0441
2032-04-22 07:00 | 50.216 | 70.2387
2032-04-22 08:00 | 51.5234 | 68.38
2032-04-22 09:00 | 49.8906 | 67.7864
2032-04-22 10:00 | 48.3609 | 66.0791
2032-04-22 11:00 | 46.5745 | 65.2526
2032-04-22 12:00 | 45.7057 | 58.8129
2032-04-22 13:00 | 45.3994 | 57.9161
2032-04-22 14:00 | 44.6174 | 53.7069
2032-04-22 15:00 | 45.1772 | 59.6141
2032-04-22 16:00 | 47.0943 | 63.6187
2032-04-22 17:00 | 49.1999 | 67.4362
2032-04-22 18:00 | 49.1462 | 69.8305
2032-04-22 19:00 | 46.546 | 71.1324
2032-04-22 20:00 | 44.2476 | 70.5737
2032-04-22 21:00 | 41.0901 | 66.6212
2032-04-22 22:00 | 37.986 | 63.4066
2032-04-22 23:00 | 35.2063 | 60.6908
2032-04-23 | 34.0977 | 60.8688
2032-04-23 01:00 | 32.8565 | 57.1193
2032-04-23 02:00 | 33.944 | 55.5436
2032-04-23 03:00 | 35.0562 | 55.5518
2032-04-23 04:00 | 35.5459 | 55.0214
2032-04-23 05:00 | 37.4245 | 57.9037
2032-04-23 06:00 | 42.1838 | 65.4763
2032-04-23 07:00 | 49.2008 | 68.4567
2032-04-23 08:00 | 49.97 | 66.163
2032-04-23 09:00 | 47.5603 | 64.5624
2032-04-23 10:00 | 45.8305 | 62.0744
2032-04-23 11:00 | 43.7068 | 61.0499
2032-04-23 12:00 | 43.6131 | 58.6364
2032-04-23 13:00 | 43.3245 | 57.6023
2032-04-23 14:00 | 42.5878 | 53.161
2032-04-23 15:00 | 42.7784 | 57.8154
2032-04-23 16:00 | 44.2234 | 60.9414
2032-04-23 17:00 | 46.0313 | 63.5759
2032-04-23 18:00 | 46.902 | 65.6485
2032-04-23 19:00 | 44.7351 | 67.4353
2032-04-23 20:00 | 42.2341 | 67.4948
2032-04-23 21:00 | 39.4758 | 64.189
2032-04-23 22:00 | 36.3524 | 61.4547
2032-04-23 23:00 | 33.4076 | 58.8501
2032-04-24 | 31.345 | 57.2868
2032-04-24 01:00 | 31.7489 | 55.018
2032-04-24 02:00 | 32.7673 | 53.4311
2032-04-24 03:00 | 33.7405 | 53.5298
2032-04-24 04:00 | 34.1611 | 52.7789
2032-04-24 05:00 | 35.2652 | 55.263
2032-04-24 06:00 | 37.7117 | 61.0566
2032-04-24 07:00 | 43.3705 | 61.2378
2032-04-24 08:00 | 44.9806 | 59.4153
2032-04-24 09:00 | 44.9058 | 59.7404
2032-04-24 10:00 | 45.0834 | 58.5733
2032-04-24 11:00 | 45.0263 | 56.4668
2032-04-24 12:00 | 45.9515 | 52.3731
2032-04-24 13:00 | 46.4132 | 51.3415
2032-04-24 14:00 | 46.1662 | 46.5378
2032-04-24 15:00 | 47.2043 | 51.7104
2032-04-24 16:00 | 50.1753 | 55.5768
2032-04-24 17:00 | 52.9853 | 59.6346
2032-04-24 18:00 | 52.8063 | 61.7653
2032-04-24 19:00 | 49.0398 | 62.2274
2032-04-24 20:00 | 45.2482 | 60.9665
2032-04-24 21:00 | 41.8068 | 57.6804
2032-04-24 22:00 | 38.9113 | 56.0031
2032-04-24 23:00 | 36.2276 | 55.0536
2032-04-25 | 33.9711 | 56.2484
2032-04-25 01:00 | 32.5894 | 55.1972
2032-04-25 02:00 | 33.152 | 53.7679
2032-04-25 03:00 | 33.7707 | 53.6324
2032-04-25 04:00 | 33.8349 | 52.8324
2032-04-25 05:00 | 34.5546 | 54.6073
2032-04-25 06:00 | 37.5248 | 58.927
2032-04-25 07:00 | 42.2018 | 58.9426
2032-04-25 08:00 | 42.8497 | 58.0449
2032-04-25 09:00 | 41.5848 | 61.5552
2032-04-25 10:00 | 40.5793 | 63.6738
2032-04-25 11:00 | 39.6736 | 63.1489
2032-04-25 12:00 | 39.1899 | 56.9347
2032-04-25 13:00 | 38.2389 | 56.6487
2032-04-25 14:00 | 37.8523 | 53.4431
2032-04-25 15:00 | 38.3816 | 59.9452
2032-04-25 16:00 | 41.4314 | 63.2025
2032-04-25 17:00 | 44.5551 | 65.6537
2032-04-25 18:00 | 43.8037 | 65.4789
2032-04-25 19:00 | 41.8994 | 65.5629
2032-04-25 20:00 | 39.8643 | 64.5249
2032-04-25 21:00 | 37.2928 | 61.046
2032-04-25 22:00 | 34.7467 | 59.2649
2032-04-25 23:00 | 32.2235 | 57.9538
2032-04-26 | 31.806 | 58.0418
2032-04-26 01:00 | 31.1391 | 55.2606
2032-04-26 02:00 | 32.3091 | 53.8043
2032-04-26 03:00 | 33.478 | 53.8662
2032-04-26 04:00 | 34.0165 | 53.488
2032-04-26 05:00 | 35.8308 | 56.9555
2032-04-26 06:00 | 41.4665 | 65.0694
2032-04-26 07:00 | 48.1936 | 67.4906
2032-04-26 08:00 | 48.4962 | 64.1047
2032-04-26 09:00 | 46.2303 | 60.4211
2032-04-26 10:00 | 44.6794 | 55.8834
2032-04-26 11:00 | 43.318 | 54.1957
2032-04-26 12:00 | 43.5276 | 55.0841
2032-04-26 13:00 | 44.0618 | 54.5031
2032-04-26 14:00 | 43.508 | 49.6566
2032-04-26 15:00 | 44.6892 | 54.8992
2032-04-26 16:00 | 46.9258 | 59.3873
2032-04-26 17:00 | 49.2027 | 64.4462
2032-04-26 18:00 | 50.4307 | 62.3321
2032-04-26 19:00 | 47.5294 | 65.9277
2032-04-26 20:00 | 44.7094 | 66.9391
2032-04-26 21:00 | 41.1632 | 64.3031
2032-04-26 22:00 | 37.7761 | 61.4147
2032-04-26 23:00 | 34.5691 | 58.5821
2032-04-27 | 33.3486 | 58.6717
2032-04-27 01:00 | 31.8773 | 54.5534
2032-04-27 02:00 | 32.9448 | 52.8104
2032-04-27 03:00 | 34.0048 | 52.8348
2032-04-27 04:00 | 34.5205 | 52.4312
2032-04-27 05:00 | 36.3587 | 55.9
2032-04-27 06:00 | 41.5098 | 63.9911
2032-04-27 07:00 | 48.7063 | 67.2427
2032-04-27 08:00 | 50.2571 | 65.1281
2032-04-27 09:00 | 49.1012 | 61.631
2032-04-27 10:00 | 48.6795 | 56.9197
2032-04-27 11:00 | 47.5188 | 54.1111
2032-04-27 12:00 | 45.1396 | 50.6345
2032-04-27 13:00 | 44.8562 | 48.673
2032-04-27 14:00 | 44.3461 | 43.1741
2032-04-27 15:00 | 45.0581 | 47.9824
2032-04-27 16:00 | 47.3405 | 53.0384
2032-04-27 17:00 | 49.5276 | 59.255
2032-04-27 18:00 | 49.2796 | 61.8347
2032-04-27 19:00 | 46.5231 | 64.9872
2032-04-27 20:00 | 44.1674 | 65.4249
2032-04-27 21:00 | 40.8686 | 62.6475
2032-04-27 22:00 | 37.6272 | 59.9592
2032-04-27 23:00 | 34.6145 | 57.1735
2032-04-28 | 33.0787 | 57.9026
2032-04-28 01:00 | 32.3464 | 54.5601
2032-04-28 02:00 | 33.507 | 52.6612
2032-04-28 03:00 | 34.6411 | 52.3938
2032-04-28 04:00 | 35.1918 | 52.1053
2032-04-28 05:00 | 37.0624 | 55.1724
2032-04-28 06:00 | 42.1395 | 61.9597
2032-04-28 07:00 | 49.3194 | 65.2317
2032-04-28 08:00 | 49.8424 | 63.3117
2032-04-28 09:00 | 47.2387 | 62.7191
2032-04-28 10:00 | 44.9485 | 60.1986
2032-04-28 11:00 | 43.1392 | 59.1313
2032-04-28 12:00 | 39.8283 | 61.3105
2032-04-28 13:00 | 39.4232 | 60.7568
2032-04-28 14:00 | 38.8377 | 56.1002
2032-04-28 15:00 | 39.2508 | 60.1144
2032-04-28 16:00 | 41.4218 | 62.9647
2032-04-28 17:00 | 44.4153 | 66.3053
2032-04-28 18:00 | 45.892 | 67.307
2032-04-28 19:00 | 44.663 | 69.3943
2032-04-28 20:00 | 43.3307 | 68.3166
2032-04-28 21:00 | 40.763 | 65.0235
2032-04-28 22:00 | 37.6496 | 61.6808
2032-04-28 23:00 | 34.4997 | 58.1831
2032-04-29 | 33.2404 | 57.7934
2032-04-29 01:00 | 32.7251 | 56.4109
2032-04-29 02:00 | 33.9254 | 54.27
2032-04-29 03:00 | 35.0778 | 53.7115
2032-04-29 04:00 | 35.5972 | 53.0475
2032-04-29 05:00 | 37.5261 | 56.0281
2032-04-29 06:00 | 42.4774 | 63.4281
2032-04-29 07:00 | 49.0849 | 66.2057
2032-04-29 08:00 | 50.0584 | 63.5607
2032-04-29 09:00 | 47.9071 | 63.0871
2032-04-29 10:00 | 46.7066 | 60.3114
2032-04-29 11:00 | 45.0809 | 59.1913
2032-04-29 12:00 | 45.405 | 60.2627
2032-04-29 13:00 | 45.1667 | 60.0905
2032-04-29 14:00 | 44.3529 | 56.5012
2032-04-29 15:00 | 44.9523 | 61.9384
2032-04-29 16:00 | 46.618 | 65.5903
2032-04-29 17:00 | 48.2756 | 68.0144
2032-04-29 18:00 | 48.8852 | 70.3077
2032-04-29 19:00 | 46.4372 | 71.3242
2032-04-29 20:00 | 43.8123 | 70.7241
2032-04-29 21:00 | 41.0912 | 66.6907
2032-04-29 22:00 | 37.8971 | 63.2954
2032-04-29 23:00 | 34.8414 | 60.5101
2032-04-30 | 32.4458 | 59.0601
2032-04-30 01:00 | 32.4805 | 55.0676
2032-04-30 02:00 | 33.6237 | 53.0586
2032-04-30 03:00 | 34.7174 | 52.6158
2032-04-30 04:00 | 35.2246 | 51.5859
2032-04-30 05:00 | 36.9767 | 54.4648
2032-04-30 06:00 | 41.2099 | 62.2869
2032-04-30 07:00 | 48.7447 | 66.0028
2032-04-30 08:00 | 49.8636 | 66.6872
2032-04-30 09:00 | 48.3118 | 69.4231
2032-04-30 10:00 | 46.9568 | 68.7273
2032-04-30 11:00 | 45.244 | 66.7288
2032-04-30 12:00 | 43.1467 | 60.2398
2032-04-30 13:00 | 43.1821 | 59.2765
2032-04-30 14:00 | 42.6932 | 55.2591
2032-04-30 15:00 | 43.0779 | 59.6491
2032-04-30 16:00 | 44.6941 | 62.2864
2032-04-30 17:00 | 46.3854 | 64.6086
2032-04-30 18:00 | 47.4937 | 66.1937
2032-04-30 19:00 | 44.6567 | 66.3768
2032-04-30 20:00 | 41.9134 | 64.9949
2032-04-30 21:00 | 38.8321 | 60.5859
2032-04-30 22:00 | 35.7966 | 57.8487
2032-04-30 23:00 | 32.9984 | 54.8305
2032-05-01 | 31.7298 | 55.1289
2032-05-01 01:00 | 30.9693 | 52.4039
2032-05-01 02:00 | 31.7973 | 50.4927
2032-05-01 03:00 | 32.7218 | 50.0715
2032-05-01 04:00 | 33.0194 | 49.2158
2032-05-01 05:00 | 33.9858 | 51.545
2032-05-01 06:00 | 37.155 | 56.2103
2032-05-01 07:00 | 42.7468 | 56.9451
2032-05-01 08:00 | 44.1489 | 58.1066
2032-05-01 09:00 | 43.4343 | 62.4002
2032-05-01 10:00 | 42.3554 | 63.0641
2032-05-01 11:00 | 40.3232 | 61.7076
2032-05-01 12:00 | 38.9355 | 57.9991
2032-05-01 13:00 | 38.1736 | 57.4882
2032-05-01 14:00 | 37.5785 | 54.0993
2032-05-01 15:00 | 37.9537 | 58.5449
2032-05-01 16:00 | 40.5665 | 60.2867
2032-05-01 17:00 | 43.6863 | 62.6184
2032-05-01 18:00 | 43.762 | 64.192
2032-05-01 19:00 | 40.937 | 63.2726
2032-05-01 20:00 | 38.6636 | 61.2205
2032-05-01 21:00 | 36.4684 | 58.1547
2032-05-01 22:00 | 34.2773 | 57.2581
2032-05-01 23:00 | 31.9485 | 56.0479
2032-05-02 | 30.5796 | 55.4532
2032-05-02 01:00 | 29.7771 | 56.6516
2032-05-02 02:00 | 30.6259 | 54.8909
2032-05-02 03:00 | 31.518 | 54.376
2032-05-02 04:00 | 31.692 | 53.3284
2032-05-02 05:00 | 32.461 | 54.7636
2032-05-02 06:00 | 35.077 | 54.7004
2032-05-02 07:00 | 40.0971 | 53.3075
2032-05-02 08:00 | 41.5374 | 50.6725
2032-05-02 09:00 | 40.586 | 52.021
2032-05-02 10:00 | 39.2858 | 49.9817
2032-05-02 11:00 | 37.7334 | 50.3222
2032-05-02 12:00 | 38.2297 | 51.9485
2032-05-02 13:00 | 38.2638 | 51.7605
2032-05-02 14:00 | 37.548 | 48.2116
2032-05-02 15:00 | 38.5632 | 54.9169
2032-05-02 16:00 | 41.326 | 57.9345
2032-05-02 17:00 | 44.6318 | 61.6127
2032-05-02 18:00 | 46.0579 | 60.4332
2032-05-02 19:00 | 42.7639 | 61.6425
2032-05-02 20:00 | 39.9927 | 61.2673
2032-05-02 21:00 | 37.6429 | 59.0103
2032-05-02 22:00 | 34.9099 | 57.7409
2032-05-02 23:00 | 32.2946 | 55.686
2032-05-03 | 30.6277 | 55.8465
2032-05-03 01:00 | 30.5857 | 54.0146
2032-05-03 02:00 | 31.7279 | 52.6219
2032-05-03 03:00 | 32.9253 | 52.6559
2032-05-03 04:00 | 33.5139 | 52.2722
2032-05-03 05:00 | 35.3369 | 55.3385
2032-05-03 06:00 | 40.2776 | 63.3625
2032-05-03 07:00 | 47.5763 | 65.2802
2032-05-03 08:00 | 48.532 | 63.054
2032-05-03 09:00 | 46.4204 | 60.8531
2032-05-03 10:00 | 44.9195 | 57.8101
2032-05-03 11:00 | 42.9949 | 56.2387
2032-05-03 12:00 | 44.4624 | 57.3414
2032-05-03 13:00 | 44.6209 | 56.5599
2032-05-03 14:00 | 43.9106 | 51.3937
2032-05-03 15:00 | 44.4775 | 55.9107
2032-05-03 16:00 | 46.4187 | 59.5482
2032-05-03 17:00 | 48.6323 | 63.3513
2032-05-03 18:00 | 48.147 | 62.2257
2032-05-03 19:00 | 44.8195 | 64.5206
2032-05-03 20:00 | 42.3282 | 65.287
2032-05-03 21:00 | 39.6282 | 62.8855
2032-05-03 22:00 | 36.4981 | 60.514
2032-05-03 23:00 | 33.4794 | 57.8758
2032-05-04 | 32.1098 | 56.8949
2032-05-04 01:00 | 31.5572 | 53.6364
2032-05-04 02:00 | 32.5773 | 51.6469
2032-05-04 03:00 | 33.6946 | 51.8426
2032-05-04 04:00 | 34.2113 | 51.5173
2032-05-04 05:00 | 36.031 | 54.6576
2032-05-04 06:00 | 40.8746 | 62.039
2032-05-04 07:00 | 47.6743 | 66.2073
2032-05-04 08:00 | 48.5174 | 66.9768
2032-05-04 09:00 | 46.5129 | 68.5368
2032-05-04 10:00 | 45.1458 | 66.7595
2032-05-04 11:00 | 43.353 | 64.0071
2032-05-04 12:00 | 43.363 | 63.9315
2032-05-04 13:00 | 43.4585 | 63.1667
2032-05-04 14:00 | 42.9045 | 57.5033
2032-05-04 15:00 | 43.4415 | 61.7946
2032-05-04 16:00 | 45.1509 | 64.4136
2032-05-04 17:00 | 47.4123 | 67.0901
2032-05-04 18:00 | 48.5372 | 71.4804
2032-05-04 19:00 | 45.4683 | 69.6599
2032-05-04 20:00 | 42.9267 | 67.1253
2032-05-04 21:00 | 40.5086 | 62.9318
2032-05-04 22:00 | 37.3255 | 60.4607
2032-05-04 23:00 | 34.161 | 57.8818
2032-05-05 | 32.1404 | 57.6605
2032-05-05 01:00 | 31.7758 | 53.9357
2032-05-05 02:00 | 32.7766 | 52.3931
2032-05-05 03:00 | 33.8518 | 52.5988
2032-05-05 04:00 | 34.3183 | 52.3048
2032-05-05 05:00 | 36.0465 | 55.093
2032-05-05 06:00 | 40.844 | 62.8094
2032-05-05 07:00 | 48.2953 | 66.3098
2032-05-05 08:00 | 49.5768 | 67.2059
2032-05-05 09:00 | 48.0592 | 70.456
2032-05-05 10:00 | 46.6087 | 71.6082
2032-05-05 11:00 | 44.3233 | 71.056
2032-05-05 12:00 | 43.868 | 66.1282
2032-05-05 13:00 | 43.9905 | 65.9082
2032-05-05 14:00 | 43.4539 | 61.2397
2032-05-05 15:00 | 43.9252 | 65.5635
2032-05-05 16:00 | 45.62 | 67.2453
2032-05-05 17:00 | 47.7471 | 68.9521
2032-05-05 18:00 | 48.7397 | 71.8383
2032-05-05 19:00 | 45.7158 | 70.1438
2032-05-05 20:00 | 43.1489 | 67.8084
2032-05-05 21:00 | 40.8155 | 63.87
2032-05-05 22:00 | 37.6416 | 61.2562
2032-05-05 23:00 | 34.4038 | 58.2682
2032-05-06 | 32.291 | 57.6157
2032-05-06 01:00 | 31.8094 | 55.067
2032-05-06 02:00 | 32.746 | 53.3564
2032-05-06 03:00 | 33.7673 | 53.6015
2032-05-06 04:00 | 34.1616 | 53.099
2032-05-06 05:00 | 35.8364 | 56.0621
2032-05-06 06:00 | 40.8077 | 63.3056
2032-05-06 07:00 | 48.0381 | 65.8799
2032-05-06 08:00 | 49.2711 | 63.3254
2032-05-06 09:00 | 48.1676 | 61.8072
2032-05-06 10:00 | 46.9798 | 59.1468
2032-05-06 11:00 | 45.1469 | 59.2429
2032-05-06 12:00 | 43.4558 | 58.1141
2032-05-06 13:00 | 43.6488 | 57.5453
2032-05-06 14:00 | 43.2849 | 52.538
2032-05-06 15:00 | 43.9221 | 57.8367
2032-05-06 16:00 | 45.7554 | 60.8127
2032-05-06 17:00 | 47.7721 | 64.1498
2032-05-06 18:00 | 48.9057 | 62.1385
2032-05-06 19:00 | 46.0454 | 64.6322
2032-05-06 20:00 | 43.5673 | 65.2214
2032-05-06 21:00 | 41.1265 | 63.0766
2032-05-06 22:00 | 37.9618 | 60.5773
2032-05-06 23:00 | 34.6393 | 58.0754
2032-05-07 | 32.7855 | 58.0217
2032-05-07 01:00 | 32.39 | 56.6172
2032-05-07 02:00 | 33.2821 | 54.7653
2032-05-07 03:00 | 34.2737 | 54.7416
2032-05-07 04:00 | 34.7356 | 54.2402
2032-05-07 05:00 | 36.3648 | 56.7735
2032-05-07 06:00 | 41.2875 | 63.7921
2032-05-07 07:00 | 48.7005 | 66.0045
2032-05-07 08:00 | 50.1309 | 63.1269
2032-05-07 09:00 | 49.2618 | 61.3682
2032-05-07 10:00 | 48.356 | 58.7746
2032-05-07 11:00 | 46.5228 | 59.2293
2032-05-07 12:00 | 46.0254 | 57.9768
2032-05-07 13:00 | 46.3184 | 57.6525
2032-05-07 14:00 | 45.7561 | 52.7246
2032-05-07 15:00 | 45.8226 | 57.6935
2032-05-07 16:00 | 47.1765 | 60.2546
2032-05-07 17:00 | 48.9418 | 62.4238
2032-05-07 18:00 | 51.6099 | 64.2245
2032-05-07 19:00 | 48.1603 | 65.2104
2032-05-07 20:00 | 44.607 | 64.7852
2032-05-07 21:00 | 41.7698 | 62.1587
2032-05-07 22:00 | 38.3387 | 59.871
2032-05-07 23:00 | 34.6414 | 57.2319
2032-05-08 | 32.3451 | 57.0006
2032-05-08 01:00 | 31.1392 | 54.936
2032-05-08 02:00 | 31.7428 | 53.2284
2032-05-08 03:00 | 32.4587 | 53.3457
2032-05-08 04:00 | 32.6139 | 52.7013
2032-05-08 05:00 | 33.3387 | 54.7697
2032-05-08 06:00 | 36.46 | 59.844
2032-05-08 07:00 | 41.9242 | 59.6694
2032-05-08 08:00 | 43.8232 | 58.2856
2032-05-08 09:00 | 43.8722 | 58.3665
2032-05-08 10:00 | 43.4981 | 56.3945
2032-05-08 11:00 | 41.8662 | 53.7363
2032-05-08 12:00 | 40.7234 | 53.7275
2032-05-08 13:00 | 40.2038 | 51.9477
2032-05-08 14:00 | 39.678 | 45.7538
2032-05-08 15:00 | 40.0815 | 49.6681
2032-05-08 16:00 | 42.3332 | 52.7226
2032-05-08 17:00 | 44.6817 | 56.6693
2032-05-08 18:00 | 45.8777 | 61.6743
2032-05-08 19:00 | 42.0274 | 60.6273
2032-05-08 20:00 | 38.6431 | 59.3949
2032-05-08 21:00 | 36.2816 | 57.2337
2032-05-08 22:00 | 33.9577 | 56.3697
2032-05-08 23:00 | 31.6125 | 55.3833
2032-05-09 | 30.1146 | 55.5189
2032-05-09 01:00 | 29.5933 | 53.9494
2032-05-09 02:00 | 30.4396 | 51.7806
2032-05-09 03:00 | 31.2718 | 51.9909
2032-05-09 04:00 | 31.4017 | 51.203
2032-05-09 05:00 | 32.0697 | 52.8802
2032-05-09 06:00 | 34.553 | 57.3189
2032-05-09 07:00 | 39.8278 | 55.4448
2032-05-09 08:00 | 41.8114 | 52.1824
2032-05-09 09:00 | 41.8288 | 54.1508
2032-05-09 10:00 | 40.8759 | 52.9345
2032-05-09 11:00 | 39.6943 | 54.9291
2032-05-09 12:00 | 36.8772 | 51.1208
2032-05-09 13:00 | 36.5259 | 52.1664
2032-05-09 14:00 | 35.8334 | 48.1176
2032-05-09 15:00 | 36.6906 | 55.0836
2032-05-09 16:00 | 39.5124 | 58.69
2032-05-09 17:00 | 43.4023 | 61.8082
2032-05-09 18:00 | 45.5331 | 64.8392
2032-05-09 19:00 | 42.6731 | 64.6963
2032-05-09 20:00 | 40.0623 | 63.0786
2032-05-09 21:00 | 37.772 | 59.6762
2032-05-09 22:00 | 35.2559 | 58.0555
2032-05-09 23:00 | 32.6721 | 56.5823
2032-05-10 | 31.4484 | 55.4873
2032-05-10 01:00 | 31.1745 | 53.3661
2032-05-10 02:00 | 32.3402 | 51.8555
2032-05-10 03:00 | 33.5448 | 52.0907
2032-05-10 04:00 | 34.1617 | 51.2857
2032-05-10 05:00 | 35.9392 | 54.3151
2032-05-10 06:00 | 41.008 | 61.4409
2032-05-10 07:00 | 48.5926 | 64.9049
2032-05-10 08:00 | 49.8479 | 65.5589
2032-05-10 09:00 | 47.6768 | 67.0553
2032-05-10 10:00 | 45.9854 | 66.8744
2032-05-10 11:00 | 43.7918 | 65.8411
2032-05-10 12:00 | 44.9174 | 59.7454
2032-05-10 13:00 | 45.1097 | 58.3493
2032-05-10 14:00 | 44.2706 | 53.5008
2032-05-10 15:00 | 44.8931 | 57.4175
2032-05-10 16:00 | 46.8734 | 60.1853
2032-05-10 17:00 | 49.2567 | 64.2948
2032-05-10 18:00 | 50.1716 | 66.1594
2032-05-10 19:00 | 46.3959 | 66.3763
2032-05-10 20:00 | 43.3989 | 65.3316
2032-05-10 21:00 | 40.6359 | 62.2362
2032-05-10 22:00 | 37.3685 | 59.8397
2032-05-10 23:00 | 34.1566 | 57.097
2032-05-11 | 32.4368 | 56.8898
2032-05-11 01:00 | 31.7147 | 54.4517
2032-05-11 02:00 | 32.7337 | 52.4999
2032-05-11 03:00 | 33.8651 | 52.8702
2032-05-11 04:00 | 34.4402 | 52.258
2032-05-11 05:00 | 36.1931 | 55.0513
2032-05-11 06:00 | 40.9727 | 62.5574
2032-05-11 07:00 | 48.3658 | 66.6554
2032-05-11 08:00 | 49.1545 | 67.0231
2032-05-11 09:00 | 46.5187 | 69.6045
2032-05-11 10:00 | 44.3263 | 68.9046
2032-05-11 11:00 | 41.9597 | 67.8145
2032-05-11 12:00 | 40.7718 | 67.7968
2032-05-11 13:00 | 40.5151 | 67.6919
2032-05-11 14:00 | 39.9795 | 61.7788
2032-05-11 15:00 | 40.3928 | 66.4422
2032-05-11 16:00 | 42.4338 | 68.6786
2032-05-11 17:00 | 45.3494 | 70.337
2032-05-11 18:00 | 45.3808 | 70.164
2032-05-11 19:00 | 43.1896 | 69.8623
2032-05-11 20:00 | 41.531 | 68.4309
2032-05-11 21:00 | 39.4352 | 65.3467
2032-05-11 22:00 | 36.5131 | 63.1232
2032-05-11 23:00 | 33.3945 | 60.6612
2032-05-12 | 32.2756 | 59.4132
2032-05-12 01:00 | 31.566 | 56.1403
2032-05-12 02:00 | 32.5412 | 54.4909
2032-05-12 03:00 | 33.6128 | 54.7347
2032-05-12 04:00 | 34.1173 | 54.6057
2032-05-12 05:00 | 35.7637 | 57.371
2032-05-12 06:00 | 40.5192 | 63.884
2032-05-12 07:00 | 47.5891 | 67.047
2032-05-12 08:00 | 48.2677 | 66.6382
2032-05-12 09:00 | 46.061 | 66.698
2032-05-12 10:00 | 44.3423 | 65.5425
2032-05-12 11:00 | 42.5389 | 64.2431
2032-05-12 12:00 | 42.5437 | 61.2643
2032-05-12 13:00 | 42.6976 | 60.8371
2032-05-12 14:00 | 42.1733 | 56.1819
2032-05-12 15:00 | 42.6285 | 61.1754
2032-05-12 16:00 | 44.4904 | 63.7497
2032-05-12 17:00 | 47.0116 | 67.002
2032-05-12 18:00 | 48.2546 | 65.6855
2032-05-12 19:00 | 45.4857 | 67.5264
2032-05-12 20:00 | 42.8809 | 67.1382
2032-05-12 21:00 | 40.8452 | 64.8429
2032-05-12 22:00 | 37.7053 | 62.3808
2032-05-12 23:00 | 34.3806 | 59.3452
2032-05-13 | 32.0599 | 59.5625
2032-05-13 01:00 | 31.649 | 56.8481
2032-05-13 02:00 | 32.586 | 55.0192
2032-05-13 03:00 | 33.6061 | 55.4488
2032-05-13 04:00 | 34.0318 | 55.0027
2032-05-13 05:00 | 35.5912 | 57.9857
2032-05-13 06:00 | 40.2214 | 65.2421
2032-05-13 07:00 | 47.3644 | 67.6458
2032-05-13 08:00 | 47.9133 | 64.2517
2032-05-13 09:00 | 46.1261 | 61.1963
2032-05-13 10:00 | 44.7235 | 57.5031
2032-05-13 11:00 | 43.6524 | 57.5529
2032-05-13 12:00 | 41.3349 | 55.2402
2032-05-13 13:00 | 41.9009 | 54.4916
2032-05-13 14:00 | 41.7869 | 49.4854
2032-05-13 15:00 | 42.8638 | 55.3085
2032-05-13 16:00 | 45.1732 | 58.7541
2032-05-13 17:00 | 47.4993 | 63.2622
2032-05-13 18:00 | 48.7179 | 62.7457
2032-05-13 19:00 | 45.8231 | 65.5702
2032-05-13 20:00 | 43.2514 | 65.9933
2032-05-13 21:00 | 40.8759 | 64.1402
2032-05-13 22:00 | 37.7616 | 61.6641
2032-05-13 23:00 | 34.3771 | 58.9754
2032-05-14 | 32.825 | 59.7464
2032-05-14 01:00 | 31.3771 | 56.3793
2032-05-14 02:00 | 32.221 | 54.53
2032-05-14 03:00 | 33.2381 | 54.779
2032-05-14 04:00 | 33.6967 | 54.3206
2032-05-14 05:00 | 35.2256 | 56.9726
2032-05-14 06:00 | 39.8437 | 64.3312
2032-05-14 07:00 | 46.9267 | 67.0532
2032-05-14 08:00 | 47.6415 | 64.5878
2032-05-14 09:00 | 45.4594 | 62.0764
2032-05-14 10:00 | 44.0811 | 58.5863
2032-05-14 11:00 | 42.2143 | 57.4
2032-05-14 12:00 | 43.453 | 52.3658
2032-05-14 13:00 | 43.3388 | 51.7281
2032-05-14 14:00 | 42.7599 | 46.8855
2032-05-14 15:00 | 42.7583 | 52.2439
2032-05-14 16:00 | 44.1086 | 55.3505
2032-05-14 17:00 | 46.0092 | 59.1302
2032-05-14 18:00 | 47.1165 | 57.2851
2032-05-14 19:00 | 44.1449 | 60.9511
2032-05-14 20:00 | 41.216 | 61.6931
2032-05-14 21:00 | 38.9222 | 60.3582
2032-05-14 22:00 | 35.8548 | 58.1529
2032-05-14 23:00 | 32.6758 | 55.6533
2032-05-15 | 30.5495 | 56.6573
2032-05-15 01:00 | 30.0474 | 53.856
2032-05-15 02:00 | 30.8917 | 52.1525
2032-05-15 03:00 | 31.7707 | 52.8104
2032-05-15 04:00 | 31.9803 | 51.9425
2032-05-15 05:00 | 32.669 | 53.8424
2032-05-15 06:00 | 35.2074 | 59.4707
2032-05-15 07:00 | 41.2071 | 59.5727
2032-05-15 08:00 | 43.3924 | 58.5904
2032-05-15 09:00 | 43.3091 | 60.581
2032-05-15 10:00 | 42.3415 | 59.6048
2032-05-15 11:00 | 40.7844 | 57.757
2032-05-15 12:00 | 39.5581 | 53.6686
2032-05-15 13:00 | 39.2981 | 52.5344
2032-05-15 14:00 | 38.4712 | 46.5297
2032-05-15 15:00 | 39.1648 | 50.396
2032-05-15 16:00 | 41.3674 | 53.0614
2032-05-15 17:00 | 44.1525 | 56.6603
2032-05-15 18:00 | 45.3487 | 59.8269
2032-05-15 19:00 | 41.4955 | 59.0783
2032-05-15 20:00 | 38.2033 | 57.4006
2032-05-15 21:00 | 35.797 | 55.3222
2032-05-15 22:00 | 33.4265 | 54.3579
2032-05-15 23:00 | 31.1026 | 53.1037
2032-05-16 | 29.9385 | 54.2589
2032-05-16 01:00 | 29.4864 | 53.4951
2032-05-16 02:00 | 30.3006 | 51.2284
2032-05-16 03:00 | 31.2141 | 51.8013
2032-05-16 04:00 | 31.421 | 51.0631
2032-05-16 05:00 | 32.0284 | 52.2807
2032-05-16 06:00 | 34.7563 | 56.8764
2032-05-16 07:00 | 40.3231 | 55.52
2032-05-16 08:00 | 42.0439 | 51.9112
2032-05-16 09:00 | 40.9477 | 53.2684
2032-05-16 10:00 | 39.5129 | 51.82
2032-05-16 11:00 | 37.8083 | 52.264
2032-05-16 12:00 | 36.1782 | 49.9652
2032-05-16 13:00 | 35.2259 | 50.6608
2032-05-16 14:00 | 34.587 | 45.7076
2032-05-16 15:00 | 35.0518 | 52.5061
2032-05-16 16:00 | 38.1392 | 56.2746
2032-05-16 17:00 | 42.3703 | 60.2702
2032-05-16 18:00 | 43.336 | 63.4189
2032-05-16 19:00 | 41.5833 | 63.5863
2032-05-16 20:00 | 39.5213 | 61.8762
2032-05-16 21:00 | 37.689 | 58.9689
2032-05-16 22:00 | 35.5136 | 57.3094
2032-05-16 23:00 | 32.9013 | 55.4034
2032-05-17 | 31.4338 | 55.8875
2032-05-17 01:00 | 30.9294 | 54.2317
2032-05-17 02:00 | 32.0391 | 52.5814
2032-05-17 03:00 | 33.2569 | 52.8354
2032-05-17 04:00 | 33.8765 | 51.7848
2032-05-17 05:00 | 35.5475 | 54.6678
2032-05-17 06:00 | 40.5461 | 61.4038
2032-05-17 07:00 | 47.7845 | 64.734
2032-05-17 08:00 | 47.7664 | 64.8342
2032-05-17 09:00 | 44.0373 | 66.3022
2032-05-17 10:00 | 41.1275 | 65.1815
2032-05-17 11:00 | 39.1178 | 64.7465
2032-05-17 12:00 | 38.2944 | 54.4917
2032-05-17 13:00 | 37.9799 | 53.5646
2032-05-17 14:00 | 37.4015 | 48.7959
2032-05-17 15:00 | 37.9851 | 52.9488
2032-05-17 16:00 | 40.2944 | 56.1385
2032-05-17 17:00 | 43.5664 | 60.9467
2032-05-17 18:00 | 44.4872 | 64.9786
2032-05-17 19:00 | 42.9314 | 64.7338
2032-05-17 20:00 | 41.4803 | 63.3038
2032-05-17 21:00 | 39.5439 | 60.0878
2032-05-17 22:00 | 36.5796 | 57.7268
2032-05-17 23:00 | 33.2929 | 54.7405
2032-05-18 | 31.9623 | 55.4099
2032-05-18 01:00 | 31.3977 | 51.7686
2032-05-18 02:00 | 32.3813 | 49.7755
2032-05-18 03:00 | 33.4849 | 50.3117
2032-05-18 04:00 | 34.0501 | 49.6033
2032-05-18 05:00 | 35.6526 | 52.512
2032-05-18 06:00 | 40.2966 | 60.9826
2032-05-18 07:00 | 47.4931 | 64.6475
2032-05-18 08:00 | 48.0909 | 63.4899
2032-05-18 09:00 | 45.8958 | 62.3876
2032-05-18 10:00 | 44.3795 | 58.9253
2032-05-18 11:00 | 43.0127 | 57.0103
2032-05-18 12:00 | 42.5591 | 60.1963
2032-05-18 13:00 | 42.8328 | 59.2489
2032-05-18 14:00 | 42.4838 | 52.9685
2032-05-18 15:00 | 43.2507 | 57.3977
2032-05-18 16:00 | 45.3187 | 60.6092
2032-05-18 17:00 | 47.8692 | 64.3206
2032-05-18 18:00 | 48.8259 | 67.5177
2032-05-18 19:00 | 45.7649 | 66.9591
2032-05-18 20:00 | 42.9138 | 64.8985
2032-05-18 21:00 | 40.7173 | 61.8404
2032-05-18 22:00 | 37.58 | 59.7831
2032-05-18 23:00 | 34.1775 | 57.4405
2032-05-19 | 32.3861 | 56.9402
2032-05-19 01:00 | 31.67 | 54.5223
2032-05-19 02:00 | 32.5353 | 52.8623
2032-05-19 03:00 | 33.5051 | 53.0962
2032-05-19 04:00 | 33.961 | 52.7784
2032-05-19 05:00 | 35.4058 | 55.5202
2032-05-19 06:00 | 40.0444 | 62.4821
2032-05-19 07:00 | 47.966 | 65.5577
2032-05-19 08:00 | 49.7023 | 64.9947
2032-05-19 09:00 | 48.87 | 66.175
2032-05-19 10:00 | 47.8734 | 64.8
2032-05-19 11:00 | 46.5478 | 64.4297
2032-05-19 12:00 | 46.5217 | 59.9173
2032-05-19 13:00 | 46.8335 | 59.1107
2032-05-19 14:00 | 46.4965 | 53.5725
2032-05-19 15:00 | 46.8794 | 56.7002
2032-05-19 16:00 | 48.926 | 58.9909
2032-05-19 17:00 | 51.5494 | 62.6671
2032-05-19 18:00 | 52.5143 | 65.5294
2032-05-19 19:00 | 48.6785 | 65.701
2032-05-19 20:00 | 45.1279 | 63.7733
2032-05-19 21:00 | 42.1411 | 61.075
2032-05-19 22:00 | 38.5784 | 58.9714
2032-05-19 23:00 | 34.8388 | 55.8334
2032-05-20 | 34.3285 | 56.0208
2032-05-20 01:00 | 33.2055 | 53.4987
2032-05-20 02:00 | 33.8037 | 51.5035
2032-05-20 03:00 | 34.6113 | 51.6983
2032-05-20 04:00 | 34.8992 | 51.3254
2032-05-20 05:00 | 36.2814 | 53.859
2032-05-20 06:00 | 41.5482 | 61.5478
2032-05-20 07:00 | 49.8263 | 64.8163
2032-05-20 08:00 | 52.1002 | 63.0627
2032-05-20 09:00 | 51.791 | 63.1355
2032-05-20 10:00 | 51.3758 | 61.1687
2032-05-20 11:00 | 50.4027 | 59.1702
2032-05-20 12:00 | 50.6542 | 59.1673
2032-05-20 13:00 | 51.1818 | 58.5717
2032-05-20 14:00 | 51.0103 | 53.3823
2032-05-20 15:00 | 51.4542 | 57.9151
2032-05-20 16:00 | 53.4956 | 60.7742
2032-05-20 17:00 | 55.8237 | 64.0515
2032-05-20 18:00 | 57.3351 | 67.6577
2032-05-20 19:00 | 53.5362 | 68.0668
2032-05-20 20:00 | 49.438 | 66.451
2032-05-20 21:00 | 46.0588 | 63.7167
2032-05-20 22:00 | 42.0529 | 61.0791
2032-05-20 23:00 | 37.7995 | 58.3387
2032-05-21 | 36.4927 | 58.1758
2032-05-21 01:00 | 34.112 | 54.1363
2032-05-21 02:00 | 34.5065 | 51.8826
2032-05-21 03:00 | 35.1298 | 51.7172
2032-05-21 04:00 | 35.2982 | 51.0215
2032-05-21 05:00 | 36.5321 | 53.1866
2032-05-21 06:00 | 41.135 | 58.1541
2032-05-21 07:00 | 48.7737 | 60.9832
2032-05-21 08:00 | 49.9919 | 58.1869
2032-05-21 09:00 | 48.6949 | 56.7185
2032-05-21 10:00 | 47.6349 | 54.8002
2032-05-21 11:00 | 46.3738 | 55.5151
2032-05-21 12:00 | 45.7137 | 52.9253
2032-05-21 13:00 | 45.6485 | 53.2798
2032-05-21 14:00 | 44.9551 | 50.3281
2032-05-21 15:00 | 44.9878 | 56.6595
2032-05-21 16:00 | 46.3681 | 60.9157
2032-05-21 17:00 | 48.3645 | 66.0451
2032-05-21 18:00 | 48.9208 | 70.6078
2032-05-21 19:00 | 45.3071 | 72.7977
2032-05-21 20:00 | 41.8487 | 69.596
2032-05-21 21:00 | 39.2209 | 65.6307
2032-05-21 22:00 | 36.0915 | 62.1678
2032-05-21 23:00 | 32.7516 | 58.0958
2032-05-22 | 31.1695 | 57.2215
2032-05-22 01:00 | 29.6396 | 52.2173
2032-05-22 02:00 | 30.3686 | 49.7183
2032-05-22 03:00 | 31.1861 | 50.2446
2032-05-22 04:00 | 31.3371 | 49.7526
2032-05-22 05:00 | 31.8507 | 51.4881
2032-05-22 06:00 | 34.6451 | 52.9958
2032-05-22 07:00 | 40.3003 | 53.282
2032-05-22 08:00 | 42.0774 | 51.672
2032-05-22 09:00 | 41.6087 | 52.742
2032-05-22 10:00 | 41.0043 | 53.2132
2032-05-22 11:00 | 39.8981 | 54.9543
2032-05-22 12:00 | 40.9017 | 53.7922
2032-05-22 13:00 | 40.2663 | 55.5875
2032-05-22 14:00 | 39.1801 | 52.8423
2032-05-22 15:00 | 39.3189 | 59.9988
2032-05-22 16:00 | 41.4191 | 65.0139
2032-05-22 17:00 | 44.2701 | 69.8243
2032-05-22 18:00 | 45.4841 | 72.5248
2032-05-22 19:00 | 42.2703 | 71.9788
2032-05-22 20:00 | 38.5425 | 67.8823
2032-05-22 21:00 | 36.7042 | 64.9397
2032-05-22 22:00 | 34.4829 | 62.8225
2032-05-22 23:00 | 31.969 | 60.4531
2032-05-23 | 29.9699 | 57.2961
2032-05-23 01:00 | 28.7844 | 55.1269
2032-05-23 02:00 | 29.4886 | 52.5825
2032-05-23 03:00 | 30.3205 | 52.5811
2032-05-23 04:00 | 30.3854 | 51.8927
2032-05-23 05:00 | 30.7222 | 53.5149
2032-05-23 06:00 | 33.2759 | 54.9748
2032-05-23 07:00 | 39.5846 | 55.1483
2032-05-23 08:00 | 41.9555 | 54.5262
2032-05-23 09:00 | 41.8528 | 57.3572
2032-05-23 10:00 | 40.8377 | 59.0546
2032-05-23 11:00 | 39.7628 | 61.013
2032-05-23 12:00 | 37.9127 | 59.9829
2032-05-23 13:00 | 37.9258 | 62.313
2032-05-23 14:00 | 37.2566 | 61.5765
2032-05-23 15:00 | 38.0406 | 69.883
2032-05-23 16:00 | 41.0428 | 74.3746
2032-05-23 17:00 | 44.7252 | 79.2205
2032-05-23 18:00 | 46.3723 | 81.7803
2032-05-23 19:00 | 42.4251 | 80.6816
2032-05-23 20:00 | 38.7366 | 76.901
2032-05-23 21:00 | 36.1588 | 73.2602
2032-05-23 22:00 | 33.6902 | 70.8512
2032-05-23 23:00 | 31.2303 | 67.8298
2032-05-24 | 30.7246 | 64.6411
2032-05-24 01:00 | 28.5169 | 61.6602
2032-05-24 02:00 | 29.3803 | 58.3121
2032-05-24 03:00 | 30.3437 | 56.9945
2032-05-24 04:00 | 30.5329 | 55.6369
2032-05-24 05:00 | 30.9067 | 55.882
2032-05-24 06:00 | 32.9504 | 59.1229
2032-05-24 07:00 | 39.479 | 56.5559
2032-05-24 08:00 | 41.067 | 53.1718
2032-05-24 09:00 | 40.6095 | 54.3014
2032-05-24 10:00 | 39.7105 | 54.6077
2032-05-24 11:00 | 38.5261 | 56.8026
2032-05-24 12:00 | 37.2556 | 55.9369
2032-05-24 13:00 | 36.6542 | 57.0504
2032-05-24 14:00 | 36.5721 | 55.2051
2032-05-24 15:00 | 37.1447 | 64.2577
2032-05-24 16:00 | 39.6968 | 68.6352
2032-05-24 17:00 | 43.026 | 71.9557
2032-05-24 18:00 | 44.1709 | 73.6224
2032-05-24 19:00 | 40.5851 | 73.8988
2032-05-24 20:00 | 37.5077 | 69.735
2032-05-24 21:00 | 35.6797 | 66.0383
2032-05-24 22:00 | 33.3543 | 64.5553
2032-05-24 23:00 | 31.265 | 60.9229
2032-05-25 | 30.4411 | 59.2538
2032-05-25 01:00 | 30.4878 | 59.5961
2032-05-25 02:00 | 31.4237 | 56.8909
2032-05-25 03:00 | 32.5162 | 56.4937
2032-05-25 04:00 | 33.0813 | 55.4325
2032-05-25 05:00 | 34.6253 | 57.1091
2032-05-25 06:00 | 39.3294 | 67.0091
2032-05-25 07:00 | 47.3465 | 70.8501
2032-05-25 08:00 | 48.4992 | 70.5866
2032-05-25 09:00 | 46.6324 | 73.336
2032-05-25 10:00 | 45.0173 | 73.6735
2032-05-25 11:00 | 43.5435 | 72.2186
2032-05-25 12:00 | 43.2968 | 71.5374
2032-05-25 13:00 | 43.4048 | 71.2661
2032-05-25 14:00 | 42.9176 | 65.4926
2032-05-25 15:00 | 43.4476 | 70.9743
2032-05-25 16:00 | 45.4114 | 73.2395
2032-05-25 17:00 | 48.1282 | 74.8211
2032-05-25 18:00 | 48.7546 | 79.6865
2032-05-25 19:00 | 44.7969 | 78.1924
2032-05-25 20:00 | 41.639 | 75.1538
2032-05-25 21:00 | 39.1137 | 71.2351
2032-05-25 22:00 | 35.9973 | 68.2959
2032-05-25 23:00 | 32.838 | 65.0928
2032-05-26 | 31.7604 | 62.3416
2032-05-26 01:00 | 30.968 | 59.4348
2032-05-26 02:00 | 31.9233 | 56.5361
2032-05-26 03:00 | 32.9993 | 56.4556
2032-05-26 04:00 | 33.4748 | 55.3734
2032-05-26 05:00 | 34.9691 | 57.0984
2032-05-26 06:00 | 39.8161 | 63.0409
2032-05-26 07:00 | 47.0517 | 66.0184
2032-05-26 08:00 | 47.8817 | 66.1865
2032-05-26 09:00 | 45.8603 | 68.0047
2032-05-26 10:00 | 44.3487 | 67.341
2032-05-26 11:00 | 43.0813 | 66.5632
2032-05-26 12:00 | 43.7101 | 62.1184
2032-05-26 13:00 | 43.747 | 61.6696
2032-05-26 14:00 | 43.1723 | 56.4355
2032-05-26 15:00 | 43.6498 | 60.2275
2032-05-26 16:00 | 45.3393 | 62.7502
2032-05-26 17:00 | 47.8099 | 66.4241
2032-05-26 18:00 | 48.4395 | 68.9466
2032-05-26 19:00 | 45.5582 | 69.3047
2032-05-26 20:00 | 42.5776 | 66.6358
2032-05-26 21:00 | 40.7604 | 63.6677
2032-05-26 22:00 | 37.6395 | 61.1179
2032-05-26 23:00 | 34.1854 | 57.8003
2032-05-27 | 31.9214 | 56.3598
2032-05-27 01:00 | 30.8331 | 53.1712
2032-05-27 02:00 | 31.7194 | 51.2683
2032-05-27 03:00 | 32.7646 | 51.7073
2032-05-27 04:00 | 33.2157 | 51.2728
2032-05-27 05:00 | 34.6398 | 53.83
2032-05-27 06:00 | 39.3213 | 60.9746
2032-05-27 07:00 | 46.7682 | 64.6468
2032-05-27 08:00 | 47.6712 | 63.6704
2032-05-27 09:00 | 45.7722 | 63.62
2032-05-27 10:00 | 44.3335 | 62.1853
2032-05-27 11:00 | 43.0367 | 60.2133
2032-05-27 12:00 | 43.3546 | 51.9534
2032-05-27 13:00 | 43.2083 | 51.7696
2032-05-27 14:00 | 42.7778 | 45.4968
2032-05-27 15:00 | 43.2058 | 50.88
2032-05-27 16:00 | 44.9814 | 55.3491
2032-05-27 17:00 | 47.2306 | 60.6119
2032-05-27 18:00 | 48.0151 | 61.395
2032-05-27 19:00 | 45.125 | 63.2982
2032-05-27 20:00 | 42.2484 | 62.2429
2032-05-27 21:00 | 40.2653 | 60.2663
2032-05-27 22:00 | 37.2575 | 58.3044
2032-05-27 23:00 | 33.9681 | 55.9047
2032-05-28 | 32.0312 | 57.0918
2032-05-28 01:00 | 30.8896 | 52.7031
2032-05-28 02:00 | 31.6669 | 51.1005
2032-05-28 03:00 | 32.6423 | 51.6087
2032-05-28 04:00 | 33.05 | 51.3164
2032-05-28 05:00 | 34.3685 | 53.6384
2032-05-28 06:00 | 39.1123 | 60.1658
2032-05-28 07:00 | 47.0912 | 63.0891
2032-05-28 08:00 | 48.0419 | 62.0038
2032-05-28 09:00 | 46.545 | 61.8677
2032-05-28 10:00 | 45.0055 | 61.206
2032-05-28 11:00 | 43.679 | 60.9608
2032-05-28 12:00 | 41.7929 | 63.2381
2032-05-28 13:00 | 42.0471 | 63.0401
2032-05-28 14:00 | 41.5992 | 58.8803
2032-05-28 15:00 | 41.858 | 62.3554
2032-05-28 16:00 | 43.6026 | 63.9943
2032-05-28 17:00 | 46.0969 | 64.8216
2032-05-28 18:00 | 47.4487 | 64.5668
2032-05-28 19:00 | 44.2209 | 65.6424
2032-05-28 20:00 | 41.0374 | 63.2198
2032-05-28 21:00 | 38.6712 | 61.1098
2032-05-28 22:00 | 35.6726 | 58.9012
2032-05-28 23:00 | 32.417 | 56.3584
2032-05-29 | 31.1108 | 54.3028
2032-05-29 01:00 | 29.5126 | 54.7262
2032-05-29 02:00 | 30.2015 | 52.387
2032-05-29 03:00 | 31.0411 | 53.397
2032-05-29 04:00 | 31.3414 | 52.8639
2032-05-29 05:00 | 31.8335 | 54.4311
2032-05-29 06:00 | 34.4894 | 56.3928
2032-05-29 07:00 | 40.6165 | 55.7506
2032-05-29 08:00 | 42.0728 | 53.8001
2032-05-29 09:00 | 41.184 | 55.9497
2032-05-29 10:00 | 40.2183 | 56.3958
2032-05-29 11:00 | 38.8951 | 57.3038
2032-05-29 12:00 | 39.1071 | 53.5309
2032-05-29 13:00 | 38.5922 | 55.4486
2032-05-29 14:00 | 37.9562 | 51.1352
2032-05-29 15:00 | 38.2061 | 58.2538
2032-05-29 16:00 | 40.6549 | 62.0976
2032-05-29 17:00 | 43.6491 | 65.5565
2032-05-29 18:00 | 44.8734 | 65.5035
2032-05-29 19:00 | 41.199 | 64.89
2032-05-29 20:00 | 37.5209 | 61.6082
2032-05-29 21:00 | 35.6723 | 58.8612
2032-05-29 22:00 | 33.525 | 57.4517
2032-05-29 23:00 | 31.1804 | 55.8579
2032-05-30 | 29.594 | 54.4891
2032-05-30 01:00 | 28.6088 | 52.2997
2032-05-30 02:00 | 29.3574 | 50.1549
2032-05-30 03:00 | 30.193 | 50.3564
2032-05-30 04:00 | 30.3896 | 49.5931
2032-05-30 05:00 | 30.8169 | 50.5865
2032-05-30 06:00 | 33.5661 | 54.8796
2032-05-30 07:00 | 39.4643 | 55.1168
2032-05-30 08:00 | 41.1059 | 54.8404
2032-05-30 09:00 | 39.7034 | 56.9141
2032-05-30 10:00 | 37.5526 | 58.4325
2032-05-30 11:00 | 35.7675 | 57.9587
2032-05-30 12:00 | 36.4255 | 52.6079
2032-05-30 13:00 | 35.8914 | 52.5638
2032-05-30 14:00 | 35.2649 | 50.0789
2032-05-30 15:00 | 35.9458 | 56.8778
2032-05-30 16:00 | 38.8294 | 60.7645
2032-05-30 17:00 | 43.0134 | 63.6053
2032-05-30 18:00 | 41.9565 | 62.7784
2032-05-30 19:00 | 40.0045 | 63.2123
2032-05-30 20:00 | 37.8735 | 59.9953
2032-05-30 21:00 | 36.2775 | 58.1936
2032-05-30 22:00 | 34.0271 | 56.9583
2032-05-30 23:00 | 31.4044 | 54.9153
2032-05-31 | 30.7222 | 54.6767
2032-05-31 01:00 | 29.9389 | 51.5708
2032-05-31 02:00 | 31.0227 | 49.5574
2032-05-31 03:00 | 32.222 | 50.1247
2032-05-31 04:00 | 32.8069 | 49.1607
2032-05-31 05:00 | 34.3224 | 51.5533
2032-05-31 06:00 | 39.1518 | 58.8842
2032-05-31 07:00 | 46.8543 | 62.7648
2032-05-31 08:00 | 47.9846 | 61.0228
2032-05-31 09:00 | 45.855 | 61.5181
2032-05-31 10:00 | 44.4453 | 59.0697
2032-05-31 11:00 | 43.1719 | 57.3983
2032-05-31 12:00 | 43.6668 | 56.716
2032-05-31 13:00 | 43.7163 | 56.2662
2032-05-31 14:00 | 43.0436 | 49.7556
2032-05-31 15:00 | 43.7102 | 53.7295
2032-05-31 16:00 | 45.5103 | 57.0344
2032-05-31 17:00 | 47.9232 | 62.4961
2032-05-31 18:00 | 48.4709 | 66.6351
2032-05-31 19:00 | 45.2906 | 67.2696
2032-05-31 20:00 | 41.9758 | 64.5007
2032-05-31 21:00 | 39.9429 | 62.032
2032-05-31 22:00 | 36.7863 | 59.8217
2032-05-31 23:00 | 33.4016 | 56.8962
2032-06-01 | 31.185 | 56.6087
2032-06-01 01:00 | 31.8228 | 55.9498
2032-06-01 02:00 | 32.6667 | 54.0527
2032-06-01 03:00 | 33.6141 | 53.5535
2032-06-01 04:00 | 34.0778 | 52.8327
2032-06-01 05:00 | 35.4458 | 54.6588
2032-06-01 06:00 | 39.3782 | 62.9155
2032-06-01 07:00 | 47.5624 | 66.3799
2032-06-01 08:00 | 49.1944 | 66.4409
2032-06-01 09:00 | 47.8467 | 68.4811
2032-06-01 10:00 | 46.3788 | 68.7944
2032-06-01 11:00 | 44.7139 | 68.0914
2032-06-01 12:00 | 43.8447 | 66.8278
2032-06-01 13:00 | 43.6884 | 67.3918
2032-06-01 14:00 | 43.3322 | 62.8992
2032-06-01 15:00 | 43.9868 | 68.5659
2032-06-01 16:00 | 45.8464 | 72.5857
2032-06-01 17:00 | 48.1785 | 75.6497
2032-06-01 18:00 | 48.8038 | 78.6289
2032-06-01 19:00 | 45.7305 | 77.5727
2032-06-01 20:00 | 42.9274 | 74.6231
2032-06-01 21:00 | 40.9183 | 71.1667
2032-06-01 22:00 | 38.1732 | 69.0432
2032-06-01 23:00 | 34.9366 | 66.5212
2032-06-02 | 33.007 | 65.9054
2032-06-02 01:00 | 31.7273 | 61.5453
2032-06-02 02:00 | 32.4732 | 59.2946
2032-06-02 03:00 | 33.3601 | 58.6662
2032-06-02 04:00 | 33.7509 | 57.6881
2032-06-02 05:00 | 35.056 | 59.5522
2032-06-02 06:00 | 39.4644 | 64.3117
2032-06-02 07:00 | 47.1882 | 67.477
2032-06-02 08:00 | 48.2215 | 67.4093
2032-06-02 09:00 | 46.2802 | 68.6824
2032-06-02 10:00 | 44.311 | 69.1487
2032-06-02 11:00 | 42.6197 | 70.3871
2032-06-02 12:00 | 42.9847 | 66.8574
2032-06-02 13:00 | 42.9088 | 68.0834
2032-06-02 14:00 | 42.5436 | 66.4458
2032-06-02 15:00 | 43.172 | 72.9806
2032-06-02 16:00 | 45.0053 | 78.5418
2032-06-02 17:00 | 47.4637 | 84.5282
2032-06-02 18:00 | 48.2875 | 85.9071
2032-06-02 19:00 | 44.9462 | 87.1518
2032-06-02 20:00 | 42.174 | 82.491
2032-06-02 21:00 | 39.9231 | 77.7351
2032-06-02 22:00 | 37.2289 | 74.195
2032-06-02 23:00 | 34.1404 | 69.4618
2032-06-03 | 32.7274 | 67.7082
2032-06-03 01:00 | 31.5988 | 60.8584
2032-06-03 02:00 | 32.3405 | 57.7408
2032-06-03 03:00 | 33.2442 | 56.8259
2032-06-03 04:00 | 33.6656 | 55.3881
2032-06-03 05:00 | 34.9832 | 57.2141
2032-06-03 06:00 | 39.381 | 65.2156
2032-06-03 07:00 | 47.7133 | 68.3712
2032-06-03 08:00 | 49.2154 | 67.1817
2032-06-03 09:00 | 47.6676 | 68.5869
2032-06-03 10:00 | 45.7809 | 67.1106
2032-06-03 11:00 | 43.7514 | 66.4741
2032-06-03 12:00 | 43.0001 | 64.2312
2032-06-03 13:00 | 42.9379 | 63.3825
2032-06-03 14:00 | 42.5537 | 57.6277
2032-06-03 15:00 | 43.1532 | 62.5825
2032-06-03 16:00 | 45.0275 | 65.7072
2032-06-03 17:00 | 47.3273 | 69.8441
2032-06-03 18:00 | 48.1049 | 75.0394
2032-06-03 19:00 | 45.1579 | 74.1649
2032-06-03 20:00 | 42.4695 | 70.8148
2032-06-03 21:00 | 40.4578 | 67.3601
2032-06-03 22:00 | 37.7812 | 65.476
2032-06-03 23:00 | 34.6026 | 62.6671
2032-06-04 | 32.8388 | 62.5781
2032-06-04 01:00 | 31.4267 | 61.3033
2032-06-04 02:00 | 32.0589 | 59.5505
2032-06-04 03:00 | 32.906 | 59.0499
2032-06-04 04:00 | 33.2988 | 57.9808
2032-06-04 05:00 | 34.5608 | 59.5146
2032-06-04 06:00 | 39.2786 | 68.6735
2032-06-04 07:00 | 46.9914 | 72.8629
2032-06-04 08:00 | 47.8562 | 73.8704
2032-06-04 09:00 | 45.7865 | 78.347
2032-06-04 10:00 | 43.9821 | 79.9836
2032-06-04 11:00 | 42.1951 | 80.4862
2032-06-04 12:00 | 42.7098 | 80.8527
2032-06-04 13:00 | 42.7233 | 82.4845
2032-06-04 14:00 | 42.1484 | 79.4182
2032-06-04 15:00 | 42.365 | 85.5326
2032-06-04 16:00 | 43.9822 | 88.8174
2032-06-04 17:00 | 46.3414 | 90.5335
2032-06-04 18:00 | 47.1311 | 92.6027
2032-06-04 19:00 | 43.8207 | 91.697
2032-06-04 20:00 | 40.846 | 87.6264
2032-06-04 21:00 | 38.6132 | 83.1623
2032-06-04 22:00 | 35.9997 | 79.6711
2032-06-04 23:00 | 32.9657 | 75.7511
2032-06-05 | 31.7202 | 74.4216
2032-06-05 01:00 | 30.1983 | 66.9121
2032-06-05 02:00 | 30.7166 | 62.3627
2032-06-05 03:00 | 31.399 | 59.7127
2032-06-05 04:00 | 31.5879 | 57.4024
2032-06-05 05:00 | 31.9536 | 57.7503
2032-06-05 06:00 | 34.6711 | 62.0517
2032-06-05 07:00 | 41.0765 | 62.2785
2032-06-05 08:00 | 42.6752 | 63.612
2032-06-05 09:00 | 42.208 | 67.9314
2032-06-05 10:00 | 41.2208 | 68.2263
2032-06-05 11:00 | 40.0606 | 68.2869
2032-06-05 12:00 | 39.8755 | 67.3623
2032-06-05 13:00 | 39.5395 | 66.5446
2032-06-05 14:00 | 38.8404 | 62.1096
2032-06-05 15:00 | 39.4124 | 66.8102
2032-06-05 16:00 | 42.0013 | 68.3663
2032-06-05 17:00 | 45.0222 | 71.2069
2032-06-05 18:00 | 46.2771 | 72.3177
2032-06-05 19:00 | 42.3802 | 70.8906
2032-06-05 20:00 | 38.9317 | 65.7138
2032-06-05 21:00 | 36.7174 | 62.4035
2032-06-05 22:00 | 34.7816 | 60.9756
2032-06-05 23:00 | 32.4943 | 58.7222
2032-06-06 | 31.0805 | 56.9993
2032-06-06 01:00 | 29.8122 | 55.1917
2032-06-06 02:00 | 30.3256 | 54.016
2032-06-06 03:00 | 30.9595 | 53.6615
2032-06-06 04:00 | 31.005 | 52.1352
2032-06-06 05:00 | 31.2474 | 53.1797
2032-06-06 06:00 | 33.4505 | 56.3868
2032-06-06 07:00 | 39.5084 | 56.2839
2032-06-06 08:00 | 41.4982 | 56.1461
2032-06-06 09:00 | 41.3475 | 59.6585
2032-06-06 10:00 | 40.2413 | 62.1801
2032-06-06 11:00 | 39.0321 | 62.2519
2032-06-06 12:00 | 39.1496 | 56.2531
2032-06-06 13:00 | 38.6347 | 59.0717
2032-06-06 14:00 | 38.2695 | 56.7089
2032-06-06 15:00 | 38.9919 | 64.8147
2032-06-06 16:00 | 41.7337 | 69.024
2032-06-06 17:00 | 44.9511 | 72.117
2032-06-06 18:00 | 45.9893 | 74.4343
2032-06-06 19:00 | 42.2232 | 73.7157
2032-06-06 20:00 | 38.8842 | 70.0888
2032-06-06 21:00 | 36.8462 | 67.4766
2032-06-06 22:00 | 34.7948 | 66.3966
2032-06-06 23:00 | 32.4473 | 63.9647
2032-06-07 | 31.2761 | 61.7978
2032-06-07 01:00 | 30.5822 | 58.8771
2032-06-07 02:00 | 31.444 | 56.8886
2032-06-07 03:00 | 32.4106 | 56.2039
2032-06-07 04:00 | 32.822 | 54.8475
2032-06-07 05:00 | 34.1303 | 56.9693
2032-06-07 06:00 | 38.6675 | 63.2796
2032-06-07 07:00 | 46.8701 | 65.2673
2032-06-07 08:00 | 48.1663 | 64.1628
2032-06-07 09:00 | 46.5772 | 65.1123
2032-06-07 10:00 | 45.0666 | 64.555
2032-06-07 11:00 | 43.778 | 65.2963
2032-06-07 12:00 | 44.0059 | 64.6555
2032-06-07 13:00 | 44.0703 | 65.9221
2032-06-07 14:00 | 43.7291 | 62.2604
2032-06-07 15:00 | 44.6102 | 67.673
2032-06-07 16:00 | 46.5265 | 71.3286
2032-06-07 17:00 | 48.7343 | 74.3823
2032-06-07 18:00 | 49.5319 | 76.0081
2032-06-07 19:00 | 46.0572 | 76.0317
2032-06-07 20:00 | 42.92 | 72.7461
2032-06-07 21:00 | 40.4382 | 69.5328
2032-06-07 22:00 | 37.6067 | 67.002
2032-06-07 23:00 | 34.3792 | 64.5406
2032-06-08 | 32.7008 | 61.8496
2032-06-08 01:00 | 31.4376 | 55.4837
2032-06-08 02:00 | 32.1739 | 53.5592
2032-06-08 03:00 | 33.0549 | 53.037
2032-06-08 04:00 | 33.4391 | 51.8458
2032-06-08 05:00 | 34.7638 | 54.1171
2032-06-08 06:00 | 39.4717 | 61.662
2032-06-08 07:00 | 47.6246 | 65.4713
2032-06-08 08:00 | 49.2064 | 65.8479
2032-06-08 09:00 | 48.0559 | 68.354
2032-06-08 10:00 | 46.7062 | 68.3904
2032-06-08 11:00 | 45.2659 | 68.0828
2032-06-08 12:00 | 44.1305 | 65.3006
2032-06-08 13:00 | 44.1757 | 65.1917
2032-06-08 14:00 | 43.9254 | 60.3619
2032-06-08 15:00 | 44.9055 | 65.6854
2032-06-08 16:00 | 46.8916 | 69.2313
2032-06-08 17:00 | 49.194 | 71.7466
2032-06-08 18:00 | 49.7822 | 72.9812
2032-06-08 19:00 | 46.1387 | 73.5071
2032-06-08 20:00 | 43.1032 | 70.5113
2032-06-08 21:00 | 40.6088 | 67.8445
2032-06-08 22:00 | 37.8538 | 66.1729
2032-06-08 23:00 | 34.6824 | 63.7828
2032-06-09 | 33.3216 | 61.8397
2032-06-09 01:00 | 31.5339 | 57.3957
2032-06-09 02:00 | 32.1996 | 55.5564
2032-06-09 03:00 | 33.0401 | 55.1038
2032-06-09 04:00 | 33.3876 | 54.0561
2032-06-09 05:00 | 34.6269 | 55.9461
2032-06-09 06:00 | 39.4666 | 61.6912
2032-06-09 07:00 | 47.3242 | 64.3127
2032-06-09 08:00 | 48.5809 | 63.0682
2032-06-09 09:00 | 47.1966 | 63.6299
2032-06-09 10:00 | 45.5708 | 62.7454
2032-06-09 11:00 | 43.9989 | 63.4212
2032-06-09 12:00 | 43.5992 | 62.4834
2032-06-09 13:00 | 43.6398 | 62.8367
2032-06-09 14:00 | 43.2503 | 58.8796
2032-06-09 15:00 | 43.8911 | 63.9013
2032-06-09 16:00 | 45.8798 | 67.1935
2032-06-09 17:00 | 48.3985 | 70.1726
2032-06-09 18:00 | 49.2684 | 70.7797
2032-06-09 19:00 | 46.1882 | 72.1679
2032-06-09 20:00 | 43.3171 | 69.7513
2032-06-09 21:00 | 41.1814 | 67.4777
2032-06-09 22:00 | 38.3762 | 65.6261
2032-06-09 23:00 | 35.0184 | 62.8362
2032-06-10 | 33.1095 | 60.8384
2032-06-10 01:00 | 31.5422 | 57.2814
2032-06-10 02:00 | 32.1868 | 55.2963
2032-06-10 03:00 | 33.0095 | 55.086
2032-06-10 04:00 | 33.3538 | 54.0299
2032-06-10 05:00 | 34.5844 | 55.8882
2032-06-10 06:00 | 39.5264 | 63.5581
2032-06-10 07:00 | 46.9524 | 65.9205
2032-06-10 08:00 | 47.7879 | 63.6474
2032-06-10 09:00 | 46.1317 | 64.1256
2032-06-10 10:00 | 44.569 | 61.9688
2032-06-10 11:00 | 43.2322 | 61.7319
2032-06-10 12:00 | 44.1535 | 60.5148
2032-06-10 13:00 | 44.1128 | 60.5815
2032-06-10 14:00 | 43.9078 | 55.8864
2032-06-10 15:00 | 44.6712 | 61.2215
2032-06-10 16:00 | 46.5769 | 64.9156
2032-06-10 17:00 | 48.7388 | 68.2219
2032-06-10 18:00 | 49.7038 | 70.0848
2032-06-10 19:00 | 46.6016 | 71.6722
2032-06-10 20:00 | 43.7227 | 69.075
2032-06-10 21:00 | 41.3762 | 66.7683
2032-06-10 22:00 | 38.6143 | 64.9765
2032-06-10 23:00 | 35.2699 | 62.162
2032-06-11 | 33.4945 | 61.191
2032-06-11 01:00 | 32.4653 | 55.4633
2032-06-11 02:00 | 33.1307 | 53.4463
2032-06-11 03:00 | 33.8204 | 53.0913
2032-06-11 04:00 | 34.1259 | 52.1525
2032-06-11 05:00 | 35.2357 | 53.6608
2032-06-11 06:00 | 40.014 | 61.3243
2032-06-11 07:00 | 48.3158 | 64.1947
2032-06-11 08:00 | 50.0291 | 62.4581
2032-06-11 09:00 | 49.1268 | 62.5198
2032-06-11 10:00 | 47.89 | 61.0177
2032-06-11 11:00 | 46.4108 | 59.7232
2032-06-11 12:00 | 44.2243 | 62.2823
2032-06-11 13:00 | 44.8761 | 61.8465
2032-06-11 14:00 | 45.4033 | 57.1286
2032-06-11 15:00 | 46.7336 | 61.909
2032-06-11 16:00 | 49.0317 | 64.6724
2032-06-11 17:00 | 51.5908 | 67.4655
2032-06-11 18:00 | 52.6503 | 69.4268
2032-06-11 19:00 | 49.2295 | 70.7717
2032-06-11 20:00 | 45.3127 | 67.768
2032-06-11 21:00 | 42.603 | 65.3523
2032-06-11 22:00 | 39.5682 | 63.5941
2032-06-11 23:00 | 35.8589 | 60.8621
2032-06-12 | 32.3616 | 60.0844
2032-06-12 01:00 | 30.9843 | 53.1059
2032-06-12 02:00 | 31.3749 | 50.7783
2032-06-12 03:00 | 31.9143 | 50.5119
2032-06-12 04:00 | 31.985 | 49.466
2032-06-12 05:00 | 32.2298 | 50.6022
2032-06-12 06:00 | 34.7857 | 54.9973
2032-06-12 07:00 | 41.2276 | 55.4298
2032-06-12 08:00 | 42.9976 | 55.367
2032-06-12 09:00 | 42.9192 | 58.9636
2032-06-12 10:00 | 42.1685 | 59.9075
2032-06-12 11:00 | 41.1541 | 60.073
2032-06-12 12:00 | 41.0668 | 55.2713
2032-06-12 13:00 | 40.6756 | 56.489
2032-06-12 14:00 | 40.1916 | 53.8778
2032-06-12 15:00 | 40.7647 | 61.4073
2032-06-12 16:00 | 43.1378 | 66.2668
2032-06-12 17:00 | 45.8033 | 71.8615
2032-06-12 18:00 | 46.6147 | 75.0084
2032-06-12 19:00 | 42.7298 | 75.3093
2032-06-12 20:00 | 39.1179 | 69.6289
2032-06-12 21:00 | 36.8963 | 66.0258
2032-06-12 22:00 | 34.9257 | 64.5093
2032-06-12 23:00 | 32.5403 | 61.4236
2032-06-13 | 31.2848 | 59.9874
2032-06-13 01:00 | 29.4412 | 54.7069
2032-06-13 02:00 | 29.8982 | 52.2593
2032-06-13 03:00 | 30.4159 | 51.6904
2032-06-13 04:00 | 30.4382 | 50.5624
2032-06-13 05:00 | 30.5519 | 51.4878
2032-06-13 06:00 | 31.2823 | 56.351
2032-06-13 07:00 | 37.6292 | 56.769
2032-06-13 08:00 | 40.2077 | 57.3526
2032-06-13 09:00 | 40.8172 | 61.9116
2032-06-13 10:00 | 40.2907 | 64.0569
2032-06-13 11:00 | 39.4831 | 64.7532
2032-06-13 12:00 | 38.886 | 60.819
2032-06-13 13:00 | 39.4939 | 62.271
2032-06-13 14:00 | 40.0491 | 61.1643
2032-06-13 15:00 | 41.8505 | 69.507
2032-06-13 16:00 | 45.465 | 74.3453
2032-06-13 17:00 | 49.3967 | 80.2057
2032-06-13 18:00 | 49.6207 | 82.392
2032-06-13 19:00 | 45.7293 | 81.0818
2032-06-13 20:00 | 41.6168 | 75.9077
2032-06-13 21:00 | 39.1564 | 71.7639
2032-06-13 22:00 | 36.824 | 70.2825
2032-06-13 23:00 | 34.0315 | 67.1433
2032-06-14 | 31.5123 | 66.3191
2032-06-14 01:00 | 31.0779 | 62.7563
2032-06-14 02:00 | 31.8549 | 60.3489
2032-06-14 03:00 | 32.6703 | 59.5002
2032-06-14 04:00 | 33.033 | 58.2718
2032-06-14 05:00 | 34.2151 | 60.0984
2032-06-14 06:00 | 37.7096 | 67.7045
2032-06-14 07:00 | 46.1063 | 71.6619
2032-06-14 08:00 | 48.3766 | 72.3869
2032-06-14 09:00 | 48.1449 | 76.469
2032-06-14 10:00 | 47.7306 | 77.5586
2032-06-14 11:00 | 46.8392 | 78.1301
2032-06-14 12:00 | 45.6479 | 77.662
2032-06-14 13:00 | 46.5485 | 79.1022
2032-06-14 14:00 | 47.2455 | 76.1305
2032-06-14 15:00 | 49.2025 | 81.7227
2032-06-14 16:00 | 52.2423 | 86.3898
2032-06-14 17:00 | 55.1505 | 90.7231
2032-06-14 18:00 | 55.7195 | 94.1735
2032-06-14 19:00 | 51.9561 | 93.7456
2032-06-14 20:00 | 47.6658 | 89.0697
2032-06-14 21:00 | 44.2937 | 84.4583
2032-06-14 22:00 | 40.809 | 80.38
2032-06-14 23:00 | 36.7733 | 76.2504
2032-06-15 | 33.9279 | 72.6128
2032-06-15 01:00 | 32.3341 | 67.48
2032-06-15 02:00 | 32.8927 | 64.1591
2032-06-15 03:00 | 33.5738 | 63.0684
2032-06-15 04:00 | 33.8441 | 61.8092
2032-06-15 05:00 | 35.019 | 63.5503
2032-06-15 06:00 | 39.296 | 66.7682
2032-06-15 07:00 | 47.6888 | 70.0293
2032-06-15 08:00 | 49.8287 | 69.7425
2032-06-15 09:00 | 49.4676 | 70.7677
2032-06-15 10:00 | 48.7786 | 71.4716
2032-06-15 11:00 | 47.6322 | 74.514
2032-06-15 12:00 | 46.5666 | 75.5238
2032-06-15 13:00 | 47.3056 | 77.0449
2032-06-15 14:00 | 47.8896 | 74.77
2032-06-15 15:00 | 49.5377 | 81.3534
2032-06-15 16:00 | 52.3385 | 87.0343
2032-06-15 17:00 | 55.262 | 91.6892
2032-06-15 18:00 | 55.1229 | 94.7922
2032-06-15 19:00 | 51.1998 | 94.7667
2032-06-15 20:00 | 47.1619 | 89.5676
2032-06-15 21:00 | 44.055 | 85.1418
2032-06-15 22:00 | 40.7235 | 80.8474
2032-06-15 23:00 | 36.7931 | 76.4051
2032-06-16 | 34.6642 | 70.5637
2032-06-16 01:00 | 32.7672 | 68.1046
2032-06-16 02:00 | 33.2797 | 65.0504
2032-06-16 03:00 | 33.9488 | 63.7858
2032-06-16 04:00 | 34.1357 | 62.5632
2032-06-16 05:00 | 35.2493 | 64.0662
2032-06-16 06:00 | 40.1292 | 71.6754
2032-06-16 07:00 | 48.3256 | 76.4476
2032-06-16 08:00 | 49.8521 | 78.6606
2032-06-16 09:00 | 49.1119 | 84.1088
2032-06-16 10:00 | 47.9044 | 86.2658
2032-06-16 11:00 | 46.7294 | 87.9039
2032-06-16 12:00 | 45.793 | 87.5345
2032-06-16 13:00 | 45.9045 | 89.2783
2032-06-16 14:00 | 45.63 | 86.621
2032-06-16 15:00 | 46.5221 | 92.9483
2032-06-16 16:00 | 48.536 | 97.038
2032-06-16 17:00 | 50.7934 | 100.5976
2032-06-16 18:00 | 51.5705 | 103.6801
2032-06-16 19:00 | 48.1654 | 103.4505
2032-06-16 20:00 | 44.9117 | 97.8101
2032-06-16 21:00 | 42.3629 | 92.3553
2032-06-16 22:00 | 39.4107 | 87.2754
2032-06-16 23:00 | 35.7788 | 81.5844
2032-06-17 | 33.7895 | 79.0503
2032-06-17 01:00 | 32.025 | 69.9955
2032-06-17 02:00 | 32.6532 | 65.7296
2032-06-17 03:00 | 33.4371 | 64.2291
2032-06-17 04:00 | 33.6997 | 62.8377
2032-06-17 05:00 | 34.8854 | 64.5009
2032-06-17 06:00 | 39.6914 | 70.5024
2032-06-17 07:00 | 47.952 | 73.2865
2032-06-17 08:00 | 49.7272 | 73.888
2032-06-17 09:00 | 49.0956 | 75.9646
2032-06-17 10:00 | 47.9649 | 77.1265
2032-06-17 11:00 | 46.6556 | 76.9781
2032-06-17 12:00 | 45.3406 | 75.2315
2032-06-17 13:00 | 45.3686 | 75.8
2032-06-17 14:00 | 45.1385 | 71.2726
2032-06-17 15:00 | 45.9902 | 75.9105
2032-06-17 16:00 | 47.9339 | 78.1845
2032-06-17 17:00 | 50.009 | 80.4802
2032-06-17 18:00 | 50.6691 | 85.7263
2032-06-17 19:00 | 47.1764 | 83.6838
2032-06-17 20:00 | 44.0249 | 79.1865
2032-06-17 21:00 | 41.4124 | 75.0115
2032-06-17 22:00 | 38.598 | 71.7384
2032-06-17 23:00 | 35.2465 | 68.4661
2032-06-18 | 33.6724 | 64.2277
2032-06-18 01:00 | 32.1789 | 63.6391
2032-06-18 02:00 | 32.7746 | 61.4984
2032-06-18 03:00 | 33.5401 | 60.9529
2032-06-18 04:00 | 33.8711 | 59.8302
2032-06-18 05:00 | 35.0759 | 61.5161
2032-06-18 06:00 | 39.0957 | 66.91
2032-06-18 07:00 | 46.9217 | 71.2505
2032-06-18 08:00 | 48.673 | 71.8846
2032-06-18 09:00 | 47.9822 | 75.3348
2032-06-18 10:00 | 47.1878 | 76.7209
2032-06-18 11:00 | 46.1225 | 78.8852
2032-06-18 12:00 | 46.0432 | 77.7843
2032-06-18 13:00 | 46.5692 | 79.9104
2032-06-18 14:00 | 46.61 | 77.9121
2032-06-18 15:00 | 47.5008 | 85.1362
2032-06-18 16:00 | 49.3277 | 90.5983
2032-06-18 17:00 | 51.5258 | 95.3246
2032-06-18 18:00 | 52.046 | 97.5425
2032-06-18 19:00 | 48.2409 | 98.5703
2032-06-18 20:00 | 44.5811 | 92.7146
2032-06-18 21:00 | 41.9248 | 87.5259
2032-06-18 22:00 | 38.9972 | 82.731
2032-06-18 23:00 | 35.441 | 77.1037
2032-06-19 | 33.5587 | 73.5238
2032-06-19 01:00 | 31.2605 | 68.49
2032-06-19 02:00 | 31.5669 | 64.024
2032-06-19 03:00 | 32.0551 | 62.6251
2032-06-19 04:00 | 32.0298 | 61.0147
2032-06-19 05:00 | 32.2172 | 62.1196
2032-06-19 06:00 | 34.9191 | 65.0491
2032-06-19 07:00 | 41.3489 | 65.7777
2032-06-19 08:00 | 43.6198 | 66.798
2032-06-19 09:00 | 43.8221 | 70.7412
2032-06-19 10:00 | 43.2497 | 73.1044
2032-06-19 11:00 | 42.2196 | 76.7085
2032-06-19 12:00 | 41.9679 | 80.7862
2032-06-19 13:00 | 41.1889 | 81.9821
2032-06-19 14:00 | 40.5999 | 80.0757
2032-06-19 15:00 | 40.9443 | 86.9568
2032-06-19 16:00 | 43.1631 | 90.1869
2032-06-19 17:00 | 45.7509 | 95.4991
2032-06-19 18:00 | 46.6074 | 98.1099
2032-06-19 19:00 | 42.9475 | 96.5498
2032-06-19 20:00 | 39.2002 | 90.2026
2032-06-19 21:00 | 37.0988 | 85.2252
2032-06-19 22:00 | 35.2072 | 81.4898
2032-06-19 23:00 | 32.8269 | 77.2033
2032-06-20 | 31.3122 | 72.9757
2032-06-20 01:00 | 30.6814 | 67.5728
2032-06-20 02:00 | 31.2239 | 64.0541
2032-06-20 03:00 | 31.7683 | 61.9574
2032-06-20 04:00 | 31.8576 | 59.6014
2032-06-20 05:00 | 32.0547 | 59.4674
2032-06-20 06:00 | 34.0472 | 64.2843
2032-06-20 07:00 | 40.5434 | 65.2012
2032-06-20 08:00 | 43.5366 | 66.7198
2032-06-20 09:00 | 44.7608 | 71.1295
2032-06-20 10:00 | 44.9169 | 75.3795
2032-06-20 11:00 | 45.1547 | 76.5613
2032-06-20 12:00 | 45.3557 | 76.729
2032-06-20 13:00 | 46.4764 | 78.4307
2032-06-20 14:00 | 47.3721 | 75.3672
2032-06-20 15:00 | 49.2257 | 82.4871
2032-06-20 16:00 | 52.832 | 84.6306
2032-06-20 17:00 | 56.6158 | 86.0173
2032-06-20 18:00 | 58.3546 | 87.6016
2032-06-20 19:00 | 54.1243 | 84.548
2032-06-20 20:00 | 49.0996 | 80.1929
2032-06-20 21:00 | 45.9787 | 76.1574
2032-06-20 22:00 | 42.7912 | 74.1293
2032-06-20 23:00 | 39.1148 | 71.3355
2032-06-21 | 36.1234 | 70.1325
2032-06-21 01:00 | 34.9977 | 66.9223
2032-06-21 02:00 | 35.3649 | 63.6888
2032-06-21 03:00 | 35.869 | 62.4593
2032-06-21 04:00 | 35.9679 | 60.9197
2032-06-21 05:00 | 37.0684 | 62.483
2032-06-21 06:00 | 40.7904 | 72.0888
2032-06-21 07:00 | 49.5668 | 76.0921
2032-06-21 08:00 | 52.7576 | 77.8097
2032-06-21 09:00 | 53.3304 | 82.4388
2032-06-21 10:00 | 53.844 | 84.1502
2032-06-21 11:00 | 53.6594 | 84.2048
2032-06-21 12:00 | 53.1671 | 78.694
2032-06-21 13:00 | 54.3791 | 80.715
2032-06-21 14:00 | 55.1407 | 77.8324
2032-06-21 15:00 | 57.1416 | 84.512
2032-06-21 16:00 | 60.0644 | 89.4266
2032-06-21 17:00 | 62.7949 | 94.5626
2032-06-21 18:00 | 62.5753 | 97.6412
2032-06-21 19:00 | 58.5841 | 97.1803
2032-06-21 20:00 | 54.0163 | 91.261
2032-06-21 21:00 | 50.5675 | 86.0555
2032-06-21 22:00 | 46.6431 | 81.1809
2032-06-21 23:00 | 42.1178 | 76.067
2032-06-22 | 38.3481 | 71.271
2032-06-22 01:00 | 36.3362 | 67.1987
2032-06-22 02:00 | 36.4098 | 63.7915
2032-06-22 03:00 | 36.8403 | 62.4192
2032-06-22 04:00 | 36.9065 | 60.9558
2032-06-22 05:00 | 38.0055 | 62.4582
2032-06-22 06:00 | 43.5534 | 69.5116
2032-06-22 07:00 | 52.5447 | 73.5554
2032-06-22 08:00 | 55.6416 | 75.1261
2032-06-22 09:00 | 56.0452 | 79.0807
2032-06-22 10:00 | 56.0268 | 80.721
2032-06-22 11:00 | 55.2743 | 82.6749
2032-06-22 12:00 | 54.4143 | 82.2087
2032-06-22 13:00 | 55.339 | 84.0378
2032-06-22 14:00 | 55.4945 | 81.1364
2032-06-22 15:00 | 56.9194 | 87.8559
2032-06-22 16:00 | 59.4121 | 92.8569
2032-06-22 17:00 | 62.2329 | 96.7361
2032-06-22 18:00 | 63.5324 | 100.5552
2032-06-22 19:00 | 59.532 | 100.2389
2032-06-22 20:00 | 54.7174 | 94.4521
2032-06-22 21:00 | 51.0661 | 89.2297
2032-06-22 22:00 | 46.9717 | 84.1593
2032-06-22 23:00 | 42.2749 | 79.1739
2032-06-23 | 39.4718 | 74.6753
2032-06-23 01:00 | 38.1662 | 70.0952
2032-06-23 02:00 | 38.1682 | 66.6136
2032-06-23 03:00 | 38.5339 | 65.0441
2032-06-23 04:00 | 38.5031 | 63.6887
2032-06-23 05:00 | 39.5371 | 64.9963
2032-06-23 06:00 | 43.977 | 71.6036
2032-06-23 07:00 | 52.9183 | 75.8229
2032-06-23 08:00 | 56.8092 | 77.2836
2032-06-23 09:00 | 58.0292 | 81.946
2032-06-23 10:00 | 59.015 | 83.8114
2032-06-23 11:00 | 59.49 | 86.532
2032-06-23 12:00 | 58.9669 | 87.1044
2032-06-23 13:00 | 60.6468 | 89.2507
2032-06-23 14:00 | 61.5178 | 87.3559
2032-06-23 15:00 | 63.5505 | 93.8314
2032-06-23 16:00 | 66.3976 | 98.966
2032-06-23 17:00 | 69.3725 | 103.7713
2032-06-23 18:00 | 70.9868 | 106.3961
2032-06-23 19:00 | 67.0284 | 106.234
2032-06-23 20:00 | 61.4643 | 100.1138
2032-06-23 21:00 | 57.437 | 94.3518
2032-06-23 22:00 | 52.6889 | 88.7329
2032-06-23 23:00 | 47.2059 | 82.8316
2032-06-24 | 42.7432 | 79.0699
2032-06-24 01:00 | 40.0425 | 75.6338
2032-06-24 02:00 | 39.7518 | 71.7157
2032-06-24 03:00 | 39.8207 | 69.9686
2032-06-24 04:00 | 39.5766 | 68.376
2032-06-24 05:00 | 40.5047 | 69.7266
2032-06-24 06:00 | 43.7667 | 76.1807
2032-06-24 07:00 | 52.1809 | 80.546
2032-06-24 08:00 | 55.8609 | 82.2098
2032-06-24 09:00 | 56.7901 | 87.2489
2032-06-24 10:00 | 57.5482 | 89.7521
2032-06-24 11:00 | 57.7773 | 93.813
2032-06-24 12:00 | 58.193 | 99.0897
2032-06-24 13:00 | 59.3772 | 100.8752
2032-06-24 14:00 | 60.0647 | 98.9497
2032-06-24 15:00 | 61.8402 | 104.9668
2032-06-24 16:00 | 64.1902 | 109.7152
2032-06-24 17:00 | 66.4931 | 113.0632
2032-06-24 18:00 | 68.5658 | 113.9489
2032-06-24 19:00 | 64.6097 | 112.1166
2032-06-24 20:00 | 59.1882 | 105.9438
2032-06-24 21:00 | 55.3823 | 99.5972
2032-06-24 22:00 | 50.9459 | 93.7568
2032-06-24 23:00 | 45.7541 | 87.9496
2032-06-25 | 41.1707 | 84.9828
2032-06-25 01:00 | 38.7725 | 79.6801
2032-06-25 02:00 | 38.5631 | 74.88
2032-06-25 03:00 | 38.7051 | 72.5425
2032-06-25 04:00 | 38.5684 | 70.6999
2032-06-25 05:00 | 39.4223 | 71.5923
2032-06-25 06:00 | 43.1829 | 80.3136
2032-06-25 07:00 | 51.3404 | 84.8879
2032-06-25 08:00 | 54.5663 | 87.0595
2032-06-25 09:00 | 55.0174 | 93.0794
2032-06-25 10:00 | 55.3877 | 95.673
2032-06-25 11:00 | 55.3925 | 99.2486
2032-06-25 12:00 | 56.1229 | 102.2184
2032-06-25 13:00 | 57.0503 | 104.1368
2032-06-25 14:00 | 57.2824 | 102.4066
2032-06-25 15:00 | 58.4296 | 108.43
2032-06-25 16:00 | 60.4313 | 112.0811
2032-06-25 17:00 | 62.7975 | 114.4642
2032-06-25 18:00 | 64.1563 | 115.019
2032-06-25 19:00 | 59.8464 | 113.0754
2032-06-25 20:00 | 53.9974 | 106.1809
2032-06-25 21:00 | 50.1119 | 99.7339
2032-06-25 22:00 | 45.8128 | 93.6024
2032-06-25 23:00 | 40.8005 | 87.4661
2032-06-26 | 38.1113 | 84.7424
2032-06-26 01:00 | 35.6216 | 76.6081
2032-06-26 02:00 | 35.5656 | 71.992
2032-06-26 03:00 | 35.7214 | 69.6617
2032-06-26 04:00 | 35.3909 | 66.8469
2032-06-26 05:00 | 35.3764 | 67.1973
2032-06-26 06:00 | 37.8159 | 73.5091
2032-06-26 07:00 | 44.906 | 76.0054
2032-06-26 08:00 | 48.3414 | 78.1927
2032-06-26 09:00 | 49.3603 | 83.4117
2032-06-26 10:00 | 49.6438 | 88.9576
2032-06-26 11:00 | 49.4172 | 93.0709
2032-06-26 12:00 | 48.3754 | 98.1563
2032-06-26 13:00 | 48.743 | 100.3214
2032-06-26 14:00 | 49.0163 | 97.1986
2032-06-26 15:00 | 50.4218 | 103.8675
2032-06-26 16:00 | 53.7748 | 106.5503
2032-06-26 17:00 | 57.1243 | 108.5476
2032-06-26 18:00 | 58.4751 | 109.5057
2032-06-26 19:00 | 54.281 | 105.7181
2032-06-26 20:00 | 48.6448 | 99.6773
2032-06-26 21:00 | 45.2307 | 94.1628
2032-06-26 22:00 | 42.1315 | 89.726
2032-06-26 23:00 | 38.5101 | 85.3231
2032-06-27 | 35.4167 | 83.508
2032-06-27 01:00 | 33.3094 | 75.3488
2032-06-27 02:00 | 33.3777 | 70.7199
2032-06-27 03:00 | 33.6662 | 68.112
2032-06-27 04:00 | 33.3923 | 65.1945
2032-06-27 05:00 | 33.3465 | 65.1361
2032-06-27 06:00 | 33.9581 | 69.9019
2032-06-27 07:00 | 39.9335 | 70.9457
2032-06-27 08:00 | 42.604 | 71.5528
2032-06-27 09:00 | 42.9623 | 75.6741
2032-06-27 10:00 | 42.7205 | 79.9884
2032-06-27 11:00 | 42.5311 | 83.7393
2032-06-27 12:00 | 43.4243 | 85.5132
2032-06-27 13:00 | 43.8587 | 87.8613
2032-06-27 14:00 | 44.1416 | 84.958
2032-06-27 15:00 | 45.8074 | 93.1556
2032-06-27 16:00 | 49.1234 | 96.461
2032-06-27 17:00 | 52.5333 | 99.8601
2032-06-27 18:00 | 53.403 | 100.0711
2032-06-27 19:00 | 49.4518 | 98.4961
2032-06-27 20:00 | 44.9419 | 91.9324
2032-06-27 21:00 | 42.0811 | 85.5189
2032-06-27 22:00 | 39.3951 | 81.2964
2032-06-27 23:00 | 36.2859 | 76.1118
2032-06-28 | 33.8688 | 75.6421
2032-06-28 01:00 | 32.694 | 69.1066
2032-06-28 02:00 | 33.1739 | 65.0086
2032-06-28 03:00 | 33.8465 | 63.4421
2032-06-28 04:00 | 34.0848 | 61.6497
2032-06-28 05:00 | 35.1873 | 63.0007
2032-06-28 06:00 | 40.4447 | 70.7236
2032-06-28 07:00 | 48.7175 | 73.6049
2032-06-28 08:00 | 50.9614 | 73.4107
2032-06-28 09:00 | 50.4221 | 75.486
2032-06-28 10:00 | 49.6057 | 76.1284
2032-06-28 11:00 | 48.5113 | 77.3779
2032-06-28 12:00 | 47.6377 | 74.6312
2032-06-28 13:00 | 48.4595 | 76.873
2032-06-28 14:00 | 48.9422 | 73.26
2032-06-28 15:00 | 50.7181 | 79.939
2032-06-28 16:00 | 53.3564 | 83.7118
2032-06-28 17:00 | 55.9719 | 88.2156
2032-06-28 18:00 | 57.9065 | 88.31
2032-06-28 19:00 | 54.2597 | 87.3961
2032-06-28 20:00 | 49.8488 | 81.4747
2032-06-28 21:00 | 46.7834 | 76.1627
2032-06-28 22:00 | 43.3129 | 72.2147
2032-06-28 23:00 | 39.1106 | 67.4742
2032-06-29 | 34.993 | 65.0077
2032-06-29 01:00 | 33.229 | 62.9385
2032-06-29 02:00 | 33.774 | 60.164
2032-06-29 03:00 | 34.4713 | 59.3104
2032-06-29 04:00 | 34.7618 | 57.9377
2032-06-29 05:00 | 35.9599 | 59.5102
2032-06-29 06:00 | 38.6635 | 68.8832
2032-06-29 07:00 | 46.2127 | 72.1682
2032-06-29 08:00 | 48.0848 | 72.938
2032-06-29 09:00 | 47.3993 | 76.0456
2032-06-29 10:00 | 46.7889 | 77.1835
2032-06-29 11:00 | 46.2549 | 77.1846
2032-06-29 12:00 | 45.9356 | 75.6585
2032-06-29 13:00 | 46.8383 | 77.2553
2032-06-29 14:00 | 47.7388 | 72.7644
2032-06-29 15:00 | 49.7922 | 79.01
2032-06-29 16:00 | 52.6513 | 82.64
2032-06-29 17:00 | 55.5774 | 85.4594
2032-06-29 18:00 | 55.7907 | 87.7527
2032-06-29 19:00 | 52.0093 | 86.4197
2032-06-29 20:00 | 48.0307 | 81.8463
2032-06-29 21:00 | 45.1126 | 77.2936
2032-06-29 22:00 | 41.8683 | 73.8559
2032-06-29 23:00 | 37.9481 | 70.1166
2032-06-30 | 34.5735 | 67.6374
2032-06-30 01:00 | 33.5073 | 66.1526
2032-06-30 02:00 | 34.1095 | 63.5042
2032-06-30 03:00 | 34.8525 | 62.5354
2032-06-30 04:00 | 35.1501 | 61.5162
2032-06-30 05:00 | 36.3508 | 63.1538
2032-06-30 06:00 | 40.7942 | 69.3134
2032-06-30 07:00 | 48.934 | 72.7713
2032-06-30 08:00 | 50.8595 | 73.884
2032-06-30 09:00 | 50.2052 | 78.1986
2032-06-30 10:00 | 49.2637 | 79.7605
2032-06-30 11:00 | 48.258 | 80.3273
2032-06-30 12:00 | 47.3632 | 77.5576
2032-06-30 13:00 | 48.2287 | 79.6812
2032-06-30 14:00 | 48.7273 | 77.2148
2032-06-30 15:00 | 50.3554 | 83.5454
2032-06-30 16:00 | 52.8716 | 88.6958
2032-06-30 17:00 | 55.5437 | 93.7673
2032-06-30 18:00 | 56.5849 | 95.0427
2032-06-30 19:00 | 52.922 | 93.9096
2032-06-30 20:00 | 49.0724 | 89.2669
2032-06-30 21:00 | 46.299 | 84.3221
2032-06-30 22:00 | 43.0447 | 80.1075
2032-06-30 23:00 | 39.0491 | 75.8762
2032-07-01 | 35.366 | 72.7078
2032-07-01 01:00 | 32.8998 | 67.7026
2032-07-01 02:00 | 33.2361 | 63.787
2032-07-01 03:00 | 33.7628 | 61.8891
2032-07-01 04:00 | 33.7688 | 60.5422
2032-07-01 05:00 | 34.0698 | 61.3696
2032-07-01 06:00 | 35.6562 | 65.4517
2032-07-01 07:00 | 41.6963 | 65.98
2032-07-01 08:00 | 42.9608 | 65.9205
2032-07-01 09:00 | 42.6468 | 73.3989
2032-07-01 10:00 | 41.687 | 74.2842
2032-07-01 11:00 | 41.4404 | 75.0832
2032-07-01 12:00 | 41.1917 | 78.4708
2032-07-01 13:00 | 41.7371 | 78.9312
2032-07-01 14:00 | 42.2841 | 76.5684
2032-07-01 15:00 | 43.2714 | 80.9569
2032-07-01 16:00 | 45.928 | 86.018
2032-07-01 17:00 | 47.9821 | 91.1898
2032-07-01 18:00 | 45.8553 | 93.3315
2032-07-01 19:00 | 42.0867 | 91.9345
2032-07-01 20:00 | 39.0781 | 86.373
2032-07-01 21:00 | 36.4897 | 81.3027
2032-07-01 22:00 | 35.2486 | 80.0629
2032-07-01 23:00 | 33.7048 | 78.3859
2032-07-02 | 31.9542 | 74.9463
2032-07-02 01:00 | 33.7689 | 75.3565
2032-07-02 02:00 | 34.1622 | 71.202
2032-07-02 03:00 | 34.7364 | 69.6771
2032-07-02 04:00 | 34.963 | 68.031
2032-07-02 05:00 | 36.0714 | 69.2319
2032-07-02 06:00 | 40.6952 | 74.555
2032-07-02 07:00 | 48.1141 | 77.4709
2032-07-02 08:00 | 49.6524 | 78.6984
2032-07-02 09:00 | 49.3326 | 82.276
2032-07-02 10:00 | 48.5214 | 84.0928
2032-07-02 11:00 | 47.3517 | 85.8755
2032-07-02 12:00 | 47.9572 | 87.5153
2032-07-02 13:00 | 48.6802 | 88.5069
2032-07-02 14:00 | 49.003 | 84.9298
2032-07-02 15:00 | 49.7993 | 89.8928
2032-07-02 16:00 | 51.8388 | 92.5793
2032-07-02 17:00 | 53.9001 | 94.9543
2032-07-02 18:00 | 55.1572 | 95.3422
2032-07-02 19:00 | 51.4145 | 93.3839
2032-07-02 20:00 | 47.1204 | 87.5859
2032-07-02 21:00 | 43.8967 | 82.7832
2032-07-02 22:00 | 40.5401 | 79.8659
2032-07-02 23:00 | 36.5241 | 76.1103
2032-07-03 | 33.768 | 75.2608
2032-07-03 01:00 | 31.5202 | 67.9194
2032-07-03 02:00 | 31.725 | 64.3116
2032-07-03 03:00 | 32.1756 | 62.5076
2032-07-03 04:00 | 32.1488 | 59.8233
2032-07-03 05:00 | 32.3269 | 59.7635
2032-07-03 06:00 | 34.475 | 64.3348
2032-07-03 07:00 | 40.5141 | 64.026
2032-07-03 08:00 | 42.1238 | 63.6095
2032-07-03 09:00 | 42.2585 | 67.3166
2032-07-03 10:00 | 41.5114 | 68.9244
2032-07-03 11:00 | 40.7022 | 69.0411
2032-07-03 12:00 | 41.3917 | 65.0268
2032-07-03 13:00 | 41.1783 | 67.0295
2032-07-03 14:00 | 40.7188 | 62.6201
2032-07-03 15:00 | 41.1597 | 69.4406
2032-07-03 16:00 | 43.6575 | 73.2452
2032-07-03 17:00 | 46.2344 | 77.2598
2032-07-03 18:00 | 46.6131 | 77.5702
2032-07-03 19:00 | 42.7877 | 76.9513
2032-07-03 20:00 | 39.3763 | 70.8747
2032-07-03 21:00 | 36.8312 | 67.2665
2032-07-03 22:00 | 34.9093 | 65.9033
2032-07-03 23:00 | 32.6571 | 63.0969
2032-07-04 | 31.8249 | 61.6549
2032-07-04 01:00 | 29.846 | 57.2964
2032-07-04 02:00 | 30.1813 | 54.8857
2032-07-04 03:00 | 30.6798 | 54.1501
2032-07-04 04:00 | 30.6817 | 52.3115
2032-07-04 05:00 | 30.8248 | 53.0943
2032-07-04 06:00 | 31.6139 | 57.2925
2032-07-04 07:00 | 37.2876 | 56.1272
2032-07-04 08:00 | 39.8602 | 54.5857
2032-07-04 09:00 | 41.2509 | 58.1581
2032-07-04 10:00 | 41.2942 | 59.0677
2032-07-04 11:00 | 41.0784 | 60.4171
2032-07-04 12:00 | 41.4616 | 58.6789
2032-07-04 13:00 | 42.4041 | 60.9966
2032-07-04 14:00 | 43.3173 | 58.25
2032-07-04 15:00 | 45.05 | 66.2284
2032-07-04 16:00 | 48.7885 | 70.2968
2032-07-04 17:00 | 52.5257 | 75.3739
2032-07-04 18:00 | 53.7294 | 77.8028
2032-07-04 19:00 | 49.995 | 76.4254
2032-07-04 20:00 | 45.6545 | 71.0881
2032-07-04 21:00 | 42.7086 | 67.7015
2032-07-04 22:00 | 40.0248 | 66.9301
2032-07-04 23:00 | 36.911 | 64.3103
2032-07-05 | 33.9115 | 63.8085
2032-07-05 01:00 | 32.4235 | 60.2601
2032-07-05 02:00 | 32.9263 | 58.188
2032-07-05 03:00 | 33.5956 | 57.6306
2032-07-05 04:00 | 33.8512 | 56.3096
2032-07-05 05:00 | 35.0329 | 58.0634
2032-07-05 06:00 | 38.591 | 65.0652
2032-07-05 07:00 | 46.2814 | 67.4557
2032-07-05 08:00 | 48.2709 | 67.5737
2032-07-05 09:00 | 48.4125 | 70.998
2032-07-05 10:00 | 48.0664 | 71.8312
2032-07-05 11:00 | 47.216 | 71.7267
2032-07-05 12:00 | 48.043 | 68.8314
2032-07-05 13:00 | 48.7751 | 70.8761
2032-07-05 14:00 | 49.0724 | 67.5599
2032-07-05 15:00 | 50.2124 | 73.8362
2032-07-05 16:00 | 52.7068 | 79.6292
2032-07-05 17:00 | 54.9269 | 85.9734
2032-07-05 18:00 | 55.3687 | 86.7511
2032-07-05 19:00 | 51.6329 | 84.7201
2032-07-05 20:00 | 48.0349 | 79.9579
2032-07-05 21:00 | 44.9789 | 75.5979
2032-07-05 22:00 | 41.7642 | 73.3983
2032-07-05 23:00 | 37.9982 | 70.8644
2032-07-06 | 34.8763 | 70.0778
2032-07-06 01:00 | 32.4558 | 63.4022
2032-07-06 02:00 | 32.8361 | 60.5654
2032-07-06 03:00 | 33.498 | 59.6658
2032-07-06 04:00 | 33.708 | 58.2387
2032-07-06 05:00 | 34.9047 | 59.7112
2032-07-06 06:00 | 39.5757 | 66.324
2032-07-06 07:00 | 46.8364 | 69.4575
2032-07-06 08:00 | 47.8983 | 70.0198
2032-07-06 09:00 | 47.2135 | 73.4464
2032-07-06 10:00 | 46.2817 | 74.3212
2032-07-06 11:00 | 45.4524 | 74.9562
2032-07-06 12:00 | 45.5658 | 73.5992
2032-07-06 13:00 | 45.8529 | 74.4965
2032-07-06 14:00 | 45.7551 | 70.9358
2032-07-06 15:00 | 46.5975 | 77.3393
2032-07-06 16:00 | 48.7553 | 82.6417
2032-07-06 17:00 | 50.89 | 87.4141
2032-07-06 18:00 | 51.0284 | 90.6769
2032-07-06 19:00 | 47.5727 | 89.4241
2032-07-06 20:00 | 44.7024 | 84.2271
2032-07-06 21:00 | 41.9231 | 79.9252
2032-07-06 22:00 | 39.0458 | 77.5011
2032-07-06 23:00 | 35.6893 | 74.4342
2032-07-07 | 34.0738 | 72.6313
2032-07-07 01:00 | 32.4505 | 67.5726
2032-07-07 02:00 | 33.0026 | 64.5519
2032-07-07 03:00 | 33.6868 | 63.4301
2032-07-07 04:00 | 33.9652 | 62.0406
2032-07-07 05:00 | 35.1287 | 63.3146
2032-07-07 06:00 | 39.4658 | 70.4284
2032-07-07 07:00 | 47.1156 | 74.2726
2032-07-07 08:00 | 48.7895 | 75.9533
2032-07-07 09:00 | 48.5879 | 81.1935
2032-07-07 10:00 | 47.6411 | 82.9245
2032-07-07 11:00 | 46.6166 | 83.7737
2032-07-07 12:00 | 45.7398 | 81.4064
2032-07-07 13:00 | 46.5546 | 82.8432
2032-07-07 14:00 | 46.882 | 80.2056
2032-07-07 15:00 | 48.0364 | 86.3931
2032-07-07 16:00 | 50.4331 | 91.659
2032-07-07 17:00 | 52.9294 | 97.1686
2032-07-07 18:00 | 52.4558 | 99.4483
2032-07-07 19:00 | 48.6762 | 99.3975
2032-07-07 20:00 | 45.5996 | 93.6041
2032-07-07 21:00 | 42.7444 | 88.8783
2032-07-07 22:00 | 39.7981 | 85.2077
2032-07-07 23:00 | 36.3546 | 80.6083
2032-07-08 | 34.4945 | 78.1067
2032-07-08 01:00 | 32.679 | 72.7243
2032-07-08 02:00 | 33.0874 | 68.9537
2032-07-08 03:00 | 33.73 | 67.5308
2032-07-08 04:00 | 33.9536 | 65.8754
2032-07-08 05:00 | 35.1382 | 67.2017
2032-07-08 06:00 | 39.1835 | 75.1026
2032-07-08 07:00 | 46.8607 | 78.1404
2032-07-08 08:00 | 48.9528 | 78.8528
2032-07-08 09:00 | 49.2598 | 83.309
2032-07-08 10:00 | 48.9389 | 85.0194
2032-07-08 11:00 | 48.0225 | 86.7176
2032-07-08 12:00 | 48.2548 | 89.575
2032-07-08 13:00 | 48.9055 | 90.7219
2032-07-08 14:00 | 49.1113 | 87.3012
2032-07-08 15:00 | 49.9664 | 92.8272
2032-07-08 16:00 | 52.4181 | 96.4876
2032-07-08 17:00 | 54.724 | 99.4431
2032-07-08 18:00 | 54.1142 | 99.3712
2032-07-08 19:00 | 50.2061 | 96.2176
2032-07-08 20:00 | 46.9475 | 91.2268
2032-07-08 21:00 | 43.65 | 86.487
2032-07-08 22:00 | 40.4905 | 83.5742
2032-07-08 23:00 | 36.9393 | 80.2432
2032-07-09 | 35.9764 | 79.8032
2032-07-09 01:00 | 34.0843 | 73.5161
2032-07-09 02:00 | 34.3092 | 69.4677
2032-07-09 03:00 | 34.9004 | 67.808
2032-07-09 04:00 | 35.084 | 66.0575
2032-07-09 05:00 | 36.2436 | 67.1303
2032-07-09 06:00 | 41.4287 | 74.0057
2032-07-09 07:00 | 49.5246 | 77.813
2032-07-09 08:00 | 51.8754 | 79.5717
2032-07-09 09:00 | 52.4927 | 84.7877
2032-07-09 10:00 | 52.419 | 86.7693
2032-07-09 11:00 | 51.5351 | 88.8189
2032-07-09 12:00 | 52.1489 | 87.3228
2032-07-09 13:00 | 52.825 | 88.9828
2032-07-09 14:00 | 52.5597 | 86.768
2032-07-09 15:00 | 52.7211 | 93.2048
2032-07-09 16:00 | 54.2514 | 98.0841
2032-07-09 17:00 | 56.0001 | 102.7752
2032-07-09 18:00 | 57.4959 | 103.892
2032-07-09 19:00 | 53.7349 | 103.4981
2032-07-09 20:00 | 50.0052 | 96.7351
2032-07-09 21:00 | 46.7337 | 91.5636
2032-07-09 22:00 | 43.2934 | 87.189
2032-07-09 23:00 | 39.3529 | 82.2187
2032-07-10 | 37.3174 | 79.5177
2032-07-10 01:00 | 35.2312 | 72.2378
2032-07-10 02:00 | 35.1136 | 68.1793
2032-07-10 03:00 | 35.3006 | 66.6733
2032-07-10 04:00 | 35.1309 | 64.2984
2032-07-10 05:00 | 35.2623 | 64.9717
2032-07-10 06:00 | 37.2331 | 69.9146
2032-07-10 07:00 | 43.4028 | 71.4638
2032-07-10 08:00 | 46.6481 | 73.5653
2032-07-10 09:00 | 48.3208 | 79.5422
2032-07-10 10:00 | 48.7944 | 84.1369
2032-07-10 11:00 | 48.7858 | 87.5475
2032-07-10 12:00 | 50.4107 | 91.2902
2032-07-10 13:00 | 50.7492 | 93.2444
2032-07-10 14:00 | 51.0357 | 90.5332
2032-07-10 15:00 | 51.7634 | 97.6465
2032-07-10 16:00 | 54.43 | 100.6924
2032-07-10 17:00 | 57.0261 | 104.1002
2032-07-10 18:00 | 58.2952 | 105.6487
2032-07-10 19:00 | 53.6455 | 102.647
2032-07-10 20:00 | 48.4208 | 96.2183
2032-07-10 21:00 | 44.6985 | 91.5166
2032-07-10 22:00 | 41.5475 | 88.5332
2032-07-10 23:00 | 38.0605 | 84.8755
2032-07-11 | 36.9028 | 83.1465
2032-07-11 01:00 | 33.6774 | 75.8006
2032-07-11 02:00 | 33.4764 | 71.1035
2032-07-11 03:00 | 33.6091 | 68.7067
2032-07-11 04:00 | 33.242 | 66.0336
2032-07-11 05:00 | 33.0995 | 66.0518
2032-07-11 06:00 | 34.7411 | 67.7639
2032-07-11 07:00 | 40.8436 | 67.3902
2032-07-11 08:00 | 43.2077 | 67.7714
2032-07-11 09:00 | 43.6206 | 71.0704
2032-07-11 10:00 | 42.7566 | 74.7972
2032-07-11 11:00 | 41.4501 | 78.6027
2032-07-11 12:00 | 42.2288 | 80.9107
2032-07-11 13:00 | 41.9081 | 83.6144
2032-07-11 14:00 | 41.3542 | 81.7637
2032-07-11 15:00 | 41.9533 | 89.1721
2032-07-11 16:00 | 44.6514 | 93.4195
2032-07-11 17:00 | 47.4565 | 98.1695
2032-07-11 18:00 | 47.981 | 98.8948
2032-07-11 19:00 | 44.2689 | 95.4594
2032-07-11 20:00 | 40.6899 | 89.8736
2032-07-11 21:00 | 37.9967 | 85.9634
2032-07-11 22:00 | 35.7657 | 83.0225
2032-07-11 23:00 | 33.2185 | 80.0597
2032-07-12 | 32.2873 | 75.4784
2032-07-12 01:00 | 31.2197 | 71.4571
2032-07-12 02:00 | 31.7808 | 67.7521
2032-07-12 03:00 | 32.6035 | 66.5578
2032-07-12 04:00 | 32.9742 | 64.9406
2032-07-12 05:00 | 34.1298 | 66.8008
2032-07-12 06:00 | 38.828 | 70.5467
2032-07-12 07:00 | 46.6202 | 73.6351
2032-07-12 08:00 | 48.1329 | 74.9707
2032-07-12 09:00 | 47.6664 | 77.9754
2032-07-12 10:00 | 46.6854 | 79.6455
2032-07-12 11:00 | 45.6508 | 82.0724
2032-07-12 12:00 | 45.1079 | 82.751
2032-07-12 13:00 | 45.8484 | 84.927
2032-07-12 14:00 | 45.8457 | 81.3592
2032-07-12 15:00 | 47.0817 | 87.1415
2032-07-12 16:00 | 49.5835 | 91.1513
2032-07-12 17:00 | 51.8437 | 95.566
2032-07-12 18:00 | 52.0315 | 94.9356
2032-07-12 19:00 | 48.5085 | 92.7794
2032-07-12 20:00 | 45.3703 | 86.745
2032-07-12 21:00 | 42.3596 | 81.8845
2032-07-12 22:00 | 39.3135 | 78.762
2032-07-12 23:00 | 35.7784 | 74.7185
2032-07-13 | 34.3069 | 74.2534
2032-07-13 01:00 | 32.0888 | 69.3714
2032-07-13 02:00 | 32.6005 | 65.7575
2032-07-13 03:00 | 33.25 | 64.4799
2032-07-13 04:00 | 33.5058 | 62.8452
2032-07-13 05:00 | 34.6825 | 64.33
2032-07-13 06:00 | 40.7775 | 71.2715
2032-07-13 07:00 | 48.6538 | 74.3088
2032-07-13 08:00 | 50.4053 | 75.6827
2032-07-13 09:00 | 50.07 | 79.9005
2032-07-13 10:00 | 48.9632 | 81.4225
2032-07-13 11:00 | 47.52 | 82.6175
2032-07-13 12:00 | 46.8552 | 80.893
2032-07-13 13:00 | 47.5273 | 82.9145
2032-07-13 14:00 | 47.9083 | 79.4888
2032-07-13 15:00 | 48.8619 | 86.1163
2032-07-13 16:00 | 51.3684 | 91.1782
2032-07-13 17:00 | 53.8843 | 95.7211
2032-07-13 18:00 | 54.9818 | 98.602
2032-07-13 19:00 | 50.9443 | 97.2929
2032-07-13 20:00 | 47.0615 | 91.1297
2032-07-13 21:00 | 43.4805 | 86.3373
2032-07-13 22:00 | 40.0503 | 82.4935
2032-07-13 23:00 | 36.2308 | 78.4794
2032-07-14 | 34.7315 | 75.1103
2032-07-14 01:00 | 32.3769 | 70.4479
2032-07-14 02:00 | 32.8116 | 67.0713
2032-07-14 03:00 | 33.5028 | 65.7077
2032-07-14 04:00 | 33.7589 | 64.295
2032-07-14 05:00 | 34.9504 | 65.7181
2032-07-14 06:00 | 38.3474 | 72.4795
2032-07-14 07:00 | 45.8437 | 76.0793
2032-07-14 08:00 | 47.6164 | 78.054
2032-07-14 09:00 | 47.7029 | 83.5847
2032-07-14 10:00 | 47.1759 | 85.689
2032-07-14 11:00 | 46.3901 | 87.3968
2032-07-14 12:00 | 46.2508 | 86.723
2032-07-14 13:00 | 47.2322 | 89.2094
2032-07-14 14:00 | 48.0092 | 86.9316
2032-07-14 15:00 | 49.5354 | 92.9767
2032-07-14 16:00 | 52.3098 | 97.9971
2032-07-14 17:00 | 54.9417 | 102.8236
2032-07-14 18:00 | 55.2509 | 104.7862
2032-07-14 19:00 | 51.8095 | 103.3734
2032-07-14 20:00 | 48.3453 | 98.2095
2032-07-14 21:00 | 45.4979 | 94.2277
2032-07-14 22:00 | 42.358 | 89.8261
2032-07-14 23:00 | 38.5605 | 85.7274
2032-07-15 | 35.1984 | 81.2573
2032-07-15 01:00 | 33.8081 | 77.5658
2032-07-15 02:00 | 34.17 | 73.6983
2032-07-15 03:00 | 34.8768 | 72.2809
2032-07-15 04:00 | 35.1309 | 70.6554
2032-07-15 05:00 | 36.3957 | 72.0786
2032-07-15 06:00 | 42.2626 | 78.4193
2032-07-15 07:00 | 50.5425 | 81.6669
2032-07-15 08:00 | 52.9637 | 82.9434
2032-07-15 09:00 | 53.5037 | 88.4452
2032-07-15 10:00 | 53.3533 | 90.6394
2032-07-15 11:00 | 52.6168 | 92.7209
2032-07-15 12:00 | 52.5985 | 94.8478
2032-07-15 13:00 | 53.6085 | 96.9501
2032-07-15 14:00 | 53.9141 | 94.6189
2032-07-15 15:00 | 54.8729 | 100.4946
2032-07-15 16:00 | 57.0519 | 104.7653
2032-07-15 17:00 | 59.0282 | 107.7751
2032-07-15 18:00 | 61.4189 | 109.8067
2032-07-15 19:00 | 57.8365 | 107.3569
2032-07-15 20:00 | 53.7552 | 102.1048
2032-07-15 21:00 | 50.2656 | 97.7651
2032-07-15 22:00 | 46.4576 | 93.2037
2032-07-15 23:00 | 42.0041 | 89.2583
2032-07-16 | 39.1236 | 83.2082
2032-07-16 01:00 | 35.9911 | 75.6056
2032-07-16 02:00 | 35.9817 | 70.9409
2032-07-16 03:00 | 36.224 | 69.2735
2032-07-16 04:00 | 36.176 | 67.5109
2032-07-16 05:00 | 37.1641 | 68.6275
2032-07-16 06:00 | 40.3391 | 74.4979
2032-07-16 07:00 | 47.7288 | 77.2289
2032-07-16 08:00 | 49.6863 | 78.1935
2032-07-16 09:00 | 49.7992 | 81.5456
2032-07-16 10:00 | 49.4201 | 82.8905
2032-07-16 11:00 | 48.5619 | 83.3319
2032-07-16 12:00 | 48.4978 | 83.6907
2032-07-16 13:00 | 49.1809 | 83.7924
2032-07-16 14:00 | 49.6561 | 78.5639
2032-07-16 15:00 | 50.6536 | 83.2381
2032-07-16 16:00 | 52.7523 | 84.2079
2032-07-16 17:00 | 54.8581 | 85.6168
2032-07-16 18:00 | 52.6267 | 87.7854
2032-07-16 19:00 | 48.5848 | 85.5345
2032-07-16 20:00 | 45.0974 | 79.7701
2032-07-16 21:00 | 42.2261 | 75.1921
2032-07-16 22:00 | 39.3005 | 72.991
2032-07-16 23:00 | 35.8771 | 69.622
2032-07-17 | 34.019 | 69.2709
2032-07-17 01:00 | 31.8604 | 61.9477
2032-07-17 02:00 | 32.1218 | 59.159
2032-07-17 03:00 | 32.4978 | 58.0385
2032-07-17 04:00 | 32.4624 | 55.7098
2032-07-17 05:00 | 32.6259 | 56.3717
2032-07-17 06:00 | 33.9818 | 62.6176
2032-07-17 07:00 | 39.9426 | 62.9147
2032-07-17 08:00 | 42.1951 | 63.6167
2032-07-17 09:00 | 43.1062 | 68.4654
2032-07-17 10:00 | 42.9799 | 70.6485
2032-07-17 11:00 | 42.2 | 70.3548
2032-07-17 12:00 | 43.0102 | 65.2012
2032-07-17 13:00 | 42.9526 | 67.5065
2032-07-17 14:00 | 42.6993 | 63.1744
2032-07-17 15:00 | 43.1917 | 69.5049
2032-07-17 16:00 | 45.739 | 73.235
2032-07-17 17:00 | 48.3131 | 76.932
2032-07-17 18:00 | 49.6592 | 79.5481
2032-07-17 19:00 | 45.5412 | 77.6877
2032-07-17 20:00 | 41.1417 | 72.327
2032-07-17 21:00 | 38.3368 | 69.5896
2032-07-17 22:00 | 36.2204 | 68.331
2032-07-17 23:00 | 33.6382 | 66.0323
2032-07-18 | 31.4356 | 64.2798
2032-07-18 01:00 | 29.7153 | 57.5959
2032-07-18 02:00 | 29.998 | 54.685
2032-07-18 03:00 | 30.4627 | 53.9537
2032-07-18 04:00 | 30.3788 | 52.4412
2032-07-18 05:00 | 30.4584 | 53.6029
2032-07-18 06:00 | 32.4043 | 58.407
2032-07-18 07:00 | 37.85 | 57.3896
2032-07-18 08:00 | 39.8043 | 56.7204
2032-07-18 09:00 | 40.2587 | 61.2982
2032-07-18 10:00 | 39.63 | 62.1841
2032-07-18 11:00 | 39.1558 | 63.3284
2032-07-18 12:00 | 39.3402 | 61.8766
2032-07-18 13:00 | 40.0749 | 63.9541
2032-07-18 14:00 | 40.7866 | 61.7794
2032-07-18 15:00 | 42.4667 | 69.3613
2032-07-18 16:00 | 46.0254 | 73.1019
2032-07-18 17:00 | 49.5064 | 78.673
2032-07-18 18:00 | 50.441 | 82.8676
2032-07-18 19:00 | 46.733 | 81.3355
2032-07-18 20:00 | 42.717 | 76.2153
2032-07-18 21:00 | 39.8769 | 73.3094
2032-07-18 22:00 | 37.3962 | 71.8982
2032-07-18 23:00 | 34.5828 | 69.3599
2032-07-19 | 32.3236 | 66.3825
2032-07-19 01:00 | 31.1819 | 64.3241
2032-07-19 02:00 | 31.7632 | 62.2501
2032-07-19 03:00 | 32.5516 | 61.7345
2032-07-19 04:00 | 32.8804 | 60.5603
2032-07-19 05:00 | 34.1092 | 62.608
2032-07-19 06:00 | 39.3246 | 66.9269
2032-07-19 07:00 | 47.2995 | 69.2499
2032-07-19 08:00 | 49.3401 | 69.2497
2032-07-19 09:00 | 49.5847 | 71.8562
2032-07-19 10:00 | 49.1521 | 73.0248
2032-07-19 11:00 | 47.9593 | 75.008
2032-07-19 12:00 | 48.182 | 75.5809
2032-07-19 13:00 | 48.9312 | 78.3334
2032-07-19 14:00 | 48.9722 | 76.2992
2032-07-19 15:00 | 49.9297 | 82.5223
2032-07-19 16:00 | 52.2941 | 88.7788
2032-07-19 17:00 | 54.4856 | 94.6881
2032-07-19 18:00 | 56.5 | 97.9881
2032-07-19 19:00 | 52.8595 | 97.4299
2032-07-19 20:00 | 49.1779 | 91.9576
2032-07-19 21:00 | 45.8155 | 87.4832
2032-07-19 22:00 | 42.4047 | 83.6985
2032-07-19 23:00 | 38.5079 | 79.9735
2032-07-20 | 35.7091 | 75.4156
2032-07-20 01:00 | 33.2645 | 69.8278
2032-07-20 02:00 | 33.6283 | 66.3875
2032-07-20 03:00 | 34.2224 | 65.09
2032-07-20 04:00 | 34.4344 | 63.637
2032-07-20 05:00 | 35.6622 | 65.2542
2032-07-20 06:00 | 39.8392 | 70.2334
2032-07-20 07:00 | 47.1627 | 73.7704
2032-07-20 08:00 | 48.7639 | 74.9709
2032-07-20 09:00 | 48.5661 | 79.4271
2032-07-20 10:00 | 47.9521 | 80.8121
2032-07-20 11:00 | 47.0152 | 82.8518
2032-07-20 12:00 | 46.89 | 83.4801
2032-07-20 13:00 | 47.6884 | 84.9857
2032-07-20 14:00 | 48.2393 | 82.4662
2032-07-20 15:00 | 49.6641 | 88.8897
2032-07-20 16:00 | 52.1723 | 94.5256
2032-07-20 17:00 | 54.5532 | 99.0775
2032-07-20 18:00 | 55.3522 | 101.8242
2032-07-20 19:00 | 51.8126 | 100.5015
2032-07-20 20:00 | 48.4849 | 95.1229
2032-07-20 21:00 | 45.5893 | 90.8382
2032-07-20 22:00 | 42.4845 | 87.058
2032-07-20 23:00 | 38.7912 | 83.3961
2032-07-21 | 35.2328 | 79.1788
2032-07-21 01:00 | 33.8815 | 75.887
2032-07-21 02:00 | 34.3297 | 72.2267
2032-07-21 03:00 | 35.0457 | 70.7979
2032-07-21 04:00 | 35.3322 | 69.3271
2032-07-21 05:00 | 36.6016 | 70.6541
2032-07-21 06:00 | 40.092 | 76.9382
2032-07-21 07:00 | 47.3016 | 80.4377
2032-07-21 08:00 | 49.0128 | 82.2809
2032-07-21 09:00 | 48.976 | 87.3457
2032-07-21 10:00 | 48.6447 | 89.5901
2032-07-21 11:00 | 48.3606 | 91.8413
2032-07-21 12:00 | 49.185 | 93.9878
2032-07-21 13:00 | 50.2131 | 95.5317
2032-07-21 14:00 | 50.7065 | 92.5889
2032-07-21 15:00 | 52.051 | 98.4804
2032-07-21 16:00 | 54.4765 | 102.085
2032-07-21 17:00 | 56.781 | 105.3171
2032-07-21 18:00 | 55.8851 | 105.1714
2032-07-21 19:00 | 52.1958 | 101.8436
2032-07-21 20:00 | 49.0228 | 96.3973
2032-07-21 21:00 | 46.24 | 91.269
2032-07-21 22:00 | 43.1256 | 87.846
2032-07-21 23:00 | 39.3834 | 83.6119
2032-07-22 | 36.5662 | 82.6875
2032-07-22 01:00 | 35.3786 | 78.6853
2032-07-22 02:00 | 35.7092 | 74.1859
2032-07-22 03:00 | 36.2737 | 72.2776
2032-07-22 04:00 | 36.4409 | 70.5416
2032-07-22 05:00 | 37.6926 | 72.0002
2032-07-22 06:00 | 41.3791 | 77.8309
2032-07-22 07:00 | 48.58 | 81.4219
2032-07-22 08:00 | 50.521 | 83.3466
2032-07-22 09:00 | 50.6277 | 88.9562
2032-07-22 10:00 | 50.4617 | 91.3345
2032-07-22 11:00 | 50.1072 | 94.2981
2032-07-22 12:00 | 50.5563 | 96.5983
2032-07-22 13:00 | 51.6623 | 98.7539
2032-07-22 14:00 | 52.4259 | 96.6319
2032-07-22 15:00 | 53.946 | 102.7123
2032-07-22 16:00 | 56.4539 | 107.2993
2032-07-22 17:00 | 58.6071 | 110.9052
2032-07-22 18:00 | 58.657 | 110.2651
2032-07-22 19:00 | 55.1211 | 107.2747
2032-07-22 20:00 | 51.6762 | 101.9866
2032-07-22 21:00 | 48.6082 | 97.3503
2032-07-22 22:00 | 45.2549 | 92.7948
2032-07-22 23:00 | 41.2707 | 88.7332
2032-07-23 | 37.4423 | 84.8518
2032-07-23 01:00 | 35.9174 | 78.4725
2032-07-23 02:00 | 36.0751 | 73.8113
2032-07-23 03:00 | 36.5528 | 71.7876
2032-07-23 04:00 | 36.6716 | 69.9112
2032-07-23 05:00 | 37.8541 | 70.9266
2032-07-23 06:00 | 41.0997 | 79.037
2032-07-23 07:00 | 48.2821 | 82.2502
2032-07-23 08:00 | 50.4363 | 83.7163
2032-07-23 09:00 | 50.894 | 88.9452
2032-07-23 10:00 | 51.1168 | 90.8599
2032-07-23 11:00 | 50.8343 | 92.7827
2032-07-23 12:00 | 51.2907 | 93.0252
2032-07-23 13:00 | 52.4265 | 94.9402
2032-07-23 14:00 | 53.0759 | 92.2541
2032-07-23 15:00 | 54.3535 | 98.2999
2032-07-23 16:00 | 56.5816 | 101.7272
2032-07-23 17:00 | 58.7147 | 104.6809
2032-07-23 18:00 | 58.0937 | 105.1068
2032-07-23 19:00 | 54.4142 | 103.0624
2032-07-23 20:00 | 50.5836 | 96.5667
2032-07-23 21:00 | 47.4194 | 91.1791
2032-07-23 22:00 | 44.0115 | 86.8674
2032-07-23 23:00 | 40.0094 | 82.1554
2032-07-24 | 36.6626 | 79.516
2032-07-24 01:00 | 34.7211 | 71.9306
2032-07-24 02:00 | 34.7288 | 67.8245
2032-07-24 03:00 | 35.0114 | 66.0684
2032-07-24 04:00 | 34.8751 | 63.6113
2032-07-24 05:00 | 35.1152 | 64.4658
2032-07-24 06:00 | 35.9908 | 71.6222
2032-07-24 07:00 | 41.7679 | 73.1491
2032-07-24 08:00 | 44.7515 | 76.0595
2032-07-24 09:00 | 46.4134 | 82.7004
2032-07-24 10:00 | 47.045 | 87.462
2032-07-24 11:00 | 47.0114 | 89.4848
2032-07-24 12:00 | 47.7329 | 88.347
2032-07-24 13:00 | 48.1625 | 90.7857
2032-07-24 14:00 | 48.5058 | 88.068
2032-07-24 15:00 | 49.563 | 95.0258
2032-07-24 16:00 | 52.3677 | 98.9744
2032-07-24 17:00 | 54.9844 | 103.2243
2032-07-24 18:00 | 53.7498 | 104.8712
2032-07-24 19:00 | 49.5472 | 102.8376
2032-07-24 20:00 | 45.7854 | 96.1344
2032-07-24 21:00 | 42.9953 | 91.1054
2032-07-24 22:00 | 40.6902 | 87.5155
2032-07-24 23:00 | 38.0312 | 83.3577
2032-07-25 | 35.7126 | 81.345
2032-07-25 01:00 | 33.3922 | 74.7454
2032-07-25 02:00 | 33.3524 | 70.467
2032-07-25 03:00 | 33.567 | 68.6668
2032-07-25 04:00 | 33.2852 | 66.5053
2032-07-25 05:00 | 33.33 | 67.511
2032-07-25 06:00 | 34.5291 | 70.1056
2032-07-25 07:00 | 39.9545 | 71.0484
2032-07-25 08:00 | 42.6028 | 73.1066
2032-07-25 09:00 | 43.8043 | 79.3926
2032-07-25 10:00 | 43.8491 | 84.3697
2032-07-25 11:00 | 43.4805 | 88.3912
2032-07-25 12:00 | 44.3628 | 90.8242
2032-07-25 13:00 | 44.8684 | 93.3157
2032-07-25 14:00 | 45.1017 | 92.2275
2032-07-25 15:00 | 46.323 | 100.7353
2032-07-25 16:00 | 49.4966 | 105.1305
2032-07-25 17:00 | 52.6023 | 110.5008
2032-07-25 18:00 | 51.485 | 112.4385
2032-07-25 19:00 | 47.4642 | 109.7887
2032-07-25 20:00 | 44.0616 | 103.6974
2032-07-25 21:00 | 41.3894 | 98.6259
2032-07-25 22:00 | 39.0648 | 94.5075
2032-07-25 23:00 | 36.4391 | 90.2893
2032-07-26 | 34.6883 | 85.9713
2032-07-26 01:00 | 34.429 | 80.2993
2032-07-26 02:00 | 34.8764 | 75.6356
2032-07-26 03:00 | 35.572 | 73.5812
2032-07-26 04:00 | 35.8317 | 71.7476
2032-07-26 05:00 | 37.1256 | 73.3194
2032-07-26 06:00 | 41.3062 | 81.1215
2032-07-26 07:00 | 48.9106 | 84.4833
2032-07-26 08:00 | 51.468 | 87.5687
2032-07-26 09:00 | 52.1783 | 93.996
2032-07-26 10:00 | 52.6265 | 96.66
2032-07-26 11:00 | 52.5645 | 97.732
2032-07-26 12:00 | 53.3054 | 97.1635
2032-07-26 13:00 | 54.6473 | 98.9184
2032-07-26 14:00 | 55.271 | 95.4516
2032-07-26 15:00 | 56.8557 | 100.8344
2032-07-26 16:00 | 59.5401 | 104.3983
2032-07-26 17:00 | 61.806 | 108.1454
2032-07-26 18:00 | 62.1188 | 108.3317
2032-07-26 19:00 | 58.1896 | 104.9809
2032-07-26 20:00 | 53.8859 | 98.5395
2032-07-26 21:00 | 49.9331 | 92.6763
2032-07-26 22:00 | 45.8982 | 88.1884
2032-07-26 23:00 | 41.4114 | 83.6306
2032-07-27 | 38.5641 | 81.1294
2032-07-27 01:00 | 37.6623 | 74.0579
2032-07-27 02:00 | 37.8241 | 69.4081
2032-07-27 03:00 | 38.3004 | 67.4176
2032-07-27 04:00 | 38.3903 | 65.5665
2032-07-27 05:00 | 39.7087 | 66.9713
2032-07-27 06:00 | 45.0523 | 74.8193
2032-07-27 07:00 | 52.9133 | 78.4668
2032-07-27 08:00 | 55.8142 | 80.8963
2032-07-27 09:00 | 56.8192 | 86.0551
2032-07-27 10:00 | 57.5046 | 87.8283
2032-07-27 11:00 | 57.4709 | 88.9994
2032-07-27 12:00 | 59.0245 | 89.3426
2032-07-27 13:00 | 60.2341 | 90.2022
2032-07-27 14:00 | 60.4701 | 85.5826
2032-07-27 15:00 | 61.4163 | 91.3198
2032-07-27 16:00 | 63.3829 | 94.8073
2032-07-27 17:00 | 65.1263 | 98.177
2032-07-27 18:00 | 64.6605 | 100.2955
2032-07-27 19:00 | 60.3154 | 97.3111
2032-07-27 20:00 | 56.4379 | 91.3745
2032-07-27 21:00 | 52.8 | 86.3263
2032-07-27 22:00 | 48.7875 | 82.6712
2032-07-27 23:00 | 44.2902 | 78.6245
2032-07-28 | 41.9236 | 76.5344
2032-07-28 01:00 | 39.1959 | 71.4784
2032-07-28 02:00 | 39.056 | 67.7046
2032-07-28 03:00 | 39.1764 | 65.9515
2032-07-28 04:00 | 39.0027 | 64.5208
2032-07-28 05:00 | 40.0812 | 66.1181
2032-07-28 06:00 | 44 | 73.5681
2032-07-28 07:00 | 51.3131 | 77.0257
2032-07-28 08:00 | 53.6087 | 79.6632
2032-07-28 09:00 | 54.0242 | 85.5444
2032-07-28 10:00 | 53.8181 | 87.7599
2032-07-28 11:00 | 53.1292 | 89.076
2032-07-28 12:00 | 52.8619 | 87.7226
2032-07-28 13:00 | 53.8288 | 90.7105
2032-07-28 14:00 | 54.2513 | 88.2535
2032-07-28 15:00 | 55.6375 | 94.2073
2032-07-28 16:00 | 57.9571 | 98.8551
2032-07-28 17:00 | 60.1561 | 103.3503
2032-07-28 18:00 | 59.4736 | 106.2122
2032-07-28 19:00 | 55.4096 | 104.4001
2032-07-28 20:00 | 51.6276 | 99.0981
2032-07-28 21:00 | 48.2559 | 94.6455
2032-07-28 22:00 | 44.6878 | 89.7292
2032-07-28 23:00 | 40.6241 | 85.3215
2032-07-29 | 37.5878 | 80.3377
2032-07-29 01:00 | 35.9322 | 72.6019
2032-07-29 02:00 | 36.0088 | 68.5559
2032-07-29 03:00 | 36.4489 | 66.8066
2032-07-29 04:00 | 36.507 | 65.1993
2032-07-29 05:00 | 37.6761 | 66.6913
2032-07-29 06:00 | 41.6475 | 73.1636
2032-07-29 07:00 | 48.736 | 75.6019
2032-07-29 08:00 | 51.2464 | 76.1346
2032-07-29 09:00 | 52.0431 | 80.2453
2032-07-29 10:00 | 52.3251 | 81.4857
2032-07-29 11:00 | 51.9779 | 82.9442
2032-07-29 12:00 | 52.5102 | 83.1745
2032-07-29 13:00 | 53.489 | 84.9854
2032-07-29 14:00 | 53.6875 | 81.9062
2032-07-29 15:00 | 54.8651 | 88.4881
2032-07-29 16:00 | 57.1497 | 92.9926
2032-07-29 17:00 | 59.285 | 97.268
2032-07-29 18:00 | 57.8442 | 96.0861
2032-07-29 19:00 | 54.0238 | 94.719
2032-07-29 20:00 | 50.8505 | 89.3196
2032-07-29 21:00 | 47.6947 | 83.6583
2032-07-29 22:00 | 44.4117 | 80.2243
2032-07-29 23:00 | 40.5971 | 76.3175
2032-07-30 | 38.5303 | 75.8997
2032-07-30 01:00 | 36.78 | 68.5259
2032-07-30 02:00 | 36.8563 | 64.5035
2032-07-30 03:00 | 37.2535 | 63.2477
2032-07-30 04:00 | 37.2615 | 61.6267
2032-07-30 05:00 | 38.448 | 62.5282
2032-07-30 06:00 | 42.5725 | 69.5642
2032-07-30 07:00 | 49.7709 | 71.3642
2032-07-30 08:00 | 52.4272 | 70.9093
2032-07-30 09:00 | 53.4111 | 73.3099
2032-07-30 10:00 | 53.9105 | 71.9905
2032-07-30 11:00 | 53.4784 | 71.9278
2032-07-30 12:00 | 55.2807 | 69.4663
2032-07-30 13:00 | 56.0503 | 69.4591
2032-07-30 14:00 | 55.8549 | 63.9219
2032-07-30 15:00 | 56.0267 | 68.7125
2032-07-30 16:00 | 57.4638 | 71.0339
2032-07-30 17:00 | 58.9573 | 74.0327
2032-07-30 18:00 | 60.5452 | 77.4582
2032-07-30 19:00 | 56.3039 | 75.8126
2032-07-30 20:00 | 52.1256 | 72.123
2032-07-30 21:00 | 48.164 | 68.6445
2032-07-30 22:00 | 44.2959 | 67.0159
2032-07-30 23:00 | 40.0537 | 64.63
2032-07-31 | 38.3787 | 64.575
2032-07-31 01:00 | 35.5982 | 58.0187
2032-07-31 02:00 | 35.4396 | 55.6487
2032-07-31 03:00 | 35.6119 | 55.0294
2032-07-31 04:00 | 35.349 | 53.3494
2032-07-31 05:00 | 35.5939 | 54.5272
2032-07-31 06:00 | 37.5859 | 60.5538
2032-07-31 07:00 | 43.6879 | 59.6624
2032-07-31 08:00 | 47.254 | 58.6525
2032-07-31 09:00 | 49.6033 | 63.2429
2032-07-31 10:00 | 50.5936 | 63.437
2032-07-31 11:00 | 50.3402 | 63.4156
2032-07-31 12:00 | 50.8643 | 62.0073
2032-07-31 13:00 | 51.3764 | 63.6903
2032-07-31 14:00 | 51.7591 | 59.635
2032-07-31 15:00 | 52.7553 | 66.3253
2032-07-31 16:00 | 55.6731 | 69.7387
2032-07-31 17:00 | 58.2967 | 74.108
2032-07-31 18:00 | 57.7609 | 74.6963
2032-07-31 19:00 | 53.5556 | 72.41
2032-07-31 20:00 | 49.3266 | 67.7832
2032-07-31 21:00 | 46.0459 | 64.362
2032-07-31 22:00 | 43.259 | 64.1126
2032-07-31 23:00 | 40.1155 | 62.2814
2032-08-01 | 37.6467 | 62.5664
2032-08-01 01:00 | 34.6331 | 54.8861
2032-08-01 02:00 | 34.561 | 51.9406
2032-08-01 03:00 | 34.706 | 51.0802
2032-08-01 04:00 | 34.4462 | 49.8074
2032-08-01 05:00 | 34.55 | 51.0131
2032-08-01 06:00 | 35.2005 | 55.003
2032-08-01 07:00 | 40.1527 | 53.4953
2032-08-01 08:00 | 43.3317 | 52.9136
2032-08-01 09:00 | 44.9605 | 57.6251
2032-08-01 10:00 | 45.4816 | 58.6784
2032-08-01 11:00 | 45.8233 | 58.978
2032-08-01 12:00 | 48.1833 | 58.6816
2032-08-01 13:00 | 48.8935 | 59.771
2032-08-01 14:00 | 49.2563 | 57.1647
2032-08-01 15:00 | 50.0952 | 64.349
2032-08-01 16:00 | 53.1446 | 68.2692
2032-08-01 17:00 | 56.2185 | 74.6687
2032-08-01 18:00 | 57.011 | 77.5526
2032-08-01 19:00 | 52.2072 | 74.5925
2032-08-01 20:00 | 47.4613 | 69.5151
2032-08-01 21:00 | 43.9205 | 65.5478
2032-08-01 22:00 | 40.5166 | 64.4506
2032-08-01 23:00 | 37.1449 | 62.1949
2032-08-02 | 35.5167 | 61.2607
2032-08-02 01:00 | 33.2048 | 57.5831
2032-08-02 02:00 | 33.3992 | 55.041
2032-08-02 03:00 | 33.77 | 54.2603
2032-08-02 04:00 | 33.8212 | 52.5314
2032-08-02 05:00 | 34.2247 | 53.7348
2032-08-02 06:00 | 36.5235 | 59.4113
2032-08-02 07:00 | 41.6783 | 60.3008
2032-08-02 08:00 | 44.5685 | 60.5287
2032-08-02 09:00 | 46.7483 | 66.7283
2032-08-02 10:00 | 47.9306 | 69.1541
2032-08-02 11:00 | 48.2379 | 68.8754
2032-08-02 12:00 | 49.9024 | 68.3964
2032-08-02 13:00 | 50.5562 | 70.9846
2032-08-02 14:00 | 49.7408 | 67.3753
2032-08-02 15:00 | 48.5753 | 73.8216
2032-08-02 16:00 | 50.989 | 76.8083
2032-08-02 17:00 | 54.5593 | 80.3684
2032-08-02 18:00 | 54.4392 | 84.0442
2032-08-02 19:00 | 50.3191 | 83.1463
2032-08-02 20:00 | 46.5069 | 77.7479
2032-08-02 21:00 | 43.878 | 73.5597
2032-08-02 22:00 | 40.8254 | 71.6827
2032-08-02 23:00 | 37.6861 | 68.7947
2032-08-03 | 36.2595 | 68.7082
2032-08-03 01:00 | 36.4628 | 63.109
2032-08-03 02:00 | 36.7758 | 60.0697
2032-08-03 03:00 | 37.2397 | 58.9825
2032-08-03 04:00 | 37.4126 | 57.6823
2032-08-03 05:00 | 38.7182 | 59.7235
2032-08-03 06:00 | 43.11 | 68.1358
2032-08-03 07:00 | 50.2269 | 71.5555
2032-08-03 08:00 | 53.1803 | 73.2891
2032-08-03 09:00 | 54.1471 | 78.7298
2032-08-03 10:00 | 54.801 | 80.3843
2032-08-03 11:00 | 55.2179 | 80.234
2032-08-03 12:00 | 55.3618 | 80.326
2032-08-03 13:00 | 56.9895 | 80.8552
2032-08-03 14:00 | 57.991 | 76.4915
2032-08-03 15:00 | 59.4955 | 81.9992
2032-08-03 16:00 | 61.9786 | 86.4329
2032-08-03 17:00 | 64.3717 | 90.3987
2032-08-03 18:00 | 63.9735 | 94.073
2032-08-03 19:00 | 59.2388 | 91.243
2032-08-03 20:00 | 55.0108 | 86.3306
2032-08-03 21:00 | 51.365 | 81.1588
2032-08-03 22:00 | 47.0963 | 77.8968
2032-08-03 23:00 | 42.5962 | 74.685
2032-08-04 | 39.487 | 74.0466
2032-08-04 01:00 | 36.5417 | 68.8764
2032-08-04 02:00 | 36.5941 | 65.4668
2032-08-04 03:00 | 36.7354 | 64.0725
2032-08-04 04:00 | 36.6461 | 62.7846
2032-08-04 05:00 | 37.7083 | 64.6037
2032-08-04 06:00 | 41.737 | 72.2895
2032-08-04 07:00 | 48.7213 | 75.8173
2032-08-04 08:00 | 51.1139 | 77.5988
2032-08-04 09:00 | 51.5498 | 83.5781
2032-08-04 10:00 | 51.0736 | 85.6637
2032-08-04 11:00 | 50.3039 | 86.9321
2032-08-04 12:00 | 49.9372 | 88.4422
2032-08-04 13:00 | 50.7369 | 90.0036
2032-08-04 14:00 | 51.0974 | 86.9841
2032-08-04 15:00 | 51.8684 | 92.3737
2032-08-04 16:00 | 54.2339 | 96.7069
2032-08-04 17:00 | 56.7798 | 101.0475
2032-08-04 18:00 | 55.8932 | 102.5954
2032-08-04 19:00 | 51.124 | 100.0357
2032-08-04 20:00 | 47.2289 | 95.0807
2032-08-04 21:00 | 43.7732 | 89.9035
2032-08-04 22:00 | 40.1044 | 85.5476
2032-08-04 23:00 | 36.3235 | 81.3519
2032-08-05 | 34.462 | 79.4293
2032-08-05 01:00 | 33.4603 | 74.1158
2032-08-05 02:00 | 33.9549 | 69.9485
2032-08-05 03:00 | 34.632 | 68.2094
2032-08-05 04:00 | 34.9594 | 66.6534
2032-08-05 05:00 | 36.3022 | 68.554
2032-08-05 06:00 | 40.828 | 75.3302
2032-08-05 07:00 | 47.453 | 78.7917
2032-08-05 08:00 | 49.5547 | 80.5508
2032-08-05 09:00 | 49.7729 | 86.538
2032-08-05 10:00 | 49.4611 | 88.9332
2032-08-05 11:00 | 49.0783 | 91.4598
2032-08-05 12:00 | 48.4592 | 94.7456
2032-08-05 13:00 | 49.6856 | 96.5251
2032-08-05 14:00 | 50.4655 | 93.9287
2032-08-05 15:00 | 51.8487 | 99.761
2032-08-05 16:00 | 54.4295 | 104.2926
2032-08-05 17:00 | 56.918 | 108.0472
2032-08-05 18:00 | 57.3581 | 108.2846
2032-08-05 19:00 | 53.0379 | 105.3515
2032-08-05 20:00 | 49.0086 | 100.0303
2032-08-05 21:00 | 45.3131 | 94.3257
2032-08-05 22:00 | 41.4549 | 89.3037
2032-08-05 23:00 | 37.3907 | 84.9411
2032-08-06 | 35.5675 | 82.622
2032-08-06 01:00 | 33.6769 | 77.4696
2032-08-06 02:00 | 34.0646 | 72.9586
2032-08-06 03:00 | 34.5307 | 71.0177
2032-08-06 04:00 | 34.6783 | 69.3412
2032-08-06 05:00 | 35.9074 | 70.904
2032-08-06 06:00 | 41.0931 | 79.0792
2032-08-06 07:00 | 47.8459 | 82.9968
2032-08-06 08:00 | 49.8707 | 86.0454
2032-08-06 09:00 | 50.0358 | 93.4671
2032-08-06 10:00 | 49.535 | 96.3514
2032-08-06 11:00 | 48.61 | 97.7583
2032-08-06 12:00 | 47.321 | 98.878
2032-08-06 13:00 | 48.356 | 100.6246
2032-08-06 14:00 | 49.175 | 97.6747
2032-08-06 15:00 | 50.0761 | 102.8135
2032-08-06 16:00 | 52.2329 | 105.8479
2032-08-06 17:00 | 54.4378 | 108.1364
2032-08-06 18:00 | 53.818 | 110.0557
2032-08-06 19:00 | 49.4191 | 106.6582
2032-08-06 20:00 | 45.9269 | 100.7134
2032-08-06 21:00 | 42.6994 | 94.9801
2032-08-06 22:00 | 39.3282 | 89.6191
2032-08-06 23:00 | 35.8202 | 85.0074
2032-08-07 | 33.3592 | 81.5321
2032-08-07 01:00 | 31.2823 | 74.2982
2032-08-07 02:00 | 31.7041 | 69.7677
2032-08-07 03:00 | 32.1899 | 67.7067
2032-08-07 04:00 | 32.2965 | 65.2137
2032-08-07 05:00 | 32.7588 | 66.2791
2032-08-07 06:00 | 33.7174 | 72.1794
2032-08-07 07:00 | 38.6992 | 72.7852
2032-08-07 08:00 | 41.2724 | 74.6389
2032-08-07 09:00 | 42.7158 | 79.9882
2032-08-07 10:00 | 43.02 | 84.559
2032-08-07 11:00 | 42.713 | 87.0144
2032-08-07 12:00 | 43.1866 | 89.0304
2032-08-07 13:00 | 43.6665 | 91.7555
2032-08-07 14:00 | 44.0361 | 88.5915
2032-08-07 15:00 | 44.8781 | 94.889
2032-08-07 16:00 | 47.5217 | 97.9743
2032-08-07 17:00 | 50.2392 | 100.8949
2032-08-07 18:00 | 48.07 | 102.4936
2032-08-07 19:00 | 43.2924 | 98.4615
2032-08-07 20:00 | 40.1433 | 93.0526
2032-08-07 21:00 | 37.7931 | 88.4337
2032-08-07 22:00 | 35.7798 | 84.4139
2032-08-07 23:00 | 33.7352 | 81.2872
2032-08-08 | 32.235 | 77.5425
2032-08-08 01:00 | 32.402 | 71.0901
2032-08-08 02:00 | 32.8373 | 67.0984
2032-08-08 03:00 | 33.3772 | 65.2432
2032-08-08 04:00 | 33.498 | 62.9462
2032-08-08 05:00 | 33.9911 | 64.0691
2032-08-08 06:00 | 35.2255 | 67.9097
2032-08-08 07:00 | 39.833 | 67.9465
2032-08-08 08:00 | 43.0396 | 68.7396
2032-08-08 09:00 | 45.4441 | 73.8204
2032-08-08 10:00 | 46.6635 | 78.1822
2032-08-08 11:00 | 47.8701 | 81.7057
2032-08-08 12:00 | 49.7371 | 83.7022
2032-08-08 13:00 | 51.4349 | 86.9621
2032-08-08 14:00 | 52.9968 | 85.265
2032-08-08 15:00 | 54.774 | 93.2029
2032-08-08 16:00 | 58.4547 | 97.3954
2032-08-08 17:00 | 62.013 | 101.6831
2032-08-08 18:00 | 61.6094 | 102.5183
2032-08-08 19:00 | 56.933 | 99.3346
2032-08-08 20:00 | 52.8044 | 93.5941
2032-08-08 21:00 | 49.5875 | 87.8914
2032-08-08 22:00 | 46.148 | 83.9413
2032-08-08 23:00 | 42.6439 | 80.0359
2032-08-09 | 39.4802 | 78.2916
2032-08-09 01:00 | 38.0956 | 74.8544
2032-08-09 02:00 | 38.2672 | 70.8805
2032-08-09 03:00 | 38.6596 | 69.2135
2032-08-09 04:00 | 38.7073 | 67.5717
2032-08-09 05:00 | 40.0949 | 69.5672
2032-08-09 06:00 | 44.5378 | 79.6503
2032-08-09 07:00 | 51.9748 | 82.708
2032-08-09 08:00 | 55.3962 | 85.3029
2032-08-09 09:00 | 56.8733 | 92.1671
2032-08-09 10:00 | 58.2878 | 94.7976
2032-08-09 11:00 | 59.2058 | 95.5932
2032-08-09 12:00 | 60.9468 | 97.6615
2032-08-09 13:00 | 62.5539 | 100.265
2032-08-09 14:00 | 63.1466 | 96.5826
2032-08-09 15:00 | 64.384 | 101.3747
2032-08-09 16:00 | 66.615 | 104.0413
2032-08-09 17:00 | 68.4953 | 106.0373
2032-08-09 18:00 | 68.7167 | 108.8138
2032-08-09 19:00 | 64.0327 | 104.3659
2032-08-09 20:00 | 59.494 | 98.9579
2032-08-09 21:00 | 55.2775 | 93.1967
2032-08-09 22:00 | 50.4998 | 87.912
2032-08-09 23:00 | 45.593 | 83.9095
2032-08-10 | 41.9691 | 80.1528
2032-08-10 01:00 | 39.2314 | 74.6756
2032-08-10 02:00 | 39.0096 | 70.1532
2032-08-10 03:00 | 39.0929 | 68.2267
2032-08-10 04:00 | 38.9583 | 66.6326
2032-08-10 05:00 | 40.1548 | 68.632
2032-08-10 06:00 | 43.8546 | 76.1256
2032-08-10 07:00 | 50.5175 | 79.414
2032-08-10 08:00 | 53.3929 | 81.9898
2032-08-10 09:00 | 54.3438 | 87.4298
2032-08-10 10:00 | 55.0176 | 89.8199
2032-08-10 11:00 | 55.3395 | 92.3288
2032-08-10 12:00 | 56.064 | 93.2009
2032-08-10 13:00 | 57.2799 | 95.5343
2032-08-10 14:00 | 57.8085 | 92.8786
2032-08-10 15:00 | 59.2315 | 99.0759
2032-08-10 16:00 | 61.4883 | 103.882
2032-08-10 17:00 | 63.7866 | 107.5356
2032-08-10 18:00 | 62.2876 | 105.9603
2032-08-10 19:00 | 57.4715 | 102.2775
2032-08-10 20:00 | 53.4257 | 96.612
2032-08-10 21:00 | 49.655 | 90.4402
2032-08-10 22:00 | 45.5244 | 85.6555
2032-08-10 23:00 | 41.277 | 81.4856
2032-08-11 | 39.1013 | 80.9434
2032-08-11 01:00 | 37.8993 | 72.7756
2032-08-11 02:00 | 37.9841 | 68.3044
2032-08-11 03:00 | 38.3078 | 66.4596
2032-08-11 04:00 | 38.3242 | 64.9571
2032-08-11 05:00 | 39.5365 | 66.6643
2032-08-11 06:00 | 43.7379 | 75.294
2032-08-11 07:00 | 50.1594 | 77.8863
2032-08-11 08:00 | 52.8978 | 79.0077
2032-08-11 09:00 | 53.6828 | 83.5734
2032-08-11 10:00 | 54.1291 | 85.0262
2032-08-11 11:00 | 54.6695 | 85.928
2032-08-11 12:00 | 54.8086 | 85.4194
2032-08-11 13:00 | 56.4466 | 87.0186
2032-08-11 14:00 | 57.3403 | 83.2015
2032-08-11 15:00 | 59.0502 | 88.7512
2032-08-11 16:00 | 61.5674 | 91.9953
2032-08-11 17:00 | 64.1404 | 95.912
2032-08-11 18:00 | 63.2325 | 96.7395
2032-08-11 19:00 | 58.7239 | 93.8688
2032-08-11 20:00 | 54.838 | 88.4725
2032-08-11 21:00 | 51.1199 | 82.6872
2032-08-11 22:00 | 46.9851 | 78.5429
2032-08-11 23:00 | 42.6571 | 74.3479
2032-08-12 | 39.3565 | 73.3607
2032-08-12 01:00 | 37.819 | 64.8518
2032-08-12 02:00 | 37.8403 | 61.07
2032-08-12 03:00 | 38.1508 | 59.8191
2032-08-12 04:00 | 38.104 | 58.547
2032-08-12 05:00 | 39.3962 | 60.9147
2032-08-12 06:00 | 44.2736 | 66.9123
2032-08-12 07:00 | 51.3552 | 68.9562
2032-08-12 08:00 | 54.8659 | 68.9018
2032-08-12 09:00 | 56.4728 | 71.0439
2032-08-12 10:00 | 57.4478 | 71.7468
2032-08-12 11:00 | 57.7287 | 72.5814
2032-08-12 12:00 | 57.3573 | 71.4267
2032-08-12 13:00 | 59.0546 | 73.4176
2032-08-12 14:00 | 60.1502 | 69.6929
2032-08-12 15:00 | 61.7031 | 75.4046
2032-08-12 16:00 | 64.3454 | 79.4259
2032-08-12 17:00 | 66.7769 | 83.5654
2032-08-12 18:00 | 66.649 | 84.3675
2032-08-12 19:00 | 62.1673 | 81.4919
2032-08-12 20:00 | 57.9337 | 77.9583
2032-08-12 21:00 | 53.6993 | 73.9556
2032-08-12 22:00 | 49.1721 | 70.9095
2032-08-12 23:00 | 44.5032 | 68.586
2032-08-13 | 41.2517 | 66.5303
2032-08-13 01:00 | 38.7738 | 61.3787
2032-08-13 02:00 | 38.6133 | 58.9057
2032-08-13 03:00 | 38.8576 | 58.1871
2032-08-13 04:00 | 38.7764 | 57.0825
2032-08-13 05:00 | 40.0568 | 59.1031
2032-08-13 06:00 | 44.9121 | 65.7093
2032-08-13 07:00 | 52.2139 | 67.6644
2032-08-13 08:00 | 55.8956 | 67.0353
2032-08-13 09:00 | 57.8111 | 69.8546
2032-08-13 10:00 | 59.1155 | 70.2845
2032-08-13 11:00 | 59.2968 | 70.7802
2032-08-13 12:00 | 60.0323 | 68.9201
2032-08-13 13:00 | 61.2826 | 71.2955
2032-08-13 14:00 | 61.35 | 68.4979
2032-08-13 15:00 | 61.7418 | 74.8682
2032-08-13 16:00 | 63.3587 | 80.0126
2032-08-13 17:00 | 65.2056 | 85.0537
2032-08-13 18:00 | 65.9379 | 87.1625
2032-08-13 19:00 | 61.2846 | 85.4381
2032-08-13 20:00 | 56.8732 | 80.9961
2032-08-13 21:00 | 52.6073 | 76.0735
2032-08-13 22:00 | 48.0785 | 72.5549
2032-08-13 23:00 | 43.4765 | 69.5915
2032-08-14 | 40.9863 | 66.7332
2032-08-14 01:00 | 38.3264 | 59.8908
2032-08-14 02:00 | 37.9388 | 56.5245
2032-08-14 03:00 | 37.9542 | 55.5845
2032-08-14 04:00 | 37.5741 | 54.3414
2032-08-14 05:00 | 37.8974 | 56.1142
2032-08-14 06:00 | 39.8919 | 61.8045
2032-08-14 07:00 | 45.5436 | 61.8225
2032-08-14 08:00 | 50.1145 | 63.3674
2032-08-14 09:00 | 53.5004 | 69.8602
2032-08-14 10:00 | 55.5911 | 71.3531
2032-08-14 11:00 | 56.5108 | 70.876
2032-08-14 12:00 | 57.1811 | 71.5945
2032-08-14 13:00 | 58.2105 | 71.7901
2032-08-14 14:00 | 59.0409 | 67.6955
2032-08-14 15:00 | 60.2169 | 72.9251
2032-08-14 16:00 | 63.3563 | 75.3637
2032-08-14 17:00 | 66.2273 | 79.8731
2032-08-14 18:00 | 66.2304 | 82.9803
2032-08-14 19:00 | 61.4199 | 78.8035
2032-08-14 20:00 | 56.5269 | 73.9052
2032-08-14 21:00 | 52.3232 | 69.3882
2032-08-14 22:00 | 48.4863 | 67.9378
2032-08-14 23:00 | 44.6883 | 66.0662
2032-08-15 | 41.6755 | 66.3734
2032-08-15 01:00 | 38.8782 | 61.9153
2032-08-15 02:00 | 38.3942 | 59.0342
2032-08-15 03:00 | 38.3186 | 57.9214
2032-08-15 04:00 | 37.7821 | 56.5905
2032-08-15 05:00 | 37.9446 | 58.0187
2032-08-15 06:00 | 39.7661 | 61.0221
2032-08-15 07:00 | 45.0622 | 59.9861
2032-08-15 08:00 | 49.6358 | 60.4088
2032-08-15 09:00 | 52.8827 | 64.4729
2032-08-15 10:00 | 54.8624 | 67.2649
2032-08-15 11:00 | 56.1499 | 69.0133
2032-08-15 12:00 | 57.2748 | 69.883
2032-08-15 13:00 | 58.6497 | 72.2113
2032-08-15 14:00 | 59.7306 | 71.0084
2032-08-15 15:00 | 61.3433 | 78.5613
2032-08-15 16:00 | 64.8978 | 82.3511
2032-08-15 17:00 | 68.1241 | 86.3273
2032-08-15 18:00 | 68.5955 | 87.0125
2032-08-15 19:00 | 63.8434 | 83.2198
2032-08-15 20:00 | 58.8187 | 79.486
2032-08-15 21:00 | 54.3362 | 75.4499
2032-08-15 22:00 | 50.0239 | 73.7789
2032-08-15 23:00 | 45.795 | 72.0569
2032-08-16 | 42.9556 | 70.6068
2032-08-16 01:00 | 41.0067 | 64.1446
2032-08-16 02:00 | 40.7346 | 61.0048
2032-08-16 03:00 | 40.9044 | 59.9695
2032-08-16 04:00 | 40.7318 | 58.742
2032-08-16 05:00 | 42.0186 | 61.0333
2032-08-16 06:00 | 47.6771 | 68.1188
2032-08-16 07:00 | 55.4077 | 70.0022
2032-08-16 08:00 | 60.0193 | 69.3367
2032-08-16 09:00 | 62.5181 | 71.9874
2032-08-16 10:00 | 64.6628 | 72.0269
2032-08-16 11:00 | 65.9096 | 71.8152
2032-08-16 12:00 | 67.1621 | 69.5741
2032-08-16 13:00 | 68.909 | 70.797
2032-08-16 14:00 | 69.1459 | 66.8704
2032-08-16 15:00 | 70.2507 | 72.8689
2032-08-16 16:00 | 72.1775 | 77.1617
2032-08-16 17:00 | 73.95 | 82.2167
2032-08-16 18:00 | 72.8191 | 83.5407
2032-08-16 19:00 | 67.6827 | 80.0657
2032-08-16 20:00 | 63.1473 | 76.5511
2032-08-16 21:00 | 58.6369 | 72.0745
2032-08-16 22:00 | 53.5928 | 69.4687
2032-08-16 23:00 | 48.4697 | 67.5402
2032-08-17 | 45.9595 | 65.2137
2032-08-17 01:00 | 43.3737 | 62.6403
2032-08-17 02:00 | 42.9038 | 60.197
2032-08-17 03:00 | 42.8051 | 59.6561
2032-08-17 04:00 | 42.4782 | 58.6859
2032-08-17 05:00 | 43.6976 | 61.1868
2032-08-17 06:00 | 48.5683 | 67.3496
2032-08-17 07:00 | 55.3641 | 69.6055
2032-08-17 08:00 | 59.062 | 69.4272
2032-08-17 09:00 | 60.5121 | 71.6756
2032-08-17 10:00 | 61.7664 | 72.1119
2032-08-17 11:00 | 62.7345 | 72.9851
2032-08-17 12:00 | 64.991 | 72.25
2032-08-17 13:00 | 66.0359 | 74.1002
2032-08-17 14:00 | 65.7544 | 70.9617
2032-08-17 15:00 | 66.1795 | 77.3489
2032-08-17 16:00 | 67.5397 | 82.8167
2032-08-17 17:00 | 69.1034 | 87.3055
2032-08-17 18:00 | 68.9948 | 87.9498
2032-08-17 19:00 | 63.7347 | 85.2576
2032-08-17 20:00 | 59.5043 | 81.3506
2032-08-17 21:00 | 55.1669 | 76.3291
2032-08-17 22:00 | 50.4968 | 73.4227
2032-08-17 23:00 | 45.8086 | 70.7655
2032-08-18 | 43.4521 | 69.1556
2032-08-18 01:00 | 40.7648 | 65.2465
2032-08-18 02:00 | 40.4348 | 62.338
2032-08-18 03:00 | 40.4215 | 61.1795
2032-08-18 04:00 | 40.1428 | 60.1271
2032-08-18 05:00 | 41.266 | 62.0381
2032-08-18 06:00 | 45.9273 | 69.746
2032-08-18 07:00 | 52.3619 | 71.6654
2032-08-18 08:00 | 55.4643 | 71.3145
2032-08-18 09:00 | 56.5256 | 74.8748
2032-08-18 10:00 | 56.9361 | 75.3462
2032-08-18 11:00 | 57.0595 | 75.9971
2032-08-18 12:00 | 57.8226 | 76.2455
2032-08-18 13:00 | 58.9656 | 77.8926
2032-08-18 14:00 | 59.1318 | 74.8281
2032-08-18 15:00 | 60.0908 | 80.5618
2032-08-18 16:00 | 62.3109 | 85.4892
2032-08-18 17:00 | 64.8193 | 90.7061
2032-08-18 18:00 | 63.7123 | 92.6202
2032-08-18 19:00 | 58.8446 | 89.7805
2032-08-18 20:00 | 54.8114 | 85.6293
2032-08-18 21:00 | 50.5961 | 79.9794
2032-08-18 22:00 | 46.3025 | 76.3368
2032-08-18 23:00 | 41.9779 | 73.2889
2032-08-19 | 39.7342 | 71.3851
2032-08-19 01:00 | 38.9967 | 66.3032
2032-08-19 02:00 | 39.0444 | 63.2606
2032-08-19 03:00 | 39.4415 | 62.1719
2032-08-19 04:00 | 39.4406 | 61.0145
2032-08-19 05:00 | 40.8361 | 63.1767
2032-08-19 06:00 | 45.5201 | 70.2384
2032-08-19 07:00 | 51.8378 | 72.9596
2032-08-19 08:00 | 55.2492 | 72.8378
2032-08-19 09:00 | 56.7279 | 76.8253
2032-08-19 10:00 | 58.0921 | 77.4923
2032-08-19 11:00 | 59.2721 | 78.6537
2032-08-19 12:00 | 60.9499 | 78.5446
2032-08-19 13:00 | 62.798 | 79.8785
2032-08-19 14:00 | 63.7798 | 77.3346
2032-08-19 15:00 | 65.3583 | 83.767
2032-08-19 16:00 | 67.6901 | 89.4202
2032-08-19 17:00 | 69.7642 | 94.6288
2032-08-19 18:00 | 69.1532 | 94.328
2032-08-19 19:00 | 64.5593 | 92.1211
2032-08-19 20:00 | 60.4202 | 87.8621
2032-08-19 21:00 | 56.2045 | 81.9657
2032-08-19 22:00 | 51.57 | 78.3101
2032-08-19 23:00 | 46.6874 | 74.9849
2032-08-20 | 43.4338 | 74.1336
2032-08-20 01:00 | 41.0846 | 66.1146
2032-08-20 02:00 | 40.8736 | 62.5752
2032-08-20 03:00 | 40.9102 | 61.3008
2032-08-20 04:00 | 40.6568 | 60.063
2032-08-20 05:00 | 41.9204 | 61.893
2032-08-20 06:00 | 46.128 | 68.1357
2032-08-20 07:00 | 52.588 | 69.8334
2032-08-20 08:00 | 55.7812 | 68.6557
2032-08-20 09:00 | 57.0318 | 70.5133
2032-08-20 10:00 | 58.03 | 70.2504
2032-08-20 11:00 | 58.5073 | 70.7189
2032-08-20 12:00 | 60.3171 | 68.8757
2032-08-20 13:00 | 61.4808 | 69.6171
2032-08-20 14:00 | 61.8842 | 66.0316
2032-08-20 15:00 | 62.4326 | 72.2108
2032-08-20 16:00 | 64.053 | 76.2892
2032-08-20 17:00 | 65.6849 | 80.9056
2032-08-20 18:00 | 65.3674 | 82.6508
2032-08-20 19:00 | 60.4421 | 80.5912
2032-08-20 20:00 | 55.9736 | 76.0552
2032-08-20 21:00 | 51.4488 | 70.5007
2032-08-20 22:00 | 46.9003 | 67.6874
2032-08-20 23:00 | 42.3399 | 64.9199
2032-08-21 | 39.7439 | 63.7456
2032-08-21 01:00 | 37.1684 | 58.0595
2032-08-21 02:00 | 37.0122 | 55.7397
2032-08-21 03:00 | 37.1025 | 54.9899
2032-08-21 04:00 | 36.7396 | 53.483
2032-08-21 05:00 | 37.1238 | 55.0198
2032-08-21 06:00 | 38.3233 | 61.0979
2032-08-21 07:00 | 43.263 | 60.6203
2032-08-21 08:00 | 46.5368 | 60.3656
2032-08-21 09:00 | 48.4614 | 65.3165
2032-08-21 10:00 | 49.4959 | 66.3068
2032-08-21 11:00 | 49.5199 | 66.0963
2032-08-21 12:00 | 49.3077 | 63.7268
2032-08-21 13:00 | 49.7297 | 65.2569
2032-08-21 14:00 | 49.9655 | 61.6681
2032-08-21 15:00 | 51.083 | 68.5005
2032-08-21 16:00 | 53.8912 | 72.3928
2032-08-21 17:00 | 56.4788 | 76.6941
2032-08-21 18:00 | 55.9455 | 77.848
2032-08-21 19:00 | 51.1323 | 74.6437
2032-08-21 20:00 | 46.9015 | 70.407
2032-08-21 21:00 | 43.1703 | 66.0698
2032-08-21 22:00 | 40.1969 | 64.803
2032-08-21 23:00 | 37.2374 | 63.0916
2032-08-22 | 35.4497 | 63.063
2032-08-22 01:00 | 33.8988 | 58.0307
2032-08-22 02:00 | 34.098 | 55.0849
2032-08-22 03:00 | 34.3713 | 54.0828
2032-08-22 04:00 | 34.0687 | 52.9996
2032-08-22 05:00 | 34.4009 | 54.7045
2032-08-22 06:00 | 36.2315 | 58.7663
2032-08-22 07:00 | 40.3047 | 57.0321
2032-08-22 08:00 | 42.5409 | 56.1952
2032-08-22 09:00 | 43.439 | 59.9555
2032-08-22 10:00 | 43.6823 | 60.6459
2032-08-22 11:00 | 43.9615 | 62.3567
2032-08-22 12:00 | 45.376 | 62.968
2032-08-22 13:00 | 46.0989 | 64.9452
2032-08-22 14:00 | 46.4345 | 63.7577
2032-08-22 15:00 | 47.7367 | 71.2103
2032-08-22 16:00 | 50.9245 | 75.6487
2032-08-22 17:00 | 53.9047 | 81.5212
2032-08-22 18:00 | 54.5071 | 83.2885
2032-08-22 19:00 | 49.8977 | 79.9682
2032-08-22 20:00 | 45.8143 | 75.5762
2032-08-22 21:00 | 41.9101 | 70.601
2032-08-22 22:00 | 38.6633 | 68.8067
2032-08-22 23:00 | 35.5755 | 66.6766
2032-08-23 | 34.286 | 66.0196
2032-08-23 01:00 | 33.9431 | 61.4029
2032-08-23 02:00 | 34.4753 | 59.0801
2032-08-23 03:00 | 35.1305 | 58.2349
2032-08-23 04:00 | 35.3249 | 57.23
2032-08-23 05:00 | 36.8481 | 59.6923
2032-08-23 06:00 | 41.165 | 67.7308
2032-08-23 07:00 | 47.2271 | 70.1216
2032-08-23 08:00 | 49.4758 | 69.8386
2032-08-23 09:00 | 50.0403 | 73.5755
2032-08-23 10:00 | 50.4241 | 73.6903
2032-08-23 11:00 | 50.4501 | 73.8051
2032-08-23 12:00 | 50.3658 | 72.179
2032-08-23 13:00 | 51.7747 | 73.5335
2032-08-23 14:00 | 52.7482 | 70.5197
2032-08-23 15:00 | 54.6227 | 76.8008
2032-08-23 16:00 | 57.4435 | 82.6327
2032-08-23 17:00 | 59.8951 | 88.7817
2032-08-23 18:00 | 59.3341 | 90.6219
2032-08-23 19:00 | 54.8634 | 88.1324
2032-08-23 20:00 | 51.3067 | 83.8101
2032-08-23 21:00 | 46.9721 | 77.7031
2032-08-23 22:00 | 42.9044 | 74.2634
2032-08-23 23:00 | 38.8917 | 71.3088
2032-08-24 | 36.8184 | 70.4673
2032-08-24 01:00 | 35.2174 | 65.3512
2032-08-24 02:00 | 35.6126 | 62.4109
2032-08-24 03:00 | 36.2352 | 61.2544
2032-08-24 04:00 | 36.4055 | 60.1305
2032-08-24 05:00 | 38.0308 | 62.3028
2032-08-24 06:00 | 43.1923 | 70.4521
2032-08-24 07:00 | 49.7313 | 73.2577
2032-08-24 08:00 | 52.3368 | 73.5803
2032-08-24 09:00 | 53.3424 | 77.7415
2032-08-24 10:00 | 54.025 | 78.1298
2032-08-24 11:00 | 54.0075 | 79.0016
2032-08-24 12:00 | 54.3874 | 78.5203
2032-08-24 13:00 | 55.6257 | 79.4074
2032-08-24 14:00 | 56.1925 | 76.3719
2032-08-24 15:00 | 57.4459 | 83.0537
2032-08-24 16:00 | 59.7537 | 88.9915
2032-08-24 17:00 | 61.8864 | 94.1873
2032-08-24 18:00 | 61.175 | 95.6706
2032-08-24 19:00 | 56.5406 | 93.2345
2032-08-24 20:00 | 53.1647 | 88.6145
2032-08-24 21:00 | 48.9593 | 82.2074
2032-08-24 22:00 | 44.8307 | 78.4028
2032-08-24 23:00 | 40.7026 | 75.0703
2032-08-25 | 39.2935 | 73.9545
2032-08-25 01:00 | 36.9855 | 67.1216
2032-08-25 02:00 | 37.2665 | 63.7039
2032-08-25 03:00 | 37.6617 | 62.245
2032-08-25 04:00 | 37.6648 | 61.2114
2032-08-25 05:00 | 39.1573 | 63.2827
2032-08-25 06:00 | 43.5639 | 69.9126
2032-08-25 07:00 | 49.4265 | 72.3235
2032-08-25 08:00 | 51.1595 | 72.1717
2032-08-25 09:00 | 51.183 | 75.5279
2032-08-25 10:00 | 50.9576 | 75.6956
2032-08-25 11:00 | 50.7299 | 77.0007
2032-08-25 12:00 | 52.4337 | 77.4594
2032-08-25 13:00 | 52.9168 | 78.3386
2032-08-25 14:00 | 52.5715 | 75.0848
2032-08-25 15:00 | 52.8722 | 81.0957
2032-08-25 16:00 | 54.5167 | 85.8313
2032-08-25 17:00 | 56.2379 | 91.1724
2032-08-25 18:00 | 56.5607 | 92.2268
2032-08-25 19:00 | 51.8137 | 89.2959
2032-08-25 20:00 | 48.6226 | 85.08
2032-08-25 21:00 | 44.5603 | 78.949
2032-08-25 22:00 | 40.778 | 75.4236
2032-08-25 23:00 | 37.0519 | 72.1499
2032-08-26 | 36.1322 | 71.975
2032-08-26 01:00 | 34.445 | 66.7804
2032-08-26 02:00 | 34.8783 | 63.7316
2032-08-26 03:00 | 35.5155 | 62.6244
2032-08-26 04:00 | 35.6744 | 61.6059
2032-08-26 05:00 | 37.2461 | 64.0513
2032-08-26 06:00 | 42.1638 | 71.4651
2032-08-26 07:00 | 48.2579 | 73.4876
2032-08-26 08:00 | 50.0404 | 72.9441
2032-08-26 09:00 | 50.2557 | 75.5508
2032-08-26 10:00 | 49.8392 | 75.9539
2032-08-26 11:00 | 48.8657 | 77.5866
2032-08-26 12:00 | 48.1482 | 78.7435
2032-08-26 13:00 | 48.5316 | 80.0802
2032-08-26 14:00 | 48.353 | 77.148
2032-08-26 15:00 | 49.0542 | 83.6746
2032-08-26 16:00 | 50.938 | 88.7014
2032-08-26 17:00 | 52.7611 | 93.1998
2032-08-26 18:00 | 53.1326 | 94.5822
2032-08-26 19:00 | 49.384 | 91.7609
2032-08-26 20:00 | 47.0139 | 88.0511
2032-08-26 21:00 | 43.4803 | 82.3102
2032-08-26 22:00 | 40.1546 | 78.424
2032-08-26 23:00 | 36.8229 | 75.4412
2032-08-27 | 34.9984 | 73.4163
2032-08-27 01:00 | 33.5316 | 70.208
2032-08-27 02:00 | 34.0908 | 67.1302
2032-08-27 03:00 | 34.8082 | 65.8189
2032-08-27 04:00 | 34.9867 | 64.7328
2032-08-27 05:00 | 36.5955 | 66.7527
2032-08-27 06:00 | 41.5666 | 75.6838
2032-08-27 07:00 | 47.5366 | 77.7192
2032-08-27 08:00 | 49.1602 | 77.7662
2032-08-27 09:00 | 49.4386 | 81.8512
2032-08-27 10:00 | 49.1352 | 82.6467
2032-08-27 11:00 | 48.3034 | 83.9546
2032-08-27 12:00 | 47.5221 | 86.7572
2032-08-27 13:00 | 48.0703 | 88.2102
2032-08-27 14:00 | 48.1268 | 85.1356
2032-08-27 15:00 | 48.7122 | 90.9458
2032-08-27 16:00 | 50.3049 | 94.3305
2032-08-27 17:00 | 51.8766 | 96.6272
2032-08-27 18:00 | 52.523 | 98.371
2032-08-27 19:00 | 48.5873 | 95.0952
2032-08-27 20:00 | 45.9915 | 90.5427
2032-08-27 21:00 | 42.2283 | 83.7052
2032-08-27 22:00 | 38.8949 | 79.5605
2032-08-27 23:00 | 35.6038 | 76.2095
2032-08-28 | 33.9999 | 75.8723
2032-08-28 01:00 | 32.4743 | 68.6879
2032-08-28 02:00 | 33.0685 | 64.6921
2032-08-28 03:00 | 33.6583 | 62.5973
2032-08-28 04:00 | 33.7525 | 60.5709
2032-08-28 05:00 | 34.5203 | 61.3352
2032-08-28 06:00 | 35.8697 | 66.5437
2032-08-28 07:00 | 39.936 | 65.7442
2032-08-28 08:00 | 42.0646 | 65.3204
2032-08-28 09:00 | 43.184 | 69.3869
2032-08-28 10:00 | 43.6429 | 70.2858
2032-08-28 11:00 | 43.7422 | 71.0518
2032-08-28 12:00 | 45.6462 | 71.8674
2032-08-28 13:00 | 45.899 | 73.0955
2032-08-28 14:00 | 45.9666 | 69.3053
2032-08-28 15:00 | 46.5712 | 75.8455
2032-08-28 16:00 | 49.0237 | 78.8977
2032-08-28 17:00 | 51.363 | 82.3302
2032-08-28 18:00 | 50.8744 | 81.7446
2032-08-28 19:00 | 46.0301 | 77.9961
2032-08-28 20:00 | 42.7286 | 73.5589
2032-08-28 21:00 | 39.0103 | 68.0768
2032-08-28 22:00 | 36.3829 | 66.1301
2032-08-28 23:00 | 34.009 | 64.3272
2032-08-29 | 33.3374 | 64.3202
2032-08-29 01:00 | 32.1946 | 61.5225
2032-08-29 02:00 | 32.5539 | 59.1339
2032-08-29 03:00 | 33.0264 | 57.8765
2032-08-29 04:00 | 32.8909 | 56.2619
2032-08-29 05:00 | 33.4839 | 57.4824
2032-08-29 06:00 | 35.582 | 60.7839
2032-08-29 07:00 | 39.6381 | 59.0396
2032-08-29 08:00 | 41.7974 | 57.2111
2032-08-29 09:00 | 42.8415 | 60.3077
2032-08-29 10:00 | 42.6637 | 61.0249
2032-08-29 11:00 | 42.1619 | 62.1757
2032-08-29 12:00 | 41.8324 | 60.0889
2032-08-29 13:00 | 41.8636 | 62.2972
2032-08-29 14:00 | 41.8435 | 59.9879
2032-08-29 15:00 | 42.7422 | 68.3199
2032-08-29 16:00 | 45.4001 | 73.2696
2032-08-29 17:00 | 48.0213 | 78.2474
2032-08-29 18:00 | 48.7369 | 76.8846
2032-08-29 19:00 | 44.5803 | 73.7951
2032-08-29 20:00 | 41.9755 | 69.9755
2032-08-29 21:00 | 38.6117 | 64.6009
2032-08-29 22:00 | 36.0208 | 63.2531
2032-08-29 23:00 | 33.7081 | 61.3864
2032-08-30 | 32.754 | 62.3118
2032-08-30 01:00 | 31.8153 | 61.3019
2032-08-30 02:00 | 32.6117 | 59.3383
2032-08-30 03:00 | 33.5284 | 58.6866
2032-08-30 04:00 | 33.8742 | 57.8701
2032-08-30 05:00 | 35.6499 | 60.601
2032-08-30 06:00 | 40.8731 | 66.8051
2032-08-30 07:00 | 46.5965 | 68.4467
2032-08-30 08:00 | 47.6829 | 67.5173
2032-08-30 09:00 | 47.1739 | 69.9989
2032-08-30 10:00 | 46.7429 | 69.7738
2032-08-30 11:00 | 45.9795 | 70.8644
2032-08-30 12:00 | 47.0196 | 70.2678
2032-08-30 13:00 | 47.5368 | 72.4139
2032-08-30 14:00 | 47.3261 | 69.7626
2032-08-30 15:00 | 48.2208 | 76.6304
2032-08-30 16:00 | 50.2308 | 83.1138
2032-08-30 17:00 | 52.1568 | 89.7767
2032-08-30 18:00 | 52.4409 | 90.5169
2032-08-30 19:00 | 48.669 | 87.8808
2032-08-30 20:00 | 46.3929 | 83.8514
2032-08-30 21:00 | 42.6971 | 77.4318
2032-08-30 22:00 | 39.3039 | 73.6644
2032-08-30 23:00 | 36.0241 | 70.942
2032-08-31 | 34.4398 | 69.6131
2032-08-31 01:00 | 32.7114 | 64.8653
2032-08-31 02:00 | 33.4104 | 62.1461
2032-08-31 03:00 | 34.2512 | 61.0184
2032-08-31 04:00 | 34.5924 | 60.0525
2032-08-31 05:00 | 36.3906 | 62.36
2032-08-31 06:00 | 41.4765 | 70.2305
2032-08-31 07:00 | 47.1297 | 72.7271
2032-08-31 08:00 | 48.0669 | 72.5011
2032-08-31 09:00 | 47.4207 | 76.2994
2032-08-31 10:00 | 46.898 | 76.2889
2032-08-31 11:00 | 46.095 | 77.5759
2032-08-31 12:00 | 46.6043 | 78.001
2032-08-31 13:00 | 47.1376 | 79.0432
2032-08-31 14:00 | 46.996 | 76.3712
2032-08-31 15:00 | 47.8027 | 83.3399
2032-08-31 16:00 | 49.9808 | 89.8507
2032-08-31 17:00 | 52.1837 | 95.3934
2032-08-31 18:00 | 52.5865 | 96.4364
2032-08-31 19:00 | 48.6537 | 93.5306
2032-08-31 20:00 | 46.4579 | 89.3219
2032-08-31 21:00 | 42.6718 | 82.77
2032-08-31 22:00 | 39.3234 | 78.8255
2032-08-31 23:00 | 36.1329 | 75.9928
2032-09-01 | 34.8512 | 74.7196
2032-09-01 01:00 | 32.6683 | 67.7816
2032-09-01 02:00 | 33.4198 | 64.5449
2032-09-01 03:00 | 34.1254 | 63.2631
2032-09-01 04:00 | 34.4251 | 62.0509
2032-09-01 05:00 | 36.0914 | 63.9686
2032-09-01 06:00 | 41.8775 | 72.8502
2032-09-01 07:00 | 48.7709 | 76.8728
2032-09-01 08:00 | 50.2512 | 78.383
2032-09-01 09:00 | 49.9962 | 83.375
2032-09-01 10:00 | 49.2983 | 84.8719
2032-09-01 11:00 | 47.975 | 85.6029
2032-09-01 12:00 | 47.2084 | 84.3467
2032-09-01 13:00 | 47.8434 | 85.7032
2032-09-01 14:00 | 47.7677 | 83.3509
2032-09-01 15:00 | 48.552 | 89.9285
2032-09-01 16:00 | 50.7667 | 95.8539
2032-09-01 17:00 | 53.1779 | 101.0368
2032-09-01 18:00 | 53.158 | 102.583
2032-09-01 19:00 | 49.1761 | 100.3172
2032-09-01 20:00 | 46.9349 | 95.6953
2032-09-01 21:00 | 43.0061 | 88.1736
2032-09-01 22:00 | 39.4783 | 82.825
2032-09-01 23:00 | 36.0736 | 78.2825
2032-09-02 | 34.9607 | 76.699
2032-09-02 01:00 | 33.3536 | 71.7011
2032-09-02 02:00 | 33.9981 | 67.8783
2032-09-02 03:00 | 34.6476 | 66.3952
2032-09-02 04:00 | 34.9001 | 64.9469
2032-09-02 05:00 | 36.586 | 66.9839
2032-09-02 06:00 | 42.457 | 77.8523
2032-09-02 07:00 | 49.3663 | 82.2477
2032-09-02 08:00 | 51.0622 | 84.5926
2032-09-02 09:00 | 51.0186 | 90.9573
2032-09-02 10:00 | 50.662 | 93.0991
2032-09-02 11:00 | 49.4623 | 93.1619
2032-09-02 12:00 | 48.8477 | 93.3716
2032-09-02 13:00 | 49.4519 | 93.9726
2032-09-02 14:00 | 49.3762 | 90.4439
2032-09-02 15:00 | 50.1391 | 96.3361
2032-09-02 16:00 | 52.2223 | 100.8914
2032-09-02 17:00 | 54.2689 | 104.0709
2032-09-02 18:00 | 54.477 | 106.522
2032-09-02 19:00 | 50.5555 | 103.6531
2032-09-02 20:00 | 48.2273 | 98.7465
2032-09-02 21:00 | 44.1598 | 90.8558
2032-09-02 22:00 | 40.5569 | 85.1364
2032-09-02 23:00 | 37.0543 | 80.6004
2032-09-03 | 35.9463 | 79.1869
2032-09-03 01:00 | 34.1532 | 74.3764
2032-09-03 02:00 | 34.6723 | 70.2614
2032-09-03 03:00 | 35.1979 | 68.5834
2032-09-03 04:00 | 35.3873 | 67.0075
2032-09-03 05:00 | 36.9779 | 68.652
2032-09-03 06:00 | 42.5946 | 78.3606
2032-09-03 07:00 | 49.3752 | 82.4166
2032-09-03 08:00 | 51.0489 | 84.2697
2032-09-03 09:00 | 50.9984 | 89.7139
2032-09-03 10:00 | 50.8656 | 91.6304
2032-09-03 11:00 | 49.9296 | 92.8718
2032-09-03 12:00 | 48.5921 | 94.5486
2032-09-03 13:00 | 49.5354 | 96.0417
2032-09-03 14:00 | 49.972 | 93.0084
2032-09-03 15:00 | 51.1278 | 99.1049
2032-09-03 16:00 | 53.3196 | 102.5641
2032-09-03 17:00 | 55.5526 | 104.205
2032-09-03 18:00 | 53.4195 | 102.4306
2032-09-03 19:00 | 49.4432 | 99.3437
2032-09-03 20:00 | 46.8607 | 94.6255
2032-09-03 21:00 | 42.8954 | 86.9651
2032-09-03 22:00 | 39.3781 | 81.7092
2032-09-03 23:00 | 35.9458 | 77.5202
2032-09-04 | 34.5813 | 77.6831
2032-09-04 01:00 | 32.7779 | 73.2262
2032-09-04 02:00 | 33.1663 | 68.7314
2032-09-04 03:00 | 33.5317 | 66.3052
2032-09-04 04:00 | 33.5274 | 63.2817
2032-09-04 05:00 | 34.2253 | 63.2703
2032-09-04 06:00 | 37.498 | 68.6041
2032-09-04 07:00 | 42.8876 | 68.2151
2032-09-04 08:00 | 45.5476 | 67.6962
2032-09-04 09:00 | 46.9214 | 71.0287
2032-09-04 10:00 | 47.4666 | 70.4308
2032-09-04 11:00 | 47.0019 | 70.3873
2032-09-04 12:00 | 46.5108 | 62.6318
2032-09-04 13:00 | 46.8469 | 63.8394
2032-09-04 14:00 | 46.8671 | 58.7181
2032-09-04 15:00 | 47.7082 | 65.0937
2032-09-04 16:00 | 50.3533 | 69.3263
2032-09-04 17:00 | 53.0392 | 72.8631
2032-09-04 18:00 | 52.9525 | 75.7254
2032-09-04 19:00 | 48.6857 | 73.5438
2032-09-04 20:00 | 45.4583 | 69.3825
2032-09-04 21:00 | 41.5994 | 63.6219
2032-09-04 22:00 | 38.7885 | 60.4054
2032-09-04 23:00 | 36.2009 | 57.8661
2032-09-05 | 34.4423 | 58.4314
2032-09-05 01:00 | 32.3875 | 54.8433
2032-09-05 02:00 | 32.6665 | 52.8678
2032-09-05 03:00 | 32.9841 | 52.4816
2032-09-05 04:00 | 32.8521 | 50.7674
2032-09-05 05:00 | 33.3966 | 52.2424
2032-09-05 06:00 | 36.1153 | 59.3808
2032-09-05 07:00 | 41.1126 | 58.8655
2032-09-05 08:00 | 43.5733 | 57.1465
2032-09-05 09:00 | 44.5 | 61.2422
2032-09-05 10:00 | 44.6382 | 61.2897
2032-09-05 11:00 | 44.2997 | 61.3231
2032-09-05 12:00 | 44.4093 | 58.0022
2032-09-05 13:00 | 44.9768 | 60.6798
2032-09-05 14:00 | 45.2329 | 57.4093
2032-09-05 15:00 | 46.5011 | 65.5432
2032-09-05 16:00 | 49.7086 | 70.4428
2032-09-05 17:00 | 52.9394 | 74.1436
2032-09-05 18:00 | 52.2634 | 76.0589
2032-09-05 19:00 | 48.1077 | 74.2657
2032-09-05 20:00 | 44.8477 | 71.148
2032-09-05 21:00 | 40.8622 | 65.9316
2032-09-05 22:00 | 37.7814 | 63.367
2032-09-05 23:00 | 34.9755 | 61.0107
2032-09-06 | 34.0513 | 61.4792
2032-09-06 01:00 | 32.168 | 57.9626
2032-09-06 02:00 | 32.7771 | 55.2391
2032-09-06 03:00 | 33.4666 | 54.9359
2032-09-06 04:00 | 33.7143 | 53.734
2032-09-06 05:00 | 34.3885 | 55.2521
2032-09-06 06:00 | 35.8785 | 62.8489
2032-09-06 07:00 | 39.9666 | 60.2601
2032-09-06 08:00 | 42.0452 | 58.5779
2032-09-06 09:00 | 43.6058 | 62.6413
2032-09-06 10:00 | 44.4119 | 64.1482
2032-09-06 11:00 | 45.4529 | 64.79
2032-09-06 12:00 | 46.1118 | 63.738
2032-09-06 13:00 | 47.4361 | 66.8606
2032-09-06 14:00 | 47.0543 | 66.8225
2032-09-06 15:00 | 46.667 | 75.0706
2032-09-06 16:00 | 51.1663 | 78.0477
2032-09-06 17:00 | 54.6688 | 81.2229
2032-09-06 18:00 | 53.7381 | 83.3602
2032-09-06 19:00 | 50.3651 | 81.4197
2032-09-06 20:00 | 47.6093 | 77.3459
2032-09-06 21:00 | 43.3098 | 71.7308
2032-09-06 22:00 | 39.7973 | 68.3528
2032-09-06 23:00 | 36.7129 | 66.2287
2032-09-07 | 34.3859 | 64.4744
2032-09-07 01:00 | 35.6974 | 65.2197
2032-09-07 02:00 | 36.2069 | 62.3981
2032-09-07 03:00 | 36.7528 | 61.7268
2032-09-07 04:00 | 36.9709 | 60.6204
2032-09-07 05:00 | 38.6945 | 62.9962
2032-09-07 06:00 | 43.5589 | 72.1941
2032-09-07 07:00 | 49.9981 | 76.0041
2032-09-07 08:00 | 51.6815 | 77.1854
2032-09-07 09:00 | 51.489 | 81.168
2032-09-07 10:00 | 51.7125 | 81.9771
2032-09-07 11:00 | 51.6578 | 81.2182
2032-09-07 12:00 | 52.227 | 82.0859
2032-09-07 13:00 | 53.4452 | 82.1812
2032-09-07 14:00 | 54.1192 | 77.4647
2032-09-07 15:00 | 55.8169 | 83.0537
2032-09-07 16:00 | 58.4258 | 87.158
2032-09-07 17:00 | 60.8324 | 89.3681
2032-09-07 18:00 | 60.1666 | 91.7659
2032-09-07 19:00 | 56.2521 | 88.2873
2032-09-07 20:00 | 52.9772 | 84.9145
2032-09-07 21:00 | 48.3128 | 78.4586
2032-09-07 22:00 | 44.0882 | 74.6503
2032-09-07 23:00 | 39.9949 | 72.3488
2032-09-08 | 37.5621 | 71.3086
2032-09-08 01:00 | 35.774 | 65.9724
2032-09-08 02:00 | 36.1652 | 62.6767
2032-09-08 03:00 | 36.6182 | 61.8609
2032-09-08 04:00 | 36.7437 | 60.8326
2032-09-08 05:00 | 38.3498 | 62.9369
2032-09-08 06:00 | 43.0503 | 69.6685
2032-09-08 07:00 | 49.7989 | 73.0013
2032-09-08 08:00 | 51.6908 | 73.1897
2032-09-08 09:00 | 51.8017 | 75.2214
2032-09-08 10:00 | 51.9073 | 75.5848
2032-09-08 11:00 | 51.5557 | 74.899
2032-09-08 12:00 | 51.3545 | 73.1016
2032-09-08 13:00 | 52.4876 | 73.8591
2032-09-08 14:00 | 52.9879 | 69.8207
2032-09-08 15:00 | 54.5459 | 75.2393
2032-09-08 16:00 | 57.0817 | 79.108
2032-09-08 17:00 | 59.4839 | 82.359
2032-09-08 18:00 | 58.1439 | 83.0951
2032-09-08 19:00 | 54.358 | 79.8707
2032-09-08 20:00 | 51.2575 | 76.8146
2032-09-08 21:00 | 46.8952 | 71.2667
2032-09-08 22:00 | 42.9097 | 68.0744
2032-09-08 23:00 | 38.9813 | 65.8291
2032-09-09 | 36.7276 | 63.5589
2032-09-09 01:00 | 34.8202 | 60.9533
2032-09-09 02:00 | 35.2568 | 58.4211
2032-09-09 03:00 | 35.7521 | 58.1567
2032-09-09 04:00 | 35.9213 | 57.2148
2032-09-09 05:00 | 37.5531 | 59.7706
2032-09-09 06:00 | 42.7759 | 67.9086
2032-09-09 07:00 | 49.3027 | 71.154
2032-09-09 08:00 | 50.8379 | 70.9723
2032-09-09 09:00 | 50.491 | 72.9456
2032-09-09 10:00 | 50.1466 | 73.2723
2032-09-09 11:00 | 49.3769 | 71.8603
2032-09-09 12:00 | 49.0269 | 69.7972
2032-09-09 13:00 | 49.9052 | 70.1361
2032-09-09 14:00 | 50.3506 | 65.2302
2032-09-09 15:00 | 51.7636 | 71.2609
2032-09-09 16:00 | 54.3264 | 75.7157
2032-09-09 17:00 | 56.6378 | 79.4005
2032-09-09 18:00 | 55.0805 | 81.7759
2032-09-09 19:00 | 51.333 | 79.9248
2032-09-09 20:00 | 48.319 | 75.842
2032-09-09 21:00 | 43.9886 | 69.1213
2032-09-09 22:00 | 40.24 | 65.73
2032-09-09 23:00 | 36.549 | 62.8712
2032-09-10 | 35.1879 | 62.5504
2032-09-10 01:00 | 33.3299 | 58.4749
2032-09-10 02:00 | 33.8779 | 56.1422
2032-09-10 03:00 | 34.5139 | 55.6295
2032-09-10 04:00 | 34.7769 | 54.614
2032-09-10 05:00 | 36.4315 | 56.639
2032-09-10 06:00 | 41.8129 | 66.5648
2032-09-10 07:00 | 48.3912 | 69.8538
2032-09-10 08:00 | 49.7591 | 69.6691
2032-09-10 09:00 | 49.4727 | 72.6374
2032-09-10 10:00 | 49.0384 | 72.8068
2032-09-10 11:00 | 47.9199 | 71.2591
2032-09-10 12:00 | 46.9981 | 67.8289
2032-09-10 13:00 | 47.3569 | 68.7462
2032-09-10 14:00 | 47.2082 | 64.8447
2032-09-10 15:00 | 47.8322 | 71.2895
2032-09-10 16:00 | 49.5377 | 76.4813
2032-09-10 17:00 | 51.2511 | 80.8008
2032-09-10 18:00 | 51.1854 | 83.1
2032-09-10 19:00 | 47.792 | 81.2391
2032-09-10 20:00 | 45.0528 | 76.9132
2032-09-10 21:00 | 40.9005 | 70.1362
2032-09-10 22:00 | 37.461 | 66.3792
2032-09-10 23:00 | 34.1913 | 63.7982
2032-09-11 | 32.7154 | 63.2352
2032-09-11 01:00 | 30.9462 | 56.5193
2032-09-11 02:00 | 31.6371 | 53.6756
2032-09-11 03:00 | 32.2095 | 53.0399
2032-09-11 04:00 | 32.3626 | 51.7875
2032-09-11 05:00 | 33.189 | 53.3644
2032-09-11 06:00 | 36.4446 | 60.1488
2032-09-11 07:00 | 41.442 | 61.0513
2032-09-11 08:00 | 43.1039 | 61.6339
2032-09-11 09:00 | 43.3817 | 66.2146
2032-09-11 10:00 | 43.269 | 67.1679
2032-09-11 11:00 | 42.9293 | 66.6297
2032-09-11 12:00 | 42.3669 | 65.4286
2032-09-11 13:00 | 42.9978 | 66.3816
2032-09-11 14:00 | 43.3374 | 63.3904
2032-09-11 15:00 | 44.7702 | 70.2319
2032-09-11 16:00 | 48.0182 | 74.7538
2032-09-11 17:00 | 51.1844 | 79.3092
2032-09-11 18:00 | 49.9876 | 80.3531
2032-09-11 19:00 | 46.0245 | 76.5889
2032-09-11 20:00 | 42.4617 | 72.207
2032-09-11 21:00 | 38.2554 | 67.0141
2032-09-11 22:00 | 35.4013 | 64.8488
2032-09-11 23:00 | 32.8924 | 63.4688
2032-09-12 | 31.9218 | 62.4624
2032-09-12 01:00 | 30.8601 | 58.1775
2032-09-12 02:00 | 31.3224 | 55.4553
2032-09-12 03:00 | 31.7988 | 54.7613
2032-09-12 04:00 | 31.842 | 53.5418
2032-09-12 05:00 | 32.5199 | 55.0541
2032-09-12 06:00 | 36.2127 | 62.3751
2032-09-12 07:00 | 41.0871 | 63.2362
2032-09-12 08:00 | 42.9917 | 63.7795
2032-09-12 09:00 | 43.4761 | 68.5346
2032-09-12 10:00 | 43.511 | 71.2069
2032-09-12 11:00 | 43.4827 | 72.467
2032-09-12 12:00 | 43.7527 | 72.9969
2032-09-12 13:00 | 44.5272 | 74.8059
2032-09-12 14:00 | 45.1395 | 74.0526
2032-09-12 15:00 | 46.6219 | 82.808
2032-09-12 16:00 | 50.125 | 88.0204
2032-09-12 17:00 | 53.4346 | 92.7479
2032-09-12 18:00 | 52.7769 | 93.1578
2032-09-12 19:00 | 48.8902 | 89.7536
2032-09-12 20:00 | 45.1914 | 85.2149
2032-09-12 21:00 | 40.8069 | 79.065
2032-09-12 22:00 | 37.5287 | 75.9966
2032-09-12 23:00 | 34.5968 | 73.6642
2032-09-13 | 34.0168 | 72.8152
2032-09-13 01:00 | 32.8249 | 70.8931
2032-09-13 02:00 | 33.4986 | 67.7722
2032-09-13 03:00 | 34.1934 | 66.8469
2032-09-13 04:00 | 34.5155 | 65.5695
2032-09-13 05:00 | 36.2579 | 67.6976
2032-09-13 06:00 | 41.9496 | 76.2416
2032-09-13 07:00 | 48.6947 | 79.9216
2032-09-13 08:00 | 50.0144 | 80.2136
2032-09-13 09:00 | 49.5034 | 83.9781
2032-09-13 10:00 | 49.4738 | 84.9342
2032-09-13 11:00 | 49.2428 | 86.0997
2032-09-13 12:00 | 50.1287 | 88.002
2032-09-13 13:00 | 51.138 | 89.9947
2032-09-13 14:00 | 51.4223 | 87.5324
2032-09-13 15:00 | 52.8648 | 93.8753
2032-09-13 16:00 | 55.3733 | 99.465
2032-09-13 17:00 | 57.429 | 103.1312
2032-09-13 18:00 | 56.4726 | 103.5786
2032-09-13 19:00 | 52.8225 | 100.1261
2032-09-13 20:00 | 49.4273 | 95.1786
2032-09-13 21:00 | 44.6739 | 87.9924
2032-09-13 22:00 | 40.5757 | 82.4492
2032-09-13 23:00 | 36.6696 | 79.075
2032-09-14 | 35.5474 | 74.5239
2032-09-14 01:00 | 33.6995 | 70.7079
2032-09-14 02:00 | 34.2651 | 66.6767
2032-09-14 03:00 | 34.7998 | 65.5684
2032-09-14 04:00 | 35.0539 | 64.1495
2032-09-14 05:00 | 36.7409 | 66.0681
2032-09-14 06:00 | 42.7111 | 74.3801
2032-09-14 07:00 | 49.4387 | 78.025
2032-09-14 08:00 | 50.4573 | 77.8207
2032-09-14 09:00 | 49.5428 | 79.7955
2032-09-14 10:00 | 48.7875 | 79.9608
2032-09-14 11:00 | 47.7603 | 80.6339
2032-09-14 12:00 | 47.2236 | 80.8372
2032-09-14 13:00 | 47.8556 | 81.7323
2032-09-14 14:00 | 47.9925 | 77.9056
2032-09-14 15:00 | 49.1873 | 84.4275
2032-09-14 16:00 | 51.789 | 89.2137
2032-09-14 17:00 | 54.2577 | 92.0602
2032-09-14 18:00 | 52.3766 | 92.6578
2032-09-14 19:00 | 48.622 | 89.9397
2032-09-14 20:00 | 45.4875 | 84.3271
2032-09-14 21:00 | 41.0195 | 76.9785
2032-09-14 22:00 | 37.3371 | 72.5821
2032-09-14 23:00 | 33.8357 | 69.0954
2032-09-15 | 33.2157 | 66.8207
2032-09-15 01:00 | 32.1645 | 61.7669
2032-09-15 02:00 | 32.9579 | 58.4374
2032-09-15 03:00 | 33.8122 | 57.5481
2032-09-15 04:00 | 34.2402 | 56.4396
2032-09-15 05:00 | 36.0528 | 58.512
2032-09-15 06:00 | 41.0676 | 67.3436
2032-09-15 07:00 | 47.8909 | 71.2726
2032-09-15 08:00 | 48.673 | 71.1258
2032-09-15 09:00 | 47.3999 | 73.2982
2032-09-15 10:00 | 46.4203 | 73.2041
2032-09-15 11:00 | 45.3419 | 72.9971
2032-09-15 12:00 | 45.547 | 70.5695
2032-09-15 13:00 | 46.009 | 72.1777
2032-09-15 14:00 | 45.8654 | 68.3023
2032-09-15 15:00 | 46.8159 | 74.768
2032-09-15 16:00 | 48.9844 | 79.6525
2032-09-15 17:00 | 51.0337 | 83.985
2032-09-15 18:00 | 51.2297 | 80.1879
2032-09-15 19:00 | 47.9574 | 77.4094
2032-09-15 20:00 | 45.2377 | 73.6727
2032-09-15 21:00 | 40.8889 | 67.6997
2032-09-15 22:00 | 37.4071 | 64.4857
2032-09-15 23:00 | 34.2142 | 62.1156
2032-09-16 | 32.794 | 63.5907
2032-09-16 01:00 | 31.7831 | 57.975
2032-09-16 02:00 | 32.6394 | 55.5755
2032-09-16 03:00 | 33.516 | 55.6282
2032-09-16 04:00 | 33.9528 | 54.5279
2032-09-16 05:00 | 35.8726 | 57.0152
2032-09-16 06:00 | 41.1831 | 65.5392
2032-09-16 07:00 | 47.9902 | 68.2218
2032-09-16 08:00 | 48.9195 | 66.4272
2032-09-16 09:00 | 47.9074 | 66.8496
2032-09-16 10:00 | 46.9152 | 65.1995
2032-09-16 11:00 | 45.5971 | 64.9362
2032-09-16 12:00 | 44.4967 | 67.4357
2032-09-16 13:00 | 45.058 | 67.6757
2032-09-16 14:00 | 44.9025 | 62.9768
2032-09-16 15:00 | 45.7656 | 68.4766
2032-09-16 16:00 | 48.0057 | 73.2028
2032-09-16 17:00 | 50.1709 | 76.8585
2032-09-16 18:00 | 50.5838 | 79.3561
2032-09-16 19:00 | 47.5444 | 77.5502
2032-09-16 20:00 | 45.0215 | 73.0815
2032-09-16 21:00 | 40.7583 | 66.7556
2032-09-16 22:00 | 37.3461 | 63.194
2032-09-16 23:00 | 34.2046 | 60.8246
2032-09-17 | 32.9969 | 59.7912
2032-09-17 01:00 | 31.6022 | 54.504
2032-09-17 02:00 | 32.4262 | 52.5063
2032-09-17 03:00 | 33.3119 | 52.5674
2032-09-17 04:00 | 33.8113 | 51.9618
2032-09-17 05:00 | 35.7073 | 54.2094
2032-09-17 06:00 | 40.8261 | 63.6276
2032-09-17 07:00 | 47.7918 | 66.7693
2032-09-17 08:00 | 48.7246 | 64.5419
2032-09-17 09:00 | 47.9317 | 65.3268
2032-09-17 10:00 | 47.2609 | 63.2745
2032-09-17 11:00 | 46.1361 | 61.9967
2032-09-17 12:00 | 44.0228 | 59.8918
2032-09-17 13:00 | 44.5294 | 60.419
2032-09-17 14:00 | 44.3201 | 54.8475
2032-09-17 15:00 | 45.124 | 60.3869
2032-09-17 16:00 | 47.0991 | 65.4964
2032-09-17 17:00 | 48.8702 | 69.9135
2032-09-17 18:00 | 48.8822 | 73.965
2032-09-17 19:00 | 45.807 | 73.0023
2032-09-17 20:00 | 43.1084 | 69.069
2032-09-17 21:00 | 38.7949 | 63.2188
2032-09-17 22:00 | 35.5089 | 60.0739
2032-09-17 23:00 | 32.5387 | 58.1617
2032-09-18 | 31.5268 | 58.2601
2032-09-18 01:00 | 30.0621 | 53.1554
2032-09-18 02:00 | 30.7615 | 51.0215
2032-09-18 03:00 | 31.4944 | 50.7432
2032-09-18 04:00 | 31.8115 | 49.6095
2032-09-18 05:00 | 32.8814 | 50.9663
2032-09-18 06:00 | 35.9679 | 57.481
2032-09-18 07:00 | 41.4582 | 58.4761
2032-09-18 08:00 | 43.1893 | 59.2621
2032-09-18 09:00 | 43.1652 | 63.2118
2032-09-18 10:00 | 42.3418 | 63.2973
2032-09-18 11:00 | 40.577 | 60.6986
2032-09-18 12:00 | 39.6962 | 57.1588
2032-09-18 13:00 | 39.2551 | 56.0823
2032-09-18 14:00 | 38.6215 | 51.9532
2032-09-18 15:00 | 39.0249 | 57.8695
2032-09-18 16:00 | 41.6123 | 62.1529
2032-09-18 17:00 | 44.3866 | 66.6473
2032-09-18 18:00 | 44.8116 | 68.8089
2032-09-18 19:00 | 41.7572 | 66.6082
2032-09-18 20:00 | 38.9051 | 62.2584
2032-09-18 21:00 | 35.3007 | 57.6991
2032-09-18 22:00 | 32.904 | 56.0511
2032-09-18 23:00 | 30.9442 | 55.1454
2032-09-19 | 29.8934 | 55.2091
2032-09-19 01:00 | 29.0309 | 52.6615
2032-09-19 02:00 | 29.7601 | 50.3056
2032-09-19 03:00 | 30.4942 | 50.4575
2032-09-19 04:00 | 30.7191 | 49.5057
2032-09-19 05:00 | 31.605 | 50.9385
2032-09-19 06:00 | 34.3297 | 56.8996
2032-09-19 07:00 | 39.7852 | 56.5054
2032-09-19 08:00 | 41.4461 | 53.7419
2032-09-19 09:00 | 41.3683 | 56.2881
2032-09-19 10:00 | 40.2978 | 54.7504
2032-09-19 11:00 | 39.0793 | 54.634
2032-09-19 12:00 | 38.228 | 56.5971
2032-09-19 13:00 | 38.6207 | 57.5759
2032-09-19 14:00 | 38.0542 | 53.8683
2032-09-19 15:00 | 39.2077 | 61.7132
2032-09-19 16:00 | 42.3742 | 66.8314
2032-09-19 17:00 | 45.8131 | 71.2493
2032-09-19 18:00 | 46.6178 | 73.6508
2032-09-19 19:00 | 43.6067 | 72.0285
2032-09-19 20:00 | 40.812 | 67.348
2032-09-19 21:00 | 36.7558 | 61.6613
2032-09-19 22:00 | 33.9729 | 59.5686
2032-09-19 23:00 | 31.6949 | 58.2675
2032-09-20 | 30.8608 | 57.7767
2032-09-20 01:00 | 31.055 | 53.403
2032-09-20 02:00 | 32.0373 | 51.9116
2032-09-20 03:00 | 33.0385 | 51.933
2032-09-20 04:00 | 33.6749 | 50.8279
2032-09-20 05:00 | 35.6559 | 53.8098
2032-09-20 06:00 | 41.1255 | 63.0892
2032-09-20 07:00 | 47.7718 | 66.4977
2032-09-20 08:00 | 48.6001 | 65.0889
2032-09-20 09:00 | 47.5946 | 65.9335
2032-09-20 10:00 | 47.2537 | 64.4868
2032-09-20 11:00 | 46.7733 | 64.5867
2032-09-20 12:00 | 47.2003 | 62.3792
2032-09-20 13:00 | 48.1371 | 62.6249
2032-09-20 14:00 | 48.2339 | 59.2152
2032-09-20 15:00 | 49.685 | 65.406
2032-09-20 16:00 | 52.091 | 70.5465
2032-09-20 17:00 | 53.9631 | 74.2795
2032-09-20 18:00 | 52.5333 | 74.5758
2032-09-20 19:00 | 49.6632 | 73.7193
2032-09-20 20:00 | 47.2872 | 70.1068
2032-09-20 21:00 | 43.3753 | 64.2654
2032-09-20 22:00 | 39.9803 | 61.0627
2032-09-20 23:00 | 36.7476 | 59.0454
2032-09-21 | 34.8121 | 58.8082
2032-09-21 01:00 | 34.6423 | 54.8464
2032-09-21 02:00 | 35.2761 | 52.7618
2032-09-21 03:00 | 36.0563 | 52.9816
2032-09-21 04:00 | 36.5217 | 51.8717
2032-09-21 05:00 | 38.4826 | 54.4257
2032-09-21 06:00 | 43.3543 | 62.9387
2032-09-21 07:00 | 50.1625 | 66.3569
2032-09-21 08:00 | 51.3725 | 63.8598
2032-09-21 09:00 | 50.9066 | 63.8613
2032-09-21 10:00 | 51.0542 | 60.371
2032-09-21 11:00 | 51.1826 | 59.814
2032-09-21 12:00 | 52.08 | 62.5073
2032-09-21 13:00 | 53.3092 | 61.7157
2032-09-21 14:00 | 53.7299 | 55.8145
2032-09-21 15:00 | 55.1273 | 61.2005
2032-09-21 16:00 | 57.4126 | 66.4244
2032-09-21 17:00 | 59.3097 | 71.1678
2032-09-21 18:00 | 58.8523 | 74.9602
2032-09-21 19:00 | 55.9697 | 73.9642
2032-09-21 20:00 | 53.0447 | 69.4528
2032-09-21 21:00 | 48.5467 | 63.6756
2032-09-21 22:00 | 44.5085 | 60.7817
2032-09-21 23:00 | 40.6343 | 58.7812
2032-09-22 | 38.2325 | 58.3934
2032-09-22 01:00 | 37.253 | 54.6059
2032-09-22 02:00 | 37.5341 | 52.6106
2032-09-22 03:00 | 37.9636 | 52.3104
2032-09-22 04:00 | 38.1609 | 51.8185
2032-09-22 05:00 | 39.9276 | 54.2363
2032-09-22 06:00 | 44.8426 | 63.28
2032-09-22 07:00 | 51.6789 | 67.1364
2032-09-22 08:00 | 53.0894 | 65.7013
2032-09-22 09:00 | 52.7849 | 67.3155
2032-09-22 10:00 | 52.9263 | 65.9888
2032-09-22 11:00 | 53.0282 | 65.164
2032-09-22 12:00 | 54.5778 | 63.8278
2032-09-22 13:00 | 55.6725 | 64.4479
2032-09-22 14:00 | 55.7245 | 60.0163
2032-09-22 15:00 | 56.778 | 66.0543
2032-09-22 16:00 | 58.8545 | 71.1222
2032-09-22 17:00 | 60.6103 | 74.9278
2032-09-22 18:00 | 59.9357 | 77.4198
2032-09-22 19:00 | 56.6627 | 76.4941
2032-09-22 20:00 | 52.9187 | 72.8193
2032-09-22 21:00 | 48.0274 | 67.0284
2032-09-22 22:00 | 43.7075 | 63.6746
2032-09-22 23:00 | 39.5195 | 61.8473
2032-09-23 | 37.9654 | 60.5284
2032-09-23 01:00 | 35.7647 | 58.156
2032-09-23 02:00 | 35.9865 | 56.4396
2032-09-23 03:00 | 36.3444 | 56.4284
2032-09-23 04:00 | 36.5227 | 55.6673
2032-09-23 05:00 | 38.1694 | 58.3194
2032-09-23 06:00 | 43.2927 | 67.6927
2032-09-23 07:00 | 50.0943 | 71.1501
2032-09-23 08:00 | 51.1167 | 69.2119
2032-09-23 09:00 | 50.4192 | 70.3772
2032-09-23 10:00 | 49.6708 | 69.3927
2032-09-23 11:00 | 48.4498 | 69.4394
2032-09-23 12:00 | 47.8915 | 73.0513
2032-09-23 13:00 | 48.1976 | 73.3723
2032-09-23 14:00 | 47.8098 | 69.8239
2032-09-23 15:00 | 48.6479 | 76.409
2032-09-23 16:00 | 50.7042 | 81.26
2032-09-23 17:00 | 52.4648 | 84.216
2032-09-23 18:00 | 52.3519 | 85.9542
2032-09-23 19:00 | 49.3693 | 84.4626
2032-09-23 20:00 | 46.2417 | 80.5641
2032-09-23 21:00 | 41.585 | 74.4691
2032-09-23 22:00 | 38.1135 | 70.4379
2032-09-23 23:00 | 34.828 | 68.0595
2032-09-24 | 33.4893 | 66.8357
2032-09-24 01:00 | 32.3839 | 65.2401
2032-09-24 02:00 | 33.0672 | 62.3774
2032-09-24 03:00 | 33.8709 | 61.6529
2032-09-24 04:00 | 34.4065 | 60.3072
2032-09-24 05:00 | 36.2434 | 62.0478
2032-09-24 06:00 | 41.1822 | 75.2937
2032-09-24 07:00 | 47.9054 | 79.5791
2032-09-24 08:00 | 48.8184 | 79.0702
2032-09-24 09:00 | 47.7005 | 83.4571
2032-09-24 10:00 | 46.9815 | 82.635
2032-09-24 11:00 | 45.8249 | 81.177
2032-09-24 12:00 | 45.149 | 83.3936
2032-09-24 13:00 | 45.7183 | 83.1837
2032-09-24 14:00 | 45.3529 | 78.2667
2032-09-24 15:00 | 45.8648 | 83.9515
2032-09-24 16:00 | 47.7038 | 86.9176
2032-09-24 17:00 | 49.5249 | 88.481
2032-09-24 18:00 | 49.9814 | 89.7698
2032-09-24 19:00 | 47.1679 | 87.3949
2032-09-24 20:00 | 43.8805 | 82.8285
2032-09-24 21:00 | 39.3383 | 76.1353
2032-09-24 22:00 | 35.9261 | 71.9974
2032-09-24 23:00 | 32.8311 | 69.6087
2032-09-25 | 31.4093 | 68.7489
2032-09-25 01:00 | 30.0069 | 66.4925
2032-09-25 02:00 | 30.7327 | 63.0268
2032-09-25 03:00 | 31.4486 | 61.7626
2032-09-25 04:00 | 31.6842 | 59.9419
2032-09-25 05:00 | 32.6669 | 60.9354
2032-09-25 06:00 | 35.7305 | 66.7061
2032-09-25 07:00 | 40.8804 | 68.2672
2032-09-25 08:00 | 42.4328 | 69.3714
2032-09-25 09:00 | 42.35 | 73.3813
2032-09-25 10:00 | 41.5797 | 75.1025
2032-09-25 11:00 | 40.6591 | 74.218
2032-09-25 12:00 | 40.4189 | 76.5902
2032-09-25 13:00 | 40.3661 | 77.2313
2032-09-25 14:00 | 39.6764 | 72.2624
2032-09-25 15:00 | 40.5878 | 78.0336
2032-09-25 16:00 | 43.0921 | 80.3896
2032-09-25 17:00 | 45.6156 | 81.3359
2032-09-25 18:00 | 46.4135 | 81.8523
2032-09-25 19:00 | 43.8915 | 78.3391
2032-09-25 20:00 | 40.6264 | 73.3768
2032-09-25 21:00 | 36.5351 | 68.0636
2032-09-25 22:00 | 33.9266 | 65.3659
2032-09-25 23:00 | 31.7459 | 64.2261
2032-09-26 | 30.5113 | 61.8353
2032-09-26 01:00 | 30.0062 | 59.8494
2032-09-26 02:00 | 30.7185 | 57.3402
2032-09-26 03:00 | 31.3932 | 55.6485
2032-09-26 04:00 | 31.7449 | 53.3633
2032-09-26 05:00 | 32.6267 | 54.5053
2032-09-26 06:00 | 34.3703 | 59.3339
2032-09-26 07:00 | 39.0313 | 59.8597
2032-09-26 08:00 | 39.8924 | 59.2651
2032-09-26 09:00 | 39.4605 | 61.8788
2032-09-26 10:00 | 39.0897 | 61.739
2032-09-26 11:00 | 38.7332 | 62.3896
2032-09-26 12:00 | 39.4898 | 59.4216
2032-09-26 13:00 | 40.0158 | 60.2655
2032-09-26 14:00 | 40.1932 | 57.754
2032-09-26 15:00 | 41.5139 | 64.9549
2032-09-26 16:00 | 44.9508 | 69.3428
2032-09-26 17:00 | 47.9887 | 72.3201
2032-09-26 18:00 | 47.157 | 72.6088
2032-09-26 19:00 | 44.1957 | 71.3781
2032-09-26 20:00 | 40.8307 | 66.4451
2032-09-26 21:00 | 36.731 | 61.4255
2032-09-26 22:00 | 34.1554 | 58.7922
2032-09-26 23:00 | 31.8796 | 57.0104
2032-09-27 | 30.7833 | 56.3715
2032-09-27 01:00 | 30.5897 | 58.0794
2032-09-27 02:00 | 31.4868 | 56.3359
2032-09-27 03:00 | 32.389 | 56.3843
2032-09-27 04:00 | 32.9853 | 55.819
2032-09-27 05:00 | 34.8985 | 58.4869
2032-09-27 06:00 | 39.9143 | 67.5607
2032-09-27 07:00 | 47.4186 | 71.1687
2032-09-27 08:00 | 48.2445 | 70.0417
2032-09-27 09:00 | 47.538 | 72.0166
2032-09-27 10:00 | 46.7483 | 70.8438
2032-09-27 11:00 | 45.6368 | 69.479
2032-09-27 12:00 | 43.2404 | 71.3162
2032-09-27 13:00 | 43.9637 | 73.4369
2032-09-27 14:00 | 44.0196 | 67.9772
2032-09-27 15:00 | 45.3089 | 73.8037
2032-09-27 16:00 | 47.8139 | 78.2946
2032-09-27 17:00 | 49.5322 | 81.5108
2032-09-27 18:00 | 50.2135 | 78.7136
2032-09-27 19:00 | 47.6074 | 76.4486
2032-09-27 20:00 | 44.6565 | 72.7794
2032-09-27 21:00 | 39.9387 | 66.9662
2032-09-27 22:00 | 36.5328 | 63.6757
2032-09-27 23:00 | 33.4882 | 62.2437
2032-09-28 | 32.1162 | 62.6914
2032-09-28 01:00 | 31.9009 | 60.0134
2032-09-28 02:00 | 32.8391 | 57.4848
2032-09-28 03:00 | 33.7407 | 57.337
2032-09-28 04:00 | 34.3622 | 56.0269
2032-09-28 05:00 | 36.3756 | 58.2947
2032-09-28 06:00 | 40.7087 | 66.1702
2032-09-28 07:00 | 47.8817 | 69.1277
2032-09-28 08:00 | 48.3082 | 68.8094
2032-09-28 09:00 | 46.9688 | 70.3222
2032-09-28 10:00 | 45.9163 | 68.792
2032-09-28 11:00 | 44.8872 | 69.6915
2032-09-28 12:00 | 43.1663 | 65.5025
2032-09-28 13:00 | 43.9328 | 65.0493
2032-09-28 14:00 | 44.0171 | 61.1516
2032-09-28 15:00 | 45.2782 | 66.9215
2032-09-28 16:00 | 47.5576 | 71.5415
2032-09-28 17:00 | 49.3051 | 74.292
2032-09-28 18:00 | 49.9717 | 76.2901
2032-09-28 19:00 | 47.4575 | 75.0872
2032-09-28 20:00 | 44.5103 | 69.9611
2032-09-28 21:00 | 40.0119 | 63.8214
2032-09-28 22:00 | 36.6636 | 60.3814
2032-09-28 23:00 | 33.6283 | 58.2315
2032-09-29 | 32.1155 | 57.3942
2032-09-29 01:00 | 31.9691 | 53.5642
2032-09-29 02:00 | 32.8999 | 51.4479
2032-09-29 03:00 | 33.7551 | 51.6222
2032-09-29 04:00 | 34.4494 | 50.9858
2032-09-29 05:00 | 36.4475 | 53.6867
2032-09-29 06:00 | 41.2612 | 62.8387
2032-09-29 07:00 | 48.1482 | 67.6166
2032-09-29 08:00 | 48.7119 | 66.835
2032-09-29 09:00 | 47.5778 | 69.1865
2032-09-29 10:00 | 46.7195 | 66.5654
2032-09-29 11:00 | 45.6647 | 64.8591
2032-09-29 12:00 | 43.7761 | 60.2113
2032-09-29 13:00 | 44.2607 | 60.5797
2032-09-29 14:00 | 43.94 | 54.6981
2032-09-29 15:00 | 44.774 | 60.233
2032-09-29 16:00 | 47.0726 | 65.0149
2032-09-29 17:00 | 49.2441 | 70.1059
2032-09-29 18:00 | 51.2434 | 74.2378
2032-09-29 19:00 | 48.3984 | 73.754
2032-09-29 20:00 | 45.2415 | 69.6649
2032-09-29 21:00 | 40.9235 | 64.3556
2032-09-29 22:00 | 37.5391 | 61.1214
2032-09-29 23:00 | 34.4708 | 59.1533
2032-09-30 | 32.9714 | 57.8768
2032-09-30 01:00 | 32.1608 | 56.2608
2032-09-30 02:00 | 33.078 | 54.5969
2032-09-30 03:00 | 33.9655 | 54.5884
2032-09-30 04:00 | 34.6903 | 53.9434
2032-09-30 05:00 | 36.7568 | 56.7851
2032-09-30 06:00 | 41.632 | 64.787
2032-09-30 07:00 | 48.451 | 68.3129
2032-09-30 08:00 | 48.8292 | 67.9904
2032-09-30 09:00 | 47.2994 | 70.033
2032-09-30 10:00 | 45.9941 | 70.3408
2032-09-30 11:00 | 44.4968 | 69.8415
2032-09-30 12:00 | 43.4608 | 70.312
2032-09-30 13:00 | 43.9387 | 69.8671
2032-09-30 14:00 | 43.6337 | 65.2245
2032-09-30 15:00 | 44.4854 | 70.1227
2032-09-30 16:00 | 46.6877 | 73.7417
2032-09-30 17:00 | 48.6017 | 75.1707
2032-09-30 18:00 | 49.6975 | 75.0873
2032-09-30 19:00 | 47.1845 | 74.4636
2032-09-30 20:00 | 44.2674 | 69.9659
2032-09-30 21:00 | 40.059 | 64.5197
2032-09-30 22:00 | 36.804 | 61.3347
2032-09-30 23:00 | 33.93 | 59.2514
2032-10-01 | 32.7398 | 58.819
2032-10-01 01:00 | 31.845 | 54.24
2032-10-01 02:00 | 32.7216 | 52.4598
2032-10-01 03:00 | 33.6626 | 52.653
2032-10-01 04:00 | 34.4268 | 52.1714
2032-10-01 05:00 | 36.4008 | 55.465
2032-10-01 06:00 | 40.671 | 63.3937
2032-10-01 07:00 | 47.8445 | 67.8071
2032-10-01 08:00 | 48.6104 | 66.4515
2032-10-01 09:00 | 47.1315 | 66.8609
2032-10-01 10:00 | 46.0941 | 65.0237
2032-10-01 11:00 | 44.735 | 64.2424
2032-10-01 12:00 | 43.1075 | 59.4745
2032-10-01 13:00 | 43.194 | 58.9132
2032-10-01 14:00 | 42.694 | 53.4756
2032-10-01 15:00 | 42.8107 | 58.9438
2032-10-01 16:00 | 44.3513 | 62.3657
2032-10-01 17:00 | 46.1736 | 66.9179
2032-10-01 18:00 | 47.9366 | 71.1032
2032-10-01 19:00 | 45.6546 | 71.322
2032-10-01 20:00 | 42.0058 | 66.1103
2032-10-01 21:00 | 37.9743 | 61.1552
2032-10-01 22:00 | 34.8349 | 58.4848
2032-10-01 23:00 | 32.1129 | 56.9585
2032-10-02 | 30.7965 | 56.5884
2032-10-02 01:00 | 30.4393 | 55.4747
2032-10-02 02:00 | 31.231 | 53.6175
2032-10-02 03:00 | 32.0477 | 53.5469
2032-10-02 04:00 | 32.6029 | 52.593
2032-10-02 05:00 | 33.7635 | 55.0004
2032-10-02 06:00 | 36.2892 | 60.3626
2032-10-02 07:00 | 42.1509 | 61.1943
2032-10-02 08:00 | 43.6749 | 60.1543
2032-10-02 09:00 | 43.4075 | 62.3593
2032-10-02 10:00 | 42.7396 | 61.1869
2032-10-02 11:00 | 41.4782 | 59.9096
2032-10-02 12:00 | 40.2081 | 58.0685
2032-10-02 13:00 | 39.7555 | 57.0378
2032-10-02 14:00 | 38.9301 | 51.9778
2032-10-02 15:00 | 39.334 | 58.1738
2032-10-02 16:00 | 41.7005 | 61.6253
2032-10-02 17:00 | 44.1873 | 65.8891
2032-10-02 18:00 | 45.2213 | 66.6774
2032-10-02 19:00 | 42.91 | 66.0853
2032-10-02 20:00 | 39.2169 | 61.1554
2032-10-02 21:00 | 35.3997 | 56.9724
2032-10-02 22:00 | 33.0508 | 55.4329
2032-10-02 23:00 | 31.169 | 55.3065
2032-10-03 | 29.9969 | 55.5596
2032-10-03 01:00 | 29.7337 | 52.7036
2032-10-03 02:00 | 30.5052 | 50.6769
2032-10-03 03:00 | 31.3032 | 50.7001
2032-10-03 04:00 | 31.7799 | 49.9097
2032-10-03 05:00 | 32.7763 | 52.1505
2032-10-03 06:00 | 34.9724 | 57.4961
2032-10-03 07:00 | 40.4852 | 57.6194
2032-10-03 08:00 | 42.0699 | 55.043
2032-10-03 09:00 | 41.8009 | 55.4484
2032-10-03 10:00 | 40.9623 | 54.2673
2032-10-03 11:00 | 39.692 | 53.7963
2032-10-03 12:00 | 39.0542 | 54.8935
2032-10-03 13:00 | 38.7009 | 54.4006
2032-10-03 14:00 | 38.2232 | 50.2413
2032-10-03 15:00 | 38.8466 | 57.0748
2032-10-03 16:00 | 41.6449 | 61.302
2032-10-03 17:00 | 44.5581 | 66.528
2032-10-03 18:00 | 45.8135 | 69.1388
2032-10-03 19:00 | 43.693 | 68.7226
2032-10-03 20:00 | 40.1053 | 63.399
2032-10-03 21:00 | 36.4063 | 58.3941
2032-10-03 22:00 | 33.8624 | 56.5307
2032-10-03 23:00 | 31.7217 | 56.1133
2032-10-04 | 30.3716 | 55.7763
2032-10-04 01:00 | 30.3096 | 54.0185
2032-10-04 02:00 | 31.3768 | 52.2745
2032-10-04 03:00 | 32.4633 | 52.0874
2032-10-04 04:00 | 33.3019 | 51.2411
2032-10-04 05:00 | 35.3035 | 54.9386
2032-10-04 06:00 | 39.5862 | 64.2124
2032-10-04 07:00 | 47.4729 | 68.8507
2032-10-04 08:00 | 48.5159 | 68.2361
2032-10-04 09:00 | 46.8269 | 69.8759
2032-10-04 10:00 | 45.4655 | 67.9613
2032-10-04 11:00 | 43.916 | 67.0706
2032-10-04 12:00 | 42.8892 | 60.3228
2032-10-04 13:00 | 43.1712 | 60.6624
2032-10-04 14:00 | 42.8522 | 56.8118
2032-10-04 15:00 | 43.6218 | 62.8566
2032-10-04 16:00 | 45.5857 | 67.0761
2032-10-04 17:00 | 47.3842 | 71.7147
2032-10-04 18:00 | 48.1768 | 72.628
2032-10-04 19:00 | 46.103 | 72.6172
2032-10-04 20:00 | 42.7613 | 68.6021
2032-10-04 21:00 | 38.6611 | 63.3464
2032-10-04 22:00 | 35.4714 | 60.2092
2032-10-04 23:00 | 32.7185 | 58.8944
2032-10-05 | 31.421 | 57.9318
2032-10-05 01:00 | 31.0923 | 56.3206
2032-10-05 02:00 | 32.0342 | 54.2083
2032-10-05 03:00 | 33.0476 | 53.7525
2032-10-05 04:00 | 33.8641 | 52.7787
2032-10-05 05:00 | 35.8943 | 56.0889
2032-10-05 06:00 | 40.41 | 64.6649
2032-10-05 07:00 | 47.6941 | 69.0729
2032-10-05 08:00 | 48.6261 | 68.2798
2032-10-05 09:00 | 46.9173 | 69.579
2032-10-05 10:00 | 45.6458 | 67.553
2032-10-05 11:00 | 44.0882 | 67.1699
2032-10-05 12:00 | 43.8109 | 64.3996
2032-10-05 13:00 | 43.8319 | 64.0663
2032-10-05 14:00 | 43.4339 | 60.0596
2032-10-05 15:00 | 43.9441 | 66.3016
2032-10-05 16:00 | 45.6915 | 70.4614
2032-10-05 17:00 | 47.5879 | 73.8559
2032-10-05 18:00 | 48.6773 | 74.9663
2032-10-05 19:00 | 46.5705 | 74.5655
2032-10-05 20:00 | 43.2562 | 69.9784
2032-10-05 21:00 | 39.2483 | 64.4791
2032-10-05 22:00 | 36.1156 | 61.4817
2032-10-05 23:00 | 33.3688 | 60.2059
2032-10-06 | 31.8081 | 58.892
2032-10-06 01:00 | 31.6531 | 53.1013
2032-10-06 02:00 | 32.5837 | 51.4056
2032-10-06 03:00 | 33.5467 | 51.4435
2032-10-06 04:00 | 34.3432 | 50.666
2032-10-06 05:00 | 36.2717 | 53.9708
2032-10-06 06:00 | 40.4087 | 63.3777
2032-10-06 07:00 | 47.9888 | 68.0562
2032-10-06 08:00 | 49.069 | 68.4384
2032-10-06 09:00 | 47.8488 | 71.4474
2032-10-06 10:00 | 46.716 | 72.4522
2032-10-06 11:00 | 45.4737 | 72.5306
2032-10-06 12:00 | 43.7141 | 68.5429
2032-10-06 13:00 | 43.9108 | 67.8943
2032-10-06 14:00 | 43.5508 | 63.2013
2032-10-06 15:00 | 44.1529 | 67.7253
2032-10-06 16:00 | 46.2055 | 70.5762
2032-10-06 17:00 | 48.4317 | 73.4572
2032-10-06 18:00 | 49.6939 | 73.4648
2032-10-06 19:00 | 47.1732 | 73.2248
2032-10-06 20:00 | 43.625 | 68.5916
2032-10-06 21:00 | 39.6587 | 63.5804
2032-10-06 22:00 | 36.4584 | 60.9596
2032-10-06 23:00 | 33.6148 | 59.0039
2032-10-07 | 32.0204 | 56.7666
2032-10-07 01:00 | 31.4611 | 53.9209
2032-10-07 02:00 | 32.3752 | 52.15
2032-10-07 03:00 | 33.359 | 52.4451
2032-10-07 04:00 | 34.1402 | 52.1621
2032-10-07 05:00 | 36.1054 | 55.7558
2032-10-07 06:00 | 40.5408 | 64.374
2032-10-07 07:00 | 48.2644 | 69.4294
2032-10-07 08:00 | 49.15 | 69.2874
2032-10-07 09:00 | 47.3045 | 71.1222
2032-10-07 10:00 | 45.5689 | 69.7221
2032-10-07 11:00 | 43.6318 | 66.9684
2032-10-07 12:00 | 42.7405 | 62.6679
2032-10-07 13:00 | 42.9481 | 61.9436
2032-10-07 14:00 | 42.6625 | 56.1422
2032-10-07 15:00 | 43.3017 | 61.4554
2032-10-07 16:00 | 45.183 | 65.6415
2032-10-07 17:00 | 46.9905 | 70.8764
2032-10-07 18:00 | 48.2618 | 73.8575
2032-10-07 19:00 | 46.4315 | 74.1068
2032-10-07 20:00 | 43.2699 | 69.4796
2032-10-07 21:00 | 39.4607 | 64.3468
2032-10-07 22:00 | 36.4141 | 61.5034
2032-10-07 23:00 | 33.6354 | 59.6998
2032-10-08 | 31.9703 | 58.9195
2032-10-08 01:00 | 31.5814 | 55.0713
2032-10-08 02:00 | 32.4298 | 53.5421
2032-10-08 03:00 | 33.3809 | 53.4666
2032-10-08 04:00 | 34.1384 | 53.1592
2032-10-08 05:00 | 36.0409 | 56.5037
2032-10-08 06:00 | 40.351 | 65.1431
2032-10-08 07:00 | 47.588 | 69.6372
2032-10-08 08:00 | 48.5404 | 69.2719
2032-10-08 09:00 | 46.9527 | 69.4102
2032-10-08 10:00 | 45.7376 | 68.0296
2032-10-08 11:00 | 44.1172 | 65.5746
2032-10-08 12:00 | 43.8293 | 65.2468
2032-10-08 13:00 | 43.6806 | 64.3743
2032-10-08 14:00 | 43.1447 | 60.1206
2032-10-08 15:00 | 43.1616 | 64.6514
2032-10-08 16:00 | 44.4639 | 67.1729
2032-10-08 17:00 | 45.9833 | 69.5087
2032-10-08 18:00 | 47.0122 | 71.8664
2032-10-08 19:00 | 44.9497 | 71.1269
2032-10-08 20:00 | 41.5214 | 65.64
2032-10-08 21:00 | 37.6589 | 60.4111
2032-10-08 22:00 | 34.6815 | 57.7067
2032-10-08 23:00 | 32.0508 | 56.0485
2032-10-09 | 30.5166 | 56.0127
2032-10-09 01:00 | 30.2754 | 52.9708
2032-10-09 02:00 | 31.0336 | 51.3075
2032-10-09 03:00 | 31.804 | 51.3579
2032-10-09 04:00 | 32.4127 | 50.244
2032-10-09 05:00 | 33.4393 | 52.991
2032-10-09 06:00 | 36.0295 | 60.436
2032-10-09 07:00 | 42.0923 | 61.4664
2032-10-09 08:00 | 43.709 | 60.5273
2032-10-09 09:00 | 43.5689 | 63.2262
2032-10-09 10:00 | 42.7018 | 63.9991
2032-10-09 11:00 | 41.3618 | 64.5425
2032-10-09 12:00 | 40.4057 | 62.6166
2032-10-09 13:00 | 40.0407 | 62.361
2032-10-09 14:00 | 39.174 | 58.03
2032-10-09 15:00 | 39.6116 | 63.4563
2032-10-09 16:00 | 42.1547 | 66.3814
2032-10-09 17:00 | 44.9109 | 68.6447
2032-10-09 18:00 | 46.5644 | 71.0011
2032-10-09 19:00 | 43.6767 | 69.1924
2032-10-09 20:00 | 39.812 | 63.8104
2032-10-09 21:00 | 36.012 | 59.1386
2032-10-09 22:00 | 33.6131 | 57.6533
2032-10-09 23:00 | 31.6359 | 57.8818
2032-10-10 | 30.6353 | 55.2737
2032-10-10 01:00 | 30.2954 | 53.702
2032-10-10 02:00 | 31.1105 | 52.1243
2032-10-10 03:00 | 31.9599 | 52.1796
2032-10-10 04:00 | 32.5395 | 51.3718
2032-10-10 05:00 | 33.5466 | 53.4958
2032-10-10 06:00 | 35.796 | 59.871
2032-10-10 07:00 | 41.6333 | 60.6285
2032-10-10 08:00 | 43.2244 | 58.4066
2032-10-10 09:00 | 42.7854 | 60.471
2032-10-10 10:00 | 41.7127 | 61.0154
2032-10-10 11:00 | 40.0926 | 61.7742
2032-10-10 12:00 | 41.6987 | 59.465
2032-10-10 13:00 | 41.6481 | 59.4992
2032-10-10 14:00 | 40.988 | 56.8542
2032-10-10 15:00 | 41.7484 | 64.2304
2032-10-10 16:00 | 44.713 | 67.6761
2032-10-10 17:00 | 47.9293 | 71.0568
2032-10-10 18:00 | 48.0753 | 73.5085
2032-10-10 19:00 | 45.6894 | 72.0317
2032-10-10 20:00 | 42.0264 | 66.3991
2032-10-10 21:00 | 37.999 | 61.1726
2032-10-10 22:00 | 35.3844 | 59.109
2032-10-10 23:00 | 33.1456 | 58.6208
2032-10-11 | 32.029 | 58.4546
2032-10-11 01:00 | 30.2397 | 51.9785
2032-10-11 02:00 | 30.974 | 49.3424
2032-10-11 03:00 | 31.8612 | 49.3892
2032-10-11 04:00 | 32.6024 | 48.5507
2032-10-11 05:00 | 33.4649 | 50.5115
2032-10-11 06:00 | 35.2914 | 56.223
2032-10-11 07:00 | 40.9306 | 56.8315
2032-10-11 08:00 | 43.2565 | 57.4298
2032-10-11 09:00 | 44.0456 | 58.9211
2032-10-11 10:00 | 43.6206 | 60.4948
2032-10-11 11:00 | 42.4416 | 60.7771
2032-10-11 12:00 | 41.7499 | 58.8211
2032-10-11 13:00 | 41.3661 | 58.9406
2032-10-11 14:00 | 40.9899 | 56.3936
2032-10-11 15:00 | 41.6478 | 64.2278
2032-10-11 16:00 | 44.4999 | 65.6374
2032-10-11 17:00 | 46.7195 | 68.2531
2032-10-11 18:00 | 47.5237 | 70.7326
2032-10-11 19:00 | 44.8055 | 69.9512
2032-10-11 20:00 | 41.1326 | 64.2602
2032-10-11 21:00 | 37.4062 | 59.3051
2032-10-11 22:00 | 34.7244 | 57.0983
2032-10-11 23:00 | 32.5802 | 56.2319
2032-10-12 | 31.6023 | 57.0341
2032-10-12 01:00 | 32.3894 | 55.6837
2032-10-12 02:00 | 33.2737 | 53.9416
2032-10-12 03:00 | 34.237 | 53.8747
2032-10-12 04:00 | 35.1585 | 53.1386
2032-10-12 05:00 | 37.026 | 56.4654
2032-10-12 06:00 | 41.6193 | 65.7271
2032-10-12 07:00 | 49.2202 | 70.4205
2032-10-12 08:00 | 50.2976 | 69.3876
2032-10-12 09:00 | 49.035 | 70.1673
2032-10-12 10:00 | 47.7036 | 68.8084
2032-10-12 11:00 | 46.3112 | 68.5026
2032-10-12 12:00 | 43.2785 | 68.3167
2032-10-12 13:00 | 43.1977 | 68.0872
2032-10-12 14:00 | 42.9178 | 63.4897
2032-10-12 15:00 | 43.5668 | 69.0461
2032-10-12 16:00 | 45.859 | 72.4733
2032-10-12 17:00 | 48.3449 | 74.3166
2032-10-12 18:00 | 50.4379 | 76.1471
2032-10-12 19:00 | 48.2721 | 74.6453
2032-10-12 20:00 | 44.9236 | 69.6158
2032-10-12 21:00 | 41.1015 | 64.45
2032-10-12 22:00 | 38.0182 | 61.4614
2032-10-12 23:00 | 35.1373 | 59.9189
2032-10-13 | 33.4088 | 58.926
2032-10-13 01:00 | 33.0642 | 55.3125
2032-10-13 02:00 | 34.0071 | 53.4786
2032-10-13 03:00 | 34.9813 | 53.5073
2032-10-13 04:00 | 35.9178 | 53.1327
2032-10-13 05:00 | 37.7543 | 56.4823
2032-10-13 06:00 | 42.0774 | 65.1639
2032-10-13 07:00 | 49.9463 | 69.8198
2032-10-13 08:00 | 51.2891 | 68.1344
2032-10-13 09:00 | 49.8369 | 66.4849
2032-10-13 10:00 | 47.9953 | 62.6757
2032-10-13 11:00 | 45.9715 | 60.7801
2032-10-13 12:00 | 45.7073 | 65.3611
2032-10-13 13:00 | 45.7236 | 65.1978
2032-10-13 14:00 | 45.255 | 60.9308
2032-10-13 15:00 | 45.7198 | 66.3567
2032-10-13 16:00 | 47.8989 | 69.9526
2032-10-13 17:00 | 50.2257 | 73.7044
2032-10-13 18:00 | 50.9552 | 77.4221
2032-10-13 19:00 | 48.861 | 76.0764
2032-10-13 20:00 | 45.6081 | 71.0955
2032-10-13 21:00 | 41.8412 | 65.8379
2032-10-13 22:00 | 38.7704 | 62.5311
2032-10-13 23:00 | 35.8604 | 60.4984
2032-10-14 | 34.1637 | 58.9288
2032-10-14 01:00 | 33.6938 | 55.4018
2032-10-14 02:00 | 34.6066 | 53.7424
2032-10-14 03:00 | 35.5636 | 54.011
2032-10-14 04:00 | 36.4988 | 53.4921
2032-10-14 05:00 | 38.3265 | 57.1091
2032-10-14 06:00 | 42.6697 | 66.1994
2032-10-14 07:00 | 50.5182 | 71.6868
2032-10-14 08:00 | 52.2125 | 72.1826
2032-10-14 09:00 | 51.5694 | 74.1796
2032-10-14 10:00 | 50.3096 | 73.3046
2032-10-14 11:00 | 48.6902 | 71.0686
2032-10-14 12:00 | 46.4524 | 68.2411
2032-10-14 13:00 | 46.4746 | 67.2324
2032-10-14 14:00 | 46.0213 | 62.8295
2032-10-14 15:00 | 46.7055 | 67.7113
2032-10-14 16:00 | 48.9186 | 70.8277
2032-10-14 17:00 | 51.0363 | 74.316
2032-10-14 18:00 | 52.1906 | 77.1859
2032-10-14 19:00 | 49.6109 | 75.8647
2032-10-14 20:00 | 46.0638 | 70.6538
2032-10-14 21:00 | 42.0507 | 65.1326
2032-10-14 22:00 | 38.8857 | 61.946
2032-10-14 23:00 | 35.9403 | 59.9544
2032-10-15 | 34.5077 | 59.5713
2032-10-15 01:00 | 33.7975 | 55.4684
2032-10-15 02:00 | 34.6362 | 53.9417
2032-10-15 03:00 | 35.5496 | 54.1344
2032-10-15 04:00 | 36.4813 | 53.4414
2032-10-15 05:00 | 38.2232 | 56.6123
2032-10-15 06:00 | 42.7221 | 65.6673
2032-10-15 07:00 | 50.5324 | 70.5442
2032-10-15 08:00 | 51.9151 | 69.6729
2032-10-15 09:00 | 50.4875 | 70.8009
2032-10-15 10:00 | 48.6872 | 69.7224
2032-10-15 11:00 | 46.397 | 69.3261
2032-10-15 12:00 | 44.3759 | 66.8817
2032-10-15 13:00 | 44.1305 | 66.5816
2032-10-15 14:00 | 43.5586 | 62.6192
2032-10-15 15:00 | 43.6705 | 68.1888
2032-10-15 16:00 | 45.5388 | 70.7553
2032-10-15 17:00 | 47.7485 | 73.0632
2032-10-15 18:00 | 50.0029 | 75.3857
2032-10-15 19:00 | 47.5495 | 73.8555
2032-10-15 20:00 | 43.9311 | 68.3739
2032-10-15 21:00 | 40.0078 | 62.9571
2032-10-15 22:00 | 36.9636 | 59.8915
2032-10-15 23:00 | 34.1204 | 58.1286
2032-10-16 | 33.2716 | 57.5825
2032-10-16 01:00 | 32.4384 | 55.6801
2032-10-16 02:00 | 33.168 | 54.0474
2032-10-16 03:00 | 33.9163 | 54.1574
2032-10-16 04:00 | 34.6722 | 53.3551
2032-10-16 05:00 | 35.8521 | 56.0267
2032-10-16 06:00 | 38.9631 | 63.4927
2032-10-16 07:00 | 45.0022 | 65.6335
2032-10-16 08:00 | 45.9886 | 65.1018
2032-10-16 09:00 | 45.9818 | 68.3758
2032-10-16 10:00 | 45.3763 | 68.6683
2032-10-16 11:00 | 44.037 | 66.5707
2032-10-16 12:00 | 41.415 | 68.7261
2032-10-16 13:00 | 40.9977 | 68.18
2032-10-16 14:00 | 40.1436 | 64.2219
2032-10-16 15:00 | 40.4442 | 68.9605
2032-10-16 16:00 | 42.8953 | 71.1431
2032-10-16 17:00 | 45.9147 | 73.2927
2032-10-16 18:00 | 49.1828 | 73.5708
2032-10-16 19:00 | 46.335 | 71.8581
2032-10-16 20:00 | 42.222 | 66.0889
2032-10-16 21:00 | 38.0837 | 60.8415
2032-10-16 22:00 | 35.5555 | 58.9564
2032-10-16 23:00 | 33.4162 | 58.7603
2032-10-17 | 32.4193 | 58.5764
2032-10-17 01:00 | 31.739 | 55.4632
2032-10-17 02:00 | 32.4903 | 54.0793
2032-10-17 03:00 | 33.2785 | 54.2372
2032-10-17 04:00 | 33.9717 | 53.7856
2032-10-17 05:00 | 35.0602 | 56.3276
2032-10-17 06:00 | 37.7806 | 62.811
2032-10-17 07:00 | 43.5434 | 64.2203
2032-10-17 08:00 | 44.3638 | 61.6365
2032-10-17 09:00 | 43.5719 | 62.6617
2032-10-17 10:00 | 42.1764 | 61.656
2032-10-17 11:00 | 40.4411 | 59.9228
2032-10-17 12:00 | 39.1069 | 59.5459
2032-10-17 13:00 | 38.8944 | 58.9175
2032-10-17 14:00 | 38.2765 | 55.6784
2032-10-17 15:00 | 38.9012 | 62.3536
2032-10-17 16:00 | 41.8645 | 66.2911
2032-10-17 17:00 | 45.5228 | 71.1253
2032-10-17 18:00 | 48.336 | 74.3185
2032-10-17 19:00 | 46.0599 | 72.8815
2032-10-17 20:00 | 42.3729 | 67.2691
2032-10-17 21:00 | 38.4277 | 61.898
2032-10-17 22:00 | 35.7822 | 59.8417
2032-10-17 23:00 | 33.4958 | 59.1758
2032-10-18 | 32.5275 | 59.9224
2032-10-18 01:00 | 31.7183 | 55.9162
2032-10-18 02:00 | 32.7036 | 54.6592
2032-10-18 03:00 | 33.7481 | 54.9366
2032-10-18 04:00 | 34.7398 | 54.2985
2032-10-18 05:00 | 36.5822 | 57.896
2032-10-18 06:00 | 41.2292 | 67.697
2032-10-18 07:00 | 49.1563 | 72.6484
2032-10-18 08:00 | 50.2484 | 72.0784
2032-10-18 09:00 | 48.4067 | 73.8284
2032-10-18 10:00 | 46.4519 | 72.9982
2032-10-18 11:00 | 44.3939 | 72.0844
2032-10-18 12:00 | 44.0925 | 67.9216
2032-10-18 13:00 | 44.0135 | 68.0451
2032-10-18 14:00 | 43.6034 | 64.1234
2032-10-18 15:00 | 44.3692 | 69.7432
2032-10-18 16:00 | 46.7092 | 73.2255
2032-10-18 17:00 | 49.1187 | 76.4228
2032-10-18 18:00 | 51.2996 | 79.1266
2032-10-18 19:00 | 48.2068 | 77.1349
2032-10-18 20:00 | 44.3604 | 71.8183
2032-10-18 21:00 | 40.2387 | 66.1586
2032-10-18 22:00 | 37.009 | 62.7732
2032-10-18 23:00 | 34.0729 | 60.9048
2032-10-19 | 32.3287 | 59.8604
2032-10-19 01:00 | 31.8997 | 56.3596
2032-10-19 02:00 | 32.7908 | 54.6622
2032-10-19 03:00 | 33.7523 | 54.6427
2032-10-19 04:00 | 34.6525 | 53.9431
2032-10-19 05:00 | 36.4775 | 57.1771
2032-10-19 06:00 | 40.7884 | 66.8411
2032-10-19 07:00 | 48.5295 | 71.8713
2032-10-19 08:00 | 49.3692 | 71.0245
2032-10-19 09:00 | 47.6642 | 71.8889
2032-10-19 10:00 | 45.8908 | 70.6124
2032-10-19 11:00 | 44.3366 | 70.1292
2032-10-19 12:00 | 43.3536 | 66.2854
2032-10-19 13:00 | 43.2453 | 65.7878
2032-10-19 14:00 | 43.0529 | 61.5765
2032-10-19 15:00 | 43.7178 | 67.327
2032-10-19 16:00 | 45.8338 | 71.3835
2032-10-19 17:00 | 48.1127 | 74.3865
2032-10-19 18:00 | 49.3762 | 78.0876
2032-10-19 19:00 | 46.9736 | 75.9921
2032-10-19 20:00 | 43.7062 | 70.6042
2032-10-19 21:00 | 39.9455 | 64.9043
2032-10-19 22:00 | 36.9275 | 61.5961
2032-10-19 23:00 | 34.0622 | 59.8495
2032-10-20 | 32.546 | 59.8094
2032-10-20 01:00 | 31.6809 | 56.3049
2032-10-20 02:00 | 32.5037 | 54.5356
2032-10-20 03:00 | 33.4222 | 54.4727
2032-10-20 04:00 | 34.2661 | 54.0488
2032-10-20 05:00 | 36.0354 | 57.2718
2032-10-20 06:00 | 40.6589 | 66.2224
2032-10-20 07:00 | 48.2739 | 71.2106
2032-10-20 08:00 | 49.2458 | 70.3019
2032-10-20 09:00 | 47.7092 | 71.2326
2032-10-20 10:00 | 45.9792 | 70.0532
2032-10-20 11:00 | 44.4045 | 69.7728
2032-10-20 12:00 | 43.7646 | 65.2617
2032-10-20 13:00 | 43.5965 | 65.0341
2032-10-20 14:00 | 43.2874 | 61.0974
2032-10-20 15:00 | 43.8512 | 66.3956
2032-10-20 16:00 | 45.8124 | 70.2339
2032-10-20 17:00 | 47.9167 | 74.0094
2032-10-20 18:00 | 49.0196 | 78.023
2032-10-20 19:00 | 46.5987 | 76.5589
2032-10-20 20:00 | 43.3623 | 71.9424
2032-10-20 21:00 | 39.6594 | 66.6945
2032-10-20 22:00 | 36.655 | 63.3298
2032-10-20 23:00 | 33.8227 | 61.1842
2032-10-21 | 32.1557 | 59.4631
2032-10-21 01:00 | 31.1998 | 55.7724
2032-10-21 02:00 | 31.989 | 54.1157
2032-10-21 03:00 | 32.9065 | 54.3902
2032-10-21 04:00 | 33.8343 | 53.927
2032-10-21 05:00 | 35.5978 | 57.5091
2032-10-21 06:00 | 40.4652 | 66.3689
2032-10-21 07:00 | 48.5461 | 72.1401
2032-10-21 08:00 | 49.8212 | 72.7966
2032-10-21 09:00 | 48.6773 | 75.661
2032-10-21 10:00 | 47.1879 | 75.5396
2032-10-21 11:00 | 45.5929 | 74.0331
2032-10-21 12:00 | 44.3616 | 67.3919
2032-10-21 13:00 | 44.4985 | 66.6481
2032-10-21 14:00 | 44.1429 | 62.5606
2032-10-21 15:00 | 44.7708 | 68.0186
2032-10-21 16:00 | 46.8899 | 71.7289
2032-10-21 17:00 | 48.9654 | 75.4157
2032-10-21 18:00 | 50.8436 | 78.9261
2032-10-21 19:00 | 47.7473 | 77.333
2032-10-21 20:00 | 44.0652 | 72.4207
2032-10-21 21:00 | 40.1487 | 66.8139
2032-10-21 22:00 | 37.0752 | 63.4511
2032-10-21 23:00 | 34.1986 | 61.3628
2032-10-22 | 32.4314 | 60.2317
2032-10-22 01:00 | 31.8001 | 57.0899
2032-10-22 02:00 | 32.6016 | 55.4634
2032-10-22 03:00 | 33.5262 | 55.6108
2032-10-22 04:00 | 34.517 | 55.0836
2032-10-22 05:00 | 36.2442 | 58.3367
2032-10-22 06:00 | 40.9264 | 67.636
2032-10-22 07:00 | 48.8455 | 72.8124
2032-10-22 08:00 | 50.0447 | 72.2992
2032-10-22 09:00 | 48.9741 | 72.9013
2032-10-22 10:00 | 47.7213 | 70.8648
2032-10-22 11:00 | 46.4373 | 68.8309
2032-10-22 12:00 | 44.9885 | 70.3209
2032-10-22 13:00 | 45.1156 | 70.0601
2032-10-22 14:00 | 44.5823 | 66.432
2032-10-22 15:00 | 44.9617 | 71.9002
2032-10-22 16:00 | 46.8144 | 74.5335
2032-10-22 17:00 | 48.8197 | 76.3296
2032-10-22 18:00 | 50.8058 | 78.4798
2032-10-22 19:00 | 47.5586 | 76.7238
2032-10-22 20:00 | 43.5764 | 71.5549
2032-10-22 21:00 | 39.6857 | 66.0241
2032-10-22 22:00 | 36.6425 | 62.8083
2032-10-22 23:00 | 33.79 | 60.8056
2032-10-23 | 32.214 | 59.3173
2032-10-23 01:00 | 30.8963 | 57.2743
2032-10-23 02:00 | 31.5436 | 55.7652
2032-10-23 03:00 | 32.282 | 55.8345
2032-10-23 04:00 | 32.9921 | 55.2001
2032-10-23 05:00 | 33.8372 | 57.9825
2032-10-23 06:00 | 36.4781 | 65.3436
2032-10-23 07:00 | 43.0872 | 67.5495
2032-10-23 08:00 | 45.1209 | 66.1996
2032-10-23 09:00 | 45.4231 | 69.2628
2032-10-23 10:00 | 44.5902 | 69.6418
2032-10-23 11:00 | 43.3008 | 68.1221
2032-10-23 12:00 | 41.6976 | 60.5594
2032-10-23 13:00 | 41.1216 | 59.1719
2032-10-23 14:00 | 40.3137 | 54.6055
2032-10-23 15:00 | 40.8033 | 59.3421
2032-10-23 16:00 | 43.5036 | 63.107
2032-10-23 17:00 | 46.2895 | 68.4338
2032-10-23 18:00 | 47.9016 | 72.7482
2032-10-23 19:00 | 44.3359 | 71.3345
2032-10-23 20:00 | 40.1057 | 65.9301
2032-10-23 21:00 | 36.4465 | 60.8216
2032-10-23 22:00 | 34.1399 | 58.9794
2032-10-23 23:00 | 32.113 | 58.5771
2032-10-24 | 30.5592 | 59.6494
2032-10-24 01:00 | 29.6316 | 55.5484
2032-10-24 02:00 | 30.315 | 54.3168
2032-10-24 03:00 | 31.0766 | 54.4146
2032-10-24 04:00 | 31.7947 | 53.7693
2032-10-24 05:00 | 32.6193 | 56.2967
2032-10-24 06:00 | 35.2202 | 63.4317
2032-10-24 07:00 | 41.1791 | 65.1108
2032-10-24 08:00 | 42.4934 | 63.1332
2032-10-24 09:00 | 41.8934 | 65.7918
2032-10-24 10:00 | 40.4875 | 66.4236
2032-10-24 11:00 | 39.1862 | 65.319
2032-10-24 12:00 | 37.5146 | 66.0191
2032-10-24 13:00 | 37.2028 | 66.2489
2032-10-24 14:00 | 36.466 | 63.3658
2032-10-24 15:00 | 37.314 | 69.7835
2032-10-24 16:00 | 40.6195 | 73.1341
2032-10-24 17:00 | 44.3044 | 75.4952
2032-10-24 18:00 | 46.8392 | 76.3052
2032-10-24 19:00 | 43.8868 | 73.8369
2032-10-24 20:00 | 40.2228 | 68.404
2032-10-24 21:00 | 36.6515 | 62.942
2032-10-24 22:00 | 34.2263 | 60.8942
2032-10-24 23:00 | 32.0886 | 60.3889
2032-10-25 | 31.4517 | 59.406
2032-10-25 01:00 | 30.5126 | 56.4197
2032-10-25 02:00 | 31.4441 | 55.1524
2032-10-25 03:00 | 32.4695 | 55.4647
2032-10-25 04:00 | 33.5342 | 54.8342
2032-10-25 05:00 | 35.2949 | 58.2412
2032-10-25 06:00 | 40.2683 | 68.1483
2032-10-25 07:00 | 48.4384 | 73.4828
2032-10-25 08:00 | 49.5777 | 73.3141
2032-10-25 09:00 | 48.1289 | 75.1023
2032-10-25 10:00 | 46.5 | 73.8082
2032-10-25 11:00 | 45.0794 | 71.9771
2032-10-25 12:00 | 43.1808 | 72.3507
2032-10-25 13:00 | 43.2422 | 72.3824
2032-10-25 14:00 | 42.7541 | 68.532
2032-10-25 15:00 | 43.5858 | 73.7551
2032-10-25 16:00 | 45.9535 | 77.1049
2032-10-25 17:00 | 48.383 | 79.8907
2032-10-25 18:00 | 50.9737 | 80.4556
2032-10-25 19:00 | 47.697 | 78.6703
2032-10-25 20:00 | 43.9229 | 73.8457
2032-10-25 21:00 | 40.0023 | 68.1574
2032-10-25 22:00 | 36.8687 | 64.5419
2032-10-25 23:00 | 33.9943 | 62.3985
2032-10-26 | 32.3093 | 61.2992
2032-10-26 01:00 | 31.3507 | 57.4714
2032-10-26 02:00 | 32.1802 | 55.8345
2032-10-26 03:00 | 33.1784 | 55.9508
2032-10-26 04:00 | 34.1715 | 55.3098
2032-10-26 05:00 | 35.9804 | 58.6373
2032-10-26 06:00 | 40.6904 | 68.9746
2032-10-26 07:00 | 48.732 | 74.5798
2032-10-26 08:00 | 49.7941 | 75.0377
2032-10-26 09:00 | 48.1484 | 77.5322
2032-10-26 10:00 | 46.2215 | 77.4315
2032-10-26 11:00 | 44.448 | 76.6471
2032-10-26 12:00 | 43.3757 | 71.0912
2032-10-26 13:00 | 43.3471 | 70.5097
2032-10-26 14:00 | 43.0207 | 66.7328
2032-10-26 15:00 | 43.6953 | 72.1919
2032-10-26 16:00 | 45.7579 | 75.9929
2032-10-26 17:00 | 47.9518 | 78.3141
2032-10-26 18:00 | 49.1316 | 80.4474
2032-10-26 19:00 | 46.4107 | 78.7598
2032-10-26 20:00 | 43.0819 | 73.9888
2032-10-26 21:00 | 39.4479 | 68.4332
2032-10-26 22:00 | 36.5057 | 65.0823
2032-10-26 23:00 | 33.7173 | 62.9425
2032-10-27 | 32.191 | 61.8533
2032-10-27 01:00 | 31.6226 | 57.3589
2032-10-27 02:00 | 32.4469 | 55.801
2032-10-27 03:00 | 33.4119 | 55.9893
2032-10-27 04:00 | 34.3464 | 55.4705
2032-10-27 05:00 | 36.081 | 58.6674
2032-10-27 06:00 | 40.5461 | 67.7104
2032-10-27 07:00 | 48.7092 | 73.3628
2032-10-27 08:00 | 49.7492 | 73.5094
2032-10-27 09:00 | 48.1008 | 75.8943
2032-10-27 10:00 | 46.0726 | 75.4065
2032-10-27 11:00 | 44.4556 | 74.7302
2032-10-27 12:00 | 43.3292 | 69.8428
2032-10-27 13:00 | 43.2907 | 69.7313
2032-10-27 14:00 | 43.0038 | 66.2705
2032-10-27 15:00 | 43.6768 | 72.0202
2032-10-27 16:00 | 45.7018 | 75.3628
2032-10-27 17:00 | 47.764 | 78.7307
2032-10-27 18:00 | 48.9875 | 81.1646
2032-10-27 19:00 | 46.2689 | 79.0168
2032-10-27 20:00 | 42.9466 | 73.6597
2032-10-27 21:00 | 39.3578 | 67.8351
2032-10-27 22:00 | 36.4367 | 64.133
2032-10-27 23:00 | 33.6446 | 61.6898
2032-10-28 | 31.9547 | 61.5249
2032-10-28 01:00 | 31.0725 | 56.7878
2032-10-28 02:00 | 31.8326 | 55.3024
2032-10-28 03:00 | 32.7463 | 55.5353
2032-10-28 04:00 | 33.7477 | 54.931
2032-10-28 05:00 | 35.4524 | 58.3687
2032-10-28 06:00 | 40.3307 | 69.0482
2032-10-28 07:00 | 48.5524 | 74.5228
2032-10-28 08:00 | 49.7516 | 74.5252
2032-10-28 09:00 | 48.6942 | 77.17
2032-10-28 10:00 | 47.1616 | 77.2628
2032-10-28 11:00 | 45.7611 | 76.2284
2032-10-28 12:00 | 44.6887 | 71.6737
2032-10-28 13:00 | 44.9154 | 71.4184
2032-10-28 14:00 | 44.4672 | 67.9797
2032-10-28 15:00 | 45.0473 | 73.2525
2032-10-28 16:00 | 47.0915 | 76.567
2032-10-28 17:00 | 49.0677 | 78.1406
2032-10-28 18:00 | 50.1975 | 79.9793
2032-10-28 19:00 | 46.8013 | 78.0093
2032-10-28 20:00 | 43.145 | 73.4231
2032-10-28 21:00 | 39.3206 | 67.835
2032-10-28 22:00 | 36.3252 | 64.4426
2032-10-28 23:00 | 33.5179 | 62.3938
2032-10-29 | 32.4789 | 60.3138
2032-10-29 01:00 | 31.776 | 57.067
2032-10-29 02:00 | 32.5492 | 55.4266
2032-10-29 03:00 | 33.4945 | 55.5225
2032-10-29 04:00 | 34.4635 | 55.0074
2032-10-29 05:00 | 36.1617 | 58.1255
2032-10-29 06:00 | 40.7239 | 67.329
2032-10-29 07:00 | 48.7712 | 72.9577
2032-10-29 08:00 | 49.825 | 73.0017
2032-10-29 09:00 | 48.3448 | 74.548
2032-10-29 10:00 | 46.4891 | 72.9041
2032-10-29 11:00 | 44.7311 | 70.4126
2032-10-29 12:00 | 43.5515 | 72.2229
2032-10-29 13:00 | 43.5321 | 72.0067
2032-10-29 14:00 | 43.102 | 68.4535
2032-10-29 15:00 | 43.5086 | 73.6459
2032-10-29 16:00 | 45.1524 | 76.233
2032-10-29 17:00 | 46.9406 | 77.5932
2032-10-29 18:00 | 47.9173 | 78.9755
2032-10-29 19:00 | 45.1119 | 76.847
2032-10-29 20:00 | 41.6196 | 71.8236
2032-10-29 21:00 | 38.0209 | 66.1411
2032-10-29 22:00 | 35.2066 | 62.6814
2032-10-29 23:00 | 32.483 | 60.6991
2032-10-30 | 31.1466 | 59.1133
2032-10-30 01:00 | 30.4994 | 56.4433
2032-10-30 02:00 | 31.1117 | 55.2131
2032-10-30 03:00 | 31.8459 | 55.4744
2032-10-30 04:00 | 32.6541 | 54.7151
2032-10-30 05:00 | 33.446 | 57.0377
2032-10-30 06:00 | 36.2193 | 65.201
2032-10-30 07:00 | 42.8019 | 67.7156
2032-10-30 08:00 | 44.6724 | 66.335
2032-10-30 09:00 | 44.9865 | 69.9826
2032-10-30 10:00 | 44.2608 | 71.14
2032-10-30 11:00 | 43.1695 | 70.5827
2032-10-30 12:00 | 41.2364 | 63.1027
2032-10-30 13:00 | 40.6028 | 62.5398
2032-10-30 14:00 | 39.9278 | 58.4039
2032-10-30 15:00 | 40.5123 | 63.8745
2032-10-30 16:00 | 43.4419 | 67.8696
2032-10-30 17:00 | 46.3291 | 70.9995
2032-10-30 18:00 | 48.4957 | 75.543
2032-10-30 19:00 | 44.525 | 72.2944
2032-10-30 20:00 | 40.1857 | 67.0515
2032-10-30 21:00 | 36.6346 | 62.0933
2032-10-30 22:00 | 34.4713 | 60.0682
2032-10-30 23:00 | 32.435 | 59.7085
2032-10-31 | 30.8379 | 59.123
2032-10-31 01:00 | 29.7074 | 58.9518
2032-10-31 02:00 | 30.3688 | 57.1588
2032-10-31 03:00 | 31.1218 | 56.5421
2032-10-31 04:00 | 31.8688 | 55.9022
2032-10-31 05:00 | 32.5903 | 58.3093
2032-10-31 06:00 | 35.1491 | 63.4967
2032-10-31 07:00 | 41.5675 | 64.8365
2032-10-31 08:00 | 43.3753 | 62.0048
2032-10-31 09:00 | 43.5591 | 63.3086
2032-10-31 10:00 | 42.3227 | 62.6422
2032-10-31 11:00 | 41.1674 | 61.5727
2032-10-31 12:00 | 40.3125 | 60.2573
2032-10-31 13:00 | 40.3837 | 59.8714
2032-10-31 14:00 | 39.7143 | 57.4578
2032-10-31 15:00 | 40.7045 | 63.3292
2032-10-31 16:00 | 43.8303 | 67.1124
2032-10-31 17:00 | 47.1725 | 72.0067
2032-10-31 18:00 | 48.3286 | 78.5802
2032-10-31 19:00 | 44.7463 | 76.1261
2032-10-31 20:00 | 40.9079 | 70.0623
2032-10-31 21:00 | 37.1305 | 63.7516
2032-10-31 22:00 | 34.5907 | 61.4181
2032-10-31 23:00 | 32.3142 | 60.7569
2032-11-01 | 31.8423 | 61.6274
2032-11-01 01:00 | 31.1915 | 61.703
2032-11-01 02:00 | 32.2053 | 59.5708
2032-11-01 03:00 | 33.383 | 59.7433
2032-11-01 04:00 | 34.5285 | 58.9805
2032-11-01 05:00 | 36.3032 | 61.9409
2032-11-01 06:00 | 41.378 | 70.899
2032-11-01 07:00 | 49.4887 | 75.1617
2032-11-01 08:00 | 50.7594 | 72.4572
2032-11-01 09:00 | 48.5693 | 71.0162
2032-11-01 10:00 | 46.6436 | 65.5623
2032-11-01 11:00 | 44.3851 | 63.9417
2032-11-01 12:00 | 44.4629 | 58.1506
2032-11-01 13:00 | 44.536 | 58.5139
2032-11-01 14:00 | 43.9864 | 54.4453
2032-11-01 15:00 | 44.7983 | 60.4902
2032-11-01 16:00 | 47.2357 | 64.1001
2032-11-01 17:00 | 49.6873 | 70.0668
2032-11-01 18:00 | 52.2412 | 74.2679
2032-11-01 19:00 | 48.4232 | 73.0266
2032-11-01 20:00 | 44.3528 | 68.9997
2032-11-01 21:00 | 40.36 | 63.6066
2032-11-01 22:00 | 37.0946 | 60.4506
2032-11-01 23:00 | 34.1391 | 58.3663
2032-11-02 | 32.6661 | 59.199
2032-11-02 01:00 | 32.4825 | 58.0841
2032-11-02 02:00 | 33.387 | 55.7212
2032-11-02 03:00 | 34.4633 | 55.5396
2032-11-02 04:00 | 35.5914 | 54.6537
2032-11-02 05:00 | 37.3067 | 57.7372
2032-11-02 06:00 | 42.1318 | 66.973
2032-11-02 07:00 | 50.1577 | 71.7289
2032-11-02 08:00 | 51.5369 | 69.3123
2032-11-02 09:00 | 49.6245 | 68.7714
2032-11-02 10:00 | 47.7279 | 63.752
2032-11-02 11:00 | 45.521 | 62.5417
2032-11-02 12:00 | 46.5068 | 61.3141
2032-11-02 13:00 | 46.5742 | 61.6662
2032-11-02 14:00 | 46.1755 | 57.1897
2032-11-02 15:00 | 46.8929 | 64.2734
2032-11-02 16:00 | 49.2423 | 68.2713
2032-11-02 17:00 | 51.6605 | 73.1005
2032-11-02 18:00 | 51.9861 | 76.9845
2032-11-02 19:00 | 48.7779 | 74.7783
2032-11-02 20:00 | 45.1439 | 70.7173
2032-11-02 21:00 | 41.4628 | 64.9735
2032-11-02 22:00 | 38.3967 | 61.4415
2032-11-02 23:00 | 35.4837 | 60.1279
2032-11-03 | 34.0481 | 59.7847
2032-11-03 01:00 | 33.3109 | 58.7527
2032-11-03 02:00 | 34.2042 | 56.1924
2032-11-03 03:00 | 35.2553 | 55.5542
2032-11-03 04:00 | 36.3518 | 54.8807
2032-11-03 05:00 | 38.0083 | 57.9987
2032-11-03 06:00 | 42.7102 | 66.8544
2032-11-03 07:00 | 50.6164 | 71.8088
2032-11-03 08:00 | 51.7513 | 69.7333
2032-11-03 09:00 | 49.7701 | 69.3473
2032-11-03 10:00 | 47.6169 | 65.4204
2032-11-03 11:00 | 45.5454 | 65.5277
2032-11-03 12:00 | 45.2905 | 61.8776
2032-11-03 13:00 | 45.2938 | 62.4386
2032-11-03 14:00 | 44.8252 | 59.1608
2032-11-03 15:00 | 45.4677 | 65.6294
2032-11-03 16:00 | 47.8434 | 69.4728
2032-11-03 17:00 | 50.4006 | 74.6146
2032-11-03 18:00 | 52.8082 | 78.1681
2032-11-03 19:00 | 49.1235 | 76.3041
2032-11-03 20:00 | 45.2342 | 72.3655
2032-11-03 21:00 | 41.3777 | 66.5247
2032-11-03 22:00 | 38.1883 | 62.9963
2032-11-03 23:00 | 35.1967 | 61.0018
2032-11-04 | 34.0312 | 60.1169
2032-11-04 01:00 | 33.2968 | 56.5445
2032-11-04 02:00 | 34.1508 | 54.4228
2032-11-04 03:00 | 35.1798 | 54.357
2032-11-04 04:00 | 36.2665 | 53.2954
2032-11-04 05:00 | 37.8975 | 56.5275
2032-11-04 06:00 | 42.6548 | 65.1392
2032-11-04 07:00 | 50.6048 | 70.2826
2032-11-04 08:00 | 52.1394 | 69.3437
2032-11-04 09:00 | 50.9289 | 70.7705
2032-11-04 10:00 | 49.3815 | 69.717
2032-11-04 11:00 | 47.5081 | 70.1653
2032-11-04 12:00 | 47.0371 | 68.5854
2032-11-04 13:00 | 47.013 | 68.2481
2032-11-04 14:00 | 46.6271 | 63.8275
2032-11-04 15:00 | 47.3489 | 70.004
2032-11-04 16:00 | 49.7003 | 72.7682
2032-11-04 17:00 | 51.9644 | 76.3661
2032-11-04 18:00 | 52.5936 | 80.0795
2032-11-04 19:00 | 49.358 | 76.4155
2032-11-04 20:00 | 45.6418 | 70.6787
2032-11-04 21:00 | 41.9381 | 64.2448
2032-11-04 22:00 | 38.9083 | 61.179
2032-11-04 23:00 | 35.9577 | 59.2429
2032-11-05 | 34.2759 | 59.2078
2032-11-05 01:00 | 33.7828 | 55.3238
2032-11-05 02:00 | 34.6196 | 53.285
2032-11-05 03:00 | 35.6522 | 53.5557
2032-11-05 04:00 | 36.7629 | 52.8851
2032-11-05 05:00 | 38.3485 | 55.8722
2032-11-05 06:00 | 42.9301 | 64.5694
2032-11-05 07:00 | 50.796 | 70.2433
2032-11-05 08:00 | 52.2009 | 69.6906
2032-11-05 09:00 | 50.4415 | 72.3
2032-11-05 10:00 | 48.5293 | 70.9537
2032-11-05 11:00 | 46.2001 | 70.5956
2032-11-05 12:00 | 45.1365 | 68.0803
2032-11-05 13:00 | 44.8416 | 68.7537
2032-11-05 14:00 | 44.2924 | 63.5798
2032-11-05 15:00 | 44.4999 | 70.0196
2032-11-05 16:00 | 46.5745 | 72.5852
2032-11-05 17:00 | 48.9912 | 76.2641
2032-11-05 18:00 | 50.8698 | 79.5252
2032-11-05 19:00 | 47.7966 | 76.2404
2032-11-05 20:00 | 44.0971 | 70.1434
2032-11-05 21:00 | 40.4677 | 63.7939
2032-11-05 22:00 | 37.5267 | 60.6794
2032-11-05 23:00 | 34.687 | 58.8899
2032-11-06 | 33.6076 | 58.688
2032-11-06 01:00 | 32.699 | 56.2546
2032-11-06 02:00 | 33.3906 | 54.4718
2032-11-06 03:00 | 34.2469 | 54.1491
2032-11-06 04:00 | 35.0443 | 53.1603
2032-11-06 05:00 | 35.9301 | 55.3671
2032-11-06 06:00 | 38.6498 | 61.9192
2032-11-06 07:00 | 44.9578 | 64.0068
2032-11-06 08:00 | 46.1698 | 63.2226
2032-11-06 09:00 | 44.9824 | 66.2501
2032-11-06 10:00 | 43.2852 | 65.9617
2032-11-06 11:00 | 41.2679 | 65.2207
2032-11-06 12:00 | 39.7161 | 61.8217
2032-11-06 13:00 | 39.1387 | 61.0431
2032-11-06 14:00 | 38.4426 | 56.6067
2032-11-06 15:00 | 38.941 | 63.5584
2032-11-06 16:00 | 41.7074 | 66.4628
2032-11-06 17:00 | 44.8312 | 71.1924
2032-11-06 18:00 | 47.0609 | 75.0758
2032-11-06 19:00 | 43.4553 | 71.2812
2032-11-06 20:00 | 39.3702 | 65.5978
2032-11-06 21:00 | 35.8057 | 60.466
2032-11-06 22:00 | 33.4878 | 58.6976
2032-11-06 23:00 | 31.5084 | 58.4439
2032-11-07 | 30.6518 | 58.6888
2032-11-07 01:00 | 30.6602 | 58.3455
2032-11-07 02:00 | 31.0727 | 55.4663
2032-11-07 03:00 | 31.8098 | 54.7249
2032-11-07 04:00 | 32.1599 | 53.3953
2032-11-07 05:00 | 32.1269 | 54.1741
2032-11-07 06:00 | 33.1932 | 57.7389
2032-11-07 07:00 | 38.6704 | 57.2422
2032-11-07 08:00 | 41.6698 | 58.0288
2032-11-07 09:00 | 41.3841 | 60.0238
2032-11-07 10:00 | 39.5843 | 60.2415
2032-11-07 11:00 | 38.1284 | 59.1884
2032-11-07 12:00 | 38.1069 | 59.1269
2032-11-07 13:00 | 37.5129 | 59.1305
2032-11-07 14:00 | 36.9177 | 55.1137
2032-11-07 15:00 | 37.5925 | 62.4018
2032-11-07 16:00 | 40.707 | 66.4624
2032-11-07 17:00 | 44.9272 | 72.2433
2032-11-07 18:00 | 48.5325 | 78.1497
2032-11-07 19:00 | 44.9044 | 73.7833
2032-11-07 20:00 | 41.1464 | 68.5967
2032-11-07 21:00 | 38.2588 | 64.537
2032-11-07 22:00 | 36.4316 | 64.2572
2032-11-07 23:00 | 34.4299 | 63.799
2032-11-08 | 32.4349 | 62.1079
2032-11-08 01:00 | 31.2778 | 58.8391
2032-11-08 02:00 | 31.9301 | 55.9739
2032-11-08 03:00 | 32.9062 | 55.8262
2032-11-08 04:00 | 33.5126 | 54.8105
2032-11-08 05:00 | 34.3395 | 56.6014
2032-11-08 06:00 | 37.7993 | 62.5689
2032-11-08 07:00 | 45.3856 | 66.9241
2032-11-08 08:00 | 48.1447 | 70.8139
2032-11-08 09:00 | 46.9842 | 75.4687
2032-11-08 10:00 | 44.8888 | 76.4138
2032-11-08 11:00 | 43.2932 | 74.891
2032-11-08 12:00 | 42.8665 | 72.104
2032-11-08 13:00 | 42.5994 | 72.2507
2032-11-08 14:00 | 42.6185 | 67.2829
2032-11-08 15:00 | 43.5835 | 73.1212
2032-11-08 16:00 | 45.888 | 76.3309
2032-11-08 17:00 | 48.8469 | 81.8648
2032-11-08 18:00 | 51.7617 | 82.7697
2032-11-08 19:00 | 48.317 | 80.193
2032-11-08 20:00 | 45.0355 | 76.0925
2032-11-08 21:00 | 41.7565 | 71.9512
2032-11-08 22:00 | 39.2311 | 69.9094
2032-11-08 23:00 | 36.4732 | 67.4603
2032-11-09 | 34.01 | 65.7107
2032-11-09 01:00 | 32.2598 | 61.9209
2032-11-09 02:00 | 32.7698 | 58.6912
2032-11-09 03:00 | 33.6803 | 58.5245
2032-11-09 04:00 | 34.2542 | 57.5805
2032-11-09 05:00 | 35.0378 | 59.5079
2032-11-09 06:00 | 38.2884 | 66.1801
2032-11-09 07:00 | 45.968 | 70.7715
2032-11-09 08:00 | 49.0844 | 75.3143
2032-11-09 09:00 | 48.2815 | 79.2118
2032-11-09 10:00 | 46.5345 | 79.7603
2032-11-09 11:00 | 44.9199 | 77.8376
2032-11-09 12:00 | 44.2409 | 77.9284
2032-11-09 13:00 | 43.8608 | 77.6932
2032-11-09 14:00 | 43.7275 | 73.4878
2032-11-09 15:00 | 44.2343 | 79.8679
2032-11-09 16:00 | 46.4963 | 82.5565
2032-11-09 17:00 | 49.5879 | 86.4466
2032-11-09 18:00 | 53.1342 | 88.654
2032-11-09 19:00 | 49.3706 | 85.1182
2032-11-09 20:00 | 45.9057 | 79.9079
2032-11-09 21:00 | 42.6912 | 75.2502
2032-11-09 22:00 | 40.1948 | 73.2558
2032-11-09 23:00 | 37.4663 | 70.661
2032-11-10 | 34.8806 | 68.8462
2032-11-10 01:00 | 33.4564 | 64.7711
2032-11-10 02:00 | 34.0322 | 61.6571
2032-11-10 03:00 | 35.0104 | 61.2587
2032-11-10 04:00 | 35.5771 | 60.2185
2032-11-10 05:00 | 36.3954 | 61.8012
2032-11-10 06:00 | 39.5703 | 67.8567
2032-11-10 07:00 | 47.2107 | 72.0384
2032-11-10 08:00 | 50.0796 | 76.1386
2032-11-10 09:00 | 48.6209 | 80.4936
2032-11-10 10:00 | 46.0093 | 81.2357
2032-11-10 11:00 | 43.9764 | 79.185
2032-11-10 12:00 | 43.0384 | 77.4891
2032-11-10 13:00 | 42.6248 | 77.6552
2032-11-10 14:00 | 42.4073 | 73.678
2032-11-10 15:00 | 42.8033 | 79.7475
2032-11-10 16:00 | 45.0825 | 81.5509
2032-11-10 17:00 | 48.5345 | 85.6409
2032-11-10 18:00 | 52.7648 | 87.7302
2032-11-10 19:00 | 49.4275 | 84.228
2032-11-10 20:00 | 46.1773 | 79.0554
2032-11-10 21:00 | 43.1668 | 74.6413
2032-11-10 22:00 | 40.6828 | 72.4922
2032-11-10 23:00 | 37.8814 | 69.7425
2032-11-11 | 35.2343 | 68.8808
2032-11-11 01:00 | 34.0083 | 65.113
2032-11-11 02:00 | 34.578 | 61.888
2032-11-11 03:00 | 35.56 | 61.4615
2032-11-11 04:00 | 36.1207 | 60.3731
2032-11-11 05:00 | 36.9651 | 61.9527
2032-11-11 06:00 | 40.2073 | 68.0766
2032-11-11 07:00 | 47.6524 | 71.9593
2032-11-11 08:00 | 50.6117 | 75.2554
2032-11-11 09:00 | 49.1413 | 79.0576
2032-11-11 10:00 | 46.7342 | 79.4824
2032-11-11 11:00 | 44.5875 | 77.2284
2032-11-11 12:00 | 43.5427 | 75.4124
2032-11-11 13:00 | 42.988 | 74.9923
2032-11-11 14:00 | 42.786 | 70.4451
2032-11-11 15:00 | 43.2497 | 76.0966
2032-11-11 16:00 | 45.5565 | 78.6104
2032-11-11 17:00 | 48.7628 | 82.8807
2032-11-11 18:00 | 52.8521 | 84.085
2032-11-11 19:00 | 49.5075 | 81.6767
2032-11-11 20:00 | 46.2664 | 77.4853
2032-11-11 21:00 | 43.2195 | 73.3005
2032-11-11 22:00 | 40.8177 | 71.1452
2032-11-11 23:00 | 38.0744 | 68.5813
2032-11-12 | 35.4404 | 68.4316
2032-11-12 01:00 | 33.946 | 63.2839
2032-11-12 02:00 | 34.4227 | 60.0457
2032-11-12 03:00 | 35.3529 | 59.4834
2032-11-12 04:00 | 35.8752 | 58.4473
2032-11-12 05:00 | 36.6318 | 59.7899
2032-11-12 06:00 | 39.6123 | 66.0985
2032-11-12 07:00 | 46.9848 | 69.884
2032-11-12 08:00 | 49.8718 | 73.0778
2032-11-12 09:00 | 48.8018 | 76.4143
2032-11-12 10:00 | 46.7584 | 76.8947
2032-11-12 11:00 | 44.9525 | 75.2938
2032-11-12 12:00 | 43.8731 | 74.3442
2032-11-12 13:00 | 43.2903 | 74.4001
2032-11-12 14:00 | 43.1029 | 70.6622
2032-11-12 15:00 | 43.1287 | 76.25
2032-11-12 16:00 | 44.995 | 78.0389
2032-11-12 17:00 | 48.0142 | 81.1639
2032-11-12 18:00 | 51.5332 | 81.9591
2032-11-12 19:00 | 48.124 | 79.0824
2032-11-12 20:00 | 44.6963 | 74.5487
2032-11-12 21:00 | 41.6651 | 70.3976
2032-11-12 22:00 | 39.3352 | 68.4827
2032-11-12 23:00 | 36.6694 | 66.158
2032-11-13 | 33.9883 | 64.6205
2032-11-13 01:00 | 32.456 | 60.4114
2032-11-13 02:00 | 32.806 | 57.4062
2032-11-13 03:00 | 33.543 | 57.0634
2032-11-13 04:00 | 33.8255 | 55.7844
2032-11-13 05:00 | 33.8394 | 56.7334
2032-11-13 06:00 | 35.2723 | 61.7415
2032-11-13 07:00 | 41.2107 | 62.3528
2032-11-13 08:00 | 44.5185 | 63.8618
2032-11-13 09:00 | 44.8904 | 66.1287
2032-11-13 10:00 | 43.6741 | 65.5677
2032-11-13 11:00 | 42.3485 | 62.8061
2032-11-13 12:00 | 40.6261 | 64.7298
2032-11-13 13:00 | 39.6155 | 64.3604
2032-11-13 14:00 | 39.034 | 59.2666
2032-11-13 15:00 | 39.1853 | 64.3841
2032-11-13 16:00 | 41.7827 | 67.614
2032-11-13 17:00 | 45.6716 | 73.0667
2032-11-13 18:00 | 49.3928 | 77.8068
2032-11-13 19:00 | 45.4293 | 73.4376
2032-11-13 20:00 | 41.5655 | 68.2284
2032-11-13 21:00 | 38.6048 | 64.5537
2032-11-13 22:00 | 36.8762 | 63.9776
2032-11-13 23:00 | 34.9733 | 63.2264
2032-11-14 | 32.7859 | 62.9523
2032-11-14 01:00 | 30.9895 | 58.7828
2032-11-14 02:00 | 31.3373 | 55.8826
2032-11-14 03:00 | 32.0587 | 55.3371
2032-11-14 04:00 | 32.2564 | 53.9535
2032-11-14 05:00 | 32.0881 | 54.3911
2032-11-14 06:00 | 33.2813 | 57.7683
2032-11-14 07:00 | 38.8524 | 57.8036
2032-11-14 08:00 | 42.1979 | 59.4391
2032-11-14 09:00 | 42.8843 | 63.1593
2032-11-14 10:00 | 41.933 | 64.5842
2032-11-14 11:00 | 41.3228 | 64.2007
2032-11-14 12:00 | 41.4882 | 63.7997
2032-11-14 13:00 | 41.0836 | 64.4214
2032-11-14 14:00 | 40.7495 | 61.2755
2032-11-14 15:00 | 41.4228 | 68.4117
2032-11-14 16:00 | 44.4776 | 71.7985
2032-11-14 17:00 | 48.5867 | 76.6683
2032-11-14 18:00 | 50.8143 | 79.8536
2032-11-14 19:00 | 46.9788 | 75.5258
2032-11-14 20:00 | 43.1926 | 70.4965
2032-11-14 21:00 | 40.2165 | 66.5758
2032-11-14 22:00 | 38.3049 | 65.8804
2032-11-14 23:00 | 36.1326 | 64.8232
2032-11-15 | 33.6704 | 63.3717
2032-11-15 01:00 | 32.2263 | 60.6433
2032-11-15 02:00 | 32.8847 | 57.7028
2032-11-15 03:00 | 33.9059 | 57.3279
2032-11-15 04:00 | 34.4815 | 56.2561
2032-11-15 05:00 | 35.2242 | 57.9356
2032-11-15 06:00 | 38.4621 | 64.5134
2032-11-15 07:00 | 46.3606 | 68.0165
2032-11-15 08:00 | 49.9504 | 70.9892
2032-11-15 09:00 | 49.7049 | 74.4382
2032-11-15 10:00 | 48.3721 | 74.6966
2032-11-15 11:00 | 47.1477 | 74.0445
2032-11-15 12:00 | 45.508 | 71.3868
2032-11-15 13:00 | 45.1723 | 72.0273
2032-11-15 14:00 | 44.9409 | 67.7507
2032-11-15 15:00 | 45.4594 | 73.756
2032-11-15 16:00 | 47.8109 | 77.3747
2032-11-15 17:00 | 51.041 | 82.7545
2032-11-15 18:00 | 53.8279 | 85.7306
2032-11-15 19:00 | 50.3347 | 82.6588
2032-11-15 20:00 | 47.0237 | 78.636
2032-11-15 21:00 | 43.917 | 74.7014
2032-11-15 22:00 | 41.409 | 72.7458
2032-11-15 23:00 | 38.6043 | 70.1192
2032-11-16 | 35.8756 | 66.6472
2032-11-16 01:00 | 34.0712 | 64.5382
2032-11-16 02:00 | 34.6246 | 61.0464
2032-11-16 03:00 | 35.6467 | 60.311
2032-11-16 04:00 | 36.1744 | 59.335
2032-11-16 05:00 | 36.988 | 61.0729
2032-11-16 06:00 | 40.182 | 66.9627
2032-11-16 07:00 | 47.8262 | 70.4184
2032-11-16 08:00 | 51.0126 | 73.1117
2032-11-16 09:00 | 49.6604 | 73.8314
2032-11-16 10:00 | 47.3563 | 71.5159
2032-11-16 11:00 | 45.3272 | 69.167
2032-11-16 12:00 | 45.3075 | 72.9488
2032-11-16 13:00 | 44.868 | 72.9482
2032-11-16 14:00 | 44.6696 | 68.8645
2032-11-16 15:00 | 45.1138 | 75.2437
2032-11-16 16:00 | 47.4226 | 78.7311
2032-11-16 17:00 | 50.8375 | 83.5389
2032-11-16 18:00 | 53.8405 | 88.0334
2032-11-16 19:00 | 50.3306 | 84.303
2032-11-16 20:00 | 47.0969 | 79.253
2032-11-16 21:00 | 44.0393 | 74.9471
2032-11-16 22:00 | 41.5673 | 73.0604
2032-11-16 23:00 | 38.7864 | 70.3735
2032-11-17 | 36.0074 | 68.9647
2032-11-17 01:00 | 34.275 | 64.4352
2032-11-17 02:00 | 34.7765 | 61.1986
2032-11-17 03:00 | 35.728 | 60.5228
2032-11-17 04:00 | 36.1579 | 59.4285
2032-11-17 05:00 | 36.8667 | 60.8244
2032-11-17 06:00 | 39.7896 | 65.969
2032-11-17 07:00 | 47.365 | 69.7203
2032-11-17 08:00 | 50.5444 | 73.298
2032-11-17 09:00 | 49.8538 | 76.8353
2032-11-17 10:00 | 48.0061 | 76.8626
2032-11-17 11:00 | 46.5252 | 75.6111
2032-11-17 12:00 | 44.4408 | 73.3318
2032-11-17 13:00 | 44.0016 | 73.6398
2032-11-17 14:00 | 43.9174 | 69.7134
2032-11-17 15:00 | 44.2431 | 75.5071
2032-11-17 16:00 | 46.4767 | 78.0872
2032-11-17 17:00 | 49.8652 | 83.1018
2032-11-17 18:00 | 53.0569 | 86.3443
2032-11-17 19:00 | 49.4714 | 82.6591
2032-11-17 20:00 | 46.1682 | 77.4365
2032-11-17 21:00 | 43.1485 | 73.196
2032-11-17 22:00 | 40.7198 | 71.0849
2032-11-17 23:00 | 37.9227 | 68.1846
2032-11-18 | 35.25 | 67.8984
2032-11-18 01:00 | 33.3379 | 61.5642
2032-11-18 02:00 | 33.7995 | 58.463
2032-11-18 03:00 | 34.6962 | 58.3204
2032-11-18 04:00 | 35.0981 | 57.2274
2032-11-18 05:00 | 35.7916 | 58.9336
2032-11-18 06:00 | 38.862 | 65.5169
2032-11-18 07:00 | 46.3779 | 69.4978
2032-11-18 08:00 | 49.621 | 73.2975
2032-11-18 09:00 | 49.2378 | 77.3783
2032-11-18 10:00 | 47.7995 | 77.7808
2032-11-18 11:00 | 46.549 | 76.323
2032-11-18 12:00 | 45.2664 | 73.7449
2032-11-18 13:00 | 44.9307 | 73.7868
2032-11-18 14:00 | 45.0271 | 69.6867
2032-11-18 15:00 | 45.3723 | 75.6859
2032-11-18 16:00 | 47.4644 | 78.6977
2032-11-18 17:00 | 50.4072 | 83.5246
2032-11-18 18:00 | 53.6683 | 85.7466
2032-11-18 19:00 | 49.5378 | 82.8222
2032-11-18 20:00 | 46.014 | 78.4779
2032-11-18 21:00 | 42.782 | 74.3874
2032-11-18 22:00 | 40.3226 | 72.2652
2032-11-18 23:00 | 37.532 | 69.4991
2032-11-19 | 35.1382 | 67.0632
2032-11-19 01:00 | 33.4872 | 63.5268
2032-11-19 02:00 | 33.9351 | 60.2146
2032-11-19 03:00 | 34.8085 | 59.85
2032-11-19 04:00 | 35.2244 | 58.9143
2032-11-19 05:00 | 35.8526 | 60.439
2032-11-19 06:00 | 38.8658 | 66.4738
2032-11-19 07:00 | 46.4232 | 70.1759
2032-11-19 08:00 | 49.7411 | 73.605
2032-11-19 09:00 | 49.1205 | 75.389
2032-11-19 10:00 | 47.5834 | 73.5314
2032-11-19 11:00 | 46.0913 | 70.4479
2032-11-19 12:00 | 46.5435 | 75.1123
2032-11-19 13:00 | 46.1501 | 75.0945
2032-11-19 14:00 | 46.0143 | 71.3082
2032-11-19 15:00 | 46.0501 | 76.9384
2032-11-19 16:00 | 47.8164 | 79.158
2032-11-19 17:00 | 50.723 | 83.4144
2032-11-19 18:00 | 51.7129 | 86.7313
2032-11-19 19:00 | 48.1984 | 83.3328
2032-11-19 20:00 | 44.9069 | 78.1895
2032-11-19 21:00 | 41.9768 | 73.8387
2032-11-19 22:00 | 39.6953 | 71.7315
2032-11-19 23:00 | 37.0545 | 68.9618
2032-11-20 | 34.7033 | 66.8388
2032-11-20 01:00 | 32.4768 | 63.9612
2032-11-20 02:00 | 32.809 | 60.9306
2032-11-20 03:00 | 33.595 | 60.6087
2032-11-20 04:00 | 33.7657 | 59.6162
2032-11-20 05:00 | 33.6597 | 60.6777
2032-11-20 06:00 | 34.8871 | 65.5511
2032-11-20 07:00 | 40.9404 | 66.0996
2032-11-20 08:00 | 44.5038 | 67.2115
2032-11-20 09:00 | 45.0893 | 70.296
2032-11-20 10:00 | 44.148 | 69.9348
2032-11-20 11:00 | 43.1515 | 67.4581
2032-11-20 12:00 | 42.5511 | 66.42
2032-11-20 13:00 | 41.7638 | 65.8648
2032-11-20 14:00 | 41.3467 | 61.4888
2032-11-20 15:00 | 41.4965 | 66.7435
2032-11-20 16:00 | 44.0868 | 69.8621
2032-11-20 17:00 | 47.8061 | 77.0699
2032-11-20 18:00 | 50.6554 | 83.6038
2032-11-20 19:00 | 46.3268 | 80.0396
2032-11-20 20:00 | 42.4562 | 74.1003
2032-11-20 21:00 | 39.4074 | 69.9031
2032-11-20 22:00 | 37.6589 | 69.1466
2032-11-20 23:00 | 35.6838 | 68.0369
2032-11-21 | 33.3416 | 68.1022
2032-11-21 01:00 | 31.3365 | 64.0647
2032-11-21 02:00 | 31.6435 | 61.3232
2032-11-21 03:00 | 32.3897 | 60.843
2032-11-21 04:00 | 32.4963 | 59.7376
2032-11-21 05:00 | 32.2574 | 60.528
2032-11-21 06:00 | 33.397 | 64.5394
2032-11-21 07:00 | 38.9996 | 64.3201
2032-11-21 08:00 | 42.4295 | 64.8639
2032-11-21 09:00 | 42.7377 | 68.6714
2032-11-21 10:00 | 41.587 | 69.9195
2032-11-21 11:00 | 40.6347 | 69.0833
2032-11-21 12:00 | 39.7847 | 69.1434
2032-11-21 13:00 | 39.2257 | 69.7959
2032-11-21 14:00 | 38.9145 | 66.516
2032-11-21 15:00 | 39.4443 | 73.0112
2032-11-21 16:00 | 42.5931 | 76.238
2032-11-21 17:00 | 47.0277 | 81.6337
2032-11-21 18:00 | 50.7947 | 86.9163
2032-11-21 19:00 | 46.8027 | 82.7605
2032-11-21 20:00 | 43.1997 | 77.127
2032-11-21 21:00 | 40.221 | 72.8255
2032-11-21 22:00 | 38.2954 | 72.0399
2032-11-21 23:00 | 36.1677 | 70.9564
2032-11-22 | 34.076 | 68.7836
2032-11-22 01:00 | 32.4027 | 65.9049
2032-11-22 02:00 | 33.0019 | 62.8864
2032-11-22 03:00 | 34.0467 | 62.2235
2032-11-22 04:00 | 34.5003 | 60.9869
2032-11-22 05:00 | 35.1972 | 62.4907
2032-11-22 06:00 | 38.5197 | 68.2069
2032-11-22 07:00 | 46.3305 | 71.2477
2032-11-22 08:00 | 49.6241 | 74.1606
2032-11-22 09:00 | 48.494 | 77.2386
2032-11-22 10:00 | 46.6394 | 76.9363
2032-11-22 11:00 | 44.9968 | 75.8847
2032-11-22 12:00 | 44.7494 | 73.6548
2032-11-22 13:00 | 44.4342 | 74.4612
2032-11-22 14:00 | 44.3113 | 70.7866
2032-11-22 15:00 | 44.761 | 76.7053
2032-11-22 16:00 | 47.0842 | 79.8401
2032-11-22 17:00 | 50.4181 | 84.6715
2032-11-22 18:00 | 54.8366 | 87.6613
2032-11-22 19:00 | 50.5858 | 84.3403
2032-11-22 20:00 | 46.9082 | 79.9921
2032-11-22 21:00 | 43.6207 | 76.0364
2032-11-22 22:00 | 41.0316 | 73.8656
2032-11-22 23:00 | 38.1774 | 71.19
2032-11-23 | 35.3563 | 68.9511
2032-11-23 01:00 | 33.2023 | 65.2179
2032-11-23 02:00 | 33.6601 | 61.6878
2032-11-23 03:00 | 34.6081 | 61.002
2032-11-23 04:00 | 34.9999 | 59.9215
2032-11-23 05:00 | 35.6743 | 61.3708
2032-11-23 06:00 | 38.8316 | 67.2725
2032-11-23 07:00 | 46.4289 | 70.5048
2032-11-23 08:00 | 49.6709 | 73.5944
2032-11-23 09:00 | 49.1101 | 76.4773
2032-11-23 10:00 | 47.7452 | 76.1964
2032-11-23 11:00 | 46.7264 | 75.9695
2032-11-23 12:00 | 46.03 | 73.951
2032-11-23 13:00 | 45.8353 | 74.2362
2032-11-23 14:00 | 45.8228 | 70.2709
2032-11-23 15:00 | 46.2069 | 76.5734
2032-11-23 16:00 | 48.3544 | 80.3055
2032-11-23 17:00 | 51.5443 | 85.0238
2032-11-23 18:00 | 54.4 | 89.968
2032-11-23 19:00 | 50.0407 | 86.3414
2032-11-23 20:00 | 46.475 | 81.8658
2032-11-23 21:00 | 43.2365 | 77.8003
2032-11-23 22:00 | 40.6975 | 75.6017
2032-11-23 23:00 | 37.8911 | 72.9507
2032-11-24 | 35.7321 | 69.5052
2032-11-24 01:00 | 33.4172 | 65.7353
2032-11-24 02:00 | 33.8638 | 62.3418
2032-11-24 03:00 | 34.783 | 61.9295
2032-11-24 04:00 | 35.1099 | 60.9835
2032-11-24 05:00 | 35.7207 | 62.3997
2032-11-24 06:00 | 38.7187 | 67.9775
2032-11-24 07:00 | 46.2498 | 71.5115
2032-11-24 08:00 | 49.3083 | 75.1882
2032-11-24 09:00 | 48.6018 | 77.0461
2032-11-24 10:00 | 47.0445 | 75.1123
2032-11-24 11:00 | 46.0661 | 72.7772
2032-11-24 12:00 | 44.9292 | 74.146
2032-11-24 13:00 | 44.709 | 74.3074
2032-11-24 14:00 | 44.7165 | 70.6196
2032-11-24 15:00 | 45.0037 | 76.5246
2032-11-24 16:00 | 47.136 | 79.8895
2032-11-24 17:00 | 50.4188 | 86.2083
2032-11-24 18:00 | 54.0484 | 92.1545
2032-11-24 19:00 | 49.7445 | 88.8847
2032-11-24 20:00 | 46.1945 | 84.1735
2032-11-24 21:00 | 43.0556 | 80.042
2032-11-24 22:00 | 40.5599 | 77.6043
2032-11-24 23:00 | 37.7432 | 74.2312
2032-11-25 | 35.3347 | 71.257
2032-11-25 01:00 | 33.3197 | 68.2543
2032-11-25 02:00 | 33.7703 | 64.9668
2032-11-25 03:00 | 34.7124 | 64.7357
2032-11-25 04:00 | 35.0662 | 63.6151
2032-11-25 05:00 | 35.7049 | 65.2669
2032-11-25 06:00 | 38.8001 | 70.5707
2032-11-25 07:00 | 46.4123 | 74.3411
2032-11-25 08:00 | 49.8101 | 79.1274
2032-11-25 09:00 | 49.3838 | 83.9682
2032-11-25 10:00 | 48.0492 | 84.6326
2032-11-25 11:00 | 46.9736 | 83.0505
2032-11-25 12:00 | 46.1647 | 81.223
2032-11-25 13:00 | 45.8817 | 81.2843
2032-11-25 14:00 | 45.8832 | 77.7042
2032-11-25 15:00 | 46.1592 | 83.7992
2032-11-25 16:00 | 48.2913 | 86.2743
2032-11-25 17:00 | 51.3859 | 90.704
2032-11-25 18:00 | 53.1455 | 91.5486
2032-11-25 19:00 | 49.61 | 89.3877
2032-11-25 20:00 | 46.5465 | 85.3509
2032-11-25 21:00 | 43.66 | 81.5096
2032-11-25 22:00 | 41.3601 | 79.217
2032-11-25 23:00 | 38.6394 | 75.8099
2032-11-26 | 36.1041 | 73.6243
2032-11-26 01:00 | 34.1715 | 69.7161
2032-11-26 02:00 | 34.5908 | 66.3534
2032-11-26 03:00 | 35.5469 | 66.0623
2032-11-26 04:00 | 35.9079 | 65.0109
2032-11-26 05:00 | 36.5227 | 66.4788
2032-11-26 06:00 | 39.4302 | 71.6726
2032-11-26 07:00 | 46.9765 | 75.2885
2032-11-26 08:00 | 50.3013 | 79.8115
2032-11-26 09:00 | 49.6807 | 82.7397
2032-11-26 10:00 | 48.2247 | 81.0045
2032-11-26 11:00 | 46.985 | 77.1429
2032-11-26 12:00 | 46.1557 | 76.8291
2032-11-26 13:00 | 45.8223 | 76.0027
2032-11-26 14:00 | 45.6172 | 71.9322
2032-11-26 15:00 | 45.5671 | 77.2965
2032-11-26 16:00 | 47.3854 | 79.4857
2032-11-26 17:00 | 50.43 | 85.5162
2032-11-26 18:00 | 54.5942 | 90.1895
2032-11-26 19:00 | 50.4826 | 88.0959
2032-11-26 20:00 | 46.773 | 83.5518
2032-11-26 21:00 | 43.68 | 79.6389
2032-11-26 22:00 | 41.2802 | 77.2613
2032-11-26 23:00 | 38.5072 | 73.9345
2032-11-27 | 35.2481 | 72.5581
2032-11-27 01:00 | 33.6017 | 68.4429
2032-11-27 02:00 | 33.9292 | 65.7115
2032-11-27 03:00 | 34.7339 | 65.4769
2032-11-27 04:00 | 34.8671 | 64.3608
2032-11-27 05:00 | 34.7953 | 65.461
2032-11-27 06:00 | 35.8472 | 70.4772
2032-11-27 07:00 | 41.8062 | 71.0761
2032-11-27 08:00 | 45.3606 | 72.0787
2032-11-27 09:00 | 46.2066 | 77.2714
2032-11-27 10:00 | 45.7042 | 79.2785
2032-11-27 11:00 | 44.773 | 78.019
2032-11-27 12:00 | 44.2832 | 73.2498
2032-11-27 13:00 | 43.6941 | 73.1935
2032-11-27 14:00 | 43.302 | 68.108
2032-11-27 15:00 | 43.4936 | 72.3541
2032-11-27 16:00 | 46.0434 | 75.0664
2032-11-27 17:00 | 49.7853 | 81.0266
2032-11-27 18:00 | 51.329 | 85.0483
2032-11-27 19:00 | 47.3154 | 81.6578
2032-11-27 20:00 | 43.7061 | 76.4657
2032-11-27 21:00 | 40.5849 | 72.8706
2032-11-27 22:00 | 38.8278 | 72.1131
2032-11-27 23:00 | 36.8689 | 70.9945
2032-11-28 | 34.6983 | 70.7798
2032-11-28 01:00 | 32.8102 | 65.2356
2032-11-28 02:00 | 33.1026 | 62.4414
2032-11-28 03:00 | 33.8849 | 62.0655
2032-11-28 04:00 | 33.9439 | 60.7063
2032-11-28 05:00 | 33.7758 | 61.5817
2032-11-28 06:00 | 34.8632 | 65.6575
2032-11-28 07:00 | 40.401 | 65.4737
2032-11-28 08:00 | 43.5713 | 65.9465
2032-11-28 09:00 | 43.6448 | 70.7511
2032-11-28 10:00 | 42.4581 | 73.215
2032-11-28 11:00 | 41.2951 | 73.7769
2032-11-28 12:00 | 42.9194 | 69.8796
2032-11-28 13:00 | 42.6888 | 71.1983
2032-11-28 14:00 | 42.4549 | 68.2974
2032-11-28 15:00 | 42.9122 | 74.3574
2032-11-28 16:00 | 45.8205 | 77.0933
2032-11-28 17:00 | 50.0149 | 82.8143
2032-11-28 18:00 | 53.1017 | 86.0974
2032-11-28 19:00 | 48.7411 | 82.7349
2032-11-28 20:00 | 44.8624 | 77.255
2032-11-28 21:00 | 41.5613 | 72.8972
2032-11-28 22:00 | 39.4571 | 71.7384
2032-11-28 23:00 | 37.2059 | 70.3047
2032-11-29 | 34.9609 | 69.6563
2032-11-29 01:00 | 33.8504 | 66.3985
2032-11-29 02:00 | 34.4432 | 63.3878
2032-11-29 03:00 | 35.4751 | 63.1213
2032-11-29 04:00 | 35.8886 | 61.9452
2032-11-29 05:00 | 36.4496 | 63.5663
2032-11-29 06:00 | 39.604 | 70.1165
2032-11-29 07:00 | 47.4106 | 73.3092
2032-11-29 08:00 | 51.1137 | 77.2673
2032-11-29 09:00 | 50.3569 | 80.2345
2032-11-29 10:00 | 48.75 | 79.2695
2032-11-29 11:00 | 47.2042 | 77.1961
2032-11-29 12:00 | 47.52 | 76.508
2032-11-29 13:00 | 47.259 | 77.0156
2032-11-29 14:00 | 47.2151 | 73.5335
2032-11-29 15:00 | 47.672 | 79.1426
2032-11-29 16:00 | 50.089 | 82.4289
2032-11-29 17:00 | 53.3837 | 87.9108
2032-11-29 18:00 | 56.2035 | 91.0434
2032-11-29 19:00 | 52.1238 | 88.1385
2032-11-29 20:00 | 48.5606 | 83.6532
2032-11-29 21:00 | 45.3081 | 79.5542
2032-11-29 22:00 | 42.7586 | 77.0443
2032-11-29 23:00 | 39.8209 | 73.8946
2032-11-30 | 37.4494 | 71.4865
2032-11-30 01:00 | 35.1451 | 67.9
2032-11-30 02:00 | 35.6128 | 64.4206
2032-11-30 03:00 | 36.5776 | 63.7108
2032-11-30 04:00 | 36.9231 | 62.4868
2032-11-30 05:00 | 37.513 | 63.9794
2032-11-30 06:00 | 40.5522 | 70.2316
2032-11-30 07:00 | 47.9958 | 73.2846
2032-11-30 08:00 | 51.3457 | 77.2344
2032-11-30 09:00 | 50.2322 | 80.7427
2032-11-30 10:00 | 48.3583 | 80.6754
2032-11-30 11:00 | 46.8295 | 79.9465
2032-11-30 12:00 | 46.791 | 80.0026
2032-11-30 13:00 | 46.3486 | 80.4367
2032-11-30 14:00 | 46.3476 | 76.9882
2032-11-30 15:00 | 46.771 | 82.9037
2032-11-30 16:00 | 49.1209 | 85.6306
2032-11-30 17:00 | 52.6799 | 89.0392
2032-11-30 18:00 | 55.2925 | 91.1974
2032-11-30 19:00 | 51.3764 | 87.482
2032-11-30 20:00 | 48.0443 | 82.4545
2032-11-30 21:00 | 44.953 | 78.3258
2032-11-30 22:00 | 42.4991 | 76.0649
2032-11-30 23:00 | 39.6482 | 73.217
2032-12-01 | 37.2637 | 71.4165
2032-12-01 01:00 | 34.8969 | 68.3388
2032-12-01 02:00 | 35.3419 | 64.7683
2032-12-01 03:00 | 36.4303 | 64.0568
2032-12-01 04:00 | 36.6668 | 63.1269
2032-12-01 05:00 | 37.436 | 64.4258
2032-12-01 06:00 | 40.3731 | 70.5892
2032-12-01 07:00 | 48.007 | 74.3366
2032-12-01 08:00 | 50.8397 | 78.1012
2032-12-01 09:00 | 49.9936 | 82.7742
2032-12-01 10:00 | 47.7776 | 83.8458
2032-12-01 11:00 | 45.7745 | 82.4934
2032-12-01 12:00 | 45.8112 | 81.0429
2032-12-01 13:00 | 45.2758 | 80.6274
2032-12-01 14:00 | 45.3663 | 76.2846
2032-12-01 15:00 | 45.7776 | 81.7914
2032-12-01 16:00 | 48.0443 | 84.3639
2032-12-01 17:00 | 51.5406 | 89.0495
2032-12-01 18:00 | 55.9239 | 90.84
2032-12-01 19:00 | 51.6772 | 89.2133
2032-12-01 20:00 | 48.4123 | 85.8612
2032-12-01 21:00 | 45.0245 | 82.089
2032-12-01 22:00 | 42.4736 | 80.1311
2032-12-01 23:00 | 39.3904 | 76.3905
2032-12-02 | 36.23 | 73.2987
2032-12-02 01:00 | 34.4588 | 67.5124
2032-12-02 02:00 | 34.8843 | 64.0704
2032-12-02 03:00 | 35.9189 | 63.73
2032-12-02 04:00 | 36.1591 | 62.8482
2032-12-02 05:00 | 36.8796 | 64.7776
2032-12-02 06:00 | 39.8952 | 71.7625
2032-12-02 07:00 | 47.4155 | 75.6809
2032-12-02 08:00 | 50.538 | 79.6215
2032-12-02 09:00 | 50.533 | 83.644
2032-12-02 10:00 | 49.1361 | 84.2467
2032-12-02 11:00 | 47.847 | 82.0733
2032-12-02 12:00 | 46.8908 | 77.688
2032-12-02 13:00 | 46.367 | 76.2479
2032-12-02 14:00 | 46.5817 | 71.7164
2032-12-02 15:00 | 47.1616 | 76.9283
2032-12-02 16:00 | 49.4615 | 80.0867
2032-12-02 17:00 | 52.716 | 85.818
2032-12-02 18:00 | 55.8744 | 90.9532
2032-12-02 19:00 | 51.9547 | 89.5285
2032-12-02 20:00 | 48.9027 | 86.1859
2032-12-02 21:00 | 45.6321 | 82.3003
2032-12-02 22:00 | 43.2027 | 80.5489
2032-12-02 23:00 | 40.1771 | 76.8945
2032-12-03 | 37.0434 | 73.2096
2032-12-03 01:00 | 35.1136 | 71.2048
2032-12-03 02:00 | 35.5299 | 67.5496
2032-12-03 03:00 | 36.618 | 66.4316
2032-12-03 04:00 | 36.9151 | 65.4044
2032-12-03 05:00 | 37.6394 | 66.743
2032-12-03 06:00 | 40.7573 | 71.4345
2032-12-03 07:00 | 48.4137 | 74.6972
2032-12-03 08:00 | 51.6549 | 77.5714
2032-12-03 09:00 | 51.1727 | 80.5015
2032-12-03 10:00 | 49.3283 | 80.2414
2032-12-03 11:00 | 47.3678 | 78.2151
2032-12-03 12:00 | 47.4134 | 72.835
2032-12-03 13:00 | 46.7184 | 71.3683
2032-12-03 14:00 | 46.5794 | 66.7602
2032-12-03 15:00 | 46.7019 | 71.7667
2032-12-03 16:00 | 48.7255 | 74.3344
2032-12-03 17:00 | 52.0798 | 80.164
2032-12-03 18:00 | 54.5324 | 86.0185
2032-12-03 19:00 | 51.1755 | 84.3421
2032-12-03 20:00 | 48.3008 | 80.3648
2032-12-03 21:00 | 45.2348 | 76.5653
2032-12-03 22:00 | 42.9246 | 75.0239
2032-12-03 23:00 | 40.0061 | 71.6767
2032-12-04 | 36.8372 | 71.3718
2032-12-04 01:00 | 34.9837 | 65.6
2032-12-04 02:00 | 35.3006 | 62.3968
2032-12-04 03:00 | 36.2611 | 61.7902
2032-12-04 04:00 | 36.3448 | 60.5369
2032-12-04 05:00 | 36.5424 | 61.75
2032-12-04 06:00 | 37.9749 | 66.9733
2032-12-04 07:00 | 43.9557 | 67.4704
2032-12-04 08:00 | 46.6601 | 68.3488
2032-12-04 09:00 | 47.6843 | 72.0176
2032-12-04 10:00 | 47.0591 | 72.9676
2032-12-04 11:00 | 45.6084 | 71.2237
2032-12-04 12:00 | 45.1332 | 73.7983
2032-12-04 13:00 | 44.501 | 73.8949
2032-12-04 14:00 | 44.2766 | 69.2162
2032-12-04 15:00 | 44.5339 | 74.1868
2032-12-04 16:00 | 46.987 | 76.5064
2032-12-04 17:00 | 50.8808 | 80.8278
2032-12-04 18:00 | 53.9045 | 85.5966
2032-12-04 19:00 | 50.2097 | 81.2993
2032-12-04 20:00 | 46.9763 | 75.5736
2032-12-04 21:00 | 43.2954 | 71.2468
2032-12-04 22:00 | 41.3602 | 70.8384
2032-12-04 23:00 | 39.0905 | 69.588
2032-12-05 | 36.4555 | 68.4412
2032-12-05 01:00 | 34.7543 | 63.6292
2032-12-05 02:00 | 35.0067 | 60.7769
2032-12-05 03:00 | 35.8445 | 60.2401
2032-12-05 04:00 | 35.8307 | 58.9415
2032-12-05 05:00 | 35.8612 | 59.3908
2032-12-05 06:00 | 37.085 | 63.859
2032-12-05 07:00 | 42.4425 | 63.7444
2032-12-05 08:00 | 44.9172 | 64.0421
2032-12-05 09:00 | 45.7499 | 68.0225
2032-12-05 10:00 | 44.9769 | 70.0475
2032-12-05 11:00 | 43.8213 | 70.291
2032-12-05 12:00 | 42.3118 | 66.8366
2032-12-05 13:00 | 41.833 | 67.1222
2032-12-05 14:00 | 41.779 | 63.4347
2032-12-05 15:00 | 42.4394 | 70.3834
2032-12-05 16:00 | 45.4132 | 74.1075
2032-12-05 17:00 | 50.0325 | 79.4984
2032-12-05 18:00 | 54.7724 | 82.2497
2032-12-05 19:00 | 51.0899 | 79.5227
2032-12-05 20:00 | 47.7569 | 75.6177
2032-12-05 21:00 | 44.1706 | 72.2701
2032-12-05 22:00 | 41.9552 | 71.9109
2032-12-05 23:00 | 39.4846 | 69.9926
2032-12-06 | 36.9283 | 68.7557
2032-12-06 01:00 | 35.133 | 63.2823
2032-12-06 02:00 | 35.6839 | 60.2118
2032-12-06 03:00 | 36.8363 | 59.6903
2032-12-06 04:00 | 37.157 | 58.5679
2032-12-06 05:00 | 37.837 | 60.3491
2032-12-06 06:00 | 40.6892 | 66.7486
2032-12-06 07:00 | 48.4198 | 70.4202
2032-12-06 08:00 | 51.8706 | 74.0802
2032-12-06 09:00 | 52.1315 | 78.1911
2032-12-06 10:00 | 50.8673 | 78.5307
2032-12-06 11:00 | 49.5149 | 77.1212
2032-12-06 12:00 | 48.4752 | 78.4443
2032-12-06 13:00 | 47.996 | 78.6241
2032-12-06 14:00 | 48.1327 | 74.4295
2032-12-06 15:00 | 48.8188 | 80.0737
2032-12-06 16:00 | 51.3614 | 82.7704
2032-12-06 17:00 | 54.7209 | 87.3426
2032-12-06 18:00 | 57.862 | 89.8095
2032-12-06 19:00 | 53.8307 | 86.1571
2032-12-06 20:00 | 50.5277 | 81.2052
2032-12-06 21:00 | 47.0131 | 76.7188
2032-12-06 22:00 | 44.4151 | 74.8976
2032-12-06 23:00 | 41.2172 | 71.7826
2032-12-07 | 38.1981 | 69.3229
2032-12-07 01:00 | 36.2745 | 65.5608
2032-12-07 02:00 | 36.7334 | 62.0596
2032-12-07 03:00 | 37.8023 | 61.1676
2032-12-07 04:00 | 38.0949 | 59.9387
2032-12-07 05:00 | 38.7683 | 61.4623
2032-12-07 06:00 | 41.6151 | 68.6297
2032-12-07 07:00 | 49.1379 | 71.863
2032-12-07 08:00 | 52.41 | 75.1246
2032-12-07 09:00 | 52.0771 | 78.921
2032-12-07 10:00 | 50.2828 | 79.859
2032-12-07 11:00 | 48.5342 | 79.9868
2032-12-07 12:00 | 48.9383 | 77.399
2032-12-07 13:00 | 48.3785 | 76.9098
2032-12-07 14:00 | 48.5358 | 72.4502
2032-12-07 15:00 | 49.1958 | 78.0216
2032-12-07 16:00 | 51.6746 | 81.2705
2032-12-07 17:00 | 55.1777 | 85.2391
2032-12-07 18:00 | 59.1113 | 89.8068
2032-12-07 19:00 | 54.9054 | 86.4184
2032-12-07 20:00 | 51.584 | 81.7888
2032-12-07 21:00 | 48.1074 | 77.6413
2032-12-07 22:00 | 45.5279 | 76.1457
2032-12-07 23:00 | 42.3273 | 73.104
2032-12-08 | 39.0621 | 70.6494
2032-12-08 01:00 | 36.8358 | 65.8723
2032-12-08 02:00 | 37.281 | 62.4333
2032-12-08 03:00 | 38.3091 | 61.595
2032-12-08 04:00 | 38.5007 | 60.4637
2032-12-08 05:00 | 39.0986 | 61.8412
2032-12-08 06:00 | 41.46 | 67.2006
2032-12-08 07:00 | 48.9903 | 70.7593
2032-12-08 08:00 | 52.3646 | 74.5184
2032-12-08 09:00 | 52.5924 | 78.974
2032-12-08 10:00 | 51.1346 | 79.8898
2032-12-08 11:00 | 49.7814 | 79.5681
2032-12-08 12:00 | 48.5814 | 79.0241
2032-12-08 13:00 | 48.1267 | 79.0903
2032-12-08 14:00 | 48.187 | 74.9566
2032-12-08 15:00 | 48.7486 | 80.6077
2032-12-08 16:00 | 51.0611 | 82.9828
2032-12-08 17:00 | 54.4686 | 87.2348
2032-12-08 18:00 | 58.2625 | 89.758
2032-12-08 19:00 | 54.1121 | 86.4285
2032-12-08 20:00 | 50.7413 | 81.5221
2032-12-08 21:00 | 47.3928 | 77.3338
2032-12-08 22:00 | 44.8641 | 75.5586
2032-12-08 23:00 | 41.679 | 72.1469
2032-12-09 | 38.1174 | 70.7629
2032-12-09 01:00 | 36.8527 | 67.6822
2032-12-09 02:00 | 37.345 | 64.1956
2032-12-09 03:00 | 38.4042 | 63.7949
2032-12-09 04:00 | 38.6888 | 62.6948
2032-12-09 05:00 | 39.272 | 64.3569
2032-12-09 06:00 | 41.7617 | 71.4108
2032-12-09 07:00 | 49.3422 | 74.5842
2032-12-09 08:00 | 53.0173 | 78.0254
2032-12-09 09:00 | 53.1729 | 81.365
2032-12-09 10:00 | 51.6822 | 80.874
2032-12-09 11:00 | 50.0512 | 78.8428
2032-12-09 12:00 | 49.7898 | 77.7426
2032-12-09 13:00 | 49.1666 | 76.4585
2032-12-09 14:00 | 49.3899 | 71.3882
2032-12-09 15:00 | 50.0089 | 76.9639
2032-12-09 16:00 | 52.5904 | 80.2821
2032-12-09 17:00 | 55.9909 | 86.7267
2032-12-09 18:00 | 59.7068 | 91.6652
2032-12-09 19:00 | 56.1937 | 90.1054
2032-12-09 20:00 | 53.137 | 86.5372
2032-12-09 21:00 | 49.9524 | 82.7275
2032-12-09 22:00 | 47.5799 | 80.8707
2032-12-09 23:00 | 44.3595 | 77.2211
2032-12-10 | 40.5882 | 74.7142
2032-12-10 01:00 | 38.6471 | 69.6392
2032-12-10 02:00 | 39.1022 | 66.1825
2032-12-10 03:00 | 40.1777 | 65.6254
2032-12-10 04:00 | 40.4624 | 64.5988
2032-12-10 05:00 | 41.0426 | 66.3491
2032-12-10 06:00 | 43.645 | 72.581
2032-12-10 07:00 | 51.1104 | 75.9224
2032-12-10 08:00 | 54.6283 | 79.7003
2032-12-10 09:00 | 54.0104 | 82.0125
2032-12-10 10:00 | 51.759 | 80.6017
2032-12-10 11:00 | 49.3606 | 77.4569
2032-12-10 12:00 | 50.2435 | 81.6693
2032-12-10 13:00 | 49.5198 | 81.1961
2032-12-10 14:00 | 49.3556 | 77.5506
2032-12-10 15:00 | 49.7654 | 83.5145
2032-12-10 16:00 | 52.0334 | 85.0781
2032-12-10 17:00 | 55.4647 | 88.6324
2032-12-10 18:00 | 58.1721 | 90.8343
2032-12-10 19:00 | 54.7116 | 88.7646
2032-12-10 20:00 | 51.5489 | 84.3314
2032-12-10 21:00 | 48.316 | 80.4163
2032-12-10 22:00 | 45.9048 | 78.8274
2032-12-10 23:00 | 42.7979 | 75.3413
2032-12-11 | 39.5555 | 72.9213
2032-12-11 01:00 | 37.0394 | 70.0192
2032-12-11 02:00 | 37.2594 | 66.8469
2032-12-11 03:00 | 38.0748 | 65.8532
2032-12-11 04:00 | 38.1391 | 64.6158
2032-12-11 05:00 | 38.3338 | 66.0618
2032-12-11 06:00 | 39.9698 | 70.8756
2032-12-11 07:00 | 45.5775 | 70.3599
2032-12-11 08:00 | 47.7607 | 70.5282
2032-12-11 09:00 | 48.189 | 73.4272
2032-12-11 10:00 | 47.2404 | 73.681
2032-12-11 11:00 | 45.2496 | 71.7006
2032-12-11 12:00 | 44.089 | 76.3177
2032-12-11 13:00 | 43.3794 | 76.3382
2032-12-11 14:00 | 43.0617 | 71.0135
2032-12-11 15:00 | 43.253 | 75.8566
2032-12-11 16:00 | 45.5915 | 78.2308
2032-12-11 17:00 | 49.7184 | 82.4877
2032-12-11 18:00 | 54.8996 | 85.978
2032-12-11 19:00 | 51.1687 | 82.19
2032-12-11 20:00 | 47.6419 | 76.8761
2032-12-11 21:00 | 43.9551 | 73.1095
2032-12-11 22:00 | 41.9148 | 73.165
2032-12-11 23:00 | 39.6681 | 72.2577
2032-12-12 | 37.4331 | 70.9355
2032-12-12 01:00 | 35.1537 | 66.0501
2032-12-12 02:00 | 35.3511 | 63.0684
2032-12-12 03:00 | 36.1534 | 62.1737
2032-12-12 04:00 | 36.1409 | 60.5139
2032-12-12 05:00 | 36.196 | 61.068
2032-12-12 06:00 | 37.4721 | 65.1721
2032-12-12 07:00 | 42.689 | 64.1858
2032-12-12 08:00 | 45.0792 | 64.1206
2032-12-12 09:00 | 46.263 | 67.7714
2032-12-12 10:00 | 45.8713 | 69.9167
2032-12-12 11:00 | 45.1669 | 70.9821
2032-12-12 12:00 | 44.6698 | 69.8306
2032-12-12 13:00 | 44.4963 | 70.8439
2032-12-12 14:00 | 44.2572 | 67.0153
2032-12-12 15:00 | 44.8228 | 73.6114
2032-12-12 16:00 | 47.4808 | 76.7456
2032-12-12 17:00 | 51.7591 | 80.844
2032-12-12 18:00 | 55.4553 | 84.6368
2032-12-12 19:00 | 51.3335 | 80.4284
2032-12-12 20:00 | 47.4191 | 75.567
2032-12-12 21:00 | 43.8078 | 71.757
2032-12-12 22:00 | 41.6023 | 71.305
2032-12-12 23:00 | 39.1041 | 69.92
2032-12-13 | 36.8852 | 69.0322
2032-12-13 01:00 | 34.6522 | 64.6408
2032-12-13 02:00 | 35.154 | 61.4419
2032-12-13 03:00 | 36.2349 | 60.6797
2032-12-13 04:00 | 36.5085 | 59.4323
2032-12-13 05:00 | 37.0914 | 60.9873
2032-12-13 06:00 | 39.9525 | 67.5124
2032-12-13 07:00 | 47.6331 | 70.3438
2032-12-13 08:00 | 51.1719 | 73.236
2032-12-13 09:00 | 51.5603 | 76.8253
2032-12-13 10:00 | 50.4685 | 77.2789
2032-12-13 11:00 | 49.1927 | 77.2685
2032-12-13 12:00 | 48.6609 | 75.9577
2032-12-13 13:00 | 48.1481 | 76.3604
2032-12-13 14:00 | 48.2881 | 72.1513
2032-12-13 15:00 | 48.9462 | 77.9174
2032-12-13 16:00 | 51.3797 | 81.2064
2032-12-13 17:00 | 54.7286 | 85.8529
2032-12-13 18:00 | 57.336 | 89.8322
2032-12-13 19:00 | 53.0761 | 86.3978
2032-12-13 20:00 | 49.7744 | 82.0115
2032-12-13 21:00 | 46.273 | 77.8739
2032-12-13 22:00 | 43.723 | 76.0733
2032-12-13 23:00 | 40.6012 | 73.1945
2032-12-14 | 37.9853 | 69.9012
2032-12-14 01:00 | 35.678 | 67.1123
2032-12-14 02:00 | 36.095 | 63.4716
2032-12-14 03:00 | 37.1606 | 62.4834
2032-12-14 04:00 | 37.442 | 61.2159
2032-12-14 05:00 | 38.0612 | 62.7522
2032-12-14 06:00 | 40.8821 | 68.7022
2032-12-14 07:00 | 48.4043 | 71.682
2032-12-14 08:00 | 51.8978 | 75.171
2032-12-14 09:00 | 52.1265 | 78.7007
2032-12-14 10:00 | 50.8841 | 79.1604
2032-12-14 11:00 | 49.648 | 79.3818
2032-12-14 12:00 | 48.2341 | 78.9059
2032-12-14 13:00 | 47.6978 | 78.8396
2032-12-14 14:00 | 47.8369 | 74.4725
2032-12-14 15:00 | 48.5349 | 80.5779
2032-12-14 16:00 | 51.021 | 83.822
2032-12-14 17:00 | 54.5865 | 87.3185
2032-12-14 18:00 | 57.982 | 91.592
2032-12-14 19:00 | 54.0572 | 88.4665
2032-12-14 20:00 | 50.9708 | 84.3535
2032-12-14 21:00 | 47.7267 | 80.5871
2032-12-14 22:00 | 45.2905 | 79.1229
2032-12-14 23:00 | 42.2092 | 76.2111
2032-12-15 | 38.9413 | 72.3845
2032-12-15 01:00 | 37.0689 | 69.369
2032-12-15 02:00 | 37.513 | 65.7765
2032-12-15 03:00 | 38.6095 | 64.6212
2032-12-15 04:00 | 38.8802 | 63.3824
2032-12-15 05:00 | 39.4439 | 64.7397
2032-12-15 06:00 | 42.0186 | 69.3439
2032-12-15 07:00 | 49.6673 | 72.1567
2032-12-15 08:00 | 53.3738 | 75.4351
2032-12-15 09:00 | 53.7795 | 78.7224
2032-12-15 10:00 | 52.3758 | 78.6044
2032-12-15 11:00 | 51.0196 | 78.1621
2032-12-15 12:00 | 50.0009 | 79.0051
2032-12-15 13:00 | 49.5823 | 79.2493
2032-12-15 14:00 | 49.5413 | 75.0939
2032-12-15 15:00 | 50.189 | 80.9166
2032-12-15 16:00 | 52.7028 | 83.3441
2032-12-15 17:00 | 56.2158 | 87.2626
2032-12-15 18:00 | 59.4215 | 91.3572
2032-12-15 19:00 | 55.2567 | 88.501
2032-12-15 20:00 | 51.9307 | 84.61
2032-12-15 21:00 | 48.5689 | 81.1699
2032-12-15 22:00 | 46.0295 | 79.6321
2032-12-15 23:00 | 42.8394 | 76.4609
2032-12-16 | 39.8744 | 72.8845
2032-12-16 01:00 | 37.9692 | 69.0991
2032-12-16 02:00 | 38.3898 | 65.5676
2032-12-16 03:00 | 39.4928 | 64.6935
2032-12-16 04:00 | 39.7836 | 63.3721
2032-12-16 05:00 | 40.3442 | 64.9254
2032-12-16 06:00 | 43.3176 | 70.6401
2032-12-16 07:00 | 50.8176 | 73.2366
2032-12-16 08:00 | 54.3811 | 76.2481
2032-12-16 09:00 | 54.0633 | 80.2185
2032-12-16 10:00 | 52.0131 | 80.8324
2032-12-16 11:00 | 49.9063 | 80.7351
2032-12-16 12:00 | 49.2816 | 79.8472
2032-12-16 13:00 | 48.6661 | 79.8501
2032-12-16 14:00 | 48.6017 | 75.4877
2032-12-16 15:00 | 49.1154 | 81.7388
2032-12-16 16:00 | 51.6618 | 84.3136
2032-12-16 17:00 | 55.0929 | 87.9118
2032-12-16 18:00 | 59.3945 | 91.5885
2032-12-16 19:00 | 55.577 | 88.6431
2032-12-16 20:00 | 52.4249 | 84.5451
2032-12-16 21:00 | 49.0513 | 80.7353
2032-12-16 22:00 | 46.5778 | 79.0559
2032-12-16 23:00 | 43.4007 | 76.1198
2032-12-17 | 40.8983 | 73.258
2032-12-17 01:00 | 38.4393 | 68.5661
2032-12-17 02:00 | 38.7641 | 65.0934
2032-12-17 03:00 | 39.7973 | 64.2206
2032-12-17 04:00 | 40.0363 | 62.8819
2032-12-17 05:00 | 40.5282 | 64.2012
2032-12-17 06:00 | 43.1177 | 69.5263
2032-12-17 07:00 | 50.4016 | 72.3821
2032-12-17 08:00 | 53.8474 | 75.9756
2032-12-17 09:00 | 54.0782 | 79.9972
2032-12-17 10:00 | 52.5771 | 80.6088
2032-12-17 11:00 | 50.9094 | 80.2613
2032-12-17 12:00 | 49.7238 | 74.9505
2032-12-17 13:00 | 49.1135 | 74.4177
2032-12-17 14:00 | 49.0657 | 70.0715
2032-12-17 15:00 | 49.355 | 75.8894
2032-12-17 16:00 | 51.4707 | 78.2066
2032-12-17 17:00 | 54.62 | 82.8655
2032-12-17 18:00 | 57.7935 | 88.3701
2032-12-17 19:00 | 53.9524 | 85.448
2032-12-17 20:00 | 50.5244 | 80.5275
2032-12-17 21:00 | 47.1805 | 76.5089
2032-12-17 22:00 | 44.7958 | 74.888
2032-12-17 23:00 | 41.6914 | 71.9718
2032-12-18 | 38.7137 | 71.0291
2032-12-18 01:00 | 36.9034 | 67.5806
2032-12-18 02:00 | 37.1639 | 64.3374
2032-12-18 03:00 | 38.0614 | 63.562
2032-12-18 04:00 | 38.2125 | 62.138
2032-12-18 05:00 | 38.5329 | 63.1468
2032-12-18 06:00 | 40.2878 | 67.6312
2032-12-18 07:00 | 45.6242 | 67.4239
2032-12-18 08:00 | 47.5782 | 69.0171
2032-12-18 09:00 | 48.8124 | 74.8406
2032-12-18 10:00 | 48.8539 | 77.5507
2032-12-18 11:00 | 47.8842 | 78.04
2032-12-18 12:00 | 46.4442 | 77.2662
2032-12-18 13:00 | 46.1166 | 77.7074
2032-12-18 14:00 | 45.727 | 73.384
2032-12-18 15:00 | 45.9939 | 79.0228
2032-12-18 16:00 | 48.1949 | 80.8032
2032-12-18 17:00 | 52.1498 | 84.0708
2032-12-18 18:00 | 57.5237 | 86.3758
2032-12-18 19:00 | 53.4885 | 82.9042
2032-12-18 20:00 | 49.4922 | 77.6151
2032-12-18 21:00 | 45.374 | 73.8771
2032-12-18 22:00 | 43.3172 | 73.633
2032-12-18 23:00 | 40.9345 | 72.6586
2032-12-19 | 38.6472 | 71.1186
2032-12-19 01:00 | 36.6955 | 66.9602
2032-12-19 02:00 | 36.9046 | 63.9586
2032-12-19 03:00 | 37.737 | 63.1256
2032-12-19 04:00 | 37.7261 | 61.8073
2032-12-19 05:00 | 37.7682 | 62.5629
2032-12-19 06:00 | 38.9688 | 66.5811
2032-12-19 07:00 | 44.1238 | 65.6121
2032-12-19 08:00 | 46.1098 | 66.2681
2032-12-19 09:00 | 47.1537 | 71.1787
2032-12-19 10:00 | 46.6786 | 73.6549
2032-12-19 11:00 | 45.908 | 74.2898
2032-12-19 12:00 | 44.7012 | 73.2333
2032-12-19 13:00 | 44.522 | 74.0022
2032-12-19 14:00 | 44.6001 | 70.4172
2032-12-19 15:00 | 45.1452 | 77.5042
2032-12-19 16:00 | 47.7753 | 80.2461
2032-12-19 17:00 | 52.1863 | 84.1353
2032-12-19 18:00 | 57.2577 | 87.5929
2032-12-19 19:00 | 53.4285 | 83.7996
2032-12-19 20:00 | 49.5632 | 78.681
2032-12-19 21:00 | 45.6951 | 74.8833
2032-12-19 22:00 | 43.41 | 74.5342
2032-12-19 23:00 | 40.7621 | 73.3326
2032-12-20 | 38.339 | 71.5258
2032-12-20 01:00 | 36.1888 | 66.6966
2032-12-20 02:00 | 36.6853 | 63.6228
2032-12-20 03:00 | 37.8112 | 63.1356
2032-12-20 04:00 | 38.1406 | 61.7176
2032-12-20 05:00 | 38.6539 | 63.4578
2032-12-20 06:00 | 41.304 | 69.1626
2032-12-20 07:00 | 48.9039 | 72.2403
2032-12-20 08:00 | 52.6366 | 76.5811
2032-12-20 09:00 | 53.1707 | 81.7235
2032-12-20 10:00 | 52.0393 | 82.6154
2032-12-20 11:00 | 50.6364 | 82.0098
2032-12-20 12:00 | 49.096 | 80.5258
2032-12-20 13:00 | 48.5649 | 80.9699
2032-12-20 14:00 | 48.7419 | 76.6095
2032-12-20 15:00 | 49.4794 | 82.9806
2032-12-20 16:00 | 52.1276 | 85.3948
2032-12-20 17:00 | 55.512 | 89.7244
2032-12-20 18:00 | 59.0408 | 92.2067
2032-12-20 19:00 | 55.1761 | 88.933
2032-12-20 20:00 | 51.8606 | 84.1898
2032-12-20 21:00 | 48.4605 | 80.069
2032-12-20 22:00 | 45.9957 | 78.1113
2032-12-20 23:00 | 42.7839 | 75.2831
2032-12-21 | 39.619 | 72.8808
2032-12-21 01:00 | 37.786 | 68.4289
2032-12-21 02:00 | 38.2199 | 64.9078
2032-12-21 03:00 | 39.2946 | 64.0939
2032-12-21 04:00 | 39.642 | 62.6816
2032-12-21 05:00 | 40.1761 | 64.3547
2032-12-21 06:00 | 43.0273 | 70.2733
2032-12-21 07:00 | 50.3996 | 73.1044
2032-12-21 08:00 | 54.0204 | 76.8112
2032-12-21 09:00 | 53.7456 | 80.1763
2032-12-21 10:00 | 51.8288 | 80.2942
2032-12-21 11:00 | 49.8425 | 80.3377
2032-12-21 12:00 | 47.9785 | 78.2383
2032-12-21 13:00 | 47.0575 | 78.1662
2032-12-21 14:00 | 47.1337 | 73.9772
2032-12-21 15:00 | 47.8333 | 80.7482
2032-12-21 16:00 | 50.6157 | 83.682
2032-12-21 17:00 | 54.6003 | 87.5042
2032-12-21 18:00 | 59.6745 | 91.3615
2032-12-21 19:00 | 56.0513 | 88.0954
2032-12-21 20:00 | 53.0214 | 83.0909
2032-12-21 21:00 | 49.7605 | 78.9784
2032-12-21 22:00 | 47.3441 | 77.2775
2032-12-21 23:00 | 44.1808 | 74.5144
2032-12-22 | 41.1796 | 73.3755
2032-12-22 01:00 | 38.8233 | 67.4865
2032-12-22 02:00 | 39.2249 | 64.0528
2032-12-22 03:00 | 40.3002 | 63.3243
2032-12-22 04:00 | 40.5704 | 62.0269
2032-12-22 05:00 | 41.0619 | 63.6336
2032-12-22 06:00 | 43.4249 | 69.4205
2032-12-22 07:00 | 50.8128 | 72.2016
2032-12-22 08:00 | 54.4584 | 75.9809
2032-12-22 09:00 | 54.7924 | 79.8734
2032-12-22 10:00 | 53.1363 | 80.004
2032-12-22 11:00 | 51.5075 | 79.6409
2032-12-22 12:00 | 49.0806 | 77.3761
2032-12-22 13:00 | 48.4361 | 77.528
2032-12-22 14:00 | 48.4194 | 73.1823
2032-12-22 15:00 | 49.1459 | 79.4791
2032-12-22 16:00 | 51.7813 | 81.8615
2032-12-22 17:00 | 55.4673 | 86.4461
2032-12-22 18:00 | 59.8041 | 89.0584
2032-12-22 19:00 | 55.9376 | 86.5275
2032-12-22 20:00 | 52.6153 | 82.0853
2032-12-22 21:00 | 49.3075 | 78.4213
2032-12-22 22:00 | 46.8459 | 76.5986
2032-12-22 23:00 | 43.638 | 73.5777
2032-12-23 | 40.2617 | 72.1426
2032-12-23 01:00 | 37.9769 | 66.5578
2032-12-23 02:00 | 38.3223 | 63.1744
2032-12-23 03:00 | 39.3495 | 62.5518
2032-12-23 04:00 | 39.6013 | 61.1819
2032-12-23 05:00 | 40.0763 | 63.0182
2032-12-23 06:00 | 42.5749 | 70.5578
2032-12-23 07:00 | 49.8029 | 72.8366
2032-12-23 08:00 | 53.2739 | 75.638
2032-12-23 09:00 | 53.5935 | 78.3204
2032-12-23 10:00 | 52.1142 | 77.8332
2032-12-23 11:00 | 50.514 | 77.1097
2032-12-23 12:00 | 48.8083 | 77.9662
2032-12-23 13:00 | 48.2084 | 78.0438
2032-12-23 14:00 | 48.439 | 73.7662
2032-12-23 15:00 | 49.1073 | 80.155
2032-12-23 16:00 | 51.6149 | 82.6546
2032-12-23 17:00 | 54.8521 | 86.0801
2032-12-23 18:00 | 59.2424 | 89.4022
2032-12-23 19:00 | 55.1756 | 86.3233
2032-12-23 20:00 | 51.7683 | 81.8231
2032-12-23 21:00 | 48.3604 | 77.9124
2032-12-23 22:00 | 45.9655 | 76.2217
2032-12-23 23:00 | 42.7961 | 73.6554
2032-12-24 | 39.8535 | 71.1904
2032-12-24 01:00 | 37.3739 | 66.3582
2032-12-24 02:00 | 37.4933 | 62.9975
2032-12-24 03:00 | 38.393 | 61.9688
2032-12-24 04:00 | 38.3903 | 60.7948
2032-12-24 05:00 | 38.7141 | 62.1547
2032-12-24 06:00 | 40.5143 | 67.1816
2032-12-24 07:00 | 46.8595 | 68.5151
2032-12-24 08:00 | 49.7523 | 69.4194
2032-12-24 09:00 | 50.8307 | 72.9574
2032-12-24 10:00 | 50.4615 | 74.0144
2032-12-24 11:00 | 48.9556 | 73.0896
2032-12-24 12:00 | 48.2545 | 71.4543
2032-12-24 13:00 | 47.8451 | 72.6606
2032-12-24 14:00 | 47.6374 | 70.534
2032-12-24 15:00 | 47.793 | 77.3041
2032-12-24 16:00 | 49.0514 | 77.4277
2032-12-24 17:00 | 51.9894 | 79.5347
2032-12-24 18:00 | 54.8932 | 80.6034
2032-12-24 19:00 | 50.2109 | 76.5151
2032-12-24 20:00 | 46.1177 | 70.9647
2032-12-24 21:00 | 42.7221 | 67.1756
2032-12-24 22:00 | 41.2914 | 67.7195
2032-12-24 23:00 | 39.3956 | 67.0294
2032-12-25 | 36.9308 | 65.9825
2032-12-25 01:00 | 35.1283 | 65.2972
2032-12-25 02:00 | 35.4371 | 61.844
2032-12-25 03:00 | 36.1217 | 60.4206
2032-12-25 04:00 | 36.2251 | 58.0369
2032-12-25 05:00 | 36.1674 | 58.9158
2032-12-25 06:00 | 37.049 | 64.1346
2032-12-25 07:00 | 41.5479 | 62.4464
2032-12-25 08:00 | 43.0105 | 61.7428
2032-12-25 09:00 | 43.8584 | 67.0507
2032-12-25 10:00 | 44.6403 | 71.5214
2032-12-25 11:00 | 44.5367 | 73.9995
2032-12-25 12:00 | 43.084 | 74.5687
2032-12-25 13:00 | 42.5983 | 74.5951
2032-12-25 14:00 | 41.9048 | 70.8939
2032-12-25 15:00 | 42.4551 | 76.6524
2032-12-25 16:00 | 44.5502 | 77.1298
2032-12-25 17:00 | 48.0402 | 78.3295
2032-12-25 18:00 | 51.9934 | 81.5183
2032-12-25 19:00 | 48.1105 | 78.8828
2032-12-25 20:00 | 43.82 | 72.6504
2032-12-25 21:00 | 40.2071 | 68.1909
2032-12-25 22:00 | 38.892 | 69.8173
2032-12-25 23:00 | 37.2854 | 70.5297
2032-12-26 | 35.8594 | 68.2226
2032-12-26 01:00 | 34.1892 | 67.5732
2032-12-26 02:00 | 34.3987 | 64.3236
2032-12-26 03:00 | 35.3271 | 63.5274
2032-12-26 04:00 | 35.3399 | 62.5197
2032-12-26 05:00 | 35.2312 | 63.4605
2032-12-26 06:00 | 36.2436 | 66.3251
2032-12-26 07:00 | 41.5309 | 65.6176
2032-12-26 08:00 | 44.0977 | 66.5785
2032-12-26 09:00 | 45.2111 | 70.9261
2032-12-26 10:00 | 44.701 | 71.8685
2032-12-26 11:00 | 44.0788 | 70.9562
2032-12-26 12:00 | 43.7358 | 72.4568
2032-12-26 13:00 | 43.5438 | 73.0043
2032-12-26 14:00 | 43.4724 | 70.0327
2032-12-26 15:00 | 44.1999 | 77.9673
2032-12-26 16:00 | 47.0751 | 80.2852
2032-12-26 17:00 | 51.3877 | 85.1212
2032-12-26 18:00 | 55.6557 | 89.9595
2032-12-26 19:00 | 51.5359 | 86.6832
2032-12-26 20:00 | 47.7305 | 80.956
2032-12-26 21:00 | 44.1267 | 76.7412
2032-12-26 22:00 | 42.1255 | 76.1657
2032-12-26 23:00 | 39.6473 | 75.0908
2032-12-27 | 37.0763 | 73.8052
2032-12-27 01:00 | 33.7025 | 66.4782
2032-12-27 02:00 | 34.0302 | 63.7123
2032-12-27 03:00 | 35.2804 | 63.3727
2032-12-27 04:00 | 35.5267 | 62.9174
2032-12-27 05:00 | 35.7975 | 64.4858
2032-12-27 06:00 | 38.0612 | 68.2083
2032-12-27 07:00 | 44.4673 | 68.5063
2032-12-27 08:00 | 47.1397 | 70.373
2032-12-27 09:00 | 48.0741 | 76.1673
2032-12-27 10:00 | 47.5884 | 76.8291
2032-12-27 11:00 | 47.066 | 75.9424
2032-12-27 12:00 | 47.366 | 71.2492
2032-12-27 13:00 | 47.765 | 73.5192
2032-12-27 14:00 | 47.1866 | 69.9641
2032-12-27 15:00 | 47.5058 | 76.557
2032-12-27 16:00 | 49.9816 | 78.7511
2032-12-27 17:00 | 53.5197 | 83.2813
2032-12-27 18:00 | 57.3881 | 87.0576
2032-12-27 19:00 | 53.0594 | 83.3747
2032-12-27 20:00 | 49.4401 | 77.7609
2032-12-27 21:00 | 46.2373 | 74.002
2032-12-27 22:00 | 44.0347 | 72.0651
2032-12-27 23:00 | 41.2665 | 71.4927
2032-12-28 | 37.9201 | 71.38
2032-12-28 01:00 | 37.9931 | 67.7571
2032-12-28 02:00 | 38.4219 | 64.3064
2032-12-28 03:00 | 39.5435 | 63.7246
2032-12-28 04:00 | 39.9427 | 62.1398
2032-12-28 05:00 | 40.439 | 63.7676
2032-12-28 06:00 | 42.8697 | 69.7623
2032-12-28 07:00 | 50.3526 | 72.5008
2032-12-28 08:00 | 54.0985 | 76.6033
2032-12-28 09:00 | 54.1973 | 80.8771
2032-12-28 10:00 | 52.522 | 80.9514
2032-12-28 11:00 | 50.7084 | 80.5438
2032-12-28 12:00 | 49.6857 | 78.3872
2032-12-28 13:00 | 49.2143 | 78.2973
2032-12-28 14:00 | 49.1733 | 73.2636
2032-12-28 15:00 | 50.0101 | 80.5564
2032-12-28 16:00 | 52.7241 | 83.261
2032-12-28 17:00 | 56.2294 | 87.5185
2032-12-28 18:00 | 61.1398 | 91.8612
2032-12-28 19:00 | 57.0448 | 88.4346
2032-12-28 20:00 | 53.5666 | 83.3579
2032-12-28 21:00 | 50.1811 | 79.2406
2032-12-28 22:00 | 47.7045 | 77.25
2032-12-28 23:00 | 44.5158 | 74.9854
2032-12-29 | 41.6293 | 73.6542
2032-12-29 01:00 | 38.9841 | 67.9899
2032-12-29 02:00 | 39.3403 | 64.5377
2032-12-29 03:00 | 40.4028 | 63.9313
2032-12-29 04:00 | 40.6854 | 62.6297
2032-12-29 05:00 | 41.1311 | 64.3673
2032-12-29 06:00 | 43.6448 | 69.6141
2032-12-29 07:00 | 50.9325 | 72.6546
2032-12-29 08:00 | 54.2759 | 77.4231
2032-12-29 09:00 | 53.7523 | 81.7959
2032-12-29 10:00 | 51.3527 | 82.4677
2032-12-29 11:00 | 48.9628 | 82.1313
2032-12-29 12:00 | 49.5736 | 78.6698
2032-12-29 13:00 | 49.1772 | 78.8001
2032-12-29 14:00 | 49.0717 | 74.7791
2032-12-29 15:00 | 49.8703 | 81.4142
2032-12-29 16:00 | 52.3568 | 83.5223
2032-12-29 17:00 | 55.6708 | 87.9092
2032-12-29 18:00 | 59.1636 | 91.2004
2032-12-29 19:00 | 54.9661 | 88.3312
2032-12-29 20:00 | 51.4036 | 83.463
2032-12-29 21:00 | 48.0021 | 79.4954
2032-12-29 22:00 | 45.5325 | 77.559
2032-12-29 23:00 | 42.3996 | 74.777
2032-12-30 | 39.7177 | 73.2337
2032-12-30 01:00 | 37.1201 | 67.8117
2032-12-30 02:00 | 37.3966 | 64.4871
2032-12-30 03:00 | 38.3848 | 64.1532
2032-12-30 04:00 | 38.6372 | 62.6954
2032-12-30 05:00 | 39.0642 | 64.7259
2032-12-30 06:00 | 41.5358 | 70.6468
2032-12-30 07:00 | 48.7009 | 73.4049
2032-12-30 08:00 | 52.0667 | 77.7373
2032-12-30 09:00 | 52.4323 | 82.2638
2032-12-30 10:00 | 51.0385 | 82.7258
2032-12-30 11:00 | 49.3924 | 82.0581
2032-12-30 12:00 | 48.1935 | 77.9477
2032-12-30 13:00 | 47.6871 | 77.915
2032-12-30 14:00 | 47.9244 | 73.1472
2032-12-30 15:00 | 48.5652 | 80.2386
2032-12-30 16:00 | 50.901 | 82.8344
2032-12-30 17:00 | 53.8935 | 86.7988
2032-12-30 18:00 | 57.5546 | 89.5892
2032-12-30 19:00 | 53.3769 | 88.1956
2032-12-30 20:00 | 49.9132 | 85.099
2032-12-30 21:00 | 46.564 | 82.042
2032-12-30 22:00 | 44.2764 | 80.4091
2032-12-30 23:00 | 41.241 | 77.9396
2032-12-31 | 38.6581 | 73.7306
2032-12-31 01:00 | 36.448 | 67.7114
2032-12-31 02:00 | 36.7354 | 65.7216
2032-12-31 03:00 | 37.5883 | 64.8618
2032-12-31 04:00 | 37.8354 | 64.1616
2032-12-31 05:00 | 38.1173 | 65.1474
2032-12-31 06:00 | 40.413 | 71.0447
2032-12-31 07:00 | 46.1076 | 71.5168
2032-12-31 08:00 | 48.3282 | 72.5547
2032-12-31 09:00 | 49.0376 | 76.3287
2032-12-31 10:00 | 48.7264 | 77.3342
2032-12-31 11:00 | 47.9371 | 76.901
2032-12-31 12:00 | 46.7057 | 76.217
2032-12-31 13:00 | 46.7347 | 74.9387
2032-12-31 14:00 | 46.1328 | 72.9203
2032-12-31 15:00 | 45.6833 | 78.3148
2032-12-31 16:00 | 47.5366 | 79.3674
2032-12-31 17:00 | 51.2273 | 81.9516
2032-12-31 18:00 | 56.0204 | 87.0625
2032-12-31 19:00 | 52.0829 | 83.8925
2032-12-31 20:00 | 47.7487 | 78.1121
2032-12-31 21:00 | 43.6283 | 75.4438
2032-12-31 22:00 | 41.7806 | 74.9874
2032-12-31 23:00 | 40.0648 | 74.1076
2033-01-01 | 38.5211 | 73.8384
2033-01-01 01:00 | 36.3798 | 61.3489
2033-01-01 02:00 | 36.4552 | 58.9125
2033-01-01 03:00 | 36.9076 | 57.9205
2033-01-01 04:00 | 36.6637 | 56.3717
2033-01-01 05:00 | 36.7223 | 57.0143
2033-01-01 06:00 | 38.5154 | 61.232
2033-01-01 07:00 | 43.3069 | 59.5973
2033-01-01 08:00 | 44.6038 | 59.6563
2033-01-01 09:00 | 44.309 | 61.5924
2033-01-01 10:00 | 43.6621 | 59.5441
2033-01-01 11:00 | 43.1134 | 58.3957
2033-01-01 12:00 | 43.8013 | 58.724
2033-01-01 13:00 | 44.0112 | 59.304
2033-01-01 14:00 | 43.186 | 54.8425
2033-01-01 15:00 | 43.2537 | 61.536
2033-01-01 16:00 | 46.0493 | 66.9242
2033-01-01 17:00 | 49.8281 | 73.1866
2033-01-01 18:00 | 52.3961 | 76.7397
2033-01-01 19:00 | 48.5438 | 72.1705
2033-01-01 20:00 | 43.8444 | 67.3343
2033-01-01 21:00 | 39.8877 | 63.8108
2033-01-01 22:00 | 38.1796 | 63.7531
2033-01-01 23:00 | 36.3845 | 64.1981
2033-01-02 | 35.0997 | 65.0413
2033-01-02 01:00 | 34.2209 | 59.6623
2033-01-02 02:00 | 34.6007 | 56.6233
2033-01-02 03:00 | 35.4897 | 55.9048
2033-01-02 04:00 | 35.6 | 54.309
2033-01-02 05:00 | 35.6003 | 54.5419
2033-01-02 06:00 | 37.1643 | 58.0937
2033-01-02 07:00 | 42.6746 | 57.4982
2033-01-02 08:00 | 45.466 | 59.8714
2033-01-02 09:00 | 46.362 | 64.6877
2033-01-02 10:00 | 45.5074 | 66.1563
2033-01-02 11:00 | 44.8636 | 67.1584
2033-01-02 12:00 | 44.6383 | 65.1399
2033-01-02 13:00 | 44.5624 | 65.9215
2033-01-02 14:00 | 44.226 | 63.2363
2033-01-02 15:00 | 44.6382 | 69.6555
2033-01-02 16:00 | 47.5982 | 73.5726
2033-01-02 17:00 | 51.7604 | 78.3414
2033-01-02 18:00 | 54.981 | 80.8279
2033-01-02 19:00 | 50.8944 | 77.8338
2033-01-02 20:00 | 46.869 | 73.3697
2033-01-02 21:00 | 43.2087 | 69.8107
2033-01-02 22:00 | 41.0993 | 69.5737
2033-01-02 23:00 | 38.7407 | 67.8327
2033-01-03 | 36.9392 | 65.5908
2033-01-03 01:00 | 33.2596 | 63.0856
2033-01-03 02:00 | 33.6782 | 59.5567
2033-01-03 03:00 | 34.5768 | 59.0533
2033-01-03 04:00 | 34.8329 | 57.8036
2033-01-03 05:00 | 35.0412 | 59.3297
2033-01-03 06:00 | 37.0309 | 62.5863
2033-01-03 07:00 | 42.8375 | 62.2512
2033-01-03 08:00 | 45.055 | 62.6386
2033-01-03 09:00 | 46.192 | 68.5458
2033-01-03 10:00 | 46.0136 | 72.2552
2033-01-03 11:00 | 45.5275 | 75.5397
2033-01-03 12:00 | 45.3533 | 74.9709
2033-01-03 13:00 | 45.6141 | 75.8788
2033-01-03 14:00 | 45.9576 | 72.7656
2033-01-03 15:00 | 46.494 | 77.3592
2033-01-03 16:00 | 48.5862 | 77.9593
2033-01-03 17:00 | 52.2406 | 80.9993
2033-01-03 18:00 | 55.5312 | 84.9384
2033-01-03 19:00 | 51.0947 | 80.2723
2033-01-03 20:00 | 47.5647 | 74.3732
2033-01-03 21:00 | 44.0899 | 70.0064
2033-01-03 22:00 | 41.7987 | 69.1068
2033-01-03 23:00 | 39.2099 | 67.6651
2033-01-04 | 36.9634 | 67.0695
2033-01-04 01:00 | 36.9215 | 64.4924
2033-01-04 02:00 | 37.546 | 61.2853
2033-01-04 03:00 | 38.6786 | 60.6786
2033-01-04 04:00 | 39.1917 | 59.317
2033-01-04 05:00 | 39.8783 | 60.8098
2033-01-04 06:00 | 42.9999 | 67.4927
2033-01-04 07:00 | 50.6615 | 70.8126
2033-01-04 08:00 | 54.268 | 74.9046
2033-01-04 09:00 | 53.5489 | 79.2301
2033-01-04 10:00 | 51.2722 | 79.2745
2033-01-04 11:00 | 49.1748 | 78.9496
2033-01-04 12:00 | 49.9351 | 77.823
2033-01-04 13:00 | 49.6833 | 77.6581
2033-01-04 14:00 | 49.5149 | 72.9082
2033-01-04 15:00 | 50.0691 | 77.7143
2033-01-04 16:00 | 52.8207 | 81.1277
2033-01-04 17:00 | 56.1634 | 85.0164
2033-01-04 18:00 | 59.2511 | 89.8584
2033-01-04 19:00 | 55.5163 | 86.5651
2033-01-04 20:00 | 52.1354 | 82.1914
2033-01-04 21:00 | 48.7295 | 78.4366
2033-01-04 22:00 | 46.2135 | 77.0924
2033-01-04 23:00 | 43.2348 | 74.3026
2033-01-05 | 40.8578 | 70.3701
2033-01-05 01:00 | 38.6906 | 66.8083
2033-01-05 02:00 | 39.2795 | 63.4115
2033-01-05 03:00 | 40.3867 | 62.7459
2033-01-05 04:00 | 40.7987 | 61.7212
2033-01-05 05:00 | 41.4542 | 63.1833
2033-01-05 06:00 | 44.3044 | 68.0762
2033-01-05 07:00 | 51.8326 | 71.4332
2033-01-05 08:00 | 55.1941 | 75.2442
2033-01-05 09:00 | 54.3119 | 78.1365
2033-01-05 10:00 | 51.5879 | 76.3446
2033-01-05 11:00 | 49.2494 | 74.2477
2033-01-05 12:00 | 49.8593 | 73.3235
2033-01-05 13:00 | 49.6457 | 73.0945
2033-01-05 14:00 | 49.2218 | 68.4339
2033-01-05 15:00 | 49.681 | 73.3973
2033-01-05 16:00 | 52.2249 | 77.0464
2033-01-05 17:00 | 55.4788 | 83.356
2033-01-05 18:00 | 58.7786 | 89.8993
2033-01-05 19:00 | 54.8711 | 87.3982
2033-01-05 20:00 | 51.2675 | 83.3014
2033-01-05 21:00 | 47.785 | 79.6255
2033-01-05 22:00 | 45.199 | 77.8994
2033-01-05 23:00 | 42.2079 | 74.617
2033-01-06 | 39.6037 | 71.5999
2033-01-06 01:00 | 37.3365 | 69.2036
2033-01-06 02:00 | 37.8339 | 65.7458
2033-01-06 03:00 | 38.858 | 65.1962
2033-01-06 04:00 | 39.2267 | 64.1504
2033-01-06 05:00 | 39.8405 | 65.86
2033-01-06 06:00 | 42.609 | 71.3306
2033-01-06 07:00 | 49.9859 | 74.4906
2033-01-06 08:00 | 53.3656 | 78.2998
2033-01-06 09:00 | 53.3922 | 81.406
2033-01-06 10:00 | 51.6477 | 79.9807
2033-01-06 11:00 | 49.9776 | 77.4005
2033-01-06 12:00 | 49.4195 | 76.481
2033-01-06 13:00 | 49.2018 | 75.9274
2033-01-06 14:00 | 49.1761 | 71.4401
2033-01-06 15:00 | 49.5766 | 76.8305
2033-01-06 16:00 | 51.9711 | 80.2328
2033-01-06 17:00 | 54.7525 | 85.856
2033-01-06 18:00 | 57.6577 | 90.3849
2033-01-06 19:00 | 53.5796 | 88.3219
2033-01-06 20:00 | 49.8634 | 84.2417
2033-01-06 21:00 | 46.3348 | 80.2982
2033-01-06 22:00 | 43.8886 | 78.5206
2033-01-06 23:00 | 40.9516 | 75.2822
2033-01-07 | 38.5185 | 73.7755
2033-01-07 01:00 | 36.0732 | 67.5654
2033-01-07 02:00 | 36.5429 | 64.4027
2033-01-07 03:00 | 37.5398 | 63.8047
2033-01-07 04:00 | 37.8252 | 62.5175
2033-01-07 05:00 | 38.4805 | 63.9236
2033-01-07 06:00 | 41.0203 | 70.1738
2033-01-07 07:00 | 48.3511 | 73.2308
2033-01-07 08:00 | 51.3268 | 76.9465
2033-01-07 09:00 | 50.5794 | 80.4545
2033-01-07 10:00 | 48.4 | 79.8866
2033-01-07 11:00 | 46.5506 | 78.3054
2033-01-07 12:00 | 45.1696 | 74.0484
2033-01-07 13:00 | 44.6253 | 73.7188
2033-01-07 14:00 | 44.7855 | 69.5876
2033-01-07 15:00 | 45.0806 | 74.5134
2033-01-07 16:00 | 46.983 | 76.9933
2033-01-07 17:00 | 49.6274 | 81.1489
2033-01-07 18:00 | 52.5737 | 88.0559
2033-01-07 19:00 | 49.101 | 84.9852
2033-01-07 20:00 | 45.7597 | 80.3065
2033-01-07 21:00 | 42.5564 | 76.3863
2033-01-07 22:00 | 40.3691 | 74.9292
2033-01-07 23:00 | 37.7525 | 72.3397
2033-01-08 | 34.9921 | 69.1794
2033-01-08 01:00 | 33.7796 | 67.0778
2033-01-08 02:00 | 34.2287 | 63.9998
2033-01-08 03:00 | 35.2176 | 63.0698
2033-01-08 04:00 | 35.5218 | 61.3
2033-01-08 05:00 | 35.6854 | 62.0565
2033-01-08 06:00 | 37.7955 | 65.6192
2033-01-08 07:00 | 43.5528 | 64.9878
2033-01-08 08:00 | 46.6185 | 66.1369
2033-01-08 09:00 | 47.8719 | 69.9443
2033-01-08 10:00 | 47.5045 | 70.8649
2033-01-08 11:00 | 46.8544 | 71.1626
2033-01-08 12:00 | 45.7763 | 68.2346
2033-01-08 13:00 | 45.4408 | 68.8737
2033-01-08 14:00 | 44.7952 | 63.8283
2033-01-08 15:00 | 45.0866 | 68.9033
2033-01-08 16:00 | 47.7688 | 72.3095
2033-01-08 17:00 | 51.4848 | 76.6727
2033-01-08 18:00 | 54.6579 | 82.0301
2033-01-08 19:00 | 50.4056 | 77.3721
2033-01-08 20:00 | 46.1976 | 71.7312
2033-01-08 21:00 | 42.4038 | 67.8875
2033-01-08 22:00 | 40.6704 | 67.7528
2033-01-08 23:00 | 38.5822 | 67.1478
2033-01-09 | 36.8366 | 67.5923
2033-01-09 01:00 | 34.9505 | 64.6582
2033-01-09 02:00 | 35.3519 | 61.4407
2033-01-09 03:00 | 36.2717 | 60.6625
2033-01-09 04:00 | 36.4268 | 59.1357
2033-01-09 05:00 | 36.3337 | 59.4338
2033-01-09 06:00 | 37.6054 | 62.9351
2033-01-09 07:00 | 43.2401 | 62.2361
2033-01-09 08:00 | 46.0994 | 63.3008
2033-01-09 09:00 | 46.8345 | 68.4876
2033-01-09 10:00 | 45.5837 | 70.7475
2033-01-09 11:00 | 44.3132 | 72.1254
2033-01-09 12:00 | 44.564 | 64.35
2033-01-09 13:00 | 44.5347 | 64.9682
2033-01-09 14:00 | 44.5181 | 62.0556
2033-01-09 15:00 | 45.1844 | 68.3737
2033-01-09 16:00 | 48.2724 | 71.6906
2033-01-09 17:00 | 52.2816 | 77.7526
2033-01-09 18:00 | 55.275 | 85.8697
2033-01-09 19:00 | 51.4856 | 82.3168
2033-01-09 20:00 | 47.777 | 76.6515
2033-01-09 21:00 | 43.977 | 72.0241
2033-01-09 22:00 | 41.8184 | 71.1741
2033-01-09 23:00 | 39.4548 | 69.8957
2033-01-10 | 37.5213 | 69.8108
2033-01-10 01:00 | 35.6853 | 64.1016
2033-01-10 02:00 | 36.3265 | 61.3536
2033-01-10 03:00 | 37.506 | 61.1571
2033-01-10 04:00 | 38.0589 | 59.8654
2033-01-10 05:00 | 38.7151 | 61.7886
2033-01-10 06:00 | 41.8688 | 68.292
2033-01-10 07:00 | 49.4988 | 71.6892
2033-01-10 08:00 | 52.8171 | 75.9697
2033-01-10 09:00 | 52.3852 | 79.884
2033-01-10 10:00 | 50.3937 | 79.7006
2033-01-10 11:00 | 48.6087 | 78.7363
2033-01-10 12:00 | 47.7113 | 76.578
2033-01-10 13:00 | 47.5703 | 77.0405
2033-01-10 14:00 | 47.3074 | 73.2338
2033-01-10 15:00 | 47.9549 | 78.9084
2033-01-10 16:00 | 50.6843 | 81.8593
2033-01-10 17:00 | 53.7611 | 86.5373
2033-01-10 18:00 | 57.9629 | 89.8779
2033-01-10 19:00 | 53.8848 | 86.4324
2033-01-10 20:00 | 50.0336 | 81.168
2033-01-10 21:00 | 46.438 | 76.7274
2033-01-10 22:00 | 43.8671 | 75.0682
2033-01-10 23:00 | 40.9323 | 72.2846
2033-01-11 | 38.7538 | 70.4793
2033-01-11 01:00 | 36.8952 | 67.0252
2033-01-11 02:00 | 37.4423 | 63.823
2033-01-11 03:00 | 38.5172 | 63.4185
2033-01-11 04:00 | 39.0707 | 61.9573
2033-01-11 05:00 | 39.7314 | 63.447
2033-01-11 06:00 | 42.9573 | 69.4554
2033-01-11 07:00 | 50.2972 | 72.8513
2033-01-11 08:00 | 53.6135 | 77.3858
2033-01-11 09:00 | 53.1733 | 82.2396
2033-01-11 10:00 | 51.0547 | 82.2441
2033-01-11 11:00 | 49.2391 | 81.1913
2033-01-11 12:00 | 47.3207 | 79.852
2033-01-11 13:00 | 46.8125 | 79.9425
2033-01-11 14:00 | 46.6757 | 75.2142
2033-01-11 15:00 | 47.2994 | 81.5889
2033-01-11 16:00 | 50.101 | 84.4212
2033-01-11 17:00 | 53.5884 | 88.2481
2033-01-11 18:00 | 57.7091 | 92.046
2033-01-11 19:00 | 54.3299 | 88.4805
2033-01-11 20:00 | 51.0318 | 83.3036
2033-01-11 21:00 | 47.7355 | 78.9721
2033-01-11 22:00 | 45.3379 | 77.147
2033-01-11 23:00 | 42.4436 | 74.6798
2033-01-12 | 39.8308 | 73.0056
2033-01-12 01:00 | 38.5463 | 68.808
2033-01-12 02:00 | 39.1644 | 65.5152
2033-01-12 03:00 | 40.2761 | 65.2735
2033-01-12 04:00 | 40.8423 | 64.1537
2033-01-12 05:00 | 41.4899 | 65.6577
2033-01-12 06:00 | 44.1573 | 71.2682
2033-01-12 07:00 | 51.5569 | 74.6626
2033-01-12 08:00 | 55.0788 | 79.0582
2033-01-12 09:00 | 54.7328 | 82.4305
2033-01-12 10:00 | 52.3409 | 81.1243
2033-01-12 11:00 | 50.2953 | 78.925
2033-01-12 12:00 | 47.8786 | 75.7447
2033-01-12 13:00 | 47.2995 | 75.4258
2033-01-12 14:00 | 46.9903 | 70.9182
2033-01-12 15:00 | 47.5307 | 76.9556
2033-01-12 16:00 | 50.395 | 80.2866
2033-01-12 17:00 | 53.998 | 86.7006
2033-01-12 18:00 | 59.9099 | 92.3026
2033-01-12 19:00 | 56.2803 | 90.7234
2033-01-12 20:00 | 52.6901 | 86.9922
2033-01-12 21:00 | 49.2624 | 83.2788
2033-01-12 22:00 | 46.7614 | 81.253
2033-01-12 23:00 | 43.7431 | 78.0826
2033-01-13 | 40.6994 | 74.9865
2033-01-13 01:00 | 39.2922 | 69.2012
2033-01-13 02:00 | 39.8613 | 66.1276
2033-01-13 03:00 | 40.9086 | 65.978
2033-01-13 04:00 | 41.4607 | 64.6474
2033-01-13 05:00 | 42.0532 | 66.4775
2033-01-13 06:00 | 44.817 | 72.5109
2033-01-13 07:00 | 52.1675 | 75.9154
2033-01-13 08:00 | 55.994 | 80.2893
2033-01-13 09:00 | 56.3505 | 84.3258
2033-01-13 10:00 | 54.4216 | 84.0516
2033-01-13 11:00 | 52.5099 | 82.1611
2033-01-13 12:00 | 51.6901 | 76.8541
2033-01-13 13:00 | 51.4174 | 76.63
2033-01-13 14:00 | 51.1543 | 72.5812
2033-01-13 15:00 | 51.897 | 78.9973
2033-01-13 16:00 | 54.5981 | 81.8338
2033-01-13 17:00 | 57.4544 | 86.357
2033-01-13 18:00 | 60.7192 | 92.2455
2033-01-13 19:00 | 56.8957 | 89.5092
2033-01-13 20:00 | 53.0834 | 84.7625
2033-01-13 21:00 | 49.47 | 80.472
2033-01-13 22:00 | 46.9451 | 78.5915
2033-01-13 23:00 | 43.9092 | 75.9911
2033-01-14 | 41.2752 | 73.9222
2033-01-14 01:00 | 39.2852 | 69.7811
2033-01-14 02:00 | 39.7771 | 66.5265
2033-01-14 03:00 | 40.7469 | 65.9471
2033-01-14 04:00 | 41.2559 | 64.5674
2033-01-14 05:00 | 41.7846 | 65.8211
2033-01-14 06:00 | 44.3859 | 70.9817
2033-01-14 07:00 | 51.6222 | 73.8771
2033-01-14 08:00 | 55.314 | 77.1637
2033-01-14 09:00 | 55.7111 | 79.88
2033-01-14 10:00 | 53.958 | 78.2405
2033-01-14 11:00 | 52.0128 | 75.8501
2033-01-14 12:00 | 50.8481 | 74.7725
2033-01-14 13:00 | 50.457 | 74.9253
2033-01-14 14:00 | 50.1865 | 70.7053
2033-01-14 15:00 | 50.4791 | 77.057
2033-01-14 16:00 | 52.7223 | 79.2795
2033-01-14 17:00 | 55.4223 | 82.9463
2033-01-14 18:00 | 58.4644 | 88.4656
2033-01-14 19:00 | 54.5492 | 85.5272
2033-01-14 20:00 | 50.5468 | 80.6026
2033-01-14 21:00 | 46.9207 | 76.4312
2033-01-14 22:00 | 44.478 | 74.5649
2033-01-14 23:00 | 41.5493 | 72.4287
2033-01-15 | 39.3833 | 70.8942
2033-01-15 01:00 | 37.5109 | 67.4028
2033-01-15 02:00 | 37.903 | 64.4306
2033-01-15 03:00 | 38.7133 | 64.1039
2033-01-15 04:00 | 39.0982 | 62.6126
2033-01-15 05:00 | 39.4594 | 63.4523
2033-01-15 06:00 | 41.3991 | 68.7694
2033-01-15 07:00 | 46.8207 | 68.9737
2033-01-15 08:00 | 48.989 | 70.2665
2033-01-15 09:00 | 50.3868 | 75.845
2033-01-15 10:00 | 50.1233 | 78.0657
2033-01-15 11:00 | 49.0332 | 77.794
2033-01-15 12:00 | 48.5113 | 78.6248
2033-01-15 13:00 | 48.5315 | 79.5863
2033-01-15 14:00 | 47.8343 | 74.9107
2033-01-15 15:00 | 48.0261 | 79.6201
2033-01-15 16:00 | 50.1462 | 81.0938
2033-01-15 17:00 | 53.4316 | 83.0409
2033-01-15 18:00 | 56.7146 | 84.2897
2033-01-15 19:00 | 52.8843 | 81.2399
2033-01-15 20:00 | 48.4195 | 76.8851
2033-01-15 21:00 | 44.2776 | 73.5211
2033-01-15 22:00 | 42.2171 | 73.0696
2033-01-15 23:00 | 40.0485 | 72.5283
2033-01-16 | 38.4459 | 70.0982
2033-01-16 01:00 | 36.7975 | 67.6692
2033-01-16 02:00 | 37.2055 | 64.5326
2033-01-16 03:00 | 38.0124 | 63.9826
2033-01-16 04:00 | 38.295 | 62.9283
2033-01-16 05:00 | 38.4828 | 63.7327
2033-01-16 06:00 | 39.9482 | 67.4587
2033-01-16 07:00 | 45.0813 | 67.1886
2033-01-16 08:00 | 47.2316 | 67.7002
2033-01-16 09:00 | 48.4413 | 72.3361
2033-01-16 10:00 | 47.8825 | 73.5381
2033-01-16 11:00 | 47.005 | 72.5225
2033-01-16 12:00 | 46.2719 | 68.6167
2033-01-16 13:00 | 46.5002 | 68.9875
2033-01-16 14:00 | 46.2066 | 65.7289
2033-01-16 15:00 | 46.8009 | 72.0356
2033-01-16 16:00 | 49.4764 | 74.6446
2033-01-16 17:00 | 53.3657 | 80.7003
2033-01-16 18:00 | 57.2486 | 86.1191
2033-01-16 19:00 | 53.621 | 84.3936
2033-01-16 20:00 | 49.3354 | 79.3806
2033-01-16 21:00 | 45.2074 | 75.12
2033-01-16 22:00 | 42.9245 | 74.3356
2033-01-16 23:00 | 40.4896 | 73.172
2033-01-17 | 38.8736 | 72.9817
2033-01-17 01:00 | 37.5294 | 67.3965
2033-01-17 02:00 | 38.2383 | 64.5444
2033-01-17 03:00 | 39.3146 | 64.5615
2033-01-17 04:00 | 39.935 | 63.3781
2033-01-17 05:00 | 40.5408 | 65.5258
2033-01-17 06:00 | 43.6741 | 71.7752
2033-01-17 07:00 | 51.1549 | 75.4232
2033-01-17 08:00 | 54.7808 | 80.3541
2033-01-17 09:00 | 54.2478 | 84.0452
2033-01-17 10:00 | 51.8716 | 82.7587
2033-01-17 11:00 | 49.5243 | 79.3805
2033-01-17 12:00 | 48.0648 | 81.8112
2033-01-17 13:00 | 47.4482 | 82.1888
2033-01-17 14:00 | 47.1822 | 78.3705
2033-01-17 15:00 | 47.8351 | 84.4608
2033-01-17 16:00 | 50.7421 | 86.4232
2033-01-17 17:00 | 54.1972 | 90.3688
2033-01-17 18:00 | 59.822 | 93.5436
2033-01-17 19:00 | 56.0633 | 90.6059
2033-01-17 20:00 | 52.3223 | 85.5415
2033-01-17 21:00 | 48.6189 | 81.1558
2033-01-17 22:00 | 46.0233 | 79.1924
2033-01-17 23:00 | 42.9914 | 76.5416
2033-01-18 | 41.0992 | 73.4419
2033-01-18 01:00 | 38.5001 | 69.5082
2033-01-18 02:00 | 39.0413 | 66.2706
2033-01-18 03:00 | 40.0223 | 66.0091
2033-01-18 04:00 | 40.5444 | 64.5642
2033-01-18 05:00 | 41.1944 | 66.0925
2033-01-18 06:00 | 44.0646 | 72.127
2033-01-18 07:00 | 51.1743 | 75.64
2033-01-18 08:00 | 54.4246 | 80.414
2033-01-18 09:00 | 54.2654 | 85.3302
2033-01-18 10:00 | 52.2243 | 85.4004
2033-01-18 11:00 | 50.5135 | 83.788
2033-01-18 12:00 | 49.0072 | 79.6524
2033-01-18 13:00 | 48.5711 | 79.3365
2033-01-18 14:00 | 48.4214 | 74.7246
2033-01-18 15:00 | 49.2049 | 81.2804
2033-01-18 16:00 | 51.8678 | 83.7595
2033-01-18 17:00 | 55.1066 | 88.0115
2033-01-18 18:00 | 58.5407 | 92.0614
2033-01-18 19:00 | 54.8814 | 89.4246
2033-01-18 20:00 | 51.2682 | 84.274
2033-01-18 21:00 | 47.7097 | 79.9284
2033-01-18 22:00 | 45.2007 | 77.8445
2033-01-18 23:00 | 42.2508 | 75.3816
2033-01-19 | 39.8759 | 74.7621
2033-01-19 01:00 | 37.9855 | 69.4022
2033-01-19 02:00 | 38.5299 | 66.0992
2033-01-19 03:00 | 39.4732 | 65.6119
2033-01-19 04:00 | 39.9721 | 64.3978
2033-01-19 05:00 | 40.5534 | 65.8157
2033-01-19 06:00 | 43.287 | 71.8839
2033-01-19 07:00 | 50.5603 | 74.972
2033-01-19 08:00 | 53.9633 | 78.8053
2033-01-19 09:00 | 54.0872 | 82.476
2033-01-19 10:00 | 52.1836 | 82.1953
2033-01-19 11:00 | 50.499 | 80.9679
2033-01-19 12:00 | 49.3783 | 76.8217
2033-01-19 13:00 | 49.031 | 77.1101
2033-01-19 14:00 | 49.0114 | 73.2618
2033-01-19 15:00 | 49.587 | 79.302
2033-01-19 16:00 | 52.1819 | 81.7104
2033-01-19 17:00 | 55.2689 | 85.8049
2033-01-19 18:00 | 59.2462 | 91.5046
2033-01-19 19:00 | 55.4481 | 88.9872
2033-01-19 20:00 | 51.6933 | 84.5489
2033-01-19 21:00 | 48.1481 | 80.5938
2033-01-19 22:00 | 45.6759 | 78.5885
2033-01-19 23:00 | 42.6482 | 75.9969
2033-01-20 | 40.0435 | 72.7665
2033-01-20 01:00 | 38.2002 | 69.0638
2033-01-20 02:00 | 38.7568 | 65.7252
2033-01-20 03:00 | 39.6825 | 65.5509
2033-01-20 04:00 | 40.17 | 64.3091
2033-01-20 05:00 | 40.7966 | 65.8958
2033-01-20 06:00 | 43.5247 | 71.4259
2033-01-20 07:00 | 50.7905 | 74.87
2033-01-20 08:00 | 54.4319 | 79.3301
2033-01-20 09:00 | 54.6946 | 84.02
2033-01-20 10:00 | 52.886 | 83.9671
2033-01-20 11:00 | 51.0813 | 81.9344
2033-01-20 12:00 | 49.4786 | 81.6453
2033-01-20 13:00 | 48.9859 | 81.3509
2033-01-20 14:00 | 48.8664 | 76.8913
2033-01-20 15:00 | 49.5391 | 82.935
2033-01-20 16:00 | 52.0893 | 84.8845
2033-01-20 17:00 | 55.1311 | 88.8681
2033-01-20 18:00 | 57.8775 | 92.5528
2033-01-20 19:00 | 54.7358 | 90.1511
2033-01-20 20:00 | 51.4292 | 85.4516
2033-01-20 21:00 | 48.0926 | 81.1122
2033-01-20 22:00 | 45.7596 | 78.9039
2033-01-20 23:00 | 42.8634 | 76.3614
2033-01-21 | 40.1156 | 74.3019
2033-01-21 01:00 | 38.6573 | 69.587
2033-01-21 02:00 | 39.2099 | 66.3614
2033-01-21 03:00 | 40.1758 | 66.4777
2033-01-21 04:00 | 40.7393 | 65.2864
2033-01-21 05:00 | 41.3598 | 66.7781
2033-01-21 06:00 | 44.3031 | 72.5653
2033-01-21 07:00 | 51.6049 | 76.3781
2033-01-21 08:00 | 55.0813 | 81.8771
2033-01-21 09:00 | 54.4303 | 87.5522
2033-01-21 10:00 | 51.9164 | 88.4441
2033-01-21 11:00 | 49.322 | 86.8023
2033-01-21 12:00 | 48.0447 | 83.7738
2033-01-21 13:00 | 47.338 | 83.289
2033-01-21 14:00 | 47.0083 | 79.1643
2033-01-21 15:00 | 47.1251 | 84.9328
2033-01-21 16:00 | 49.467 | 86.177
2033-01-21 17:00 | 52.6494 | 89.6306
2033-01-21 18:00 | 57.5639 | 91.3687
2033-01-21 19:00 | 54.6116 | 90.5764
2033-01-21 20:00 | 51.1982 | 86.4645
2033-01-21 21:00 | 47.8862 | 82.6299
2033-01-21 22:00 | 45.6015 | 80.6427
2033-01-21 23:00 | 42.7424 | 77.631
2033-01-22 | 40.2838 | 74.8512
2033-01-22 01:00 | 38.5134 | 70.9549
2033-01-22 02:00 | 38.9218 | 68.2838
2033-01-22 03:00 | 39.704 | 68.2722
2033-01-22 04:00 | 40.0146 | 67.3851
2033-01-22 05:00 | 40.3624 | 68.8035
2033-01-22 06:00 | 41.6053 | 73.5075
2033-01-22 07:00 | 47.1983 | 74.3817
2033-01-22 08:00 | 49.4895 | 75.1491
2033-01-22 09:00 | 50.6708 | 80.3388
2033-01-22 10:00 | 50.0157 | 81.3444
2033-01-22 11:00 | 48.4964 | 78.7347
2033-01-22 12:00 | 46.2505 | 80.9004
2033-01-22 13:00 | 45.9521 | 81.1786
2033-01-22 14:00 | 45.5417 | 76.4634
2033-01-22 15:00 | 45.683 | 81.9318
2033-01-22 16:00 | 47.8598 | 82.9537
2033-01-22 17:00 | 51.3411 | 86.847
2033-01-22 18:00 | 54.7747 | 90.7384
2033-01-22 19:00 | 51.8172 | 87.3724
2033-01-22 20:00 | 48.0111 | 80.8077
2033-01-22 21:00 | 44.1925 | 76.3515
2033-01-22 22:00 | 42.214 | 75.8489
2033-01-22 23:00 | 40.1104 | 75.4288
2033-01-23 | 37.9203 | 74.7965
2033-01-23 01:00 | 36.4565 | 71.7819
2033-01-23 02:00 | 36.856 | 69.0715
2033-01-23 03:00 | 37.6213 | 68.3466
2033-01-23 04:00 | 37.9175 | 66.919
2033-01-23 05:00 | 38.2312 | 67.8752
2033-01-23 06:00 | 39.7305 | 70.2542
2033-01-23 07:00 | 44.6811 | 69.6806
2033-01-23 08:00 | 46.5501 | 69.4282
2033-01-23 09:00 | 46.6714 | 73.7444
2033-01-23 10:00 | 45.3322 | 75.5903
2033-01-23 11:00 | 43.5375 | 75.206
2033-01-23 12:00 | 43.1955 | 72.9445
2033-01-23 13:00 | 43.126 | 73.9935
2033-01-23 14:00 | 42.5465 | 69.5963
2033-01-23 15:00 | 43.0224 | 75.7787
2033-01-23 16:00 | 45.7175 | 78.0552
2033-01-23 17:00 | 49.932 | 82.3187
2033-01-23 18:00 | 54.5486 | 87.3072
2033-01-23 19:00 | 51.7162 | 84.0513
2033-01-23 20:00 | 47.9698 | 78.6193
2033-01-23 21:00 | 44.2296 | 74.563
2033-01-23 22:00 | 42.1415 | 74.1695
2033-01-23 23:00 | 39.9404 | 73.7191
2033-01-24 | 38.0732 | 73.1733
2033-01-24 01:00 | 36.886 | 68.7146
2033-01-24 02:00 | 37.5741 | 65.5985
2033-01-24 03:00 | 38.5878 | 65.5669
2033-01-24 04:00 | 39.1208 | 64.3556
2033-01-24 05:00 | 39.8588 | 65.9212
2033-01-24 06:00 | 42.7321 | 71.1094
2033-01-24 07:00 | 50.0575 | 74.6303
2033-01-24 08:00 | 53.2807 | 79.1013
2033-01-24 09:00 | 52.5373 | 84.1011
2033-01-24 10:00 | 50.1625 | 84.1561
2033-01-24 11:00 | 47.9069 | 82.4051
2033-01-24 12:00 | 48.2782 | 81.1411
2033-01-24 13:00 | 47.842 | 81.5281
2033-01-24 14:00 | 47.7399 | 77.2329
2033-01-24 15:00 | 48.5464 | 83.6685
2033-01-24 16:00 | 51.1532 | 85.8308
2033-01-24 17:00 | 54.3038 | 90.3081
2033-01-24 18:00 | 57.8061 | 93.5324
2033-01-24 19:00 | 54.2813 | 91.3276
2033-01-24 20:00 | 50.6827 | 86.4975
2033-01-24 21:00 | 47.0593 | 82.0208
2033-01-24 22:00 | 44.5253 | 79.4627
2033-01-24 23:00 | 41.5459 | 76.9288
2033-01-25 | 38.6636 | 74.7108
2033-01-25 01:00 | 36.7733 | 70.6696
2033-01-25 02:00 | 37.3134 | 67.137
2033-01-25 03:00 | 38.2081 | 66.8869
2033-01-25 04:00 | 38.6838 | 65.8292
2033-01-25 05:00 | 39.3901 | 67.6962
2033-01-25 06:00 | 42.1683 | 72.9493
2033-01-25 07:00 | 49.4583 | 76.7714
2033-01-25 08:00 | 52.7599 | 81.7709
2033-01-25 09:00 | 52.7832 | 85.7484
2033-01-25 10:00 | 51.1005 | 85.6371
2033-01-25 11:00 | 49.487 | 84.0427
2033-01-25 12:00 | 48.1009 | 79.2841
2033-01-25 13:00 | 47.7665 | 78.7987
2033-01-25 14:00 | 47.7599 | 74.9456
2033-01-25 15:00 | 48.3894 | 81.4348
2033-01-25 16:00 | 50.7693 | 84.0031
2033-01-25 17:00 | 53.8048 | 88.2274
2033-01-25 18:00 | 57.0132 | 91.8542
2033-01-25 19:00 | 53.2602 | 90.9218
2033-01-25 20:00 | 49.6561 | 86.6856
2033-01-25 21:00 | 46.1077 | 82.8087
2033-01-25 22:00 | 43.6655 | 80.8787
2033-01-25 23:00 | 40.8129 | 77.9898
2033-01-26 | 38.7224 | 75.9237
2033-01-26 01:00 | 36.7043 | 70.3225
2033-01-26 02:00 | 37.2601 | 67.0648
2033-01-26 03:00 | 38.1401 | 66.9658
2033-01-26 04:00 | 38.5906 | 65.7996
2033-01-26 05:00 | 39.2703 | 67.4192
2033-01-26 06:00 | 42.2091 | 72.8164
2033-01-26 07:00 | 49.4428 | 76.3988
2033-01-26 08:00 | 52.4117 | 80.9212
2033-01-26 09:00 | 51.6805 | 85.4111
2033-01-26 10:00 | 49.3317 | 85.1121
2033-01-26 11:00 | 47.4064 | 83.2679
2033-01-26 12:00 | 46.1031 | 78.4588
2033-01-26 13:00 | 45.6714 | 78.2437
2033-01-26 14:00 | 45.5879 | 74.1162
2033-01-26 15:00 | 46.0756 | 80.5749
2033-01-26 16:00 | 48.4847 | 82.2187
2033-01-26 17:00 | 51.7595 | 87.4112
2033-01-26 18:00 | 56.7604 | 92.204
2033-01-26 19:00 | 53.17 | 90.5381
2033-01-26 20:00 | 49.6707 | 85.4918
2033-01-26 21:00 | 46.2346 | 81.4073
2033-01-26 22:00 | 43.8106 | 79.1496
2033-01-26 23:00 | 40.9407 | 76.1707
2033-01-27 | 38.6768 | 75.1389
2033-01-27 01:00 | 36.619 | 71.9351
2033-01-27 02:00 | 37.1595 | 68.4762
2033-01-27 03:00 | 38.0524 | 68.2246
2033-01-27 04:00 | 38.4998 | 67.0832
2033-01-27 05:00 | 39.2392 | 68.7853
2033-01-27 06:00 | 42.0459 | 74.6564
2033-01-27 07:00 | 49.4462 | 77.7424
2033-01-27 08:00 | 52.8047 | 81.3613
2033-01-27 09:00 | 52.8825 | 85.1779
2033-01-27 10:00 | 51.1391 | 84.8352
2033-01-27 11:00 | 49.438 | 82.8894
2033-01-27 12:00 | 48.1645 | 77.0318
2033-01-27 13:00 | 47.9505 | 76.0654
2033-01-27 14:00 | 47.7685 | 71.4226
2033-01-27 15:00 | 48.2661 | 77.145
2033-01-27 16:00 | 50.4553 | 79.4085
2033-01-27 17:00 | 53.1791 | 84.485
2033-01-27 18:00 | 57.1194 | 91.092
2033-01-27 19:00 | 53.7536 | 90.3018
2033-01-27 20:00 | 50.2753 | 86.4923
2033-01-27 21:00 | 46.89 | 82.7756
2033-01-27 22:00 | 44.5297 | 80.6831
2033-01-27 23:00 | 41.6692 | 77.9984
2033-01-28 | 38.5312 | 75.4863
2033-01-28 01:00 | 37.3829 | 71.4021
2033-01-28 02:00 | 37.9358 | 68.0248
2033-01-28 03:00 | 38.8509 | 67.6111
2033-01-28 04:00 | 39.3628 | 66.3134
2033-01-28 05:00 | 40.0714 | 67.5163
2033-01-28 06:00 | 42.9674 | 72.6983
2033-01-28 07:00 | 50.3455 | 75.8472
2033-01-28 08:00 | 53.6255 | 79.4187
2033-01-28 09:00 | 52.822 | 82.63
2033-01-28 10:00 | 50.4127 | 81.8127
2033-01-28 11:00 | 47.9324 | 79.8009
2033-01-28 12:00 | 47.3101 | 77.7891
2033-01-28 13:00 | 46.7976 | 77.594
2033-01-28 14:00 | 46.5252 | 73.7305
2033-01-28 15:00 | 46.662 | 79.8345
2033-01-28 16:00 | 48.7732 | 81.0658
2033-01-28 17:00 | 51.7689 | 84.2959
2033-01-28 18:00 | 55.0162 | 88.9598
2033-01-28 19:00 | 52.3848 | 87.4123
2033-01-28 20:00 | 49.2311 | 82.4979
2033-01-28 21:00 | 46.0628 | 78.4514
2033-01-28 22:00 | 43.858 | 76.4556
2033-01-28 23:00 | 41.1065 | 73.9855
2033-01-29 | 38.9096 | 72.8863
2033-01-29 01:00 | 36.99 | 68.9176
2033-01-29 02:00 | 37.3985 | 65.928
2033-01-29 03:00 | 38.1279 | 65.7549
2033-01-29 04:00 | 38.4105 | 64.4485
2033-01-29 05:00 | 38.6961 | 65.4948
2033-01-29 06:00 | 40.475 | 70.0817
2033-01-29 07:00 | 46.0837 | 70.476
2033-01-29 08:00 | 48.278 | 70.9163
2033-01-29 09:00 | 48.5271 | 75.4685
2033-01-29 10:00 | 47.1503 | 76.7747
2033-01-29 11:00 | 45.1282 | 76.1079
2033-01-29 12:00 | 45.3136 | 72.5645
2033-01-29 13:00 | 44.9707 | 73.1113
2033-01-29 14:00 | 44.6749 | 68.5195
2033-01-29 15:00 | 44.984 | 74.1304
2033-01-29 16:00 | 47.3085 | 75.6877
2033-01-29 17:00 | 50.7984 | 79.8571
2033-01-29 18:00 | 55.3903 | 84.7372
2033-01-29 19:00 | 51.9336 | 82.9334
2033-01-29 20:00 | 47.9611 | 78.1617
2033-01-29 21:00 | 43.9636 | 74.774
2033-01-29 22:00 | 41.9571 | 74.2919
2033-01-29 23:00 | 39.8057 | 73.7034
2033-01-30 | 37.6599 | 71.7446
2033-01-30 01:00 | 36.1711 | 69.7655
2033-01-30 02:00 | 36.5662 | 66.5634
2033-01-30 03:00 | 37.2186 | 66.0937
2033-01-30 04:00 | 37.4525 | 65.1417
2033-01-30 05:00 | 37.663 | 66.0866
2033-01-30 06:00 | 39.0701 | 69.4713
2033-01-30 07:00 | 44.2217 | 69.2125
2033-01-30 08:00 | 46.5607 | 68.5849
2033-01-30 09:00 | 47.3449 | 71.7343
2033-01-30 10:00 | 46.4127 | 71.808
2033-01-30 11:00 | 44.9005 | 70.1613
2033-01-30 12:00 | 45.0167 | 72.4883
2033-01-30 13:00 | 45.1114 | 73.0742
2033-01-30 14:00 | 44.7215 | 69.9283
2033-01-30 15:00 | 45.3658 | 76.1896
2033-01-30 16:00 | 48.0083 | 77.5689
2033-01-30 17:00 | 51.8623 | 82.3984
2033-01-30 18:00 | 54.3778 | 88.3677
2033-01-30 19:00 | 51.7559 | 87.5609
2033-01-30 20:00 | 48.2098 | 83.0657
2033-01-30 21:00 | 44.5188 | 79.2379
2033-01-30 22:00 | 42.4479 | 78.5184
2033-01-30 23:00 | 40.2245 | 77.5026
2033-01-31 | 38.266 | 74.2857
2033-01-31 01:00 | 37.2096 | 72.7158
2033-01-31 02:00 | 37.9427 | 69.4745
2033-01-31 03:00 | 38.9166 | 69.4415
2033-01-31 04:00 | 39.4702 | 68.4054
2033-01-31 05:00 | 40.2535 | 70.3183
2033-01-31 06:00 | 42.7823 | 75.4626
2033-01-31 07:00 | 50.311 | 78.9237
2033-01-31 08:00 | 53.9285 | 83.4317
2033-01-31 09:00 | 54.2077 | 87.7782
2033-01-31 10:00 | 52.5988 | 87.3447
2033-01-31 11:00 | 50.9132 | 84.7974
2033-01-31 12:00 | 49.6333 | 84.4539
2033-01-31 13:00 | 49.3342 | 84.6592
2033-01-31 14:00 | 49.2056 | 80.7986
2033-01-31 15:00 | 49.9415 | 87.3927
2033-01-31 16:00 | 52.4465 | 88.8345
2033-01-31 17:00 | 55.4013 | 92.7747
2033-01-31 18:00 | 58.4811 | 96.3249
2033-01-31 19:00 | 55.2663 | 95.3185
2033-01-31 20:00 | 51.7061 | 90.9965
2033-01-31 21:00 | 48.0686 | 87.0199
2033-01-31 22:00 | 45.5334 | 84.7389
2033-01-31 23:00 | 42.5012 | 81.7456
2033-02-01 | 39.7239 | 78.3551
2033-02-01 01:00 | 38.3901 | 76.6185
2033-02-01 02:00 | 38.9859 | 73.4485
2033-02-01 03:00 | 39.9554 | 72.7306
2033-02-01 04:00 | 40.6634 | 71.326
2033-02-01 05:00 | 41.4069 | 72.9024
2033-02-01 06:00 | 44.1409 | 77.093
2033-02-01 07:00 | 51.6263 | 79.9279
2033-02-01 08:00 | 54.9396 | 83.8679
2033-02-01 09:00 | 53.859 | 86.6037
2033-02-01 10:00 | 50.8917 | 84.5938
2033-02-01 11:00 | 48.42 | 82.1148
2033-02-01 12:00 | 47.8668 | 82.5791
2033-02-01 13:00 | 47.2118 | 82.6782
2033-02-01 14:00 | 46.8284 | 78.4087
2033-02-01 15:00 | 47.5336 | 84.9889
2033-02-01 16:00 | 50.6279 | 87.6532
2033-02-01 17:00 | 54.1847 | 91.2047
2033-02-01 18:00 | 58.6242 | 94.4553
2033-02-01 19:00 | 56.0623 | 93.5294
2033-02-01 20:00 | 52.8127 | 89.6707
2033-02-01 21:00 | 49.3596 | 85.6789
2033-02-01 22:00 | 46.8834 | 83.67
2033-02-01 23:00 | 43.9285 | 81.2835
2033-02-02 | 41.1522 | 79.1203
2033-02-02 01:00 | 39.5942 | 75.4247
2033-02-02 02:00 | 40.1603 | 72.3474
2033-02-02 03:00 | 41.069 | 71.8485
2033-02-02 04:00 | 41.712 | 70.5655
2033-02-02 05:00 | 42.3743 | 71.9042
2033-02-02 06:00 | 44.8527 | 76.394
2033-02-02 07:00 | 52.2593 | 79.4036
2033-02-02 08:00 | 55.6141 | 83.5713
2033-02-02 09:00 | 55.3557 | 86.6921
2033-02-02 10:00 | 52.8163 | 84.506
2033-02-02 11:00 | 50.9983 | 81.0629
2033-02-02 12:00 | 49.4667 | 83.6515
2033-02-02 13:00 | 49.0845 | 83.5673
2033-02-02 14:00 | 48.588 | 78.9544
2033-02-02 15:00 | 49.2625 | 84.2879
2033-02-02 16:00 | 52.1867 | 86.3076
2033-02-02 17:00 | 55.4055 | 90.6353
2033-02-02 18:00 | 59.0572 | 92.9759
2033-02-02 19:00 | 55.9951 | 92.7094
2033-02-02 20:00 | 52.406 | 89.0938
2033-02-02 21:00 | 48.7192 | 85.1861
2033-02-02 22:00 | 46.1102 | 82.7913
2033-02-02 23:00 | 43.1267 | 80.0271
2033-02-03 | 41.2226 | 78.1871
2033-02-03 01:00 | 38.609 | 75.16
2033-02-03 02:00 | 39.0762 | 72.0408
2033-02-03 03:00 | 39.9158 | 71.5656
2033-02-03 04:00 | 40.4465 | 70.3251
2033-02-03 05:00 | 41.1462 | 71.9727
2033-02-03 06:00 | 43.713 | 77.6324
2033-02-03 07:00 | 51.1527 | 79.9805
2033-02-03 08:00 | 54.6067 | 82.3522
2033-02-03 09:00 | 54.6963 | 82.7227
2033-02-03 10:00 | 52.5389 | 78.9694
2033-02-03 11:00 | 50.5252 | 75.413
2033-02-03 12:00 | 49.2405 | 76.6801
2033-02-03 13:00 | 48.8541 | 76.2738
2033-02-03 14:00 | 48.5526 | 71.8675
2033-02-03 15:00 | 49.1934 | 77.7989
2033-02-03 16:00 | 51.7886 | 81.0488
2033-02-03 17:00 | 54.5478 | 86.1322
2033-02-03 18:00 | 57.2105 | 91.2173
2033-02-03 19:00 | 54.201 | 91.5328
2033-02-03 20:00 | 50.5575 | 88.6383
2033-02-03 21:00 | 46.9447 | 84.9215
2033-02-03 22:00 | 44.4903 | 82.783
2033-02-03 23:00 | 41.5838 | 80.3007
2033-02-04 | 38.5628 | 77.3274
2033-02-04 01:00 | 38.5723 | 74.5923
2033-02-04 02:00 | 39.1745 | 71.5023
2033-02-04 03:00 | 40.0787 | 70.8434
2033-02-04 04:00 | 40.822 | 69.4875
2033-02-04 05:00 | 41.5183 | 70.6907
2033-02-04 06:00 | 43.9117 | 74.9882
2033-02-04 07:00 | 51.3662 | 77.4975
2033-02-04 08:00 | 54.8345 | 80.2311
2033-02-04 09:00 | 54.0124 | 82.1184
2033-02-04 10:00 | 51.2583 | 79.8379
2033-02-04 11:00 | 48.6955 | 77.7479
2033-02-04 12:00 | 47.7533 | 72.0397
2033-02-04 13:00 | 46.7637 | 71.5348
2033-02-04 14:00 | 46.5083 | 66.9207
2033-02-04 15:00 | 46.6374 | 72.6522
2033-02-04 16:00 | 49.4703 | 75.5805
2033-02-04 17:00 | 52.9026 | 81.0124
2033-02-04 18:00 | 57.9405 | 89.3533
2033-02-04 19:00 | 56.0158 | 88.9833
2033-02-04 20:00 | 52.936 | 85.3175
2033-02-04 21:00 | 49.6372 | 81.4927
2033-02-04 22:00 | 47.3845 | 79.4727
2033-02-04 23:00 | 44.4466 | 77.3243
2033-02-05 | 41.5931 | 74.6018
2033-02-05 01:00 | 39.6987 | 71.5694
2033-02-05 02:00 | 40.1249 | 69.0054
2033-02-05 03:00 | 40.8952 | 68.6758
2033-02-05 04:00 | 41.3268 | 67.3507
2033-02-05 05:00 | 41.8445 | 68.434
2033-02-05 06:00 | 43.4117 | 72.5789
2033-02-05 07:00 | 49.1474 | 72.5545
2033-02-05 08:00 | 50.4901 | 71.5483
2033-02-05 09:00 | 50.5077 | 74.5332
2033-02-05 10:00 | 48.8092 | 74.3683
2033-02-05 11:00 | 46.8456 | 73.5727
2033-02-05 12:00 | 46.7921 | 68.0353
2033-02-05 13:00 | 46.4517 | 68.2601
2033-02-05 14:00 | 46.2317 | 62.6819
2033-02-05 15:00 | 46.3064 | 67.2095
2033-02-05 16:00 | 48.622 | 70.1629
2033-02-05 17:00 | 52.2316 | 76.4035
2033-02-05 18:00 | 55.8398 | 83.3461
2033-02-05 19:00 | 53.8225 | 82.3569
2033-02-05 20:00 | 50.1714 | 77.8231
2033-02-05 21:00 | 45.876 | 74.1326
2033-02-05 22:00 | 43.6936 | 73.5232
2033-02-05 23:00 | 41.411 | 73.0879
2033-02-06 | 38.8937 | 73.1139
2033-02-06 01:00 | 36.8521 | 69.0073
2033-02-06 02:00 | 37.1058 | 66.62
2033-02-06 03:00 | 37.6081 | 66.3105
2033-02-06 04:00 | 37.9653 | 65.0815
2033-02-06 05:00 | 38.234 | 65.9948
2033-02-06 06:00 | 39.4253 | 70.7024
2033-02-06 07:00 | 44.6868 | 69.7767
2033-02-06 08:00 | 46.9281 | 67.6934
2033-02-06 09:00 | 47.6972 | 69.0341
2033-02-06 10:00 | 46.4856 | 67.7684
2033-02-06 11:00 | 44.7725 | 66.7275
2033-02-06 12:00 | 43.5066 | 68.3926
2033-02-06 13:00 | 43.5028 | 69.4745
2033-02-06 14:00 | 42.581 | 65.5542
2033-02-06 15:00 | 43.1205 | 71.7959
2033-02-06 16:00 | 45.9123 | 74.8073
2033-02-06 17:00 | 49.7828 | 80.2106
2033-02-06 18:00 | 53.6596 | 85.3205
2033-02-06 19:00 | 51.0788 | 84.3494
2033-02-06 20:00 | 47.181 | 79.6685
2033-02-06 21:00 | 43.5477 | 75.5541
2033-02-06 22:00 | 41.2968 | 74.8063
2033-02-06 23:00 | 39.2256 | 74.0811
2033-02-07 | 37.2409 | 73.0713
2033-02-07 01:00 | 36.5877 | 68.7852
2033-02-07 02:00 | 37.3002 | 66.2683
2033-02-07 03:00 | 38.2083 | 66.2321
2033-02-07 04:00 | 38.8899 | 64.8862
2033-02-07 05:00 | 39.6751 | 66.7221
2033-02-07 06:00 | 42.1764 | 72.797
2033-02-07 07:00 | 49.9263 | 75.796
2033-02-07 08:00 | 53.4296 | 79.1728
2033-02-07 09:00 | 52.7256 | 82.1961
2033-02-07 10:00 | 50.1457 | 80.6802
2033-02-07 11:00 | 47.5838 | 79.0314
2033-02-07 12:00 | 48.842 | 76.8953
2033-02-07 13:00 | 48.2265 | 77.3778
2033-02-07 14:00 | 47.9597 | 73.0675
2033-02-07 15:00 | 48.5258 | 79.119
2033-02-07 16:00 | 51.3258 | 81.9855
2033-02-07 17:00 | 54.476 | 86.8855
2033-02-07 18:00 | 57.6913 | 90.8569
2033-02-07 19:00 | 54.8377 | 90.0947
2033-02-07 20:00 | 51.35 | 86.017
2033-02-07 21:00 | 47.6496 | 81.9062
2033-02-07 22:00 | 45.1347 | 79.7587
2033-02-07 23:00 | 42.2032 | 77.4288
2033-02-08 | 39.5477 | 73.9633
2033-02-08 01:00 | 37.4986 | 71.1739
2033-02-08 02:00 | 38.0787 | 68.1266
2033-02-08 03:00 | 38.9492 | 67.7807
2033-02-08 04:00 | 39.5764 | 66.4663
2033-02-08 05:00 | 40.4672 | 68.0857
2033-02-08 06:00 | 43.2055 | 73.2174
2033-02-08 07:00 | 50.8107 | 76.4482
2033-02-08 08:00 | 54.1918 | 79.842
2033-02-08 09:00 | 53.5561 | 81.7678
2033-02-08 10:00 | 50.9466 | 79.2153
2033-02-08 11:00 | 48.6118 | 76.9406
2033-02-08 12:00 | 48.5477 | 73.7886
2033-02-08 13:00 | 48.0318 | 73.4566
2033-02-08 14:00 | 47.558 | 68.8329
2033-02-08 15:00 | 48.2444 | 75.4967
2033-02-08 16:00 | 50.8732 | 79.0318
2033-02-08 17:00 | 54.1084 | 84.6812
2033-02-08 18:00 | 57.3686 | 88.7286
2033-02-08 19:00 | 54.4303 | 89.2085
2033-02-08 20:00 | 50.9897 | 85.8009
2033-02-08 21:00 | 47.3627 | 82.1395
2033-02-08 22:00 | 44.8053 | 80.1865
2033-02-08 23:00 | 41.9426 | 77.6727
2033-02-09 | 38.6974 | 75.6025
2033-02-09 01:00 | 38.6093 | 71.629
2033-02-09 02:00 | 39.2621 | 68.6491
2033-02-09 03:00 | 40.164 | 68.6769
2033-02-09 04:00 | 40.9108 | 67.5868
2033-02-09 05:00 | 41.6729 | 69.1963
2033-02-09 06:00 | 44.5747 | 74.3564
2033-02-09 07:00 | 52.5235 | 77.8483
2033-02-09 08:00 | 56.3477 | 82.0753
2033-02-09 09:00 | 55.8519 | 85.688
2033-02-09 10:00 | 53.0057 | 84.3213
2033-02-09 11:00 | 50.3585 | 82.246
2033-02-09 12:00 | 49.3292 | 77.5221
2033-02-09 13:00 | 48.7456 | 77.5955
2033-02-09 14:00 | 48.2342 | 73.3793
2033-02-09 15:00 | 48.6146 | 80.1641
2033-02-09 16:00 | 51.5899 | 82.9201
2033-02-09 17:00 | 55.0288 | 88.9233
2033-02-09 18:00 | 59.7179 | 95.0922
2033-02-09 19:00 | 57.4923 | 94.6494
2033-02-09 20:00 | 54.3168 | 90.2759
2033-02-09 21:00 | 50.8234 | 85.9985
2033-02-09 22:00 | 48.3243 | 83.49
2033-02-09 23:00 | 45.2835 | 80.5541
2033-02-10 | 43.0038 | 77.4519
2033-02-10 01:00 | 40.521 | 74.8041
2033-02-10 02:00 | 41.0596 | 71.905
2033-02-10 03:00 | 41.8889 | 71.7489
2033-02-10 04:00 | 42.4682 | 70.4096
2033-02-10 05:00 | 43.2771 | 72.0674
2033-02-10 06:00 | 46.029 | 77.8914
2033-02-10 07:00 | 53.4297 | 80.8076
2033-02-10 08:00 | 56.7812 | 84.0596
2033-02-10 09:00 | 56.4981 | 87.0623
2033-02-10 10:00 | 53.7877 | 85.9897
2033-02-10 11:00 | 51.5283 | 84.2002
2033-02-10 12:00 | 49.2364 | 77.1403
2033-02-10 13:00 | 48.67 | 76.859
2033-02-10 14:00 | 47.9705 | 72.8793
2033-02-10 15:00 | 48.6264 | 79.5297
2033-02-10 16:00 | 51.2742 | 82.2559
2033-02-10 17:00 | 54.359 | 87.1735
2033-02-10 18:00 | 58.2771 | 90.8545
2033-02-10 19:00 | 55.5908 | 92.1913
2033-02-10 20:00 | 52.0473 | 89.3606
2033-02-10 21:00 | 48.2857 | 85.8935
2033-02-10 22:00 | 45.6715 | 83.8687
2033-02-10 23:00 | 42.7352 | 81.0865
2033-02-11 | 40.2074 | 78.2744
2033-02-11 01:00 | 38.9675 | 74.5011
2033-02-11 02:00 | 39.466 | 71.5251
2033-02-11 03:00 | 40.2301 | 71.3773
2033-02-11 04:00 | 40.8618 | 70.0885
2033-02-11 05:00 | 41.5645 | 71.3884
2033-02-11 06:00 | 44.3171 | 75.8994
2033-02-11 07:00 | 51.8973 | 79.1697
2033-02-11 08:00 | 55.4737 | 82.4696
2033-02-11 09:00 | 55.3637 | 84.0129
2033-02-11 10:00 | 53.0552 | 80.3917
2033-02-11 11:00 | 50.5102 | 75.9105
2033-02-11 12:00 | 48.7974 | 74.5752
2033-02-11 13:00 | 48.0079 | 73.5678
2033-02-11 14:00 | 47.7758 | 68.6232
2033-02-11 15:00 | 47.7632 | 74.4183
2033-02-11 16:00 | 50.1849 | 76.7474
2033-02-11 17:00 | 53.1181 | 82.7364
2033-02-11 18:00 | 56.7112 | 90.3043
2033-02-11 19:00 | 54.6573 | 90.9867
2033-02-11 20:00 | 51.2544 | 87.1948
2033-02-11 21:00 | 47.7647 | 83.3073
2033-02-11 22:00 | 45.4766 | 81.0143
2033-02-11 23:00 | 42.5391 | 78.4614
2033-02-12 | 40.0421 | 76.3847
2033-02-12 01:00 | 38.4382 | 73.8584
2033-02-12 02:00 | 38.8872 | 71.575
2033-02-12 03:00 | 39.5573 | 71.5047
2033-02-12 04:00 | 40.023 | 70.3136
2033-02-12 05:00 | 40.6801 | 71.2208
2033-02-12 06:00 | 42.547 | 75.8658
2033-02-12 07:00 | 48.1386 | 76.2608
2033-02-12 08:00 | 49.5591 | 74.3549
2033-02-12 09:00 | 49.982 | 76.771
2033-02-12 10:00 | 48.7892 | 76.2591
2033-02-12 11:00 | 47.4159 | 74.4344
2033-02-12 12:00 | 45.2899 | 67.1696
2033-02-12 13:00 | 44.8497 | 67.1426
2033-02-12 14:00 | 44.3472 | 61.0949
2033-02-12 15:00 | 44.3828 | 65.879
2033-02-12 16:00 | 46.6257 | 69.0324
2033-02-12 17:00 | 50.3885 | 75.7032
2033-02-12 18:00 | 54.8529 | 83.4654
2033-02-12 19:00 | 52.7304 | 83.3337
2033-02-12 20:00 | 48.7709 | 79.5064
2033-02-12 21:00 | 44.5219 | 76.4141
2033-02-12 22:00 | 42.4274 | 75.818
2033-02-12 23:00 | 40.1446 | 75.3522
2033-02-13 | 38.2794 | 74.9457
2033-02-13 01:00 | 36.1824 | 70.7422
2033-02-13 02:00 | 36.5118 | 68.2473
2033-02-13 03:00 | 37.0256 | 67.7823
2033-02-13 04:00 | 37.3607 | 66.3916
2033-02-13 05:00 | 37.6822 | 67.3159
2033-02-13 06:00 | 39.1824 | 71.5713
2033-02-13 07:00 | 44.5191 | 70.7366
2033-02-13 08:00 | 46.5239 | 68.488
2033-02-13 09:00 | 47.2331 | 71.0015
2033-02-13 10:00 | 45.9994 | 71.4813
2033-02-13 11:00 | 44.8617 | 71.6595
2033-02-13 12:00 | 43.3448 | 70.8772
2033-02-13 13:00 | 43.2748 | 72.296
2033-02-13 14:00 | 42.7442 | 68.6077
2033-02-13 15:00 | 43.2685 | 74.5676
2033-02-13 16:00 | 46.034 | 76.5519
2033-02-13 17:00 | 49.9547 | 81.2413
2033-02-13 18:00 | 53.2193 | 86.2681
2033-02-13 19:00 | 50.9539 | 85.2306
2033-02-13 20:00 | 47.1999 | 79.9314
2033-02-13 21:00 | 43.399 | 75.3481
2033-02-13 22:00 | 41.1596 | 74.4603
2033-02-13 23:00 | 38.8492 | 73.8505
2033-02-14 | 37.2611 | 73.3831
2033-02-14 01:00 | 36.6279 | 68.8423
2033-02-14 02:00 | 37.3758 | 66.2576
2033-02-14 03:00 | 38.2186 | 66.4812
2033-02-14 04:00 | 38.9548 | 65.3162
2033-02-14 05:00 | 39.7754 | 67.1321
2033-02-14 06:00 | 42.6784 | 73.9067
2033-02-14 07:00 | 50.659 | 77.2092
2033-02-14 08:00 | 54.5452 | 80.2124
2033-02-14 09:00 | 54.6654 | 81.8744
2033-02-14 10:00 | 52.6469 | 79.1022
2033-02-14 11:00 | 50.5631 | 76.0787
2033-02-14 12:00 | 49.4089 | 72.9505
2033-02-14 13:00 | 48.8268 | 72.5379
2033-02-14 14:00 | 48.4956 | 67.9575
2033-02-14 15:00 | 49.0792 | 73.7924
2033-02-14 16:00 | 51.9347 | 77.1489
2033-02-14 17:00 | 55.1226 | 84.0912
2033-02-14 18:00 | 58.4081 | 88.7085
2033-02-14 19:00 | 56.2374 | 89.9219
2033-02-14 20:00 | 53.0123 | 86.4912
2033-02-14 21:00 | 49.3844 | 82.608
2033-02-14 22:00 | 46.8555 | 80.301
2033-02-14 23:00 | 43.834 | 77.4588
2033-02-15 | 41.2447 | 74.9762
2033-02-15 01:00 | 38.828 | 69.485
2033-02-15 02:00 | 39.4258 | 66.6666
2033-02-15 03:00 | 40.1914 | 66.7149
2033-02-15 04:00 | 40.794 | 65.4211
2033-02-15 05:00 | 41.6988 | 67.1715
2033-02-15 06:00 | 44.3908 | 73.6919
2033-02-15 07:00 | 51.8689 | 77.2379
2033-02-15 08:00 | 55.1728 | 80.1832
2033-02-15 09:00 | 54.9888 | 81.2468
2033-02-15 10:00 | 52.6778 | 78.3
2033-02-15 11:00 | 50.8221 | 75.8689
2033-02-15 12:00 | 49.3835 | 74.5697
2033-02-15 13:00 | 48.9342 | 74.1586
2033-02-15 14:00 | 48.4884 | 70.0527
2033-02-15 15:00 | 49.3454 | 76.7652
2033-02-15 16:00 | 51.9654 | 79.6275
2033-02-15 17:00 | 55.122 | 84.7399
2033-02-15 18:00 | 56.9824 | 88.3955
2033-02-15 19:00 | 54.5219 | 89.0983
2033-02-15 20:00 | 51.245 | 85.0436
2033-02-15 21:00 | 47.5514 | 81.1152
2033-02-15 22:00 | 44.9255 | 79.1115
2033-02-15 23:00 | 41.9847 | 76.4576
2033-02-16 | 39.5529 | 74.6955
2033-02-16 01:00 | 37.8569 | 70.9776
2033-02-16 02:00 | 38.4293 | 68.0397
2033-02-16 03:00 | 39.1698 | 67.3811
2033-02-16 04:00 | 39.7696 | 66.069
2033-02-16 05:00 | 40.5909 | 67.3029
2033-02-16 06:00 | 43.2868 | 72.6781
2033-02-16 07:00 | 51.0065 | 75.9281
2033-02-16 08:00 | 54.4285 | 78.8871
2033-02-16 09:00 | 54.6002 | 82.0358
2033-02-16 10:00 | 52.5202 | 81.1442
2033-02-16 11:00 | 50.6632 | 79.3468
2033-02-16 12:00 | 49.9471 | 77.5737
2033-02-16 13:00 | 49.623 | 77.7762
2033-02-16 14:00 | 49.4317 | 73.8461
2033-02-16 15:00 | 49.9064 | 79.1677
2033-02-16 16:00 | 52.4544 | 80.4274
2033-02-16 17:00 | 55.3262 | 83.8601
2033-02-16 18:00 | 57.8313 | 86.5253
2033-02-16 19:00 | 55.2884 | 85.9659
2033-02-16 20:00 | 51.7937 | 81.5267
2033-02-16 21:00 | 48.1349 | 77.5471
2033-02-16 22:00 | 45.6191 | 75.5695
2033-02-16 23:00 | 42.5937 | 73.1161
2033-02-17 | 39.9457 | 71.9294
2033-02-17 01:00 | 38.3498 | 66.3495
2033-02-17 02:00 | 38.9573 | 63.4078
2033-02-17 03:00 | 39.6822 | 63.2986
2033-02-17 04:00 | 40.2904 | 62.1386
2033-02-17 05:00 | 41.1903 | 63.6997
2033-02-17 06:00 | 44.054 | 69.7074
2033-02-17 07:00 | 51.6429 | 73.0437
2033-02-17 08:00 | 55.0361 | 75.0649
2033-02-17 09:00 | 54.639 | 76.5107
2033-02-17 10:00 | 52.0379 | 73.9664
2033-02-17 11:00 | 49.6332 | 71.7242
2033-02-17 12:00 | 48.1704 | 65.3833
2033-02-17 13:00 | 47.4186 | 63.9749
2033-02-17 14:00 | 47.0297 | 58.5533
2033-02-17 15:00 | 47.4761 | 63.7893
2033-02-17 16:00 | 50.0305 | 67.4047
2033-02-17 17:00 | 53.1738 | 75.3484
2033-02-17 18:00 | 57.0372 | 83.017
2033-02-17 19:00 | 54.8113 | 83.8411
2033-02-17 20:00 | 51.6446 | 80.1212
2033-02-17 21:00 | 48.0086 | 76.2042
2033-02-17 22:00 | 45.5228 | 74.087
2033-02-17 23:00 | 42.6227 | 71.6469
2033-02-18 | 40.1459 | 70.6083
2033-02-18 01:00 | 38.117 | 66.7526
2033-02-18 02:00 | 38.6325 | 63.8581
2033-02-18 03:00 | 39.3204 | 63.5077
2033-02-18 04:00 | 39.8892 | 62.2979
2033-02-18 05:00 | 40.7584 | 63.6127
2033-02-18 06:00 | 43.5838 | 69.4283
2033-02-18 07:00 | 51.1302 | 72.7586
2033-02-18 08:00 | 54.3973 | 75.2033
2033-02-18 09:00 | 54.2187 | 77.2255
2033-02-18 10:00 | 51.9667 | 76.0123
2033-02-18 11:00 | 49.7679 | 75.0928
2033-02-18 12:00 | 47.8567 | 71.2341
2033-02-18 13:00 | 47.21 | 71.0972
2033-02-18 14:00 | 46.7846 | 67.1526
2033-02-18 15:00 | 46.9351 | 72.5986
2033-02-18 16:00 | 49.0481 | 74.685
2033-02-18 17:00 | 51.9025 | 78.5503
2033-02-18 18:00 | 54.1025 | 82.5628
2033-02-18 19:00 | 51.9236 | 83.664
2033-02-18 20:00 | 48.6627 | 80.6596
2033-02-18 21:00 | 45.0648 | 77.4778
2033-02-18 22:00 | 42.6421 | 76.0343
2033-02-18 23:00 | 39.8384 | 73.7518
2033-02-19 | 37.9489 | 68.8161
2033-02-19 01:00 | 36.2155 | 68.7994
2033-02-19 02:00 | 36.6305 | 65.7603
2033-02-19 03:00 | 37.1586 | 65.1574
2033-02-19 04:00 | 37.5925 | 63.9333
2033-02-19 05:00 | 38.1385 | 64.9467
2033-02-19 06:00 | 40.0981 | 69.3843
2033-02-19 07:00 | 45.7538 | 69.1856
2033-02-19 08:00 | 47.7978 | 68.4462
2033-02-19 09:00 | 48.6505 | 70.8676
2033-02-19 10:00 | 47.7553 | 69.9463
2033-02-19 11:00 | 46.6066 | 68.7746
2033-02-19 12:00 | 45.4449 | 64.4722
2033-02-19 13:00 | 45.0935 | 63.584
2033-02-19 14:00 | 44.3462 | 58.9057
2033-02-19 15:00 | 44.5695 | 63.2569
2033-02-19 16:00 | 46.877 | 65.3787
2033-02-19 17:00 | 50.2856 | 72.9446
2033-02-19 18:00 | 53.7563 | 80.1473
2033-02-19 19:00 | 51.441 | 81.6577
2033-02-19 20:00 | 47.5662 | 76.9528
2033-02-19 21:00 | 43.5815 | 73.0831
2033-02-19 22:00 | 41.5882 | 72.6709
2033-02-19 23:00 | 39.4461 | 71.8989
2033-02-20 | 37.176 | 71.872
2033-02-20 01:00 | 36.2132 | 68.6774
2033-02-20 02:00 | 36.7394 | 66.289
2033-02-20 03:00 | 37.3537 | 66.1495
2033-02-20 04:00 | 37.7549 | 65.4768
2033-02-20 05:00 | 38.306 | 66.3647
2033-02-20 06:00 | 39.8296 | 70.6877
2033-02-20 07:00 | 45.241 | 70.6424
2033-02-20 08:00 | 47.0314 | 68.8847
2033-02-20 09:00 | 47.604 | 70.1024
2033-02-20 10:00 | 46.46 | 68.1251
2033-02-20 11:00 | 45.1548 | 65.0187
2033-02-20 12:00 | 44.9075 | 60.7952
2033-02-20 13:00 | 44.9017 | 59.8716
2033-02-20 14:00 | 44.4228 | 55.5299
2033-02-20 15:00 | 44.8466 | 62.0252
2033-02-20 16:00 | 47.5117 | 65.4864
2033-02-20 17:00 | 51.5224 | 74.3915
2033-02-20 18:00 | 55.1239 | 82.9178
2033-02-20 19:00 | 53.2054 | 83.8629
2033-02-20 20:00 | 49.6228 | 79.3911
2033-02-20 21:00 | 45.2282 | 75.7199
2033-02-20 22:00 | 42.9426 | 75.2301
2033-02-20 23:00 | 40.5467 | 74.0676
2033-02-21 | 39.0346 | 73.6246
2033-02-21 01:00 | 37.2748 | 68.709
2033-02-21 02:00 | 38.0455 | 66.6273
2033-02-21 03:00 | 38.707 | 66.6951
2033-02-21 04:00 | 39.2981 | 65.5402
2033-02-21 05:00 | 39.9353 | 65.8664
2033-02-21 06:00 | 41.955 | 71.1478
2033-02-21 07:00 | 47.3294 | 70.3963
2033-02-21 08:00 | 48.6175 | 67.9212
2033-02-21 09:00 | 48.4969 | 70.2597
2033-02-21 10:00 | 47.2201 | 69.3726
2033-02-21 11:00 | 45.96 | 71.0287
2033-02-21 12:00 | 44.8697 | 69.0589
2033-02-21 13:00 | 44.731 | 70.3384
2033-02-21 14:00 | 44.0978 | 66.1656
2033-02-21 15:00 | 44.4731 | 73.2732
2033-02-21 16:00 | 47.207 | 73.0802
2033-02-21 17:00 | 51.3596 | 79.0502
2033-02-21 18:00 | 54.174 | 82.3744
2033-02-21 19:00 | 52.8183 | 81.9984
2033-02-21 20:00 | 49.887 | 76.7318
2033-02-21 21:00 | 46.1889 | 73.0782
2033-02-21 22:00 | 44.1685 | 72.725
2033-02-21 23:00 | 41.8185 | 71.1341
2033-02-22 | 39.8523 | 69.1754
2033-02-22 01:00 | 40.0966 | 69.2153
2033-02-22 02:00 | 40.7793 | 66.182
2033-02-22 03:00 | 41.5638 | 65.8555
2033-02-22 04:00 | 42.2517 | 64.5731
2033-02-22 05:00 | 43.2761 | 65.8653
2033-02-22 06:00 | 46.0345 | 71.609
2033-02-22 07:00 | 53.6221 | 75.2829
2033-02-22 08:00 | 56.9217 | 77.9151
2033-02-22 09:00 | 56.1145 | 80.5122
2033-02-22 10:00 | 53.0978 | 79.3179
2033-02-22 11:00 | 50.305 | 77.958
2033-02-22 12:00 | 49.4185 | 77.6716
2033-02-22 13:00 | 48.7115 | 77.2719
2033-02-22 14:00 | 48.4425 | 72.9306
2033-02-22 15:00 | 49.0839 | 78.9034
2033-02-22 16:00 | 51.8605 | 80.7672
2033-02-22 17:00 | 55.1638 | 84.668
2033-02-22 18:00 | 58.6157 | 88.1218
2033-02-22 19:00 | 56.6484 | 87.5171
2033-02-22 20:00 | 53.4272 | 82.2592
2033-02-22 21:00 | 49.6064 | 77.5935
2033-02-22 22:00 | 46.9614 | 75.4334
2033-02-22 23:00 | 43.8424 | 72.931
2033-02-23 | 41.3843 | 73.0352
2033-02-23 01:00 | 39.9289 | 66.7176
2033-02-23 02:00 | 40.5671 | 63.8583
2033-02-23 03:00 | 41.2361 | 63.7511
2033-02-23 04:00 | 41.8513 | 62.6887
2033-02-23 05:00 | 42.7839 | 64.0976
2033-02-23 06:00 | 45.5662 | 70.3172
2033-02-23 07:00 | 53.085 | 74.6678
2033-02-23 08:00 | 56.3656 | 78.7774
2033-02-23 09:00 | 56.1295 | 83.3675
2033-02-23 10:00 | 53.4552 | 83.7417
2033-02-23 11:00 | 51.1006 | 81.9478
2033-02-23 12:00 | 47.9657 | 78.7295
2033-02-23 13:00 | 47.1121 | 78.5453
2033-02-23 14:00 | 46.9337 | 74.6961
2033-02-23 15:00 | 47.3944 | 79.8104
2033-02-23 16:00 | 50.0888 | 80.843
2033-02-23 17:00 | 53.4818 | 84.7922
2033-02-23 18:00 | 57.3994 | 86.5559
2033-02-23 19:00 | 55.6008 | 86.569
2033-02-23 20:00 | 52.5318 | 81.7489
2033-02-23 21:00 | 48.7866 | 77.4447
2033-02-23 22:00 | 46.1952 | 75.3492
2033-02-23 23:00 | 43.0653 | 72.4227
2033-02-24 | 40.809 | 71.0491
2033-02-24 01:00 | 39.248 | 66.6701
2033-02-24 02:00 | 39.8747 | 63.837
2033-02-24 03:00 | 40.4885 | 63.9075
2033-02-24 04:00 | 41.0771 | 62.7803
2033-02-24 05:00 | 42.0374 | 64.4264
2033-02-24 06:00 | 44.8631 | 71.2733
2033-02-24 07:00 | 52.0413 | 75.2886
2033-02-24 08:00 | 55.0553 | 78.5174
2033-02-24 09:00 | 54.7737 | 82.2731
2033-02-24 10:00 | 52.3509 | 81.824
2033-02-24 11:00 | 50.411 | 79.509
2033-02-24 12:00 | 48.6241 | 72.4457
2033-02-24 13:00 | 47.7847 | 70.9055
2033-02-24 14:00 | 47.8517 | 65.8433
2033-02-24 15:00 | 48.5652 | 70.5892
2033-02-24 16:00 | 51.2379 | 72.6733
2033-02-24 17:00 | 54.3523 | 78.985
2033-02-24 18:00 | 57.6009 | 83.7128
2033-02-24 19:00 | 55.9166 | 85.1359
2033-02-24 20:00 | 52.8816 | 81.3525
2033-02-24 21:00 | 49.1718 | 77.5138
2033-02-24 22:00 | 46.6517 | 75.6228
2033-02-24 23:00 | 43.5159 | 72.7272
2033-02-25 | 40.3597 | 71.5627
2033-02-25 01:00 | 39.0619 | 67.0562
2033-02-25 02:00 | 39.6718 | 64.21
2033-02-25 03:00 | 40.2512 | 64.1271
2033-02-25 04:00 | 40.8692 | 63.0017
2033-02-25 05:00 | 41.7772 | 64.3736
2033-02-25 06:00 | 44.4515 | 71.2006
2033-02-25 07:00 | 51.7174 | 74.47
2033-02-25 08:00 | 54.7803 | 75.879
2033-02-25 09:00 | 54.6053 | 76.9452
2033-02-25 10:00 | 52.3648 | 74.8202
2033-02-25 11:00 | 50.4764 | 73.3822
2033-02-25 12:00 | 48.1381 | 69.8205
2033-02-25 13:00 | 47.287 | 69.4531
2033-02-25 14:00 | 47.1103 | 65.365
2033-02-25 15:00 | 47.3119 | 71.3971
2033-02-25 16:00 | 49.5669 | 73.3019
2033-02-25 17:00 | 52.5456 | 77.9574
2033-02-25 18:00 | 55.8066 | 83.0374
2033-02-25 19:00 | 54.2088 | 84.4806
2033-02-25 20:00 | 51.1757 | 80.8459
2033-02-25 21:00 | 47.5093 | 77.3642
2033-02-25 22:00 | 45.0398 | 75.6809
2033-02-25 23:00 | 42.027 | 73.1782
2033-02-26 | 39.9275 | 69.6302
2033-02-26 01:00 | 38.2189 | 67.4565
2033-02-26 02:00 | 38.751 | 64.8742
2033-02-26 03:00 | 39.2773 | 64.6053
2033-02-26 04:00 | 39.7645 | 63.319
2033-02-26 05:00 | 40.6013 | 64.1255
2033-02-26 06:00 | 42.7708 | 68.641
2033-02-26 07:00 | 48.3426 | 69.619
2033-02-26 08:00 | 49.6645 | 70.7977
2033-02-26 09:00 | 50.3814 | 76.1749
2033-02-26 10:00 | 49.5211 | 78.0824
2033-02-26 11:00 | 48.1971 | 76.6161
2033-02-26 12:00 | 46.7328 | 73.0705
2033-02-26 13:00 | 46.4461 | 73.0155
2033-02-26 14:00 | 46.0626 | 68.0206
2033-02-26 15:00 | 46.2691 | 72.72
2033-02-26 16:00 | 48.3912 | 73.9588
2033-02-26 17:00 | 51.9353 | 77.3798
2033-02-26 18:00 | 55.4705 | 78.3888
2033-02-26 19:00 | 53.877 | 78.1105
2033-02-26 20:00 | 50.272 | 73.2795
2033-02-26 21:00 | 45.718 | 69.8047
2033-02-26 22:00 | 43.493 | 69.599
2033-02-26 23:00 | 41.1297 | 68.7997
2033-02-27 | 39.1401 | 69.0881
2033-02-27 01:00 | 37.964 | 65.3897
2033-02-27 02:00 | 38.489 | 62.6629
2033-02-27 03:00 | 38.995 | 62.2397
2033-02-27 04:00 | 39.425 | 61.0256
2033-02-27 05:00 | 40.2041 | 61.7276
2033-02-27 06:00 | 42.1575 | 66.2875
2033-02-27 07:00 | 47.4579 | 66.3132
2033-02-27 08:00 | 48.7717 | 66.4252
2033-02-27 09:00 | 49.3489 | 70.7
2033-02-27 10:00 | 48.239 | 72.2739
2033-02-27 11:00 | 46.5372 | 71.3968
2033-02-27 12:00 | 45.1982 | 73.9439
2033-02-27 13:00 | 45.1688 | 74.5495
2033-02-27 14:00 | 44.8361 | 71.3321
2033-02-27 15:00 | 45.2674 | 76.6951
2033-02-27 16:00 | 47.7557 | 77.5123
2033-02-27 17:00 | 51.891 | 80.4487
2033-02-27 18:00 | 55.2752 | 82.2898
2033-02-27 19:00 | 54.1457 | 81.8902
2033-02-27 20:00 | 50.9648 | 76.8964
2033-02-27 21:00 | 46.4031 | 72.5902
2033-02-27 22:00 | 43.9267 | 72.0584
2033-02-27 23:00 | 41.4651 | 70.9589
2033-02-28 | 40.0093 | 69.2473
2033-02-28 01:00 | 39.0638 | 66.824
2033-02-28 02:00 | 39.8607 | 64.1752
2033-02-28 03:00 | 40.6298 | 64.0609
2033-02-28 04:00 | 41.3163 | 62.9923
2033-02-28 05:00 | 42.3289 | 64.6229
2033-02-28 06:00 | 45.4661 | 71.0072
2033-02-28 07:00 | 53.2063 | 74.9009
2033-02-28 08:00 | 56.7145 | 78.0117
2033-02-28 09:00 | 56.3044 | 81.7999
2033-02-28 10:00 | 53.5676 | 81.7769
2033-02-28 11:00 | 50.9435 | 79.8856
2033-02-28 12:00 | 49.8788 | 76.4516
2033-02-28 13:00 | 49.0714 | 76.4005
2033-02-28 14:00 | 48.7084 | 72.1832
2033-02-28 15:00 | 49.3252 | 77.331
2033-02-28 16:00 | 52.0645 | 79.2528
2033-02-28 17:00 | 55.3136 | 83.6881
2033-02-28 18:00 | 58.0758 | 86.2144
2033-02-28 19:00 | 56.3017 | 86.5855
2033-02-28 20:00 | 53.1788 | 82.4909
2033-02-28 21:00 | 49.306 | 78.3719
2033-02-28 22:00 | 46.6067 | 76.5458
2033-02-28 23:00 | 43.48 | 73.7397
2033-03-01 | 41.0168 | 71.6789
2033-03-01 01:00 | 39.4665 | 67.8856
2033-03-01 02:00 | 40.18 | 64.6255
2033-03-01 03:00 | 40.8567 | 64.215
2033-03-01 04:00 | 41.3867 | 63.227
2033-03-01 05:00 | 42.438 | 65.1228
2033-03-01 06:00 | 45.2356 | 71.1042
2033-03-01 07:00 | 52.5992 | 73.9695
2033-03-01 08:00 | 55.9096 | 76.4332
2033-03-01 09:00 | 55.044 | 78.7426
2033-03-01 10:00 | 52.2205 | 77.0222
2033-03-01 11:00 | 49.4049 | 75.3473
2033-03-01 12:00 | 49.1361 | 71.4185
2033-03-01 13:00 | 48.1763 | 70.0688
2033-03-01 14:00 | 47.8955 | 65.4769
2033-03-01 15:00 | 48.3638 | 71.6618
2033-03-01 16:00 | 50.9128 | 74.6475
2033-03-01 17:00 | 54.0228 | 79.0714
2033-03-01 18:00 | 56.4645 | 82.4447
2033-03-01 19:00 | 55.0447 | 85.1827
2033-03-01 20:00 | 52.4003 | 83.2435
2033-03-01 21:00 | 48.9306 | 80.4003
2033-03-01 22:00 | 46.556 | 78.3768
2033-03-01 23:00 | 43.5413 | 75.8107
2033-03-02 | 40.6963 | 73.0765
2033-03-02 01:00 | 39.5611 | 69.3569
2033-03-02 02:00 | 40.2912 | 66.1606
2033-03-02 03:00 | 40.9574 | 66.2109
2033-03-02 04:00 | 41.4335 | 65.5286
2033-03-02 05:00 | 42.4546 | 67.545
2033-03-02 06:00 | 45.0568 | 72.5505
2033-03-02 07:00 | 52.4576 | 75.6834
2033-03-02 08:00 | 55.7932 | 78.084
2033-03-02 09:00 | 55.0435 | 78.362
2033-03-02 10:00 | 52.1577 | 74.1847
2033-03-02 11:00 | 49.4103 | 70.4862
2033-03-02 12:00 | 47.4894 | 66.8482
2033-03-02 13:00 | 46.5142 | 64.5256
2033-03-02 14:00 | 46.2208 | 59.7911
2033-03-02 15:00 | 46.6468 | 65.7458
2033-03-02 16:00 | 49.2046 | 69.0208
2033-03-02 17:00 | 52.4366 | 77.693
2033-03-02 18:00 | 55.1704 | 86.4517
2033-03-02 19:00 | 53.9175 | 89.1238
2033-03-02 20:00 | 51.5676 | 86.154
2033-03-02 21:00 | 48.1797 | 82.599
2033-03-02 22:00 | 45.77 | 79.9371
2033-03-02 23:00 | 42.7034 | 76.5863
2033-03-03 | 40.2575 | 75.8602
2033-03-03 01:00 | 39.0594 | 70.5516
2033-03-03 02:00 | 39.7679 | 67.6432
2033-03-03 03:00 | 40.4519 | 67.6675
2033-03-03 04:00 | 40.9226 | 66.676
2033-03-03 05:00 | 41.974 | 68.8629
2033-03-03 06:00 | 44.8448 | 75.2099
2033-03-03 07:00 | 52.2026 | 77.8675
2033-03-03 08:00 | 55.531 | 79.2073
2033-03-03 09:00 | 54.678 | 78.4354
2033-03-03 10:00 | 51.7938 | 74.2128
2033-03-03 11:00 | 48.9355 | 70.4873
2033-03-03 12:00 | 48.4465 | 69.1724
2033-03-03 13:00 | 47.5011 | 67.4949
2033-03-03 14:00 | 47.1359 | 63.8906
2033-03-03 15:00 | 47.4954 | 70.5009
2033-03-03 16:00 | 49.9188 | 73.0876
2033-03-03 17:00 | 52.8253 | 78.606
2033-03-03 18:00 | 55.8939 | 83.1249
2033-03-03 19:00 | 54.317 | 86.1725
2033-03-03 20:00 | 51.7703 | 84.0503
2033-03-03 21:00 | 48.2771 | 80.8932
2033-03-03 22:00 | 45.8675 | 78.754
2033-03-03 23:00 | 42.8586 | 75.8782
2033-03-04 | 40.225 | 74.3833
2033-03-04 01:00 | 38.5126 | 71.1581
2033-03-04 02:00 | 39.1237 | 68.022
2033-03-04 03:00 | 39.7267 | 67.6593
2033-03-04 04:00 | 40.1156 | 66.6146
2033-03-04 05:00 | 41.0801 | 68.0478
2033-03-04 06:00 | 43.7273 | 72.6432
2033-03-04 07:00 | 50.9934 | 75.1311
2033-03-04 08:00 | 54.3237 | 76.3853
2033-03-04 09:00 | 54.3175 | 77.3783
2033-03-04 10:00 | 52.3378 | 74.6155
2033-03-04 11:00 | 50.2679 | 72.129
2033-03-04 12:00 | 49.2156 | 65.5988
2033-03-04 13:00 | 48.5152 | 63.9592
2033-03-04 14:00 | 48.0566 | 59.6476
2033-03-04 15:00 | 48.1489 | 66.0975
2033-03-04 16:00 | 49.9886 | 68.5555
2033-03-04 17:00 | 52.3979 | 74.3996
2033-03-04 18:00 | 53.7385 | 80.2372
2033-03-04 19:00 | 51.5767 | 82.5603
2033-03-04 20:00 | 48.5827 | 79.6982
2033-03-04 21:00 | 44.9857 | 76.1691
2033-03-04 22:00 | 42.5654 | 73.7574
2033-03-04 23:00 | 39.7145 | 71.3151
2033-03-05 | 37.7317 | 71.9286
2033-03-05 01:00 | 36.0492 | 67.138
2033-03-05 02:00 | 36.5694 | 64.6112
2033-03-05 03:00 | 37.0857 | 64.726
2033-03-05 04:00 | 37.3545 | 63.7966
2033-03-05 05:00 | 38.0888 | 65.0116
2033-03-05 06:00 | 40.1263 | 70.9095
2033-03-05 07:00 | 45.5604 | 71.1028
2033-03-05 08:00 | 47.342 | 69.2711
2033-03-05 09:00 | 47.3851 | 70.4509
2033-03-05 10:00 | 46.064 | 69.0654
2033-03-05 11:00 | 44.4387 | 65.9823
2033-03-05 12:00 | 42.5457 | 64.1495
2033-03-05 13:00 | 41.8116 | 62.9472
2033-03-05 14:00 | 40.8853 | 57.3539
2033-03-05 15:00 | 40.8122 | 61.6019
2033-03-05 16:00 | 42.9186 | 64.1973
2033-03-05 17:00 | 46.4473 | 69.6465
2033-03-05 18:00 | 49.3293 | 74.8159
2033-03-05 19:00 | 48.0623 | 75.5304
2033-03-05 20:00 | 45.1851 | 72.4962
2033-03-05 21:00 | 41.6881 | 69.5693
2033-03-05 22:00 | 39.9098 | 68.7153
2033-03-05 23:00 | 37.8958 | 67.9028
2033-03-06 | 36.3211 | 69.1328
2033-03-06 01:00 | 35.0298 | 63.7084
2033-03-06 02:00 | 35.5929 | 61.2542
2033-03-06 03:00 | 36.1725 | 60.9567
2033-03-06 04:00 | 36.3288 | 59.7408
2033-03-06 05:00 | 36.8901 | 60.6702
2033-03-06 06:00 | 38.1865 | 64.955
2033-03-06 07:00 | 43.2939 | 63.8764
2033-03-06 08:00 | 45.1106 | 62.0077
2033-03-06 09:00 | 45.2284 | 63.5369
2033-03-06 10:00 | 43.848 | 63.5707
2033-03-06 11:00 | 42.8713 | 63.3567
2033-03-06 12:00 | 41.4653 | 57.0827
2033-03-06 13:00 | 41.0896 | 57.0111
2033-03-06 14:00 | 40.6721 | 52.9473
2033-03-06 15:00 | 41.1312 | 59.5316
2033-03-06 16:00 | 43.8351 | 63.4592
2033-03-06 17:00 | 47.7745 | 68.7491
2033-03-06 18:00 | 49.8255 | 72.2283
2033-03-06 19:00 | 48.6564 | 73.4118
2033-03-06 20:00 | 46.0524 | 70.9166
2033-03-06 21:00 | 42.5287 | 68.084
2033-03-06 22:00 | 40.4755 | 67.4596
2033-03-06 23:00 | 38.1 | 66.6783
2033-03-07 | 36.4165 | 66.8357
2033-03-07 01:00 | 35.3886 | 64.999
2033-03-07 02:00 | 36.2256 | 62.0144
2033-03-07 03:00 | 37.0346 | 61.4412
2033-03-07 04:00 | 37.4823 | 60.5682
2033-03-07 05:00 | 38.565 | 62.3981
2033-03-07 06:00 | 41.3762 | 66.9555
2033-03-07 07:00 | 48.7901 | 69.1731
2033-03-07 08:00 | 51.9261 | 69.4295
2033-03-07 09:00 | 51.5023 | 68.5794
2033-03-07 10:00 | 49.611 | 64.9108
2033-03-07 11:00 | 48.1163 | 63.0718
2033-03-07 12:00 | 45.8696 | 57.3153
2033-03-07 13:00 | 45.264 | 55.5156
2033-03-07 14:00 | 44.9697 | 50.429
2033-03-07 15:00 | 45.6656 | 55.5961
2033-03-07 16:00 | 48.2014 | 60.2034
2033-03-07 17:00 | 51.1661 | 68.8894
2033-03-07 18:00 | 53.8623 | 75.9763
2033-03-07 19:00 | 52.0218 | 78.1029
2033-03-07 20:00 | 49.542 | 75.9679
2033-03-07 21:00 | 46.1007 | 72.6368
2033-03-07 22:00 | 43.5335 | 70.6617
2033-03-07 23:00 | 40.518 | 68.1661
2033-03-08 | 37.871 | 68.6285
2033-03-08 01:00 | 36.2993 | 62.5508
2033-03-08 02:00 | 37.0335 | 59.4091
2033-03-08 03:00 | 37.788 | 59.0008
2033-03-08 04:00 | 38.1985 | 58.1848
2033-03-08 05:00 | 39.2983 | 60.3055
2033-03-08 06:00 | 42.0386 | 66.5073
2033-03-08 07:00 | 49.3 | 69.8159
2033-03-08 08:00 | 52.3437 | 72.6747
2033-03-08 09:00 | 51.8522 | 74.8089
2033-03-08 10:00 | 49.854 | 73.7694
2033-03-08 11:00 | 48.324 | 71.9199
2033-03-08 12:00 | 46.5569 | 73.2889
2033-03-08 13:00 | 45.9634 | 72.1303
2033-03-08 14:00 | 45.6769 | 68.0684
2033-03-08 15:00 | 46.2658 | 73.1558
2033-03-08 16:00 | 48.6692 | 75.5194
2033-03-08 17:00 | 51.6272 | 78.3915
2033-03-08 18:00 | 53.4047 | 80.0944
2033-03-08 19:00 | 51.3732 | 79.9278
2033-03-08 20:00 | 48.9782 | 76.1052
2033-03-08 21:00 | 45.5518 | 71.9613
2033-03-08 22:00 | 43.0079 | 70.2809
2033-03-08 23:00 | 40.0988 | 67.9192
2033-03-09 | 38.3403 | 67.2197
2033-03-09 01:00 | 36.3114 | 62.5865
2033-03-09 02:00 | 37.0202 | 59.6006
2033-03-09 03:00 | 37.7822 | 58.8894
2033-03-09 04:00 | 38.1533 | 57.927
2033-03-09 05:00 | 39.2316 | 59.5796
2033-03-09 06:00 | 42.1346 | 65.0076
2033-03-09 07:00 | 49.2706 | 67.6009
2033-03-09 08:00 | 51.936 | 68.8047
2033-03-09 09:00 | 51.1062 | 69.6622
2033-03-09 10:00 | 48.7354 | 67.7847
2033-03-09 11:00 | 47.2153 | 66.5598
2033-03-09 12:00 | 45.403 | 66.4955
2033-03-09 13:00 | 44.8 | 65.4104
2033-03-09 14:00 | 44.4637 | 61.0068
2033-03-09 15:00 | 44.9029 | 65.4633
2033-03-09 16:00 | 47.2863 | 67.8988
2033-03-09 17:00 | 50.303 | 72.3878
2033-03-09 18:00 | 51.9358 | 76.3195
2033-03-09 19:00 | 50.559 | 76.7537
2033-03-09 20:00 | 48.5871 | 74.167
2033-03-09 21:00 | 45.4381 | 70.9215
2033-03-09 22:00 | 42.9933 | 69.4668
2033-03-09 23:00 | 40.0732 | 67.1532
2033-03-10 | 37.8619 | 65.1018
2033-03-10 01:00 | 36.2689 | 61.9311
2033-03-10 02:00 | 36.9886 | 58.7913
2033-03-10 03:00 | 37.8051 | 58.3329
2033-03-10 04:00 | 38.1774 | 57.3654
2033-03-10 05:00 | 39.3403 | 59.2184
2033-03-10 06:00 | 42.4238 | 64.1125
2033-03-10 07:00 | 49.8234 | 66.7206
2033-03-10 08:00 | 52.921 | 68.1775
2033-03-10 09:00 | 51.8372 | 69.2176
2033-03-10 10:00 | 49.1115 | 66.5782
2033-03-10 11:00 | 46.5566 | 64.5942
2033-03-10 12:00 | 45.7865 | 63.6547
2033-03-10 13:00 | 45.0625 | 62.5708
2033-03-10 14:00 | 44.708 | 58.6761
2033-03-10 15:00 | 45.0838 | 63.2227
2033-03-10 16:00 | 47.4036 | 66.3863
2033-03-10 17:00 | 50.2453 | 70.6657
2033-03-10 18:00 | 52.8092 | 72.3295
2033-03-10 19:00 | 51.0306 | 73.1818
2033-03-10 20:00 | 48.8296 | 71.2048
2033-03-10 21:00 | 45.4865 | 67.7196
2033-03-10 22:00 | 42.9975 | 66.2362
2033-03-10 23:00 | 40.0873 | 64.3711
2033-03-11 | 37.6061 | 62.8659
2033-03-11 01:00 | 36.0805 | 60.6528
2033-03-11 02:00 | 36.7245 | 57.6382
2033-03-11 03:00 | 37.4569 | 57.432
2033-03-11 04:00 | 37.7823 | 56.5588
2033-03-11 05:00 | 38.8363 | 58.1024
2033-03-11 06:00 | 41.7449 | 63.8831
2033-03-11 07:00 | 48.7539 | 66.9569
2033-03-11 08:00 | 51.4609 | 69.6274
2033-03-11 09:00 | 50.7441 | 72.8173
2033-03-11 10:00 | 48.6396 | 72.785
2033-03-11 11:00 | 47.0249 | 71.8074
2033-03-11 12:00 | 44.6956 | 66.1562
2033-03-11 13:00 | 43.9279 | 64.6569
2033-03-11 14:00 | 43.5133 | 59.7963
2033-03-11 15:00 | 43.5601 | 64.6988
2033-03-11 16:00 | 45.5003 | 67.7148
2033-03-11 17:00 | 48.2284 | 72.848
2033-03-11 18:00 | 51.3113 | 75.27
2033-03-11 19:00 | 49.1264 | 76.9466
2033-03-11 20:00 | 46.5565 | 74.7124
2033-03-11 21:00 | 43.1384 | 71.3883
2033-03-11 22:00 | 40.6633 | 69.8915
2033-03-11 23:00 | 37.9061 | 67.3517
2033-03-12 | 36.1724 | 65.7648
2033-03-12 01:00 | 34.9441 | 62.5027
2033-03-12 02:00 | 35.5711 | 59.8818
2033-03-12 03:00 | 36.2508 | 59.8501
2033-03-12 04:00 | 36.4506 | 59.2153
2033-03-12 05:00 | 37.1479 | 60.2779
2033-03-12 06:00 | 38.9763 | 64.743
2033-03-12 07:00 | 44.481 | 64.6514
2033-03-12 08:00 | 46.8976 | 64.5748
2033-03-12 09:00 | 47.5303 | 67.3466
2033-03-12 10:00 | 46.6934 | 66.9877
2033-03-12 11:00 | 45.4031 | 65.332
2033-03-12 12:00 | 42.0036 | 62.875
2033-03-12 13:00 | 41.1781 | 61.4063
2033-03-12 14:00 | 40.4482 | 57.3377
2033-03-12 15:00 | 40.645 | 63.6737
2033-03-12 16:00 | 43.1138 | 66.8424
2033-03-12 17:00 | 46.847 | 72.6076
2033-03-12 18:00 | 48.9892 | 75.2389
2033-03-12 19:00 | 47.7992 | 75.9805
2033-03-12 20:00 | 45.5627 | 72.2765
2033-03-12 21:00 | 42.0528 | 68.9192
2033-03-12 22:00 | 40.2033 | 68.6929
2033-03-12 23:00 | 38.1104 | 68.0743
2033-03-13 | 36.3908 | 68.3157
2033-03-13 01:00 | 34.5925 | 63.5215
2033-03-13 02:00 | 35.5239 | 61.8957
2033-03-13 03:00 | 36.4016 | 61.6254
2033-03-13 04:00 | 36.9628 | 61.0061
2033-03-13 05:00 | 38.4212 | 63.7497
2033-03-13 06:00 | 41.3198 | 69.0878
2033-03-13 07:00 | 46.6728 | 68.5383
2033-03-13 08:00 | 46.5846 | 62.941
2033-03-13 09:00 | 45.3254 | 62.7962
2033-03-13 10:00 | 43.9051 | 60.8386
2033-03-13 11:00 | 42.3247 | 61.8659
2033-03-13 12:00 | 42.7317 | 57.0944
2033-03-13 13:00 | 42.7131 | 55.9571
2033-03-13 14:00 | 42.1256 | 52.0117
2033-03-13 15:00 | 42.7116 | 58.0143
2033-03-13 16:00 | 45.6407 | 61.8488
2033-03-13 17:00 | 49.1378 | 68.6815
2033-03-13 18:00 | 50.9155 | 73.0743
2033-03-13 19:00 | 49.3973 | 76.1541
2033-03-13 20:00 | 46.6405 | 73.6472
2033-03-13 21:00 | 42.2066 | 69.022
2033-03-13 22:00 | 39.2875 | 67.6441
2033-03-13 23:00 | 36.6916 | 67.1984
2033-03-14 | 35.4716 | 66.1927
2033-03-14 01:00 | 36.0322 | 63.585
2033-03-14 02:00 | 37.2608 | 61.8706
2033-03-14 03:00 | 38.3964 | 62.2157
2033-03-14 04:00 | 39.2914 | 61.6646
2033-03-14 05:00 | 41.2561 | 65.2013
2033-03-14 06:00 | 45.7917 | 74.3228
2033-03-14 07:00 | 53.4364 | 77.748
2033-03-14 08:00 | 54.7913 | 74.9197
2033-03-14 09:00 | 52.4686 | 72.5549
2033-03-14 10:00 | 49.9059 | 66.8799
2033-03-14 11:00 | 47.4137 | 64.4109
2033-03-14 12:00 | 47.1082 | 64.2452
2033-03-14 13:00 | 46.6574 | 63.3295
2033-03-14 14:00 | 45.9413 | 58.768
2033-03-14 15:00 | 46.5718 | 64.4886
2033-03-14 16:00 | 49.4244 | 68.3253
2033-03-14 17:00 | 52.1046 | 74.067
2033-03-14 18:00 | 53.5828 | 76.2074
2033-03-14 19:00 | 52.1206 | 79.314
2033-03-14 20:00 | 49.6403 | 77.7553
2033-03-14 21:00 | 45.7187 | 73.2401
2033-03-14 22:00 | 42.501 | 69.9343
2033-03-14 23:00 | 39.2981 | 67.5269
2033-03-15 | 37.6733 | 66.8094
2033-03-15 01:00 | 35.7581 | 63.7589
2033-03-15 02:00 | 36.7679 | 60.409
2033-03-15 03:00 | 37.6773 | 59.2918
2033-03-15 04:00 | 38.2188 | 58.2045
2033-03-15 05:00 | 39.2348 | 60.7617
2033-03-15 06:00 | 41.4335 | 65.9486
2033-03-15 07:00 | 47.5391 | 66.0914
2033-03-15 08:00 | 49.8544 | 62.3071
2033-03-15 09:00 | 48.8261 | 61.4263
2033-03-15 10:00 | 47.1395 | 57.7039
2033-03-15 11:00 | 44.9345 | 59.4256
2033-03-15 12:00 | 44.7324 | 59.3501
2033-03-15 13:00 | 43.6674 | 59.0893
2033-03-15 14:00 | 42.6754 | 55.3126
2033-03-15 15:00 | 42.7711 | 62.5493
2033-03-15 16:00 | 46.1176 | 65.3344
2033-03-15 17:00 | 49.5072 | 67.9756
2033-03-15 18:00 | 51.0161 | 72.5269
2033-03-15 19:00 | 48.9787 | 73.5554
2033-03-15 20:00 | 47.1749 | 71.7291
2033-03-15 21:00 | 43.8342 | 68.3059
2033-03-15 22:00 | 41.005 | 66.4423
2033-03-15 23:00 | 38.5936 | 66.3164
2033-03-16 | 37.184 | 65.426
2033-03-16 01:00 | 38.2217 | 64.7318
2033-03-16 02:00 | 39.3197 | 62.5858
2033-03-16 03:00 | 40.3164 | 62.8101
2033-03-16 04:00 | 41.099 | 62.3914
2033-03-16 05:00 | 42.9724 | 65.4124
2033-03-16 06:00 | 47.2635 | 73.4006
2033-03-16 07:00 | 54.7349 | 76.9866
2033-03-16 08:00 | 56.372 | 74.3636
2033-03-16 09:00 | 55.0971 | 72.4051
2033-03-16 10:00 | 52.9596 | 67.4344
2033-03-16 11:00 | 50.8905 | 66.0467
2033-03-16 12:00 | 48.6189 | 61.1
2033-03-16 13:00 | 48.073 | 59.1491
2033-03-16 14:00 | 47.4672 | 54.0075
2033-03-16 15:00 | 48.1298 | 59.2879
2033-03-16 16:00 | 50.9417 | 63.6507
2033-03-16 17:00 | 53.7119 | 71.6771
2033-03-16 18:00 | 56.1938 | 76.7442
2033-03-16 19:00 | 54.166 | 80.1222
2033-03-16 20:00 | 51.3296 | 78.4986
2033-03-16 21:00 | 47.2566 | 73.8714
2033-03-16 22:00 | 43.9292 | 70.352
2033-03-16 23:00 | 40.5887 | 67.4861
2033-03-17 | 38.2884 | 68.3772
2033-03-17 01:00 | 38.1896 | 62.9138
2033-03-17 02:00 | 39.4438 | 60.901
2033-03-17 03:00 | 40.3942 | 61.3875
2033-03-17 04:00 | 41.1333 | 60.657
2033-03-17 05:00 | 42.7271 | 63.5745
2033-03-17 06:00 | 46.1177 | 71.6751
2033-03-17 07:00 | 53.6736 | 76.0459
2033-03-17 08:00 | 56.8065 | 76.8363
2033-03-17 09:00 | 55.7779 | 74.6184
2033-03-17 10:00 | 53.6767 | 67.8645
2033-03-17 11:00 | 50.9064 | 64.106
2033-03-17 12:00 | 47.7635 | 70.2064
2033-03-17 13:00 | 46.0876 | 69.9508
2033-03-17 14:00 | 46.2734 | 65.8436
2033-03-17 15:00 | 46.1748 | 70.6071
2033-03-17 16:00 | 49.3871 | 70.8814
2033-03-17 17:00 | 51.7147 | 74.468
2033-03-17 18:00 | 51.7896 | 77.847
2033-03-17 19:00 | 50.6961 | 78.6067
2033-03-17 20:00 | 49.5146 | 72.1907
2033-03-17 21:00 | 46.7167 | 67.8981
2033-03-17 22:00 | 43.7353 | 67.5065
2033-03-17 23:00 | 40.8496 | 66.2424
2033-03-18 | 39.619 | 66.0922
2033-03-18 01:00 | 38.1326 | 62.9342
2033-03-18 02:00 | 39.2196 | 61.75
2033-03-18 03:00 | 40.1 | 61.4182
2033-03-18 04:00 | 40.7393 | 60.0399
2033-03-18 05:00 | 42.595 | 61.1814
2033-03-18 06:00 | 46.3251 | 70.884
2033-03-18 07:00 | 52.9598 | 75.5493
2033-03-18 08:00 | 54.9709 | 72.0411
2033-03-18 09:00 | 53.5298 | 72.7732
2033-03-18 10:00 | 51.4696 | 72.0019
2033-03-18 11:00 | 48.231 | 70.0799
2033-03-18 12:00 | 45.7743 | 69.4267
2033-03-18 13:00 | 45.0381 | 69.7779
2033-03-18 14:00 | 44.7966 | 67.772
2033-03-18 15:00 | 44.8368 | 74.1616
2033-03-18 16:00 | 47.0527 | 75.7129
2033-03-18 17:00 | 49.7552 | 74.8352
2033-03-18 18:00 | 53.0444 | 72.9912
2033-03-18 19:00 | 51.0018 | 74.9367
2033-03-18 20:00 | 48.0418 | 72.206
2033-03-18 21:00 | 43.9707 | 67.2868
2033-03-18 22:00 | 40.9479 | 64.0912
2033-03-18 23:00 | 37.9716 | 62.0366
2033-03-19 | 36.6612 | 61.9734
2033-03-19 01:00 | 35.8259 | 57.0375
2033-03-19 02:00 | 36.6941 | 55.1591
2033-03-19 03:00 | 37.4423 | 55.5316
2033-03-19 04:00 | 38.0055 | 54.5341
2033-03-19 05:00 | 39.5959 | 57.0318
2033-03-19 06:00 | 43.0901 | 64.4775
2033-03-19 07:00 | 48.73 | 64.765
2033-03-19 08:00 | 49.3873 | 59.8301
2033-03-19 09:00 | 49.3569 | 57.5621
2033-03-19 10:00 | 48.9094 | 53.8305
2033-03-19 11:00 | 47.4307 | 54.051
2033-03-19 12:00 | 46.5116 | 50.8792
2033-03-19 13:00 | 46.2108 | 49.5927
2033-03-19 14:00 | 44.9739 | 44.5382
2033-03-19 15:00 | 45.1207 | 49.1698
2033-03-19 16:00 | 47.3132 | 53.4883
2033-03-19 17:00 | 50.1125 | 60.176
2033-03-19 18:00 | 50.8456 | 65.6857
2033-03-19 19:00 | 48.4185 | 66.9996
2033-03-19 20:00 | 44.8122 | 64.5838
2033-03-19 21:00 | 40.5786 | 60.1013
2033-03-19 22:00 | 37.748 | 58.3616
2033-03-19 23:00 | 35.4849 | 57.6694
2033-03-20 | 34.2612 | 59.1789
2033-03-20 01:00 | 34.1807 | 55.6646
2033-03-20 02:00 | 35.2466 | 54.2749
2033-03-20 03:00 | 36.2177 | 54.8366
2033-03-20 04:00 | 36.8041 | 54.2355
2033-03-20 05:00 | 38.4592 | 56.2056
2033-03-20 06:00 | 41.8086 | 62.6373
2033-03-20 07:00 | 47.1381 | 63.0932
2033-03-20 08:00 | 47.6634 | 59.0907
2033-03-20 09:00 | 47.9533 | 59.2075
2033-03-20 10:00 | 48.0175 | 57.4925
2033-03-20 11:00 | 47.2746 | 57.9755
2033-03-20 12:00 | 45.3467 | 60.9022
2033-03-20 13:00 | 45.3791 | 60.4874
2033-03-20 14:00 | 44.3845 | 57.2454
2033-03-20 15:00 | 44.8301 | 64.2239
2033-03-20 16:00 | 47.5969 | 67.7978
2033-03-20 17:00 | 51.3139 | 71.3578
2033-03-20 18:00 | 52.0617 | 74.0269
2033-03-20 19:00 | 50.6584 | 72.9019
2033-03-20 20:00 | 47.6947 | 69.4587
2033-03-20 21:00 | 43.114 | 64.312
2033-03-20 22:00 | 40.239 | 62.5664
2033-03-20 23:00 | 37.666 | 61.6544
2033-03-21 | 36.8104 | 60.9987
2033-03-21 01:00 | 36.4994 | 56.7579
2033-03-21 02:00 | 37.8138 | 55.3479
2033-03-21 03:00 | 39.0572 | 55.9166
2033-03-21 04:00 | 39.912 | 55.304
2033-03-21 05:00 | 41.9678 | 58.8395
2033-03-21 06:00 | 46.7183 | 67.5915
2033-03-21 07:00 | 53.8605 | 71.3383
2033-03-21 08:00 | 54.7985 | 68.673
2033-03-21 09:00 | 51.6613 | 67.4006
2033-03-21 10:00 | 48.4742 | 63.4515
2033-03-21 11:00 | 45.9669 | 63.044
2033-03-21 12:00 | 44.6529 | 67.0435
2033-03-21 13:00 | 43.7365 | 66.5861
2033-03-21 14:00 | 42.8415 | 61.896
2033-03-21 15:00 | 43.5351 | 67.1587
2033-03-21 16:00 | 46.6295 | 70.6045
2033-03-21 17:00 | 49.9723 | 75.1365
2033-03-21 18:00 | 51.8402 | 77.2905
2033-03-21 19:00 | 50.948 | 76.9533
2033-03-21 20:00 | 49.282 | 73.4082
2033-03-21 21:00 | 45.5062 | 67.6341
2033-03-21 22:00 | 42.1668 | 64.681
2033-03-21 23:00 | 38.9765 | 62.4984
2033-03-22 | 37.6708 | 62.2903
2033-03-22 01:00 | 36.8351 | 59.2809
2033-03-22 02:00 | 37.964 | 57.45
2033-03-22 03:00 | 39.1318 | 57.2371
2033-03-22 04:00 | 39.896 | 56.5524
2033-03-22 05:00 | 41.9348 | 60.2937
2033-03-22 06:00 | 46.7809 | 68.2353
2033-03-22 07:00 | 53.8521 | 72.3131
2033-03-22 08:00 | 54.776 | 70.8179
2033-03-22 09:00 | 51.8604 | 70.3919
2033-03-22 10:00 | 48.8641 | 67.1795
2033-03-22 11:00 | 46.2174 | 66.6625
2033-03-22 12:00 | 44.8252 | 67.6818
2033-03-22 13:00 | 43.9866 | 66.4451
2033-03-22 14:00 | 43.488 | 62.388
2033-03-22 15:00 | 44.057 | 66.5063
2033-03-22 16:00 | 47.0091 | 69.6567
2033-03-22 17:00 | 50.1413 | 72.5564
2033-03-22 18:00 | 53.2467 | 72.8328
2033-03-22 19:00 | 51.2804 | 73.2406
2033-03-22 20:00 | 48.9181 | 70.3945
2033-03-22 21:00 | 44.8612 | 65.1
2033-03-22 22:00 | 41.4696 | 62.6175
2033-03-22 23:00 | 38.2166 | 60.5094
2033-03-23 | 36.9302 | 60.8856
2033-03-23 01:00 | 35.9827 | 58.8676
2033-03-23 02:00 | 37.0769 | 56.7093
2033-03-23 03:00 | 38.1098 | 56.7246
2033-03-23 04:00 | 38.7662 | 56.1629
2033-03-23 05:00 | 40.6822 | 58.8559
2033-03-23 06:00 | 45.1941 | 65.0733
2033-03-23 07:00 | 52.5987 | 68.8608
2033-03-23 08:00 | 54.2749 | 66.2307
2033-03-23 09:00 | 53.1529 | 65.238
2033-03-23 10:00 | 51.3698 | 61.6311
2033-03-23 11:00 | 49.4496 | 61.4569
2033-03-23 12:00 | 46.3434 | 64.7786
2033-03-23 13:00 | 45.7084 | 63.3581
2033-03-23 14:00 | 45.2345 | 58.0609
2033-03-23 15:00 | 45.6598 | 61.6071
2033-03-23 16:00 | 48.2759 | 64.8429
2033-03-23 17:00 | 51.013 | 70.0601
2033-03-23 18:00 | 51.353 | 70.6038
2033-03-23 19:00 | 49.2943 | 72.2018
2033-03-23 20:00 | 47.0728 | 70.2481
2033-03-23 21:00 | 43.0986 | 65.4098
2033-03-23 22:00 | 39.7621 | 62.4561
2033-03-23 23:00 | 36.5933 | 60.1224
2033-03-24 | 35.9214 | 59.8303
2033-03-24 01:00 | 34.8797 | 58.5032
2033-03-24 02:00 | 35.9969 | 56.4729
2033-03-24 03:00 | 37.0498 | 56.6461
2033-03-24 04:00 | 37.7217 | 56.1034
2033-03-24 05:00 | 39.6912 | 59.3589
2033-03-24 06:00 | 44.3076 | 67.4877
2033-03-24 07:00 | 51.3245 | 71.9238
2033-03-24 08:00 | 52.412 | 71.3737
2033-03-24 09:00 | 50.5099 | 72.1836
2033-03-24 10:00 | 48.4678 | 70.0817
2033-03-24 11:00 | 46.7525 | 67.8999
2033-03-24 12:00 | 44.5693 | 70.1448
2033-03-24 13:00 | 43.7363 | 68.2365
2033-03-24 14:00 | 43.3246 | 63.1254
2033-03-24 15:00 | 43.7697 | 66.7423
2033-03-24 16:00 | 46.4592 | 69.9875
2033-03-24 17:00 | 49.2714 | 74.1579
2033-03-24 18:00 | 51.0671 | 74.7076
2033-03-24 19:00 | 49.1408 | 75.0931
2033-03-24 20:00 | 47.1221 | 72.3664
2033-03-24 21:00 | 43.2294 | 66.6293
2033-03-24 22:00 | 39.9633 | 63.9688
2033-03-24 23:00 | 36.877 | 61.4799
2033-03-25 | 36.0001 | 62.5152
2033-03-25 01:00 | 35.0123 | 58.4774
2033-03-25 02:00 | 36.1298 | 56.6334
2033-03-25 03:00 | 37.2673 | 57.041
2033-03-25 04:00 | 37.9628 | 56.6546
2033-03-25 05:00 | 39.9884 | 59.9279
2033-03-25 06:00 | 44.6812 | 68.4597
2033-03-25 07:00 | 52.045 | 72.1407
2033-03-25 08:00 | 53.4417 | 69.1727
2033-03-25 09:00 | 51.1053 | 66.0836
2033-03-25 10:00 | 48.6045 | 60.6919
2033-03-25 11:00 | 45.9283 | 58.5723
2033-03-25 12:00 | 43.5664 | 54.1477
2033-03-25 13:00 | 42.6405 | 52.0168
2033-03-25 14:00 | 41.8279 | 46.4405
2033-03-25 15:00 | 41.8004 | 51.2538
2033-03-25 16:00 | 44.1241 | 56.1841
2033-03-25 17:00 | 46.9831 | 64.2533
2033-03-25 18:00 | 48.5157 | 69.2268
2033-03-25 19:00 | 47.0521 | 71.8937
2033-03-25 20:00 | 45.1963 | 70.0947
2033-03-25 21:00 | 41.5389 | 65.3653
2033-03-25 22:00 | 38.3875 | 62.9842
2033-03-25 23:00 | 35.5137 | 60.5919
2033-03-26 | 34.6112 | 61.5984
2033-03-26 01:00 | 33.8334 | 58.5798
2033-03-26 02:00 | 34.8255 | 57.0686
2033-03-26 03:00 | 35.8438 | 57.1421
2033-03-26 04:00 | 36.3236 | 56.4769
2033-03-26 05:00 | 37.8773 | 59.1648
2033-03-26 06:00 | 41.0984 | 65.7917
2033-03-26 07:00 | 46.516 | 65.9444
2033-03-26 08:00 | 46.97 | 61.9368
2033-03-26 09:00 | 46.0454 | 60.7303
2033-03-26 10:00 | 45.0122 | 57.8262
2033-03-26 11:00 | 43.7569 | 56.633
2033-03-26 12:00 | 43.1961 | 56.3386
2033-03-26 13:00 | 42.6063 | 54.7715
2033-03-26 14:00 | 41.6415 | 49.5257
2033-03-26 15:00 | 41.871 | 54.9732
2033-03-26 16:00 | 44.5091 | 59.5748
2033-03-26 17:00 | 47.6409 | 65.599
2033-03-26 18:00 | 48.7955 | 67.7506
2033-03-26 19:00 | 46.2909 | 68.2657
2033-03-26 20:00 | 43.4751 | 65.7105
2033-03-26 21:00 | 39.2433 | 61.2651
2033-03-26 22:00 | 36.3805 | 60.3621
2033-03-26 23:00 | 34.1249 | 60.2639
2033-03-27 | 33.191 | 60.4677
2033-03-27 01:00 | 32.5587 | 58.5654
2033-03-27 02:00 | 33.5236 | 56.8665
2033-03-27 03:00 | 34.4654 | 56.8244
2033-03-27 04:00 | 34.8487 | 55.9496
2033-03-27 05:00 | 36.1942 | 58.2006
2033-03-27 06:00 | 39.176 | 64.2425
2033-03-27 07:00 | 44.1655 | 63.533
2033-03-27 08:00 | 44.6164 | 58.2539
2033-03-27 09:00 | 43.6507 | 57.4169
2033-03-27 10:00 | 42.5272 | 56.0782
2033-03-27 11:00 | 41.619 | 57.5126
2033-03-27 12:00 | 41.0695 | 55.306
2033-03-27 13:00 | 40.7586 | 54.8633
2033-03-27 14:00 | 39.859 | 51.3959
2033-03-27 15:00 | 40.4062 | 57.4765
2033-03-27 16:00 | 43.5036 | 61.9043
2033-03-27 17:00 | 47.1379 | 67.7742
2033-03-27 18:00 | 47.7441 | 71.0806
2033-03-27 19:00 | 45.5899 | 71.8665
2033-03-27 20:00 | 43.0651 | 69.0936
2033-03-27 21:00 | 39.0741 | 63.6038
2033-03-27 22:00 | 36.0912 | 62.1171
2033-03-27 23:00 | 33.7469 | 61.6281
2033-03-28 | 33.6221 | 62.033
2033-03-28 01:00 | 32.7598 | 59.5033
2033-03-28 02:00 | 34.0411 | 57.9989
2033-03-28 03:00 | 35.3258 | 58.1572
2033-03-28 04:00 | 36.0383 | 57.5441
2033-03-28 05:00 | 38.1275 | 60.757
2033-03-28 06:00 | 42.913 | 69.0441
2033-03-28 07:00 | 50.129 | 72.4343
2033-03-28 08:00 | 51.0934 | 69.3
2033-03-28 09:00 | 48.7115 | 67.3203
2033-03-28 10:00 | 46.5771 | 64.1248
2033-03-28 11:00 | 44.9085 | 63.983
2033-03-28 12:00 | 43.9709 | 60.6077
2033-03-28 13:00 | 43.4254 | 59.9932
2033-03-28 14:00 | 42.8133 | 55.7929
2033-03-28 15:00 | 43.3882 | 61.0777
2033-03-28 16:00 | 46.1622 | 65.7281
2033-03-28 17:00 | 48.9812 | 71.3096
2033-03-28 18:00 | 48.7598 | 73.4074
2033-03-28 19:00 | 47.1306 | 73.809
2033-03-28 20:00 | 45.4393 | 71.3588
2033-03-28 21:00 | 41.6798 | 65.8542
2033-03-28 22:00 | 38.3239 | 63.2373
2033-03-28 23:00 | 35.317 | 61.1207
2033-03-29 | 34.5302 | 62.3264
2033-03-29 01:00 | 33.6821 | 57.9164
2033-03-29 02:00 | 34.8602 | 56.0855
2033-03-29 03:00 | 36.0811 | 56.1987
2033-03-29 04:00 | 36.7479 | 55.5176
2033-03-29 05:00 | 38.8462 | 58.5324
2033-03-29 06:00 | 43.518 | 68.3085
2033-03-29 07:00 | 50.2852 | 72.3527
2033-03-29 08:00 | 50.7751 | 71.2822
2033-03-29 09:00 | 48.1282 | 72.8839
2033-03-29 10:00 | 45.9 | 72.1339
2033-03-29 11:00 | 44.6429 | 71.5325
2033-03-29 12:00 | 41.8422 | 69.8853
2033-03-29 13:00 | 41.0213 | 68.8901
2033-03-29 14:00 | 40.4143 | 63.6917
2033-03-29 15:00 | 40.8538 | 67.9823
2033-03-29 16:00 | 43.6324 | 71.6601
2033-03-29 17:00 | 46.8685 | 74.1753
2033-03-29 18:00 | 48.1252 | 75.765
2033-03-29 19:00 | 46.8245 | 75.0273
2033-03-29 20:00 | 45.4933 | 72.6557
2033-03-29 21:00 | 41.9443 | 67.1856
2033-03-29 22:00 | 38.6643 | 64.7587
2033-03-29 23:00 | 35.6767 | 63.0251
2033-03-30 | 34.9468 | 61.2763
2033-03-30 01:00 | 33.9013 | 57.3495
2033-03-30 02:00 | 35.0868 | 55.4094
2033-03-30 03:00 | 36.3386 | 55.5743
2033-03-30 04:00 | 36.9453 | 55.2871
2033-03-30 05:00 | 39.0462 | 58.3833
2033-03-30 06:00 | 43.7308 | 66.3893
2033-03-30 07:00 | 50.7286 | 70.3207
2033-03-30 08:00 | 51.2715 | 68.0398
2033-03-30 09:00 | 48.0261 | 66.3575
2033-03-30 10:00 | 45.0541 | 62.8601
2033-03-30 11:00 | 42.8559 | 61.5877
2033-03-30 12:00 | 41.0988 | 61.2129
2033-03-30 13:00 | 40.2975 | 60.4163
2033-03-30 14:00 | 39.6246 | 55.7831
2033-03-30 15:00 | 39.9025 | 60.7778
2033-03-30 16:00 | 42.5974 | 65.3997
2033-03-30 17:00 | 45.8361 | 71.0045
2033-03-30 18:00 | 47.7769 | 72.4987
2033-03-30 19:00 | 46.1486 | 73.4061
2033-03-30 20:00 | 44.6403 | 71.7771
2033-03-30 21:00 | 41.0372 | 66.7521
2033-03-30 22:00 | 37.7153 | 64.1218
2033-03-30 23:00 | 34.7415 | 61.9213
2033-03-31 | 34.0387 | 60.9244
2033-03-31 01:00 | 33.2407 | 58.463
2033-03-31 02:00 | 34.4037 | 56.6859
2033-03-31 03:00 | 35.6459 | 56.9885
2033-03-31 04:00 | 36.2237 | 56.4474
2033-03-31 05:00 | 38.3468 | 59.5857
2033-03-31 06:00 | 42.8712 | 67.7156
2033-03-31 07:00 | 50.0423 | 72.3988
2033-03-31 08:00 | 51.1806 | 72.6377
2033-03-31 09:00 | 49.1923 | 76.0004
2033-03-31 10:00 | 47.2378 | 76.7764
2033-03-31 11:00 | 45.5101 | 75.8304
2033-03-31 12:00 | 42.6342 | 73.2444
2033-03-31 13:00 | 42.0085 | 72.3579
2033-03-31 14:00 | 41.455 | 67.6813
2033-03-31 15:00 | 41.8254 | 71.8539
2033-03-31 16:00 | 44.3701 | 75.003
2033-03-31 17:00 | 47.0844 | 77.2251
2033-03-31 18:00 | 48.8943 | 77.0384
2033-03-31 19:00 | 46.4622 | 76.6033
2033-03-31 20:00 | 44.4679 | 74.5804
2033-03-31 21:00 | 40.5867 | 69.0591
2033-03-31 22:00 | 37.2013 | 66.6536
2033-03-31 23:00 | 34.2848 | 64.6134
2033-04-01 | 33.5641 | 62.4202
2033-04-01 01:00 | 32.3963 | 59.0825
2033-04-01 02:00 | 33.5501 | 57.7234
2033-04-01 03:00 | 34.7868 | 58.8266
2033-04-01 04:00 | 35.3667 | 58.4087
2033-04-01 05:00 | 37.2846 | 61.267
2033-04-01 06:00 | 42.0718 | 70.3451
2033-04-01 07:00 | 49.1849 | 74.1143
2033-04-01 08:00 | 49.5291 | 71.606
2033-04-01 09:00 | 46.991 | 70.8741
2033-04-01 10:00 | 45.1907 | 68.3911
2033-04-01 11:00 | 43.9272 | 68.4045
2033-04-01 12:00 | 41.0278 | 63.6797
2033-04-01 13:00 | 40.3572 | 62.5542
2033-04-01 14:00 | 39.7667 | 58.4283
2033-04-01 15:00 | 40.3089 | 65.2413
2033-04-01 16:00 | 42.2514 | 69.3026
2033-04-01 17:00 | 44.7119 | 72.5636
2033-04-01 18:00 | 46.3095 | 74.0848
2033-04-01 19:00 | 44.3839 | 75.493
2033-04-01 20:00 | 42.0236 | 74.0037
2033-04-01 21:00 | 38.2504 | 69.6132
2033-04-01 22:00 | 35.1688 | 66.4049
2033-04-01 23:00 | 32.4047 | 64.0922
2033-04-02 | 31.6672 | 62.7639
2033-04-02 01:00 | 31.1614 | 61.4393
2033-04-02 02:00 | 32.2794 | 60.395
2033-04-02 03:00 | 33.4702 | 61.3785
2033-04-02 04:00 | 33.8722 | 61.2033
2033-04-02 05:00 | 35.1413 | 63.6256
2033-04-02 06:00 | 38.4054 | 70.9295
2033-04-02 07:00 | 44.0475 | 72.1211
2033-04-02 08:00 | 44.5623 | 68.2104
2033-04-02 09:00 | 42.2025 | 69.622
2033-04-02 10:00 | 40.1988 | 69.1254
2033-04-02 11:00 | 38.5625 | 68.0872
2033-04-02 12:00 | 36.8492 | 61.2465
2033-04-02 13:00 | 35.6079 | 59.9667
2033-04-02 14:00 | 34.5269 | 55.984
2033-04-02 15:00 | 35.1343 | 62.7987
2033-04-02 16:00 | 37.9758 | 66.8723
2033-04-02 17:00 | 41.5471 | 70.7538
2033-04-02 18:00 | 43.3111 | 72.2269
2033-04-02 19:00 | 41.5431 | 72.6642
2033-04-02 20:00 | 39.1843 | 69.9429
2033-04-02 21:00 | 35.7231 | 65.496
2033-04-02 22:00 | 33.4166 | 63.6732
2033-04-02 23:00 | 31.4406 | 63.2979
2033-04-03 | 30.855 | 64.2644
2033-04-03 01:00 | 30.5286 | 61.9402
2033-04-03 02:00 | 31.6553 | 60.8054
2033-04-03 03:00 | 32.8507 | 61.2313
2033-04-03 04:00 | 33.1943 | 60.799
2033-04-03 05:00 | 34.3662 | 63.3796
2033-04-03 06:00 | 37.43 | 69.5508
2033-04-03 07:00 | 42.6654 | 69.1106
2033-04-03 08:00 | 43.1346 | 63.239
2033-04-03 09:00 | 41.2551 | 62.6155
2033-04-03 10:00 | 39.6237 | 61.6706
2033-04-03 11:00 | 38.5373 | 62.0442
2033-04-03 12:00 | 38.9086 | 58.9191
2033-04-03 13:00 | 38.343 | 58.4015
2033-04-03 14:00 | 37.6149 | 55.2877
2033-04-03 15:00 | 38.7846 | 62.3136
2033-04-03 16:00 | 42.0314 | 66.4328
2033-04-03 17:00 | 45.7469 | 70.762
2033-04-03 18:00 | 48.6465 | 72.5547
2033-04-03 19:00 | 45.7798 | 73.6368
2033-04-03 20:00 | 42.7002 | 71.3812
2033-04-03 21:00 | 38.5971 | 66.5168
2033-04-03 22:00 | 35.7863 | 64.6696
2033-04-03 23:00 | 33.4772 | 64.2551
2033-04-04 | 32.1443 | 64.1279
2033-04-04 01:00 | 32.4326 | 61.8222
2033-04-04 02:00 | 33.8176 | 60.6633
2033-04-04 03:00 | 35.2088 | 61.5285
2033-04-04 04:00 | 35.9077 | 61.0632
2033-04-04 05:00 | 37.8609 | 64.2213
2033-04-04 06:00 | 42.7925 | 73.3215
2033-04-04 07:00 | 50.6271 | 76.6082
2033-04-04 08:00 | 52.1219 | 73.5093
2033-04-04 09:00 | 50.5686 | 71.3845
2033-04-04 10:00 | 49.2052 | 67.8164
2033-04-04 11:00 | 47.7871 | 66.6838
2033-04-04 12:00 | 46.8153 | 63.2047
2033-04-04 13:00 | 46.6697 | 62.519
2033-04-04 14:00 | 45.7636 | 58.8905
2033-04-04 15:00 | 46.7919 | 65.7298
2033-04-04 16:00 | 49.1246 | 70.2159
2033-04-04 17:00 | 51.3707 | 74.2288
2033-04-04 18:00 | 51.2509 | 75.547
2033-04-04 19:00 | 48.5884 | 76.8957
2033-04-04 20:00 | 45.8467 | 75.8135
2033-04-04 21:00 | 41.7883 | 71.2495
2033-04-04 22:00 | 38.3841 | 67.6618
2033-04-04 23:00 | 35.4349 | 65.4524
2033-04-05 | 34.7194 | 64.7459
2033-04-05 01:00 | 33.7973 | 61.8894
2033-04-05 02:00 | 35.0458 | 60.3055
2033-04-05 03:00 | 36.3442 | 60.9677
2033-04-05 04:00 | 36.9934 | 60.4969
2033-04-05 05:00 | 38.947 | 63.5068
2033-04-05 06:00 | 43.9072 | 72.4255
2033-04-05 07:00 | 51.0194 | 75.794
2033-04-05 08:00 | 51.6003 | 72.772
2033-04-05 09:00 | 49.1514 | 70.6691
2033-04-05 10:00 | 47.2235 | 67.5197
2033-04-05 11:00 | 45.9147 | 67.5065
2033-04-05 12:00 | 43.1085 | 62.4265
2033-04-05 13:00 | 42.6136 | 61.1215
2033-04-05 14:00 | 42.0633 | 57.1763
2033-04-05 15:00 | 43.0918 | 64.239
2033-04-05 16:00 | 45.5988 | 69.0383
2033-04-05 17:00 | 48.3331 | 72.8761
2033-04-05 18:00 | 49.4914 | 73.2121
2033-04-05 19:00 | 47.5162 | 75.1628
2033-04-05 20:00 | 45.4606 | 74.3189
2033-04-05 21:00 | 41.6729 | 69.9557
2033-04-05 22:00 | 38.3824 | 66.5511
2033-04-05 23:00 | 35.3533 | 64.2438
2033-04-06 | 35.0613 | 64.886
2033-04-06 01:00 | 34.4348 | 61.0532
2033-04-06 02:00 | 35.6925 | 59.4878
2033-04-06 03:00 | 36.9408 | 60.1335
2033-04-06 04:00 | 37.5513 | 59.8951
2033-04-06 05:00 | 39.427 | 62.976
2033-04-06 06:00 | 44.2388 | 71.1602
2033-04-06 07:00 | 51.5734 | 74.5447
2033-04-06 08:00 | 52.6573 | 71.3483
2033-04-06 09:00 | 50.8018 | 67.9686
2033-04-06 10:00 | 49.0113 | 63.344
2033-04-06 11:00 | 47.493 | 61.9846
2033-04-06 12:00 | 44.2719 | 60.8422
2033-04-06 13:00 | 43.7561 | 59.777
2033-04-06 14:00 | 43.2325 | 56.0942
2033-04-06 15:00 | 44.1828 | 62.6435
2033-04-06 16:00 | 46.6773 | 67.0001
2033-04-06 17:00 | 49.3964 | 71.6364
2033-04-06 18:00 | 51.1256 | 73.1893
2033-04-06 19:00 | 48.823 | 74.9874
2033-04-06 20:00 | 46.4757 | 74.2267
2033-04-06 21:00 | 42.6556 | 69.9345
2033-04-06 22:00 | 39.3606 | 66.5254
2033-04-06 23:00 | 36.2919 | 63.7717
2033-04-07 | 35.4573 | 63.5813
2033-04-07 01:00 | 34.466 | 61.4968
2033-04-07 02:00 | 35.6984 | 59.8704
2033-04-07 03:00 | 36.9258 | 60.4552
2033-04-07 04:00 | 37.5018 | 60.1679
2033-04-07 05:00 | 39.4171 | 63.4787
2033-04-07 06:00 | 44.2705 | 71.7549
2033-04-07 07:00 | 51.4277 | 74.9982
2033-04-07 08:00 | 52.4526 | 71.9318
2033-04-07 09:00 | 50.5385 | 69.5493
2033-04-07 10:00 | 48.7639 | 65.8538
2033-04-07 11:00 | 47.1273 | 64.3804
2033-04-07 12:00 | 42.7356 | 66.598
2033-04-07 13:00 | 42.0421 | 65.6049
2033-04-07 14:00 | 41.5775 | 61.7716
2033-04-07 15:00 | 42.5299 | 68.0208
2033-04-07 16:00 | 44.973 | 71.7619
2033-04-07 17:00 | 47.6234 | 74.0366
2033-04-07 18:00 | 47.8296 | 78.8219
2033-04-07 19:00 | 46.5863 | 78.3906
2033-04-07 20:00 | 45.068 | 76.9665
2033-04-07 21:00 | 41.6263 | 71.9924
2033-04-07 22:00 | 38.5559 | 68.6966
2033-04-07 23:00 | 35.599 | 66.4551
2033-04-08 | 34.8732 | 63.5324
2033-04-08 01:00 | 34.1637 | 63.3616
2033-04-08 02:00 | 35.3684 | 61.6644
2033-04-08 03:00 | 36.6106 | 61.6195
2033-04-08 04:00 | 37.1958 | 61.0977
2033-04-08 05:00 | 39.1286 | 63.6955
2033-04-08 06:00 | 43.9937 | 69.9004
2033-04-08 07:00 | 50.6202 | 74.0552
2033-04-08 08:00 | 50.5549 | 74.154
2033-04-08 09:00 | 46.8385 | 77.2352
2033-04-08 10:00 | 44.0293 | 78.0131
2033-04-08 11:00 | 41.8935 | 76.7653
2033-04-08 12:00 | 41.3674 | 71.0845
2033-04-08 13:00 | 40.4144 | 70.1619
2033-04-08 14:00 | 39.8161 | 66.6057
2033-04-08 15:00 | 40.2328 | 71.7106
2033-04-08 16:00 | 42.319 | 73.4699
2033-04-08 17:00 | 45.0756 | 73.6978
2033-04-08 18:00 | 49.2651 | 73.9025
2033-04-08 19:00 | 46.9046 | 73.2254
2033-04-08 20:00 | 44.3977 | 71.1363
2033-04-08 21:00 | 40.7245 | 66.1029
2033-04-08 22:00 | 37.6412 | 63.0569
2033-04-08 23:00 | 34.8397 | 60.9523
2033-04-09 | 33.212 | 61.4172
2033-04-09 01:00 | 32.9802 | 58.8782
2033-04-09 02:00 | 34.0912 | 57.3873
2033-04-09 03:00 | 35.1824 | 57.7916
2033-04-09 04:00 | 35.5598 | 57.0353
2033-04-09 05:00 | 36.8889 | 59.4106
2033-04-09 06:00 | 40.2614 | 66.5121
2033-04-09 07:00 | 46.0748 | 67.3949
2033-04-09 08:00 | 47.1268 | 66.3762
2033-04-09 09:00 | 46.068 | 71.3422
2033-04-09 10:00 | 44.8822 | 74.2064
2033-04-09 11:00 | 43.0197 | 74.0784
2033-04-09 12:00 | 41.4973 | 70.4686
2033-04-09 13:00 | 40.6053 | 70.1213
2033-04-09 14:00 | 39.4678 | 66.2816
2033-04-09 15:00 | 39.9031 | 71.0526
2033-04-09 16:00 | 42.3129 | 72.8891
2033-04-09 17:00 | 45.4459 | 72.6041
2033-04-09 18:00 | 47.3677 | 71.7783
2033-04-09 19:00 | 44.574 | 70.5212
2033-04-09 20:00 | 41.586 | 68.2186
2033-04-09 21:00 | 37.8438 | 63.4633
2033-04-09 22:00 | 35.3239 | 61.6578
2033-04-09 23:00 | 33.3056 | 61.0345
2033-04-10 | 32.309 | 60.1733
2033-04-10 01:00 | 31.644 | 58.4504
2033-04-10 02:00 | 32.7361 | 57.1886
2033-04-10 03:00 | 33.8163 | 57.5973
2033-04-10 04:00 | 34.1157 | 57.2382
2033-04-10 05:00 | 35.3004 | 59.3644
2033-04-10 06:00 | 38.4938 | 64.2143
2033-04-10 07:00 | 43.9186 | 64.5852
2033-04-10 08:00 | 44.9075 | 61.8521
2033-04-10 09:00 | 43.4678 | 63.4629
2033-04-10 10:00 | 41.8815 | 63.4241
2033-04-10 11:00 | 39.9984 | 62.1388
2033-04-10 12:00 | 38.8309 | 62.8141
2033-04-10 13:00 | 38.1668 | 62.3183
2033-04-10 14:00 | 37.2361 | 59.4349
2033-04-10 15:00 | 38.0681 | 66.5262
2033-04-10 16:00 | 41.0468 | 69.6808
2033-04-10 17:00 | 44.7836 | 71.85
2033-04-10 18:00 | 47.7949 | 73.0452
2033-04-10 19:00 | 44.8463 | 71.4057
2033-04-10 20:00 | 41.991 | 68.548
2033-04-10 21:00 | 38.2194 | 63.3997
2033-04-10 22:00 | 35.4217 | 61.3351
2033-04-10 23:00 | 33.1609 | 60.2691
2033-04-11 | 32.4122 | 61.5778
2033-04-11 01:00 | 31.9141 | 57.966
2033-04-11 02:00 | 33.2485 | 56.8539
2033-04-11 03:00 | 34.5343 | 57.4267
2033-04-11 04:00 | 35.1385 | 56.886
2033-04-11 05:00 | 37.0791 | 60.2254
2033-04-11 06:00 | 42.29 | 68.9559
2033-04-11 07:00 | 49.8794 | 73.0154
2033-04-11 08:00 | 51.204 | 73.3933
2033-04-11 09:00 | 49.3986 | 76.8491
2033-04-11 10:00 | 47.8877 | 77.437
2033-04-11 11:00 | 46.0566 | 75.979
2033-04-11 12:00 | 43.7232 | 65.6132
2033-04-11 13:00 | 43.3596 | 65.2247
2033-04-11 14:00 | 42.708 | 61.1565
2033-04-11 15:00 | 43.6485 | 67.0171
2033-04-11 16:00 | 45.9347 | 70.5395
2033-04-11 17:00 | 48.3829 | 73.2827
2033-04-11 18:00 | 49.3972 | 71.6566
2033-04-11 19:00 | 46.7016 | 72.816
2033-04-11 20:00 | 44.4153 | 72.269
2033-04-11 21:00 | 40.6716 | 68.0312
2033-04-11 22:00 | 37.3581 | 64.881
2033-04-11 23:00 | 34.4228 | 62.609
2033-04-12 | 33.5267 | 61.5786
2033-04-12 01:00 | 32.5364 | 62.1086
2033-04-12 02:00 | 33.7684 | 60.2699
2033-04-12 03:00 | 35.0202 | 60.1571
2033-04-12 04:00 | 35.5093 | 59.6477
2033-04-12 05:00 | 37.5419 | 62.6088
2033-04-12 06:00 | 42.5604 | 70.7597
2033-04-12 07:00 | 49.9655 | 72.7358
2033-04-12 08:00 | 51.353 | 68.042
2033-04-12 09:00 | 49.5105 | 64.079
2033-04-12 10:00 | 47.9049 | 59.9479
2033-04-12 11:00 | 45.9073 | 60.7571
2033-04-12 12:00 | 44.1993 | 60.9139
2033-04-12 13:00 | 43.7314 | 60.1265
2033-04-12 14:00 | 43.202 | 55.8422
2033-04-12 15:00 | 44.048 | 62.4792
2033-04-12 16:00 | 45.9106 | 67.235
2033-04-12 17:00 | 48.0025 | 70.2124
2033-04-12 18:00 | 48.9857 | 71.9783
2033-04-12 19:00 | 46.4774 | 73.2758
2033-04-12 20:00 | 44.1288 | 73.0104
2033-04-12 21:00 | 40.781 | 68.9086
2033-04-12 22:00 | 37.5693 | 65.8649
2033-04-12 23:00 | 34.7232 | 63.6916
2033-04-13 | 32.7938 | 63.6415
2033-04-13 01:00 | 32.6144 | 59.9644
2033-04-13 02:00 | 33.8599 | 58.3156
2033-04-13 03:00 | 35.0632 | 58.3841
2033-04-13 04:00 | 35.6183 | 57.9959
2033-04-13 05:00 | 37.5191 | 60.9723
2033-04-13 06:00 | 42.4202 | 68.2871
2033-04-13 07:00 | 49.92 | 71.4139
2033-04-13 08:00 | 51.2728 | 69.2076
2033-04-13 09:00 | 49.8487 | 68.3703
2033-04-13 10:00 | 48.5162 | 66.2584
2033-04-13 11:00 | 47.0425 | 65.9957
2033-04-13 12:00 | 45.3562 | 63.9881
2033-04-13 13:00 | 45.1289 | 63.353
2033-04-13 14:00 | 44.4739 | 59.4379
2033-04-13 15:00 | 45.2106 | 65.0154
2033-04-13 16:00 | 47.3181 | 68.3923
2033-04-13 17:00 | 49.6781 | 71.249
2033-04-13 18:00 | 49.5911 | 69.7426
2033-04-13 19:00 | 47.0536 | 71.2974
2033-04-13 20:00 | 45.0045 | 70.884
2033-04-13 21:00 | 41.5782 | 66.8761
2033-04-13 22:00 | 38.3918 | 63.7389
2033-04-13 23:00 | 35.4542 | 61.1818
2033-04-14 | 34.2004 | 61.6665
2033-04-14 01:00 | 33.734 | 58.2357
2033-04-14 02:00 | 35.012 | 56.6675
2033-04-14 03:00 | 36.2802 | 56.9892
2033-04-14 04:00 | 36.8594 | 56.542
2033-04-14 05:00 | 38.8363 | 59.8241
2033-04-14 06:00 | 43.7295 | 68.1192
2033-04-14 07:00 | 51.2952 | 70.4563
2033-04-14 08:00 | 52.8891 | 66.0178
2033-04-14 09:00 | 51.1453 | 62.3953
2033-04-14 10:00 | 49.3915 | 58.3521
2033-04-14 11:00 | 47.1856 | 58.5778
2033-04-14 12:00 | 44.3834 | 55.3534
2033-04-14 13:00 | 43.9529 | 54.0913
2033-04-14 14:00 | 43.1443 | 49.6241
2033-04-14 15:00 | 43.8427 | 55.9472
2033-04-14 16:00 | 46.0028 | 60.6933
2033-04-14 17:00 | 48.4158 | 65.6927
2033-04-14 18:00 | 49.9669 | 65.9103
2033-04-14 19:00 | 47.404 | 68.4491
2033-04-14 20:00 | 45.2431 | 68.5381
2033-04-14 21:00 | 41.7812 | 64.7132
2033-04-14 22:00 | 38.634 | 61.7157
2033-04-14 23:00 | 35.8546 | 59.2179
2033-04-15 | 34.692 | 60.7904
2033-04-15 01:00 | 34.0965 | 57.532
2033-04-15 02:00 | 35.2821 | 55.8601
2033-04-15 03:00 | 36.4895 | 55.9843
2033-04-15 04:00 | 37.0435 | 55.6618
2033-04-15 05:00 | 38.924 | 58.847
2033-04-15 06:00 | 43.8985 | 66.9767
2033-04-15 07:00 | 50.7916 | 69.0828
2033-04-15 08:00 | 51.2762 | 63.9565
2033-04-15 09:00 | 48.4843 | 57.5789
2033-04-15 10:00 | 46.2911 | 50.8677
2033-04-15 11:00 | 44.3277 | 49.2849
2033-04-15 12:00 | 42.1839 | 48.287
2033-04-15 13:00 | 41.5477 | 46.2652
2033-04-15 14:00 | 40.7641 | 41.3117
2033-04-15 15:00 | 41.097 | 46.6489
2033-04-15 16:00 | 43.0168 | 51.5121
2033-04-15 17:00 | 45.5144 | 57.9675
2033-04-15 18:00 | 47.6196 | 61.6798
2033-04-15 19:00 | 45.6789 | 64.6821
2033-04-15 20:00 | 43.6875 | 64.8058
2033-04-15 21:00 | 40.4593 | 61.3257
2033-04-15 22:00 | 37.4374 | 58.6177
2033-04-15 23:00 | 34.6131 | 56.1891
2033-04-16 | 33.3325 | 57.7453
2033-04-16 01:00 | 32.8263 | 56.9436
2033-04-16 02:00 | 33.9297 | 55.1721
2033-04-16 03:00 | 34.9909 | 55.7633
2033-04-16 04:00 | 35.3687 | 54.9889
2033-04-16 05:00 | 36.6682 | 57.0217
2033-04-16 06:00 | 39.993 | 61.3954
2033-04-16 07:00 | 45.5552 | 60.3621
2033-04-16 08:00 | 46.3843 | 55.7646
2033-04-16 09:00 | 44.9879 | 54.4027
2033-04-16 10:00 | 43.6176 | 50.839
2033-04-16 11:00 | 41.5691 | 50.4424
2033-04-16 12:00 | 37.6567 | 58.0343
2033-04-16 13:00 | 36.5877 | 56.7998
2033-04-16 14:00 | 35.5372 | 51.4372
2033-04-16 15:00 | 36.0077 | 56.4231
2033-04-16 16:00 | 38.6731 | 59.9244
2033-04-16 17:00 | 42.1719 | 63.1422
2033-04-16 18:00 | 45.2572 | 64.1272
2033-04-16 19:00 | 43.2854 | 64.7375
2033-04-16 20:00 | 41.1996 | 62.886
2033-04-16 21:00 | 37.9665 | 59.2928
2033-04-16 22:00 | 35.5452 | 57.5572
2033-04-16 23:00 | 33.4616 | 56.2002
2033-04-17 | 32.3322 | 56.3235
2033-04-17 01:00 | 32.0229 | 54.7301
2033-04-17 02:00 | 33.1177 | 52.9109
2033-04-17 03:00 | 34.1556 | 53.1923
2033-04-17 04:00 | 34.4439 | 52.5066
2033-04-17 05:00 | 35.5786 | 54.2325
2033-04-17 06:00 | 38.5413 | 57.9855
2033-04-17 07:00 | 43.5567 | 56.6339
2033-04-17 08:00 | 44.0455 | 52.3061
2033-04-17 09:00 | 42.6036 | 51.1521
2033-04-17 10:00 | 41.1997 | 48.7834
2033-04-17 11:00 | 39.9613 | 48.6604
2033-04-17 12:00 | 38.8712 | 55.7513
2033-04-17 13:00 | 38.3499 | 54.8753
2033-04-17 14:00 | 37.6153 | 50.99
2033-04-17 15:00 | 38.5209 | 57.2825
2033-04-17 16:00 | 41.5424 | 61.2467
2033-04-17 17:00 | 45.1982 | 64.8933
2033-04-17 18:00 | 47.9212 | 66.2071
2033-04-17 19:00 | 45.0129 | 66.6072
2033-04-17 20:00 | 42.282 | 64.582
2033-04-17 21:00 | 38.708 | 60.4137
2033-04-17 22:00 | 35.8871 | 58.4879
2033-04-17 23:00 | 33.5243 | 56.7921
2033-04-18 | 32.6723 | 56.5869
2033-04-18 01:00 | 32.3153 | 54.7361
2033-04-18 02:00 | 33.6997 | 52.9358
2033-04-18 03:00 | 35.0005 | 52.8001
2033-04-18 04:00 | 35.5383 | 52.3025
2033-04-18 05:00 | 37.4744 | 55.4065
2033-04-18 06:00 | 42.0613 | 63.0026
2033-04-18 07:00 | 50.1141 | 65.6244
2033-04-18 08:00 | 51.7659 | 61.255
2033-04-18 09:00 | 50.2314 | 58.8736
2033-04-18 10:00 | 48.664 | 54.5403
2033-04-18 11:00 | 46.6656 | 53.3325
2033-04-18 12:00 | 43.8686 | 58.738
2033-04-18 13:00 | 43.6317 | 58.2088
2033-04-18 14:00 | 43.0434 | 53.0848
2033-04-18 15:00 | 43.9748 | 58.2943
2033-04-18 16:00 | 46.0704 | 62.5961
2033-04-18 17:00 | 48.1885 | 67.5956
2033-04-18 18:00 | 49.1497 | 70.1629
2033-04-18 19:00 | 46.3632 | 71.7121
2033-04-18 20:00 | 43.7734 | 70.343
2033-04-18 21:00 | 40.3278 | 65.9243
2033-04-18 22:00 | 37.0852 | 62.5517
2033-04-18 23:00 | 34.2423 | 59.5042
2033-04-19 | 32.5643 | 59.8745
2033-04-19 01:00 | 32.1145 | 56.5198
2033-04-19 02:00 | 33.3622 | 54.3185
2033-04-19 03:00 | 34.5786 | 53.8952
2033-04-19 04:00 | 35.0974 | 53.0852
2033-04-19 05:00 | 37.0531 | 55.8873
2033-04-19 06:00 | 41.8937 | 64.2857
2033-04-19 07:00 | 49.4203 | 66.4135
2033-04-19 08:00 | 50.7584 | 62.2493
2033-04-19 09:00 | 48.9626 | 60.0097
2033-04-19 10:00 | 47.4608 | 55.7068
2033-04-19 11:00 | 45.5577 | 55.6354
2033-04-19 12:00 | 43.9651 | 58.202
2033-04-19 13:00 | 43.6257 | 57.9771
2033-04-19 14:00 | 43.2132 | 54.3319
2033-04-19 15:00 | 44.029 | 61.0718
2033-04-19 16:00 | 45.9642 | 65.8926
2033-04-19 17:00 | 48.0238 | 68.9343
2033-04-19 18:00 | 48.9952 | 71.0474
2033-04-19 19:00 | 46.3791 | 72.3198
2033-04-19 20:00 | 43.9684 | 71.3994
2033-04-19 21:00 | 40.7824 | 66.8092
2033-04-19 22:00 | 37.5979 | 63.6609
2033-04-19 23:00 | 34.7164 | 61.0069
2033-04-20 | 32.8804 | 60.5256
2033-04-20 01:00 | 32.6301 | 56.7872
2033-04-20 02:00 | 33.8768 | 54.8917
2033-04-20 03:00 | 35.0494 | 54.6327
2033-04-20 04:00 | 35.622 | 53.8706
2033-04-20 05:00 | 37.4685 | 56.9099
2033-04-20 06:00 | 42.4987 | 62.9469
2033-04-20 07:00 | 49.862 | 65.8719
2033-04-20 08:00 | 50.8986 | 63.4471
2033-04-20 09:00 | 49.0579 | 60.6474
2033-04-20 10:00 | 47.4377 | 56.5794
2033-04-20 11:00 | 45.9492 | 54.7913
2033-04-20 12:00 | 43.6145 | 59.0007
2033-04-20 13:00 | 43.3163 | 57.296
2033-04-20 14:00 | 42.6902 | 52.1415
2033-04-20 15:00 | 43.4055 | 56.7876
2033-04-20 16:00 | 45.6665 | 60.7111
2033-04-20 17:00 | 48.272 | 65.8641
2033-04-20 18:00 | 49.6368 | 70.6573
2033-04-20 19:00 | 47.1961 | 70.3834
2033-04-20 20:00 | 45.1808 | 68.567
2033-04-20 21:00 | 41.9587 | 63.6971
2033-04-20 22:00 | 38.746 | 61.2038
2033-04-20 23:00 | 35.7328 | 58.4421
2033-04-21 | 34.4092 | 58.6223
2033-04-21 01:00 | 33.4769 | 53.8253
2033-04-21 02:00 | 34.7175 | 52.3717
2033-04-21 03:00 | 35.9398 | 52.7296
2033-04-21 04:00 | 36.4827 | 52.4365
2033-04-21 05:00 | 38.4086 | 55.6468
2033-04-21 06:00 | 43.4749 | 63.6803
2033-04-21 07:00 | 50.5941 | 66.2665
2033-04-21 08:00 | 51.1214 | 62.3894
2033-04-21 09:00 | 48.0119 | 60.2655
2033-04-21 10:00 | 45.4308 | 57.1669
2033-04-21 11:00 | 43.034 | 56.8432
2033-04-21 12:00 | 41.0058 | 61.0829
2033-04-21 13:00 | 40.5064 | 60.9301
2033-04-21 14:00 | 39.862 | 55.4347
2033-04-21 15:00 | 40.5716 | 61.2195
2033-04-21 16:00 | 42.841 | 65.4252
2033-04-21 17:00 | 45.4953 | 68.7771
2033-04-21 18:00 | 47.5884 | 68.9949
2033-04-21 19:00 | 45.803 | 69.6704
2033-04-21 20:00 | 44.1636 | 68.2126
2033-04-21 21:00 | 41.153 | 63.6106
2033-04-21 22:00 | 38.0597 | 61.0243
2033-04-21 23:00 | 35.0843 | 58.7147
2033-04-22 | 33.5828 | 58.6476
2033-04-22 01:00 | 33.0521 | 54.054
2033-04-22 02:00 | 34.226 | 52.9149
2033-04-22 03:00 | 35.3877 | 53.1914
2033-04-22 04:00 | 35.9329 | 52.8785
2033-04-22 05:00 | 37.763 | 55.7948
2033-04-22 06:00 | 42.4801 | 64.5617
2033-04-22 07:00 | 49.6101 | 67.3925
2033-04-22 08:00 | 50.3091 | 66.1724
2033-04-22 09:00 | 48.13 | 66.5883
2033-04-22 10:00 | 46.468 | 66.5903
2033-04-22 11:00 | 44.7012 | 65.8663
2033-04-22 12:00 | 42.4657 | 63.1626
2033-04-22 13:00 | 42.081 | 62.5872
2033-04-22 14:00 | 41.4883 | 58.3669
2033-04-22 15:00 | 41.783 | 63.6406
2033-04-22 16:00 | 43.6108 | 66.5481
2033-04-22 17:00 | 45.821 | 67.7657
2033-04-22 18:00 | 46.9975 | 66.0401
2033-04-22 19:00 | 44.5899 | 67.4589
2033-04-22 20:00 | 42.3959 | 66.5608
2033-04-22 21:00 | 39.23 | 62.6714
2033-04-22 22:00 | 36.1642 | 60.0779
2033-04-22 23:00 | 33.2805 | 57.7682
2033-04-23 | 32.4706 | 56.8093
2033-04-23 01:00 | 30.7074 | 56.9042
2033-04-23 02:00 | 31.6138 | 54.6919
2033-04-23 03:00 | 32.3998 | 54.1386
2033-04-23 04:00 | 32.3309 | 52.9083
2033-04-23 05:00 | 32.2655 | 53.8373
2033-04-23 06:00 | 32.5937 | 53.4511
2033-04-23 07:00 | 36.525 | 48.1748
2033-04-23 08:00 | 38.465 | 44.1032
2033-04-23 09:00 | 39.6687 | 45.6145
2033-04-23 10:00 | 39.6632 | 44.5924
2033-04-23 11:00 | 38.7911 | 46.3881
2033-04-23 12:00 | 35.6388 | 51.1161
2033-04-23 13:00 | 34.0535 | 50.5757
2033-04-23 14:00 | 33.5144 | 48.0061
2033-04-23 15:00 | 33.9495 | 56.4216
2033-04-23 16:00 | 36.9293 | 60.6352
2033-04-23 17:00 | 40.6613 | 62.3219
2033-04-23 18:00 | 41.2318 | 60.9284
2033-04-23 19:00 | 38.148 | 61.4684
2033-04-23 20:00 | 35.4411 | 59.9369
2033-04-23 21:00 | 33.1163 | 58.1866
2033-04-23 22:00 | 31.4643 | 58.162
2033-04-23 23:00 | 30.4694 | 57.4807
2033-04-24 | 30.6871 | 55.2074
2033-04-24 01:00 | 31.065 | 52.9349
2033-04-24 02:00 | 32.2056 | 51.4231
2033-04-24 03:00 | 33.235 | 51.1584
2033-04-24 04:00 | 33.5464 | 50.2736
2033-04-24 05:00 | 34.5528 | 52.2773
2033-04-24 06:00 | 37.4114 | 57.0554
2033-04-24 07:00 | 42.6133 | 55.5663
2033-04-24 08:00 | 43.5281 | 51.1877
2033-04-24 09:00 | 42.8124 | 47.9518
2033-04-24 10:00 | 42.0208 | 46.0058
2033-04-24 11:00 | 41.1481 | 46.763
2033-04-24 12:00 | 40.4663 | 46.3537
2033-04-24 13:00 | 40.1566 | 45.8038
2033-04-24 14:00 | 39.3336 | 42.794
2033-04-24 15:00 | 40.2326 | 50.3848
2033-04-24 16:00 | 43.3021 | 55.5153
2033-04-24 17:00 | 46.8255 | 60.2013
2033-04-24 18:00 | 48.2958 | 60.605
2033-04-24 19:00 | 45.3199 | 62.0655
2033-04-24 20:00 | 42.5588 | 61.1712
2033-04-24 21:00 | 39.1151 | 58.0558
2033-04-24 22:00 | 36.4095 | 56.5706
2033-04-24 23:00 | 34.085 | 55.4595
2033-04-25 | 33.4345 | 56.5006
2033-04-25 01:00 | 32.8157 | 54.7781
2033-04-25 02:00 | 34.1971 | 53.0007
2033-04-25 03:00 | 35.5056 | 52.9954
2033-04-25 04:00 | 36.1477 | 52.5206
2033-04-25 05:00 | 38.045 | 55.6932
2033-04-25 06:00 | 42.9886 | 62.3029
2033-04-25 07:00 | 50.8061 | 65.0092
2033-04-25 08:00 | 52.4075 | 61.0699
2033-04-25 09:00 | 50.6855 | 59.3069
2033-04-25 10:00 | 49.0157 | 55.1339
2033-04-25 11:00 | 46.8159 | 53.8683
2033-04-25 12:00 | 46.024 | 60.6254
2033-04-25 13:00 | 45.8556 | 60.3978
2033-04-25 14:00 | 44.9657 | 54.8747
2033-04-25 15:00 | 45.8069 | 59.3706
2033-04-25 16:00 | 48.067 | 63.0496
2033-04-25 17:00 | 50.4447 | 67.3381
2033-04-25 18:00 | 49.8364 | 69.0725
2033-04-25 19:00 | 47.2534 | 70.4746
2033-04-25 20:00 | 44.8695 | 69.3569
2033-04-25 21:00 | 41.6165 | 65.4403
2033-04-25 22:00 | 38.3382 | 62.3469
2033-04-25 23:00 | 35.3738 | 59.6906
2033-04-26 | 33.7352 | 58.4586
2033-04-26 01:00 | 33.001 | 56.0175
2033-04-26 02:00 | 34.2245 | 54.2456
2033-04-26 03:00 | 35.4019 | 53.913
2033-04-26 04:00 | 35.9762 | 53.1975
2033-04-26 05:00 | 37.8246 | 56.3858
2033-04-26 06:00 | 42.8606 | 64.4335
2033-04-26 07:00 | 50.253 | 66.2181
2033-04-26 08:00 | 51.1803 | 62.128
2033-04-26 09:00 | 48.718 | 56.1738
2033-04-26 10:00 | 46.6553 | 50.8351
2033-04-26 11:00 | 44.3374 | 49.5592
2033-04-26 12:00 | 42.4729 | 51.78
2033-04-26 13:00 | 41.9588 | 49.5868
2033-04-26 14:00 | 41.4212 | 44.4088
2033-04-26 15:00 | 42.0118 | 49.7425
2033-04-26 16:00 | 44.2761 | 54.8701
2033-04-26 17:00 | 47.0277 | 60.4968
2033-04-26 18:00 | 47.0447 | 67.3262
2033-04-26 19:00 | 45.1385 | 67.9615
2033-04-26 20:00 | 43.3526 | 66.8544
2033-04-26 21:00 | 40.4781 | 62.9091
2033-04-26 22:00 | 37.4462 | 60.4376
2033-04-26 23:00 | 34.5394 | 57.9751
2033-04-27 | 33.5525 | 58.4714
2033-04-27 01:00 | 32.6691 | 53.6885
2033-04-27 02:00 | 33.9074 | 51.8763
2033-04-27 03:00 | 35.0774 | 52.0559
2033-04-27 04:00 | 35.6516 | 51.6454
2033-04-27 05:00 | 37.4953 | 54.8936
2033-04-27 06:00 | 42.4913 | 62.3735
2033-04-27 07:00 | 50.0015 | 66.0988
2033-04-27 08:00 | 51.0379 | 64.8881
2033-04-27 09:00 | 48.8025 | 65.5299
2033-04-27 10:00 | 46.7251 | 63.6564
2033-04-27 11:00 | 44.4552 | 62.382
2033-04-27 12:00 | 43.2874 | 67.0364
2033-04-27 13:00 | 42.9657 | 67.0527
2033-04-27 14:00 | 42.4596 | 61.7004
2033-04-27 15:00 | 43.0368 | 66.3433
2033-04-27 16:00 | 45.2477 | 68.8452
2033-04-27 17:00 | 47.8175 | 71.0852
2033-04-27 18:00 | 48.7062 | 73.4332
2033-04-27 19:00 | 46.1631 | 72.0698
2033-04-27 20:00 | 44.042 | 69.6564
2033-04-27 21:00 | 40.9975 | 65.0342
2033-04-27 22:00 | 37.8357 | 62.297
2033-04-27 23:00 | 34.8363 | 59.5991
2033-04-28 | 33.3832 | 58.0435
2033-04-28 01:00 | 32.9428 | 55.5249
2033-04-28 02:00 | 34.2063 | 53.9378
2033-04-28 03:00 | 35.3947 | 53.8862
2033-04-28 04:00 | 35.897 | 53.5858
2033-04-28 05:00 | 37.7697 | 56.985
2033-04-28 06:00 | 42.312 | 64.6361
2033-04-28 07:00 | 49.9309 | 66.9138
2033-04-28 08:00 | 51.2627 | 63.4463
2033-04-28 09:00 | 49.4299 | 59.3279
2033-04-28 10:00 | 47.6922 | 55.1576
2033-04-28 11:00 | 45.611 | 53.0874
2033-04-28 12:00 | 44.0509 | 53.4082
2033-04-28 13:00 | 43.7217 | 51.9718
2033-04-28 14:00 | 43.1381 | 46.8061
2033-04-28 15:00 | 43.7538 | 51.9585
2033-04-28 16:00 | 45.5244 | 56.4596
2033-04-28 17:00 | 47.3802 | 61.4489
2033-04-28 18:00 | 48.2353 | 66.7836
2033-04-28 19:00 | 45.9054 | 67.876
2033-04-28 20:00 | 43.4652 | 67.1331
2033-04-28 21:00 | 40.733 | 63.4574
2033-04-28 22:00 | 37.5923 | 60.9816
2033-04-28 23:00 | 34.6805 | 58.3488
2033-04-29 | 32.4676 | 58.2482
2033-04-29 01:00 | 32.6252 | 55.2601
2033-04-29 02:00 | 33.8226 | 53.4647
2033-04-29 03:00 | 34.9601 | 53.4655
2033-04-29 04:00 | 35.5751 | 53.0091
2033-04-29 05:00 | 37.3304 | 56.1685
2033-04-29 06:00 | 42.159 | 63.309
2033-04-29 07:00 | 49.7508 | 66.888
2033-04-29 08:00 | 51.1897 | 66.2896
2033-04-29 09:00 | 49.9021 | 66.1857
2033-04-29 10:00 | 48.7254 | 63.6927
2033-04-29 11:00 | 46.99 | 60.1001
2033-04-29 12:00 | 42.9511 | 54.0194
2033-04-29 13:00 | 42.5342 | 52.2286
2033-04-29 14:00 | 41.88 | 46.3647
2033-04-29 15:00 | 42.0327 | 50.6901
2033-04-29 16:00 | 43.956 | 54.2269
2033-04-29 17:00 | 46.3019 | 59.3759
2033-04-29 18:00 | 46.2047 | 65.1178
2033-04-29 19:00 | 44.6659 | 66.1195
2033-04-29 20:00 | 42.9852 | 64.9699
2033-04-29 21:00 | 40.3444 | 61.3315
2033-04-29 22:00 | 37.4383 | 58.7854
2033-04-29 23:00 | 34.5582 | 56.122
2033-04-30 | 33.6014 | 56.7171
2033-04-30 01:00 | 32.8036 | 53.795
2033-04-30 02:00 | 33.9249 | 52.2357
2033-04-30 03:00 | 34.9796 | 52.4566
2033-04-30 04:00 | 35.3512 | 51.7671
2033-04-30 05:00 | 36.487 | 54.2127
2033-04-30 06:00 | 39.7585 | 59.7347
2033-04-30 07:00 | 45.6985 | 59.7656
2033-04-30 08:00 | 46.614 | 57.6738
2033-04-30 09:00 | 45.1461 | 56.3735
2033-04-30 10:00 | 43.4821 | 53.3365
2033-04-30 11:00 | 41.0787 | 50.0648
2033-04-30 12:00 | 37.8231 | 49.3815
2033-04-30 13:00 | 36.8353 | 47.4
2033-04-30 14:00 | 36.1026 | 41.4567
2033-04-30 15:00 | 36.437 | 46.581
2033-04-30 16:00 | 39.1649 | 51.0662
2033-04-30 17:00 | 42.6545 | 56.3906
2033-04-30 18:00 | 44.0772 | 59.807
2033-04-30 19:00 | 42.3854 | 60.5759
2033-04-30 20:00 | 40.6147 | 59.7652
2033-04-30 21:00 | 37.7189 | 57.2687
2033-04-30 22:00 | 35.2763 | 56.1149
2033-04-30 23:00 | 33.028 | 54.9947
2033-05-01 | 32.336 | 56.0758
2033-05-01 01:00 | 31.4019 | 53.6936
2033-05-01 02:00 | 32.2722 | 51.9334
2033-05-01 03:00 | 33.147 | 51.8143
2033-05-01 04:00 | 33.3788 | 51.0933
2033-05-01 05:00 | 34.2534 | 53.2166
2033-05-01 06:00 | 37.0059 | 57.5498
2033-05-01 07:00 | 42.41 | 55.9649
2033-05-01 08:00 | 43.8013 | 52.988
2033-05-01 09:00 | 43.727 | 51.6146
2033-05-01 10:00 | 42.9695 | 48.9579
2033-05-01 11:00 | 41.4105 | 48.0446
2033-05-01 12:00 | 37.9325 | 49.7438
2033-05-01 13:00 | 37.7056 | 48.5873
2033-05-01 14:00 | 36.9786 | 43.9132
2033-05-01 15:00 | 37.7836 | 49.6635
2033-05-01 16:00 | 40.7303 | 53.3968
2033-05-01 17:00 | 44.3807 | 58.1067
2033-05-01 18:00 | 44.5962 | 64.1281
2033-05-01 19:00 | 41.8903 | 63.4841
2033-05-01 20:00 | 39.7431 | 62.2897
2033-05-01 21:00 | 37.2856 | 59.1619
2033-05-01 22:00 | 34.6698 | 58.2783
2033-05-01 23:00 | 32.2761 | 57.1539
2033-05-02 | 31.7518 | 56.116
2033-05-02 01:00 | 31.3073 | 53.5522
2033-05-02 02:00 | 32.4947 | 51.9987
2033-05-02 03:00 | 33.6951 | 52.3872
2033-05-02 04:00 | 34.218 | 52.0869
2033-05-02 05:00 | 35.994 | 55.4914
2033-05-02 06:00 | 40.9364 | 63.5295
2033-05-02 07:00 | 48.734 | 66.7439
2033-05-02 08:00 | 50.5939 | 66.1967
2033-05-02 09:00 | 49.5226 | 66.6242
2033-05-02 10:00 | 48.3013 | 64.2463
2033-05-02 11:00 | 45.8194 | 61.802
2033-05-02 12:00 | 44.2871 | 52.9661
2033-05-02 13:00 | 44.1138 | 51.6432
2033-05-02 14:00 | 43.6471 | 45.6399
2033-05-02 15:00 | 44.2219 | 50.1325
2033-05-02 16:00 | 46.0353 | 54.1543
2033-05-02 17:00 | 48.1843 | 60.7777
2033-05-02 18:00 | 49.0774 | 63.3292
2033-05-02 19:00 | 45.7965 | 65.0791
2033-05-02 20:00 | 43.0765 | 64.8627
2033-05-02 21:00 | 40.3742 | 61.9834
2033-05-02 22:00 | 37.2018 | 59.5684
2033-05-02 23:00 | 34.1139 | 56.9025
2033-05-03 | 32.2075 | 57.8429
2033-05-03 01:00 | 31.9612 | 53.8925
2033-05-03 02:00 | 33.0459 | 52.0463
2033-05-03 03:00 | 34.1455 | 52.2681
2033-05-03 04:00 | 34.6063 | 51.9021
2033-05-03 05:00 | 36.3446 | 55.2932
2033-05-03 06:00 | 41.2123 | 63.5547
2033-05-03 07:00 | 48.5742 | 66.177
2033-05-03 08:00 | 49.8787 | 63.4139
2033-05-03 09:00 | 48.7338 | 59.5717
2033-05-03 10:00 | 47.5311 | 54.3066
2033-05-03 11:00 | 45.7064 | 52.6494
2033-05-03 12:00 | 43.0249 | 49.6551
2033-05-03 13:00 | 43.2177 | 47.9639
2033-05-03 14:00 | 42.857 | 42.0301
2033-05-03 15:00 | 43.6666 | 47.1603
2033-05-03 16:00 | 45.7907 | 51.7033
2033-05-03 17:00 | 48.3735 | 57.8541
2033-05-03 18:00 | 49.5045 | 65.6352
2033-05-03 19:00 | 46.4384 | 66.0172
2033-05-03 20:00 | 43.9336 | 65.0201
2033-05-03 21:00 | 41.3756 | 61.8779
2033-05-03 22:00 | 38.1685 | 59.8006
2033-05-03 23:00 | 34.8776 | 57.2651
2033-05-04 | 33.1438 | 57.3822
2033-05-04 01:00 | 32.096 | 56.6947
2033-05-04 02:00 | 33.1391 | 54.398
2033-05-04 03:00 | 34.238 | 53.8933
2033-05-04 04:00 | 34.6957 | 53.6931
2033-05-04 05:00 | 36.3889 | 56.1908
2033-05-04 06:00 | 41.1178 | 66.1485
2033-05-04 07:00 | 48.7268 | 69.1606
2033-05-04 08:00 | 49.8483 | 67.5989
2033-05-04 09:00 | 47.8598 | 69.4248
2033-05-04 10:00 | 45.9696 | 67.3902
2033-05-04 11:00 | 43.4928 | 64.7562
2033-05-04 12:00 | 39.4654 | 61.9569
2033-05-04 13:00 | 39.1298 | 62.2631
2033-05-04 14:00 | 38.6483 | 56.7056
2033-05-04 15:00 | 39.018 | 62.281
2033-05-04 16:00 | 41.213 | 64.8594
2033-05-04 17:00 | 44.1954 | 68.5929
2033-05-04 18:00 | 45.9489 | 73.3482
2033-05-04 19:00 | 43.6607 | 73.8183
2033-05-04 20:00 | 42.0868 | 72.2217
2033-05-04 21:00 | 39.6829 | 68.0469
2033-05-04 22:00 | 36.6799 | 64.7517
2033-05-04 23:00 | 33.5433 | 61.4203
2033-05-05 | 32.292 | 62.6629
2033-05-05 01:00 | 31.9342 | 59.2785
2033-05-05 02:00 | 33.0145 | 56.8175
2033-05-05 03:00 | 34.1582 | 56.3644
2033-05-05 04:00 | 34.6429 | 55.6205
2033-05-05 05:00 | 36.4178 | 58.5295
2033-05-05 06:00 | 41.3059 | 62.3378
2033-05-05 07:00 | 48.8837 | 64.6554
2033-05-05 08:00 | 49.9796 | 62.8418
2033-05-05 09:00 | 47.9774 | 62.138
2033-05-05 10:00 | 46.0083 | 60.9443
2033-05-05 11:00 | 43.5219 | 61.5402
2033-05-05 12:00 | 39.5398 | 59.6925
2033-05-05 13:00 | 39.3669 | 60.1463
2033-05-05 14:00 | 38.976 | 58.0331
2033-05-05 15:00 | 39.4506 | 64.5076
2033-05-05 16:00 | 41.5279 | 69.1132
2033-05-05 17:00 | 44.3691 | 73.8157
2033-05-05 18:00 | 45.0412 | 75.2136
2033-05-05 19:00 | 43.186 | 74.4647
2033-05-05 20:00 | 41.7965 | 73.1777
2033-05-05 21:00 | 39.6297 | 69.2583
2033-05-05 22:00 | 36.7187 | 66.0324
2033-05-05 23:00 | 33.5745 | 63.2198
2033-05-06 | 32.2675 | 60.7545
2033-05-06 01:00 | 31.8981 | 60.1152
2033-05-06 02:00 | 32.9199 | 57.5097
2033-05-06 03:00 | 34.0095 | 57.0844
2033-05-06 04:00 | 34.488 | 56.151
2033-05-06 05:00 | 36.1831 | 58.5033
2033-05-06 06:00 | 41.3066 | 61.8706
2033-05-06 07:00 | 48.6133 | 64.7131
2033-05-06 08:00 | 50.1322 | 62.8704
2033-05-06 09:00 | 49.2393 | 63.6008
2033-05-06 10:00 | 48.338 | 61.9365
2033-05-06 11:00 | 46.2125 | 62.0141
2033-05-06 12:00 | 44.4153 | 61.4879
2033-05-06 13:00 | 44.5538 | 62.1205
2033-05-06 14:00 | 43.8996 | 57.738
2033-05-06 15:00 | 44.1942 | 63.9041
2033-05-06 16:00 | 45.6574 | 67.5629
2033-05-06 17:00 | 47.5842 | 71.9084
2033-05-06 18:00 | 48.3273 | 76.8602
2033-05-06 19:00 | 45.2705 | 77.7165
2033-05-06 20:00 | 42.4296 | 74.7073
2033-05-06 21:00 | 40.0747 | 69.7468
2033-05-06 22:00 | 36.965 | 66.232
2033-05-06 23:00 | 33.741 | 62.591
2033-05-07 | 31.6982 | 59.2835
2033-05-07 01:00 | 30.7664 | 56.7627
2033-05-07 02:00 | 31.5814 | 53.6668
2033-05-07 03:00 | 32.4796 | 52.4756
2033-05-07 04:00 | 32.7209 | 51.2813
2033-05-07 05:00 | 33.5103 | 52.5005
2033-05-07 06:00 | 36.7051 | 56.7435
2033-05-07 07:00 | 42.9442 | 56.0285
2033-05-07 08:00 | 44.7139 | 54.2031
2033-05-07 09:00 | 45.0187 | 56.283
2033-05-07 10:00 | 44.7826 | 54.4518
2033-05-07 11:00 | 43.1439 | 53.363
2033-05-07 12:00 | 41.2839 | 55.5405
2033-05-07 13:00 | 41.0014 | 55.3511
2033-05-07 14:00 | 40.365 | 50.313
2033-05-07 15:00 | 40.7801 | 56.0212
2033-05-07 16:00 | 43.3016 | 58.8222
2033-05-07 17:00 | 45.8591 | 62.8372
2033-05-07 18:00 | 46.8713 | 65.875
2033-05-07 19:00 | 42.8766 | 64.6735
2033-05-07 20:00 | 39.5922 | 62.1283
2033-05-07 21:00 | 37.108 | 58.5796
2033-05-07 22:00 | 34.7262 | 57.221
2033-05-07 23:00 | 32.4204 | 55.1599
2033-05-08 | 30.7839 | 55.7302
2033-05-08 01:00 | 29.8083 | 51.689
2033-05-08 02:00 | 30.5967 | 49.9991
2033-05-08 03:00 | 31.4265 | 48.6776
2033-05-08 04:00 | 31.5663 | 47.4279
2033-05-08 05:00 | 32.1957 | 49.165
2033-05-08 06:00 | 35.1601 | 52.7017
2033-05-08 07:00 | 40.6963 | 52.4296
2033-05-08 08:00 | 42.161 | 52.5795
2033-05-08 09:00 | 42.2722 | 54.8729
2033-05-08 10:00 | 41.7344 | 55.6152
2033-05-08 11:00 | 40.3845 | 54.5827
2033-05-08 12:00 | 39.5789 | 52.2439
2033-05-08 13:00 | 39.9088 | 51.4674
2033-05-08 14:00 | 39.5206 | 49.0467
2033-05-08 15:00 | 40.4747 | 54.7051
2033-05-08 16:00 | 43.3727 | 57.1185
2033-05-08 17:00 | 46.469 | 60.9274
2033-05-08 18:00 | 47.7788 | 62.2663
2033-05-08 19:00 | 44.0486 | 62.4001
2033-05-08 20:00 | 40.9124 | 61.6987
2033-05-08 21:00 | 38.4352 | 59.7521
2033-05-08 22:00 | 35.6552 | 59.2088
2033-05-08 23:00 | 32.9336 | 57.6124
2033-05-09 | 31.221 | 56.0556
2033-05-09 01:00 | 30.5957 | 53.9436
2033-05-09 02:00 | 31.6877 | 52.3768
2033-05-09 03:00 | 32.8283 | 52.5401
2033-05-09 04:00 | 33.3118 | 52.4189
2033-05-09 05:00 | 34.9162 | 55.4686
2033-05-09 06:00 | 40.1718 | 62.2641
2033-05-09 07:00 | 47.939 | 63.9842
2033-05-09 08:00 | 49.223 | 59.5832
2033-05-09 09:00 | 47.9185 | 54.9906
2033-05-09 10:00 | 46.9554 | 49.2708
2033-05-09 11:00 | 45.0717 | 47.4755
2033-05-09 12:00 | 44.1132 | 51.294
2033-05-09 13:00 | 44.5775 | 51.1247
2033-05-09 14:00 | 44.069 | 44.3848
2033-05-09 15:00 | 44.8945 | 49.3503
2033-05-09 16:00 | 47.1855 | 54.2468
2033-05-09 17:00 | 49.5357 | 61.0492
2033-05-09 18:00 | 50.6723 | 63.5339
2033-05-09 19:00 | 47.2742 | 65.4083
2033-05-09 20:00 | 44.1999 | 64.7418
2033-05-09 21:00 | 41.338 | 61.77
2033-05-09 22:00 | 37.958 | 59.608
2033-05-09 23:00 | 34.4402 | 57.2432
2033-05-10 | 32.5004 | 58.2909
2033-05-10 01:00 | 31.4011 | 54.3094
2033-05-10 02:00 | 32.4349 | 52.6077
2033-05-10 03:00 | 33.5603 | 52.7838
2033-05-10 04:00 | 34.0633 | 52.5644
2033-05-10 05:00 | 35.7743 | 55.3869
2033-05-10 06:00 | 40.8382 | 61.1278
2033-05-10 07:00 | 48.6275 | 63.4513
2033-05-10 08:00 | 49.8594 | 61.1351
2033-05-10 09:00 | 47.9376 | 59.4388
2033-05-10 10:00 | 46.3487 | 57.4553
2033-05-10 11:00 | 44.0847 | 57.7065
2033-05-10 12:00 | 40.2559 | 63.1121
2033-05-10 13:00 | 40.0316 | 62.4668
2033-05-10 14:00 | 39.5658 | 57.7212
2033-05-10 15:00 | 40.0397 | 62.2623
2033-05-10 16:00 | 42.2631 | 64.9565
2033-05-10 17:00 | 45.2858 | 66.6411
2033-05-10 18:00 | 46.766 | 68.0834
2033-05-10 19:00 | 44.1394 | 67.9187
2033-05-10 20:00 | 42.1244 | 66.0949
2033-05-10 21:00 | 39.6377 | 62.6698
2033-05-10 22:00 | 36.5797 | 60.4809
2033-05-10 23:00 | 33.3699 | 57.968
2033-05-11 | 32.2181 | 57.6131
2033-05-11 01:00 | 31.5554 | 60.901
2033-05-11 02:00 | 32.6412 | 58.8491
2033-05-11 03:00 | 33.7867 | 58.6691
2033-05-11 04:00 | 34.3036 | 58.3618
2033-05-11 05:00 | 36.011 | 60.6942
2033-05-11 06:00 | 41.103 | 69.0248
2033-05-11 07:00 | 49.049 | 72.1035
2033-05-11 08:00 | 50.6661 | 70.9657
2033-05-11 09:00 | 49.2986 | 73.0315
2033-05-11 10:00 | 47.8656 | 71.8417
2033-05-11 11:00 | 45.5407 | 69.9915
2033-05-11 12:00 | 44.8531 | 69.1525
2033-05-11 13:00 | 44.9604 | 69.5541
2033-05-11 14:00 | 44.27 | 64.3268
2033-05-11 15:00 | 44.6952 | 69.6337
2033-05-11 16:00 | 46.3403 | 71.6903
2033-05-11 17:00 | 48.616 | 74.2688
2033-05-11 18:00 | 49.1873 | 82.7481
2033-05-11 19:00 | 46.0666 | 83.7025
2033-05-11 20:00 | 43.1876 | 81.9049
2033-05-11 21:00 | 41.0093 | 78.4501
2033-05-11 22:00 | 37.7929 | 73.9422
2033-05-11 23:00 | 34.4094 | 70.1343
2033-05-12 | 32.0785 | 64.9894
2033-05-12 01:00 | 31.4059 | 59.7072
2033-05-12 02:00 | 32.4136 | 56.9921
2033-05-12 03:00 | 33.5018 | 56.6284
2033-05-12 04:00 | 33.9928 | 55.2594
2033-05-12 05:00 | 35.6122 | 58.5542
2033-05-12 06:00 | 40.9179 | 65.3126
2033-05-12 07:00 | 48.2788 | 68.3023
2033-05-12 08:00 | 49.1143 | 68.9954
2033-05-12 09:00 | 47.3575 | 70.8856
2033-05-12 10:00 | 45.9841 | 70.3632
2033-05-12 11:00 | 44.1254 | 70.4673
2033-05-12 12:00 | 43.5595 | 68.0377
2033-05-12 13:00 | 43.8786 | 66.0451
2033-05-12 14:00 | 43.3616 | 62.2612
2033-05-12 15:00 | 44.0622 | 66.086
2033-05-12 16:00 | 46.1999 | 67.3033
2033-05-12 17:00 | 48.6293 | 68.6765
2033-05-12 18:00 | 49.4548 | 69.7209
2033-05-12 19:00 | 46.486 | 68.3415
2033-05-12 20:00 | 43.7925 | 66.1826
2033-05-12 21:00 | 41.5051 | 62.2
2033-05-12 22:00 | 38.3576 | 59.9999
2033-05-12 23:00 | 34.95 | 57.4718
2033-05-13 | 33.082 | 56.0777
2033-05-13 01:00 | 32.0373 | 53.4266
2033-05-13 02:00 | 32.8728 | 51.3995
2033-05-13 03:00 | 33.8574 | 51.8276
2033-05-13 04:00 | 34.2578 | 51.1033
2033-05-13 05:00 | 35.7194 | 53.6586
2033-05-13 06:00 | 40.3988 | 61.0533
2033-05-13 07:00 | 48.406 | 64.4793
2033-05-13 08:00 | 50.3663 | 61.8598
2033-05-13 09:00 | 50.0293 | 61.0829
2033-05-13 10:00 | 49.5778 | 57.8431
2033-05-13 11:00 | 48.0026 | 57.5374
2033-05-13 12:00 | 45.8152 | 51.5161
2033-05-13 13:00 | 46.872 | 51.4714
2033-05-13 14:00 | 47.5619 | 44.6724
2033-05-13 15:00 | 48.9569 | 50.4713
2033-05-13 16:00 | 51.718 | 54.1209
2033-05-13 17:00 | 54.7106 | 59.1583
2033-05-13 18:00 | 56.3818 | 59.1181
2033-05-13 19:00 | 53.0205 | 61.5467
2033-05-13 20:00 | 48.6743 | 60.9154
2033-05-13 21:00 | 45.103 | 58.8237
2033-05-13 22:00 | 41.1511 | 57.0257
2033-05-13 23:00 | 37.0344 | 54.6212
2033-05-14 | 33.9294 | 55.904
2033-05-14 01:00 | 32.3004 | 52.9676
2033-05-14 02:00 | 32.7528 | 51.0342
2033-05-14 03:00 | 33.3516 | 50.5984
2033-05-14 04:00 | 33.4562 | 49.657
2033-05-14 05:00 | 34.0096 | 51.6141
2033-05-14 06:00 | 37.1862 | 57.228
2033-05-14 07:00 | 43.9133 | 55.9568
2033-05-14 08:00 | 46.5091 | 52.7582
2033-05-14 09:00 | 47.3366 | 49.5555
2033-05-14 10:00 | 47.32 | 44.538
2033-05-14 11:00 | 46.0477 | 42.3285
2033-05-14 12:00 | 44.1396 | 40.3706
2033-05-14 13:00 | 44.8889 | 37.5134
2033-05-14 14:00 | 45.3971 | 31.5891
2033-05-14 15:00 | 46.8566 | 37.3356
2033-05-14 16:00 | 49.9281 | 41.692
2033-05-14 17:00 | 52.9692 | 49.9755
2033-05-14 18:00 | 54.6767 | 55.363
2033-05-14 19:00 | 50.1384 | 56.584
2033-05-14 20:00 | 45.1769 | 56.423
2033-05-14 21:00 | 41.7861 | 55.3679
2033-05-14 22:00 | 38.4523 | 54.6252
2033-05-14 23:00 | 35.1158 | 53.4901
2033-05-15 | 32.9105 | 54.7221
2033-05-15 01:00 | 31.1229 | 53.5122
2033-05-15 02:00 | 31.6482 | 51.2369
2033-05-15 03:00 | 32.2838 | 51.5928
2033-05-15 04:00 | 32.2575 | 50.8427
2033-05-15 05:00 | 32.6236 | 52.4182
2033-05-15 06:00 | 35.0945 | 55.2363
2033-05-15 07:00 | 41.296 | 53.4904
2033-05-15 08:00 | 43.5797 | 49.1833
2033-05-15 09:00 | 43.2631 | 49.1633
2033-05-15 10:00 | 42.2329 | 47.2853
2033-05-15 11:00 | 40.4509 | 47.8911
2033-05-15 12:00 | 39.9635 | 54.213
2033-05-15 13:00 | 39.6319 | 54.0575
2033-05-15 14:00 | 39.053 | 48.5293
2033-05-15 15:00 | 39.755 | 54.9627
2033-05-15 16:00 | 42.4485 | 58.1464
2033-05-15 17:00 | 45.5199 | 62.2957
2033-05-15 18:00 | 46.9066 | 64.8149
2033-05-15 19:00 | 43.3835 | 65.3495
2033-05-15 20:00 | 39.6883 | 63.1012
2033-05-15 21:00 | 37.4133 | 60.1285
2033-05-15 22:00 | 34.8733 | 58.7326
2033-05-15 23:00 | 32.1441 | 57.1241
2033-05-16 | 30.597 | 56.6196
2033-05-16 01:00 | 30.6628 | 52.4654
2033-05-16 02:00 | 31.7915 | 51.0398
2033-05-16 03:00 | 32.9991 | 51.491
2033-05-16 04:00 | 33.5832 | 50.4782
2033-05-16 05:00 | 35.1885 | 53.5251
2033-05-16 06:00 | 40.4281 | 62.1992
2033-05-16 07:00 | 48.6088 | 64.464
2033-05-16 08:00 | 50.3632 | 61.8923
2033-05-16 09:00 | 48.6631 | 59.5266
2033-05-16 10:00 | 47.1812 | 57.1008
2033-05-16 11:00 | 45.0718 | 57.8439
2033-05-16 12:00 | 43.3196 | 51.2946
2033-05-16 13:00 | 43.4617 | 50.1588
2033-05-16 14:00 | 42.9036 | 45.213
2033-05-16 15:00 | 43.6277 | 50.4423
2033-05-16 16:00 | 45.9132 | 54.4784
2033-05-16 17:00 | 48.7577 | 59.8464
2033-05-16 18:00 | 48.8909 | 60.5574
2033-05-16 19:00 | 45.9231 | 62.7318
2033-05-16 20:00 | 43.2521 | 62.9599
2033-05-16 21:00 | 40.6682 | 61.0934
2033-05-16 22:00 | 37.4962 | 59.2637
2033-05-16 23:00 | 34.1514 | 56.75
2033-05-17 | 32.6423 | 56.2726
2033-05-17 01:00 | 31.543 | 53.3999
2033-05-17 02:00 | 32.6025 | 51.2466
2033-05-17 03:00 | 33.7293 | 51.5709
2033-05-17 04:00 | 34.2891 | 51.0219
2033-05-17 05:00 | 35.9273 | 54.004
2033-05-17 06:00 | 40.9088 | 61.723
2033-05-17 07:00 | 48.8862 | 64.8611
2033-05-17 08:00 | 50.4295 | 61.8714
2033-05-17 09:00 | 49.0081 | 58.7338
2033-05-17 10:00 | 47.7293 | 53.35
2033-05-17 11:00 | 46.0013 | 51.4584
2033-05-17 12:00 | 41.637 | 45.7106
2033-05-17 13:00 | 41.6115 | 44.4244
2033-05-17 14:00 | 41.1687 | 37.1808
2033-05-17 15:00 | 41.8892 | 42.388
2033-05-17 16:00 | 44.1124 | 47.6282
2033-05-17 17:00 | 47.0996 | 55.2395
2033-05-17 18:00 | 47.0704 | 59.1371
2033-05-17 19:00 | 44.2896 | 61.7496
2033-05-17 20:00 | 42.1567 | 61.681
2033-05-17 21:00 | 39.7912 | 59.9883
2033-05-17 22:00 | 36.6867 | 58.2752
2033-05-17 23:00 | 33.3585 | 56.1004
2033-05-18 | 32.5212 | 57.4563
2033-05-18 01:00 | 31.5461 | 54.0417
2033-05-18 02:00 | 32.5768 | 52.33
2033-05-18 03:00 | 33.683 | 52.3486
2033-05-18 04:00 | 34.1416 | 52.0833
2033-05-18 05:00 | 35.6652 | 54.9738
2033-05-18 06:00 | 40.5383 | 61.6898
2033-05-18 07:00 | 48.0112 | 65.0183
2033-05-18 08:00 | 48.9633 | 64.5588
2033-05-18 09:00 | 47.2849 | 65.6045
2033-05-18 10:00 | 45.7536 | 64.907
2033-05-18 11:00 | 44.0722 | 63.791
2033-05-18 12:00 | 43.4628 | 60.2191
2033-05-18 13:00 | 43.6325 | 59.6191
2033-05-18 14:00 | 43.1807 | 54.3207
2033-05-18 15:00 | 43.7737 | 58.3449
2033-05-18 16:00 | 45.7316 | 60.8875
2033-05-18 17:00 | 48.2702 | 64.4171
2033-05-18 18:00 | 49.1859 | 67.5436
2033-05-18 19:00 | 45.9951 | 67.6253
2033-05-18 20:00 | 43.0704 | 65.6076
2033-05-18 21:00 | 40.8086 | 62.7078
2033-05-18 22:00 | 37.6858 | 60.4075
2033-05-18 23:00 | 34.2825 | 57.393
2033-05-19 | 32.6029 | 57.962
2033-05-19 01:00 | 31.3739 | 54.8373
2033-05-19 02:00 | 32.3527 | 52.4882
2033-05-19 03:00 | 33.4693 | 52.478
2033-05-19 04:00 | 33.9894 | 51.8762
2033-05-19 05:00 | 35.5196 | 54.432
2033-05-19 06:00 | 40.0797 | 62.724
2033-05-19 07:00 | 48.5973 | 65.8675
2033-05-19 08:00 | 50.6924 | 63.5829
2033-05-19 09:00 | 49.8103 | 63.3404
2033-05-19 10:00 | 48.5177 | 60.8904
2033-05-19 11:00 | 46.2333 | 58.8683
2033-05-19 12:00 | 42.5449 | 57.5435
2033-05-19 13:00 | 42.2586 | 56.5959
2033-05-19 14:00 | 41.7342 | 50.8862
2033-05-19 15:00 | 42.0207 | 55.918
2033-05-19 16:00 | 44.1372 | 59.1322
2033-05-19 17:00 | 46.8213 | 63.599
2033-05-19 18:00 | 46.177 | 69.2944
2033-05-19 19:00 | 43.6958 | 69.3759
2033-05-19 20:00 | 41.7075 | 67.5851
2033-05-19 21:00 | 39.4663 | 64.4514
2033-05-19 22:00 | 36.6367 | 61.898
2033-05-19 23:00 | 33.6206 | 59.0612
2033-05-20 | 32.4387 | 60.0737
2033-05-20 01:00 | 31.7434 | 58.3177
2033-05-20 02:00 | 32.7196 | 56.1801
2033-05-20 03:00 | 33.8552 | 55.8923
2033-05-20 04:00 | 34.3986 | 54.9047
2033-05-20 05:00 | 35.9515 | 57.1018
2033-05-20 06:00 | 40.5022 | 66.8793
2033-05-20 07:00 | 48.6813 | 71.0539
2033-05-20 08:00 | 50.0738 | 71.2192
2033-05-20 09:00 | 48.7963 | 74.8034
2033-05-20 10:00 | 47.2138 | 74.7279
2033-05-20 11:00 | 45.3758 | 74.0679
2033-05-20 12:00 | 41.0857 | 72.8731
2033-05-20 13:00 | 41.0378 | 72.7382
2033-05-20 14:00 | 40.4603 | 68.9047
2033-05-20 15:00 | 40.5662 | 74.327
2033-05-20 16:00 | 42.2422 | 77.5708
2033-05-20 17:00 | 44.9367 | 81.0007
2033-05-20 18:00 | 44.0494 | 86.1061
2033-05-20 19:00 | 42.016 | 85.2718
2033-05-20 20:00 | 40.0821 | 81.9225
2033-05-20 21:00 | 38.096 | 77.1779
2033-05-20 22:00 | 35.2804 | 73.2593
2033-05-20 23:00 | 32.1883 | 69.3592
2033-05-21 | 31.0798 | 69.2656
2033-05-21 01:00 | 30.2623 | 63.5304
2033-05-21 02:00 | 31.1191 | 59.44
2033-05-21 03:00 | 32.0868 | 58.6538
2033-05-21 04:00 | 32.3885 | 57.4403
2033-05-21 05:00 | 33.0763 | 58.6977
2033-05-21 06:00 | 36.0314 | 64.1599
2033-05-21 07:00 | 42.6409 | 65.252
2033-05-21 08:00 | 44.8019 | 66.148
2033-05-21 09:00 | 44.3964 | 70.6695
2033-05-21 10:00 | 43.3368 | 72.5227
2033-05-21 11:00 | 41.5571 | 72.0366
2033-05-21 12:00 | 39.0337 | 69.1602
2033-05-21 13:00 | 38.0863 | 70.464
2033-05-21 14:00 | 37.0342 | 66.8422
2033-05-21 15:00 | 37.1506 | 73.3297
2033-05-21 16:00 | 39.6729 | 76.1375
2033-05-21 17:00 | 43.1591 | 79.1272
2033-05-21 18:00 | 44.0008 | 81.4301
2033-05-21 19:00 | 40.6367 | 80.321
2033-05-21 20:00 | 37.5738 | 75.3005
2033-05-21 21:00 | 35.3129 | 70.6755
2033-05-21 22:00 | 33.1712 | 68.0763
2033-05-21 23:00 | 30.9478 | 65.0641
2033-05-22 | 30.4788 | 63.7969
2033-05-22 01:00 | 29.638 | 59.7547
2033-05-22 02:00 | 30.4901 | 57.0363
2033-05-22 03:00 | 31.3999 | 55.4038
2033-05-22 04:00 | 31.6656 | 53.3055
2033-05-22 05:00 | 32.2236 | 53.8298
2033-05-22 06:00 | 34.7624 | 55.8608
2033-05-22 07:00 | 40.7374 | 54.9673
2033-05-22 08:00 | 41.907 | 51.8717
2033-05-22 09:00 | 41.0534 | 50.8586
2033-05-22 10:00 | 39.6047 | 50.1555
2033-05-22 11:00 | 38.4652 | 51.2723
2033-05-22 12:00 | 35.4983 | 57.6954
2033-05-22 13:00 | 35.0704 | 58.2875
2033-05-22 14:00 | 34.5108 | 55.0472
2033-05-22 15:00 | 35.2669 | 61.4423
2033-05-22 16:00 | 38.4526 | 64.1687
2033-05-22 17:00 | 42.6153 | 66.0289
2033-05-22 18:00 | 41.7167 | 67.2832
2033-05-22 19:00 | 39.6496 | 66.5738
2033-05-22 20:00 | 37.775 | 63.5706
2033-05-22 21:00 | 36.0044 | 61.0153
2033-05-22 22:00 | 33.686 | 59.6232
2033-05-22 23:00 | 31.145 | 57.5703
2033-05-23 | 31.0021 | 56.3453
2033-05-23 01:00 | 30.0183 | 55.2843
2033-05-23 02:00 | 31.1709 | 53.246
2033-05-23 03:00 | 32.4193 | 53.0429
2033-05-23 04:00 | 33.0571 | 52.246
2033-05-23 05:00 | 34.6197 | 54.8924
2033-05-23 06:00 | 39.1366 | 61.1372
2033-05-23 07:00 | 47.9521 | 63.8188
2033-05-23 08:00 | 50.017 | 61.1888
2033-05-23 09:00 | 49.1425 | 61.0724
2033-05-23 10:00 | 47.8807 | 59.6238
2033-05-23 11:00 | 45.9072 | 60.1775
2033-05-23 12:00 | 44.0024 | 64.0887
2033-05-23 13:00 | 44.1065 | 65.4473
2033-05-23 14:00 | 43.4556 | 60.2812
2033-05-23 15:00 | 43.9391 | 65.7783
2033-05-23 16:00 | 45.9564 | 69.1726
2033-05-23 17:00 | 48.5589 | 72.2205
2033-05-23 18:00 | 48.0502 | 72.4619
2033-05-23 19:00 | 44.4256 | 72.9336
2033-05-23 20:00 | 41.4533 | 70.2395
2033-05-23 21:00 | 38.9939 | 66.9852
2033-05-23 22:00 | 35.9882 | 64.0717
2033-05-23 23:00 | 33.0184 | 61.1412
2033-05-24 | 31.668 | 60.221
2033-05-24 01:00 | 30.8285 | 55.3668
2033-05-24 02:00 | 31.8686 | 53.0173
2033-05-24 03:00 | 33.0526 | 52.9019
2033-05-24 04:00 | 33.6555 | 52.1579
2033-05-24 05:00 | 35.2429 | 54.2414
2033-05-24 06:00 | 39.8787 | 61.5431
2033-05-24 07:00 | 48.5998 | 63.1664
2033-05-24 08:00 | 50.4745 | 59.2802
2033-05-24 09:00 | 48.9441 | 56.8827
2033-05-24 10:00 | 47.0747 | 53.9655
2033-05-24 11:00 | 44.5292 | 54.2844
2033-05-24 12:00 | 44.0066 | 59.2567
2033-05-24 13:00 | 44.0699 | 59.2497
2033-05-24 14:00 | 43.4779 | 54.1481
2033-05-24 15:00 | 43.9251 | 59.788
2033-05-24 16:00 | 45.8485 | 63.7841
2033-05-24 17:00 | 48.5442 | 67.1798
2033-05-24 18:00 | 48.481 | 69.8999
2033-05-24 19:00 | 44.3952 | 71.2108
2033-05-24 20:00 | 41.2598 | 68.7229
2033-05-24 21:00 | 38.7426 | 65.7376
2033-05-24 22:00 | 35.7315 | 63.0673
2033-05-24 23:00 | 32.8353 | 60.0806
2033-05-25 | 31.7754 | 60.1188
2033-05-25 01:00 | 30.9345 | 54.4447
2033-05-25 02:00 | 31.9616 | 52.1022
2033-05-25 03:00 | 33.1284 | 52.1065
2033-05-25 04:00 | 33.6864 | 51.3934
2033-05-25 05:00 | 35.2111 | 53.4872
2033-05-25 06:00 | 39.9079 | 59.8817
2033-05-25 07:00 | 48.1545 | 62.4904
2033-05-25 08:00 | 49.0754 | 58.7938
2033-05-25 09:00 | 46.3659 | 56.8875
2033-05-25 10:00 | 43.7043 | 53.7918
2033-05-25 11:00 | 41.2897 | 53.2023
2033-05-25 12:00 | 40.4858 | 59.6782
2033-05-25 13:00 | 40.3852 | 58.8947
2033-05-25 14:00 | 39.8664 | 52.8386
2033-05-25 15:00 | 40.2065 | 57.2667
2033-05-25 16:00 | 42.2435 | 60.2997
2033-05-25 17:00 | 45.2742 | 65.007
2033-05-25 18:00 | 46.1333 | 69.2285
2033-05-25 19:00 | 42.9799 | 69.9749
2033-05-25 20:00 | 40.4975 | 67.381
2033-05-25 21:00 | 38.3439 | 64.5035
2033-05-25 22:00 | 35.4477 | 62.2227
2033-05-25 23:00 | 32.4456 | 59.1009
2033-05-26 | 31.374 | 59.1095
2033-05-26 01:00 | 30.6649 | 56.9871
2033-05-26 02:00 | 31.668 | 54.9046
2033-05-26 03:00 | 32.821 | 54.769
2033-05-26 04:00 | 33.3657 | 54.1012
2033-05-26 05:00 | 34.8753 | 56.3315
2033-05-26 06:00 | 39.6452 | 63.2457
2033-05-26 07:00 | 47.7571 | 66.8038
2033-05-26 08:00 | 49.0382 | 65.2478
2033-05-26 09:00 | 47.1279 | 67.2143
2033-05-26 10:00 | 45.2171 | 67.1807
2033-05-26 11:00 | 43.1666 | 67.8073
2033-05-26 12:00 | 42.6127 | 67.8556
2033-05-26 13:00 | 42.4732 | 68.8541
2033-05-26 14:00 | 42.0411 | 65.404
2033-05-26 15:00 | 42.4593 | 72.0455
2033-05-26 16:00 | 44.1917 | 77.356
2033-05-26 17:00 | 46.5502 | 82.2259
2033-05-26 18:00 | 47.7312 | 86.5531
2033-05-26 19:00 | 44.781 | 87.2291
2033-05-26 20:00 | 41.8863 | 83.4315
2033-05-26 21:00 | 39.9015 | 78.6716
2033-05-26 22:00 | 36.9448 | 74.5837
2033-05-26 23:00 | 33.7565 | 70.4449
2033-05-27 | 31.704 | 68.8938
2033-05-27 01:00 | 31.0345 | 64.1413
2033-05-27 02:00 | 31.9207 | 61.0303
2033-05-27 03:00 | 32.9642 | 60.2083
2033-05-27 04:00 | 33.3951 | 59.1464
2033-05-27 05:00 | 34.7396 | 60.8968
2033-05-27 06:00 | 39.5936 | 65.1644
2033-05-27 07:00 | 47.496 | 68.222
2033-05-27 08:00 | 48.416 | 66.7469
2033-05-27 09:00 | 46.8799 | 67.5337
2033-05-27 10:00 | 45.311 | 67.8187
2033-05-27 11:00 | 43.8317 | 70.8406
2033-05-27 12:00 | 42.0559 | 72.5944
2033-05-27 13:00 | 42.2996 | 74.2816
2033-05-27 14:00 | 41.9875 | 72.727
2033-05-27 15:00 | 42.5296 | 79.2332
2033-05-27 16:00 | 44.3391 | 84.274
2033-05-27 17:00 | 46.702 | 88.4745
2033-05-27 18:00 | 47.7795 | 92.6874
2033-05-27 19:00 | 44.7307 | 93.1189
2033-05-27 20:00 | 41.5909 | 88.5786
2033-05-27 21:00 | 39.3872 | 83.9269
2033-05-27 22:00 | 36.3868 | 78.903
2033-05-27 23:00 | 33.0752 | 74.4488
2033-05-28 | 31.4971 | 69.7536
2033-05-28 01:00 | 29.7325 | 64.0901
2033-05-28 02:00 | 30.447 | 60.5582
2033-05-28 03:00 | 31.2895 | 59.6585
2033-05-28 04:00 | 31.6283 | 58.0272
2033-05-28 05:00 | 32.1682 | 59.0932
2033-05-28 06:00 | 35.2159 | 60.4812
2033-05-28 07:00 | 41.6447 | 61.3557
2033-05-28 08:00 | 43.1784 | 61.0117
2033-05-28 09:00 | 42.905 | 62.8033
2033-05-28 10:00 | 42.0809 | 65.3969
2033-05-28 11:00 | 40.6511 | 68.4424
2033-05-28 12:00 | 37.9724 | 71.8167
2033-05-28 13:00 | 37.1088 | 73.6523
2033-05-28 14:00 | 36.708 | 70.4937
2033-05-28 15:00 | 36.913 | 77.0822
2033-05-28 16:00 | 39.6775 | 80.622
2033-05-28 17:00 | 42.9671 | 83.6781
2033-05-28 18:00 | 43.474 | 86.5786
2033-05-28 19:00 | 39.7755 | 84.5809
2033-05-28 20:00 | 36.6503 | 79.7584
2033-05-28 21:00 | 34.85 | 75.8463
2033-05-28 22:00 | 32.7854 | 72.9334
2033-05-28 23:00 | 30.5327 | 69.9139
2033-05-29 | 29.9031 | 67.3039
2033-05-29 01:00 | 28.3225 | 62.4364
2033-05-29 02:00 | 29.1852 | 58.9754
2033-05-29 03:00 | 30.1123 | 57.8078
2033-05-29 04:00 | 30.3049 | 56.1246
2033-05-29 05:00 | 30.7399 | 57.1033
2033-05-29 06:00 | 33.1787 | 62.2119
2033-05-29 07:00 | 40.2749 | 63.3647
2033-05-29 08:00 | 42.6729 | 64.081
2033-05-29 09:00 | 42.1311 | 68.7604
2033-05-29 10:00 | 40.0842 | 72.3388
2033-05-29 11:00 | 38.1137 | 73.8982
2033-05-29 12:00 | 37.1543 | 72.4183
2033-05-29 13:00 | 37.3465 | 74.2652
2033-05-29 14:00 | 36.634 | 72.0686
2033-05-29 15:00 | 37.797 | 80.2021
2033-05-29 16:00 | 40.5797 | 83.9741
2033-05-29 17:00 | 44.3427 | 88.1194
2033-05-29 18:00 | 45.6502 | 92.6398
2033-05-29 19:00 | 41.6429 | 91.2613
2033-05-29 20:00 | 38.2527 | 86.1516
2033-05-29 21:00 | 35.8519 | 81.464
2033-05-29 22:00 | 33.2741 | 77.7555
2033-05-29 23:00 | 30.8494 | 73.692
2033-05-30 | 30.0542 | 71.2586
2033-05-30 01:00 | 29.5877 | 65.0503
2033-05-30 02:00 | 30.7359 | 61.3727
2033-05-30 03:00 | 31.9774 | 60.413
2033-05-30 04:00 | 32.6202 | 59.2054
2033-05-30 05:00 | 34.1167 | 61.3003
2033-05-30 06:00 | 38.9259 | 66.1736
2033-05-30 07:00 | 47.8161 | 69.0797
2033-05-30 08:00 | 49.9003 | 67.9107
2033-05-30 09:00 | 48.4568 | 68.7272
2033-05-30 10:00 | 47.1557 | 69.1751
2033-05-30 11:00 | 45.0747 | 71.5902
2033-05-30 12:00 | 43.1197 | 73.1041
2033-05-30 13:00 | 43.1222 | 75.2163
2033-05-30 14:00 | 42.4198 | 71.9343
2033-05-30 15:00 | 43.0212 | 77.8768
2033-05-30 16:00 | 45.2326 | 82.2034
2033-05-30 17:00 | 47.9716 | 86.5831
2033-05-30 18:00 | 46.975 | 88.8276
2033-05-30 19:00 | 43.5637 | 87.1598
2033-05-30 20:00 | 40.8045 | 82.9365
2033-05-30 21:00 | 38.4042 | 78.7162
2033-05-30 22:00 | 35.3832 | 74.3455
2033-05-30 23:00 | 32.2234 | 70.6803
2033-05-31 | 31.4947 | 67.0906
2033-05-31 01:00 | 30.5686 | 62.3698
2033-05-31 02:00 | 31.5622 | 59.1358
2033-05-31 03:00 | 32.704 | 58.6895
2033-05-31 04:00 | 33.2155 | 57.6956
2033-05-31 05:00 | 34.6579 | 59.8978
2033-05-31 06:00 | 39.4582 | 64.4542
2033-05-31 07:00 | 47.9373 | 67.6928
2033-05-31 08:00 | 49.3569 | 67.0758
2033-05-31 09:00 | 47.8057 | 67.59
2033-05-31 10:00 | 45.9057 | 68.0848
2033-05-31 11:00 | 43.9415 | 69.3755
2033-05-31 12:00 | 42.1652 | 66.046
2033-05-31 13:00 | 42.3329 | 67.9611
2033-05-31 14:00 | 42.0193 | 64.7765
2033-05-31 15:00 | 42.7473 | 71.7681
2033-05-31 16:00 | 44.7461 | 77.18
2033-05-31 17:00 | 47.4951 | 81.8967
2033-05-31 18:00 | 48.5865 | 84.6393
2033-05-31 19:00 | 44.9528 | 84.7794
2033-05-31 20:00 | 41.7844 | 80.1146
2033-05-31 21:00 | 39.3549 | 75.7526
2033-05-31 22:00 | 36.349 | 71.7082
2033-05-31 23:00 | 33.2169 | 67.567
2033-06-01 | 32.1191 | 63.9131
2033-06-01 01:00 | 31.8491 | 58.6097
2033-06-01 02:00 | 32.6351 | 56.3793
2033-06-01 03:00 | 33.5279 | 56.044
2033-06-01 04:00 | 33.9214 | 54.6858
2033-06-01 05:00 | 35.1623 | 56.7438
2033-06-01 06:00 | 39.7498 | 65.0722
2033-06-01 07:00 | 48.1469 | 66.6182
2033-06-01 08:00 | 49.5689 | 63.8998
2033-06-01 09:00 | 47.9201 | 61.0878
2033-06-01 10:00 | 46.0389 | 59.1861
2033-06-01 11:00 | 44.196 | 61.4546
2033-06-01 12:00 | 39.8565 | 61.863
2033-06-01 13:00 | 39.3467 | 62.1403
2033-06-01 14:00 | 38.968 | 57.1731
2033-06-01 15:00 | 39.4962 | 62.912
2033-06-01 16:00 | 41.8419 | 66.627
2033-06-01 17:00 | 44.9944 | 70.4936
2033-06-01 18:00 | 45.1127 | 67.6954
2033-06-01 19:00 | 42.9773 | 69.194
2033-06-01 20:00 | 41.3669 | 67.4772
2033-06-01 21:00 | 39.3459 | 65.3365
2033-06-01 22:00 | 36.865 | 63.74
2033-06-01 23:00 | 33.8097 | 61.2798
2033-06-02 | 33.2048 | 60.9264
2033-06-02 01:00 | 31.8602 | 56.4266
2033-06-02 02:00 | 32.7099 | 54.6816
2033-06-02 03:00 | 33.6917 | 54.6484
2033-06-02 04:00 | 34.1105 | 53.9594
2033-06-02 05:00 | 35.4732 | 56.5838
2033-06-02 06:00 | 39.8387 | 62.8762
2033-06-02 07:00 | 48.0534 | 64.931
2033-06-02 08:00 | 49.176 | 61.3171
2033-06-02 09:00 | 47.0332 | 60.2638
2033-06-02 10:00 | 44.7562 | 57.4736
2033-06-02 11:00 | 42.5934 | 57.9882
2033-06-02 12:00 | 42.8484 | 65.3364
2033-06-02 13:00 | 42.8006 | 65.9393
2033-06-02 14:00 | 42.4052 | 60.0108
2033-06-02 15:00 | 42.9548 | 64.6792
2033-06-02 16:00 | 44.74 | 67.8274
2033-06-02 17:00 | 47.1132 | 70.7206
2033-06-02 18:00 | 48.4412 | 71.8903
2033-06-02 19:00 | 45.5442 | 72.1909
2033-06-02 20:00 | 42.733 | 69.0477
2033-06-02 21:00 | 40.7244 | 66.3825
2033-06-02 22:00 | 38.0206 | 64.7318
2033-06-02 23:00 | 34.8282 | 62.2893
2033-06-03 | 32.6255 | 61.4414
2033-06-03 01:00 | 32.1856 | 56.92
2033-06-03 02:00 | 33.0508 | 55.1501
2033-06-03 03:00 | 34.0163 | 54.5713
2033-06-03 04:00 | 34.4223 | 53.909
2033-06-03 05:00 | 35.7275 | 55.856
2033-06-03 06:00 | 39.6817 | 63.6675
2033-06-03 07:00 | 47.7645 | 65.4094
2033-06-03 08:00 | 49.3001 | 62.2494
2033-06-03 09:00 | 47.7736 | 60.8016
2033-06-03 10:00 | 46.2963 | 59.008
2033-06-03 11:00 | 44.5135 | 59.6055
2033-06-03 12:00 | 43.9302 | 61.619
2033-06-03 13:00 | 43.7317 | 61.4935
2033-06-03 14:00 | 43.2166 | 56.7976
2033-06-03 15:00 | 43.5753 | 61.9582
2033-06-03 16:00 | 45.0123 | 64.8812
2033-06-03 17:00 | 46.9778 | 67.6643
2033-06-03 18:00 | 47.6446 | 69.7122
2033-06-03 19:00 | 44.3631 | 71.4929
2033-06-03 20:00 | 41.2222 | 68.6845
2033-06-03 21:00 | 39.1299 | 66.4844
2033-06-03 22:00 | 36.5307 | 64.4765
2033-06-03 23:00 | 33.5023 | 61.687
2033-06-04 | 31.6206 | 62.0265
2033-06-04 01:00 | 30.5577 | 56.4413
2033-06-04 02:00 | 31.2371 | 54.2722
2033-06-04 03:00 | 31.9992 | 55.0732
2033-06-04 04:00 | 32.2172 | 54.4344
2033-06-04 05:00 | 32.6331 | 55.8757
2033-06-04 06:00 | 35.2581 | 60.5415
2033-06-04 07:00 | 41.9786 | 61.0337
2033-06-04 08:00 | 43.6722 | 60.2755
2033-06-04 09:00 | 43.0693 | 62.4078
2033-06-04 10:00 | 41.5207 | 65.0423
2033-06-04 11:00 | 40.1061 | 67.8986
2033-06-04 12:00 | 37.1621 | 69.5262
2033-06-04 13:00 | 36.2605 | 71.4652
2033-06-04 14:00 | 35.6433 | 69.3556
2033-06-04 15:00 | 36.2888 | 77.2449
2033-06-04 16:00 | 39.1691 | 81.6883
2033-06-04 17:00 | 42.8163 | 85.0546
2033-06-04 18:00 | 42.1913 | 84.6412
2033-06-04 19:00 | 39.4361 | 83.2331
2033-06-04 20:00 | 37.2892 | 77.9656
2033-06-04 21:00 | 35.4518 | 74.0354
2033-06-04 22:00 | 33.701 | 72.6831
2033-06-04 23:00 | 31.4474 | 70.2269
2033-06-05 | 31.3731 | 70.0287
2033-06-05 01:00 | 29.8744 | 64.6229
2033-06-05 02:00 | 30.5636 | 60.5154
2033-06-05 03:00 | 31.3545 | 59.1413
2033-06-05 04:00 | 31.4894 | 57.2007
2033-06-05 05:00 | 31.782 | 56.9739
2033-06-05 06:00 | 33.8359 | 60.8303
2033-06-05 07:00 | 40.0014 | 60.4489
2033-06-05 08:00 | 41.4453 | 60.1392
2033-06-05 09:00 | 40.4451 | 63.1517
2033-06-05 10:00 | 38.8756 | 62.8356
2033-06-05 11:00 | 37.9185 | 62.1365
2033-06-05 12:00 | 38.3719 | 58.8934
2033-06-05 13:00 | 38.15 | 58.6653
2033-06-05 14:00 | 37.6406 | 53.8661
2033-06-05 15:00 | 38.7149 | 59.7591
2033-06-05 16:00 | 41.7473 | 62.9026
2033-06-05 17:00 | 45.2737 | 67.6185
2033-06-05 18:00 | 46.4543 | 70.8474
2033-06-05 19:00 | 43.05 | 70.6148
2033-06-05 20:00 | 39.8664 | 65.6268
2033-06-05 21:00 | 37.9317 | 62.3295
2033-06-05 22:00 | 35.7026 | 61.3133
2033-06-05 23:00 | 33.128 | 58.817
2033-06-06 | 31.4063 | 58.7318
2033-06-06 01:00 | 30.4858 | 55.4837
2033-06-06 02:00 | 31.3871 | 53.6662
2033-06-06 03:00 | 32.4054 | 53.4683
2033-06-06 04:00 | 32.8319 | 52.3544
2033-06-06 05:00 | 34.1195 | 54.2614
2033-06-06 06:00 | 38.76 | 60.0599
2033-06-06 07:00 | 47.3458 | 63.4896
2033-06-06 08:00 | 48.7298 | 61.9692
2033-06-06 09:00 | 47.0306 | 62.9139
2033-06-06 10:00 | 45.2693 | 62.4533
2033-06-06 11:00 | 43.4636 | 63.0074
2033-06-06 12:00 | 42.9002 | 61.4874
2033-06-06 13:00 | 42.9923 | 62.5498
2033-06-06 14:00 | 42.5973 | 58.0218
2033-06-06 15:00 | 43.4573 | 64.8527
2033-06-06 16:00 | 45.6956 | 69.7749
2033-06-06 17:00 | 48.2223 | 75.5181
2033-06-06 18:00 | 49.2329 | 79.1972
2033-06-06 19:00 | 45.9701 | 79.4077
2033-06-06 20:00 | 42.9416 | 74.686
2033-06-06 21:00 | 40.639 | 70.4359
2033-06-06 22:00 | 37.8378 | 68.0875
2033-06-06 23:00 | 34.6223 | 64.4067
2033-06-07 | 32.8143 | 62.7291
2033-06-07 01:00 | 31.4576 | 60.6012
2033-06-07 02:00 | 32.2682 | 58.4416
2033-06-07 03:00 | 33.232 | 57.8093
2033-06-07 04:00 | 33.6584 | 56.559
2033-06-07 05:00 | 34.9702 | 58.1033
2033-06-07 06:00 | 39.3752 | 64.3567
2033-06-07 07:00 | 47.882 | 66.7607
2033-06-07 08:00 | 49.1826 | 65.4769
2033-06-07 09:00 | 47.2932 | 66.7735
2033-06-07 10:00 | 45.2641 | 67.0227
2033-06-07 11:00 | 43.2157 | 68.5899
2033-06-07 12:00 | 42.976 | 72.4545
2033-06-07 13:00 | 42.9251 | 73.1059
2033-06-07 14:00 | 42.5359 | 68.911
2033-06-07 15:00 | 43.1678 | 75.1176
2033-06-07 16:00 | 45.2065 | 79.6905
2033-06-07 17:00 | 47.8674 | 83.5088
2033-06-07 18:00 | 48.8027 | 87.9756
2033-06-07 19:00 | 45.3066 | 87.9285
2033-06-07 20:00 | 42.372 | 82.9397
2033-06-07 21:00 | 40.0181 | 77.7953
2033-06-07 22:00 | 37.2975 | 74.4564
2033-06-07 23:00 | 34.2452 | 70.75
2033-06-08 | 32.846 | 67.9907
2033-06-08 01:00 | 31.9955 | 65.9081
2033-06-08 02:00 | 32.863 | 63.29
2033-06-08 03:00 | 33.8321 | 62.3845
2033-06-08 04:00 | 34.2079 | 61.029
2033-06-08 05:00 | 35.5031 | 62.1792
2033-06-08 06:00 | 39.5567 | 70.3454
2033-06-08 07:00 | 48.128 | 74.2326
2033-06-08 08:00 | 49.6046 | 74.8605
2033-06-08 09:00 | 48.0439 | 79.3841
2033-06-08 10:00 | 46.1677 | 80.4288
2033-06-08 11:00 | 44.5908 | 80.659
2033-06-08 12:00 | 43.5307 | 76.8232
2033-06-08 13:00 | 43.5073 | 78.2697
2033-06-08 14:00 | 43.1831 | 75.7372
2033-06-08 15:00 | 43.9092 | 82.6005
2033-06-08 16:00 | 45.7595 | 87.9277
2033-06-08 17:00 | 48.0662 | 93.2674
2033-06-08 18:00 | 48.9807 | 92.7681
2033-06-08 19:00 | 45.7199 | 91.5187
2033-06-08 20:00 | 42.7052 | 86.7664
2033-06-08 21:00 | 40.5737 | 81.4376
2033-06-08 22:00 | 37.8281 | 78.2979
2033-06-08 23:00 | 34.6212 | 74.1893
2033-06-09 | 32.577 | 72.9126
2033-06-09 01:00 | 31.8217 | 69.6943
2033-06-09 02:00 | 32.6349 | 66.254
2033-06-09 03:00 | 33.5582 | 65.033
2033-06-09 04:00 | 33.9253 | 63.5005
2033-06-09 05:00 | 35.2018 | 64.7924
2033-06-09 06:00 | 39.7992 | 73.7508
2033-06-09 07:00 | 48.0772 | 77.548
2033-06-09 08:00 | 48.9692 | 78.3393
2033-06-09 09:00 | 47.0385 | 82.9054
2033-06-09 10:00 | 45.0039 | 84.3897
2033-06-09 11:00 | 43.3728 | 84.3226
2033-06-09 12:00 | 42.681 | 81.5024
2033-06-09 13:00 | 42.9359 | 81.9407
2033-06-09 14:00 | 42.6117 | 78.449
2033-06-09 15:00 | 43.5041 | 84.8538
2033-06-09 16:00 | 45.7276 | 89.2524
2033-06-09 17:00 | 48.3349 | 93.35
2033-06-09 18:00 | 49.4458 | 96.6865
2033-06-09 19:00 | 46.3656 | 95.4592
2033-06-09 20:00 | 43.5129 | 90.3902
2033-06-09 21:00 | 41.3425 | 85.4104
2033-06-09 22:00 | 38.6247 | 81.5173
2033-06-09 23:00 | 35.3307 | 77.376
2033-06-10 | 33.6518 | 72.753
2033-06-10 01:00 | 31.8787 | 66.3838
2033-06-10 02:00 | 32.5287 | 62.7834
2033-06-10 03:00 | 33.3562 | 61.521
2033-06-10 04:00 | 33.6361 | 60.0574
2033-06-10 05:00 | 34.7802 | 61.4058
2033-06-10 06:00 | 39.6354 | 70.2021
2033-06-10 07:00 | 47.4422 | 73.9032
2033-06-10 08:00 | 48.7735 | 74.6886
2033-06-10 09:00 | 47.748 | 78.3327
2033-06-10 10:00 | 46.4746 | 79.3752
2033-06-10 11:00 | 44.8307 | 78.5947
2033-06-10 12:00 | 44.2388 | 74.3598
2033-06-10 13:00 | 44.0841 | 74.612
2033-06-10 14:00 | 43.6619 | 70.0282
2033-06-10 15:00 | 44.0189 | 76.0494
2033-06-10 16:00 | 45.7245 | 78.5772
2033-06-10 17:00 | 47.9032 | 81.3608
2033-06-10 18:00 | 48.5855 | 86.395
2033-06-10 19:00 | 45.328 | 86.1844
2033-06-10 20:00 | 42.2296 | 80.7374
2033-06-10 21:00 | 39.8744 | 76.0823
2033-06-10 22:00 | 37.1787 | 72.7992
2033-06-10 23:00 | 33.9871 | 68.712
2033-06-11 | 32.5051 | 66.1461
2033-06-11 01:00 | 30.2702 | 59.5991
2033-06-11 02:00 | 30.7964 | 56.8869
2033-06-11 03:00 | 31.4578 | 56.1108
2033-06-11 04:00 | 31.62 | 54.3991
2033-06-11 05:00 | 32.0102 | 55.6279
2033-06-11 06:00 | 35.0866 | 58.5646
2033-06-11 07:00 | 42.3647 | 59.054
2033-06-11 08:00 | 44.6324 | 58.1741
2033-06-11 09:00 | 45.0902 | 61.2294
2033-06-11 10:00 | 44.052 | 62.686
2033-06-11 11:00 | 42.1636 | 65.556
2033-06-11 12:00 | 40.5186 | 68.4699
2033-06-11 13:00 | 40.2019 | 70.0885
2033-06-11 14:00 | 39.8045 | 66.6789
2033-06-11 15:00 | 40.5178 | 73.8686
2033-06-11 16:00 | 42.9516 | 77.5125
2033-06-11 17:00 | 45.6568 | 81.691
2033-06-11 18:00 | 46.3473 | 83.6799
2033-06-11 19:00 | 42.506 | 80.7937
2033-06-11 20:00 | 39.0907 | 75.6939
2033-06-11 21:00 | 37.087 | 71.9344
2033-06-11 22:00 | 35.0539 | 70.3204
2033-06-11 23:00 | 32.7086 | 67.6788
2033-06-12 | 31.0438 | 67.1387
2033-06-12 01:00 | 30.6257 | 60.571
2033-06-12 02:00 | 31.2823 | 57.3008
2033-06-12 03:00 | 32.0004 | 56.1398
2033-06-12 04:00 | 32.1538 | 54.5891
2033-06-12 05:00 | 32.4264 | 55.5571
2033-06-12 06:00 | 34.6031 | 60.6291
2033-06-12 07:00 | 41.1217 | 60.9044
2033-06-12 08:00 | 43.6228 | 61.4521
2033-06-12 09:00 | 44.0656 | 66.2188
2033-06-12 10:00 | 43.3988 | 68.6203
2033-06-12 11:00 | 42.8744 | 70.3561
2033-06-12 12:00 | 44.5153 | 70.7541
2033-06-12 13:00 | 45.1113 | 72.353
2033-06-12 14:00 | 45.1982 | 70.532
2033-06-12 15:00 | 46.3685 | 78.0299
2033-06-12 16:00 | 49.478 | 81.5709
2033-06-12 17:00 | 52.9774 | 86.3632
2033-06-12 18:00 | 54.7761 | 88.979
2033-06-12 19:00 | 50.3503 | 86.1967
2033-06-12 20:00 | 45.8363 | 81.1453
2033-06-12 21:00 | 42.9067 | 76.9061
2033-06-12 22:00 | 40.1108 | 74.8731
2033-06-12 23:00 | 36.9374 | 71.8784
2033-06-13 | 34.9853 | 70.4431
2033-06-13 01:00 | 33.3699 | 66.1995
2033-06-13 02:00 | 33.9156 | 63.3437
2033-06-13 03:00 | 34.555 | 62.312
2033-06-13 04:00 | 34.7289 | 60.9022
2033-06-13 05:00 | 35.8195 | 62.6233
2033-06-13 06:00 | 42.6193 | 72.2952
2033-06-13 07:00 | 51.7551 | 76.0811
2033-06-13 08:00 | 54.0845 | 77.6383
2033-06-13 09:00 | 53.4995 | 82.3227
2033-06-13 10:00 | 52.5718 | 84.1039
2033-06-13 11:00 | 51.092 | 83.9502
2033-06-13 12:00 | 50.9517 | 83.6263
2033-06-13 13:00 | 51.0487 | 84.5278
2033-06-13 14:00 | 50.2802 | 80.075
2033-06-13 15:00 | 50.6994 | 85.431
2033-06-13 16:00 | 52.3941 | 88.376
2033-06-13 17:00 | 54.1925 | 91.0483
2033-06-13 18:00 | 55.6131 | 93.9513
2033-06-13 19:00 | 51.0973 | 92.1388
2033-06-13 20:00 | 47.0714 | 86.8722
2033-06-13 21:00 | 43.7492 | 81.325
2033-06-13 22:00 | 40.3922 | 77.9081
2033-06-13 23:00 | 36.6466 | 73.8774
2033-06-14 | 35.7783 | 73.477
2033-06-14 01:00 | 33.3534 | 67.2401
2033-06-14 02:00 | 33.7751 | 63.6422
2033-06-14 03:00 | 34.3635 | 62.2881
2033-06-14 04:00 | 34.5314 | 60.7536
2033-06-14 05:00 | 35.5851 | 62.233
2033-06-14 06:00 | 42.2748 | 68.5549
2033-06-14 07:00 | 51.0816 | 72.1581
2033-06-14 08:00 | 52.8821 | 72.404
2033-06-14 09:00 | 51.8281 | 74.9477
2033-06-14 10:00 | 50.1738 | 75.8531
2033-06-14 11:00 | 48.2759 | 78.1632
2033-06-14 12:00 | 47.5023 | 77.7995
2033-06-14 13:00 | 47.4454 | 79.1624
2033-06-14 14:00 | 46.7302 | 76.1417
2033-06-14 15:00 | 47.089 | 83.3693
2033-06-14 16:00 | 49.0601 | 88.6223
2033-06-14 17:00 | 51.5714 | 93.0565
2033-06-14 18:00 | 52.633 | 94.7081
2033-06-14 19:00 | 48.2866 | 93.3046
2033-06-14 20:00 | 44.3329 | 87.6165
2033-06-14 21:00 | 41.1249 | 82.2699
2033-06-14 22:00 | 37.9805 | 78.6101
2033-06-14 23:00 | 34.4029 | 74.365
2033-06-15 | 34.0147 | 72.5263
2033-06-15 01:00 | 32.5194 | 67.9128
2033-06-15 02:00 | 33.1487 | 64.6429
2033-06-15 03:00 | 33.8689 | 63.388
2033-06-15 04:00 | 34.1061 | 62.076
2033-06-15 05:00 | 35.17 | 63.5631
2033-06-15 06:00 | 39.6108 | 71.3832
2033-06-15 07:00 | 48.0373 | 74.643
2033-06-15 08:00 | 50.1044 | 75.0263
2033-06-15 09:00 | 49.6192 | 77.7998
2033-06-15 10:00 | 48.556 | 79.204
2033-06-15 11:00 | 47.1662 | 81.2997
2033-06-15 12:00 | 45.0389 | 81.1543
2033-06-15 13:00 | 46.0563 | 83.5716
2033-06-15 14:00 | 46.979 | 81.079
2033-06-15 15:00 | 49.0488 | 87.6386
2033-06-15 16:00 | 52.3662 | 91.8569
2033-06-15 17:00 | 55.844 | 95.5092
2033-06-15 18:00 | 58.0172 | 96.7326
2033-06-15 19:00 | 54.3865 | 95.4526
2033-06-15 20:00 | 49.5845 | 90.6534
2033-06-15 21:00 | 45.9774 | 86.0518
2033-06-15 22:00 | 42.3034 | 82.0057
2033-06-15 23:00 | 38.0086 | 77.6577
2033-06-16 | 34.205 | 74.8349
2033-06-16 01:00 | 32.5413 | 66.0872
2033-06-16 02:00 | 33.1353 | 62.1257
2033-06-16 03:00 | 33.9201 | 60.911
2033-06-16 04:00 | 34.1783 | 59.4358
2033-06-16 05:00 | 35.3651 | 60.9175
2033-06-16 06:00 | 40.2469 | 69.1493
2033-06-16 07:00 | 48.8434 | 70.7727
2033-06-16 08:00 | 51.1717 | 67.8853
2033-06-16 09:00 | 50.9864 | 67.5051
2033-06-16 10:00 | 50.2761 | 65.1431
2033-06-16 11:00 | 48.8816 | 66.1324
2033-06-16 12:00 | 47.5198 | 69.2539
2033-06-16 13:00 | 48.4726 | 69.1073
2033-06-16 14:00 | 49.2741 | 63.4546
2033-06-16 15:00 | 51.0571 | 68.7856
2033-06-16 16:00 | 54.1239 | 71.6088
2033-06-16 17:00 | 57.1506 | 74.9176
2033-06-16 18:00 | 58.3576 | 77.9224
2033-06-16 19:00 | 54.5797 | 77.3443
2033-06-16 20:00 | 50.1171 | 73.5943
2033-06-16 21:00 | 46.5403 | 70.0291
2033-06-16 22:00 | 42.9212 | 67.6439
2033-06-16 23:00 | 38.7249 | 64.6019
2033-06-17 | 36.0725 | 64.434
2033-06-17 01:00 | 33.9928 | 60.6529
2033-06-17 02:00 | 34.4279 | 58.5634
2033-06-17 03:00 | 35.0984 | 58.1969
2033-06-17 04:00 | 35.297 | 57.1036
2033-06-17 05:00 | 36.4306 | 58.7395
2033-06-17 06:00 | 41.9483 | 63.817
2033-06-17 07:00 | 50.8391 | 66.5009
2033-06-17 08:00 | 53.3022 | 64.6659
2033-06-17 09:00 | 53.2153 | 65.3014
2033-06-17 10:00 | 52.6709 | 65.307
2033-06-17 11:00 | 51.2398 | 66.9631
2033-06-17 12:00 | 50.8212 | 68.0976
2033-06-17 13:00 | 51.3272 | 69.8547
2033-06-17 14:00 | 51.1403 | 66.0665
2033-06-17 15:00 | 51.712 | 73.2168
2033-06-17 16:00 | 53.5999 | 76.6842
2033-06-17 17:00 | 55.8303 | 79.5634
2033-06-17 18:00 | 56.7477 | 81.2429
2033-06-17 19:00 | 52.7834 | 81.5962
2033-06-17 20:00 | 48.5883 | 76.835
2033-06-17 21:00 | 45.6207 | 72.1143
2033-06-17 22:00 | 42.3413 | 69.5542
2033-06-17 23:00 | 38.4048 | 65.7377
2033-06-18 | 35.759 | 65.3878
2033-06-18 01:00 | 33.7711 | 60.358
2033-06-18 02:00 | 34.0343 | 56.8758
2033-06-18 03:00 | 34.4076 | 55.7463
2033-06-18 04:00 | 34.3262 | 54.0287
2033-06-18 05:00 | 34.4511 | 54.5628
2033-06-18 06:00 | 36.9902 | 59.6337
2033-06-18 07:00 | 44.3307 | 58.7779
2033-06-18 08:00 | 47.404 | 57.3024
2033-06-18 09:00 | 48.007 | 59.077
2033-06-18 10:00 | 47.4863 | 56.6596
2033-06-18 11:00 | 46.2433 | 56.5714
2033-06-18 12:00 | 45.6822 | 55.8094
2033-06-18 13:00 | 45.5 | 55.0703
2033-06-18 14:00 | 45.2466 | 50.4648
2033-06-18 15:00 | 45.9487 | 55.7684
2033-06-18 16:00 | 48.4745 | 58.5901
2033-06-18 17:00 | 51.2573 | 63.9138
2033-06-18 18:00 | 52.9796 | 68.098
2033-06-18 19:00 | 48.2984 | 66.7878
2033-06-18 20:00 | 43.0653 | 62.6241
2033-06-18 21:00 | 39.7908 | 60.0222
2033-06-18 22:00 | 37.1407 | 59.3517
2033-06-18 23:00 | 34.0933 | 57.2461
2033-06-19 | 32.8721 | 57.918
2033-06-19 01:00 | 31.0862 | 55.011
2033-06-19 02:00 | 31.4321 | 53.0064
2033-06-19 03:00 | 31.9262 | 52.4552
2033-06-19 04:00 | 31.8051 | 50.8043
2033-06-19 05:00 | 31.8506 | 51.5021
2033-06-19 06:00 | 34.1544 | 54.996
2033-06-19 07:00 | 40.9814 | 53.7894
2033-06-19 08:00 | 43.4347 | 51.0595
2033-06-19 09:00 | 43.3861 | 52.5051
2033-06-19 10:00 | 42.2036 | 51.056
2033-06-19 11:00 | 40.6404 | 51.3633
2033-06-19 12:00 | 40.4569 | 56.4777
2033-06-19 13:00 | 40.0086 | 57.3039
2033-06-19 14:00 | 39.3033 | 53.7887
2033-06-19 15:00 | 39.8963 | 60.5377
2033-06-19 16:00 | 42.6963 | 63.4382
2033-06-19 17:00 | 46.0991 | 66.7854
2033-06-19 18:00 | 47.4832 | 70.1013
2033-06-19 19:00 | 43.9106 | 68.698
2033-06-19 20:00 | 40.1014 | 65.4575
2033-06-19 21:00 | 37.9385 | 63.0444
2033-06-19 22:00 | 35.775 | 62.8231
2033-06-19 23:00 | 33.1512 | 61.3636
2033-06-20 | 31.7128 | 60.061
2033-06-20 01:00 | 31.2127 | 58.6262
2033-06-20 02:00 | 32.0574 | 57.1575
2033-06-20 03:00 | 33.0139 | 56.8113
2033-06-20 04:00 | 33.44 | 55.8819
2033-06-20 05:00 | 34.6882 | 57.9105
2033-06-20 06:00 | 38.7876 | 67.5843
2033-06-20 07:00 | 47.1084 | 71.1431
2033-06-20 08:00 | 49.0435 | 72.0986
2033-06-20 09:00 | 48.3358 | 76.3618
2033-06-20 10:00 | 47.3138 | 77.7199
2033-06-20 11:00 | 45.9798 | 76.652
2033-06-20 12:00 | 45.1965 | 70.8792
2033-06-20 13:00 | 46.0541 | 72.5618
2033-06-20 14:00 | 46.5416 | 69.824
2033-06-20 15:00 | 48.373 | 76.7723
2033-06-20 16:00 | 51.3174 | 82.5408
2033-06-20 17:00 | 54.3522 | 88.1203
2033-06-20 18:00 | 55.1076 | 90.2434
2033-06-20 19:00 | 51.3474 | 90.1771
2033-06-20 20:00 | 47.2738 | 85.3635
2033-06-20 21:00 | 44.2659 | 80.3019
2033-06-20 22:00 | 41.0366 | 76.7162
2033-06-20 23:00 | 37.2015 | 72.722
2033-06-21 | 34.0935 | 71.3199
2033-06-21 01:00 | 33.4313 | 67.0795
2033-06-21 02:00 | 34.1324 | 64.031
2033-06-21 03:00 | 35.0763 | 62.8838
2033-06-21 04:00 | 35.484 | 61.3741
2033-06-21 05:00 | 36.8324 | 62.9441
2033-06-21 06:00 | 41.1948 | 69.281
2033-06-21 07:00 | 49.6462 | 73.0536
2033-06-21 08:00 | 52.2093 | 73.0336
2033-06-21 09:00 | 52.2087 | 76.1344
2033-06-21 10:00 | 52.3482 | 76.7581
2033-06-21 11:00 | 52.0618 | 79.7489
2033-06-21 12:00 | 52.3682 | 81.907
2033-06-21 13:00 | 53.5947 | 82.8214
2033-06-21 14:00 | 54.3533 | 80.5023
2033-06-21 15:00 | 56.2832 | 87.5631
2033-06-21 16:00 | 58.9519 | 93.5484
2033-06-21 17:00 | 61.531 | 98.6385
2033-06-21 18:00 | 63.9582 | 101.2701
2033-06-21 19:00 | 60.0514 | 100.771
2033-06-21 20:00 | 55.3595 | 95.1616
2033-06-21 21:00 | 51.9403 | 89.6527
2033-06-21 22:00 | 47.9815 | 85.1928
2033-06-21 23:00 | 43.3122 | 80.5392
2033-06-22 | 39.4397 | 77.6584
2033-06-22 01:00 | 36.7275 | 73.5464
2033-06-22 02:00 | 37.0116 | 69.7396
2033-06-22 03:00 | 37.4033 | 68.1062
2033-06-22 04:00 | 37.3944 | 66.523
2033-06-22 05:00 | 38.4228 | 67.7243
2033-06-22 06:00 | 42.071 | 74.1621
2033-06-22 07:00 | 50.3978 | 78.6116
2033-06-22 08:00 | 52.2352 | 79.3934
2033-06-22 09:00 | 51.3204 | 83.9745
2033-06-22 10:00 | 50.0297 | 85.3798
2033-06-22 11:00 | 48.8548 | 89.0123
2033-06-22 12:00 | 47.3237 | 93.131
2033-06-22 13:00 | 48.0162 | 94.5125
2033-06-22 14:00 | 48.6865 | 92.1421
2033-06-22 15:00 | 50.436 | 98.316
2033-06-22 16:00 | 53.0991 | 102.8134
2033-06-22 17:00 | 55.909 | 106.9666
2033-06-22 18:00 | 56.6962 | 109.321
2033-06-22 19:00 | 52.8823 | 108.6022
2033-06-22 20:00 | 48.7485 | 102.5685
2033-06-22 21:00 | 45.94 | 96.8842
2033-06-22 22:00 | 42.702 | 91.6186
2033-06-22 23:00 | 38.7641 | 85.883
2033-06-23 | 34.4834 | 82.3815
2033-06-23 01:00 | 33.6478 | 77.9011
2033-06-23 02:00 | 34.2303 | 73.3813
2033-06-23 03:00 | 34.9963 | 71.4727
2033-06-23 04:00 | 35.3095 | 69.6983
2033-06-23 05:00 | 36.4572 | 70.9861
2033-06-23 06:00 | 40.0518 | 78.003
2033-06-23 07:00 | 47.7616 | 81.7786
2033-06-23 08:00 | 49.3734 | 82.2674
2033-06-23 09:00 | 48.3408 | 86.4216
2033-06-23 10:00 | 47.305 | 88.2502
2033-06-23 11:00 | 46.4481 | 92.0229
2033-06-23 12:00 | 45.6305 | 95.935
2033-06-23 13:00 | 46.3658 | 98.063
2033-06-23 14:00 | 46.8087 | 95.903
2033-06-23 15:00 | 48.696 | 102.6896
2033-06-23 16:00 | 51.3349 | 106.5328
2033-06-23 17:00 | 54.0577 | 108.8768
2033-06-23 18:00 | 54.8776 | 109.7585
2033-06-23 19:00 | 51.3875 | 108.3585
2033-06-23 20:00 | 47.5937 | 102.6198
2033-06-23 21:00 | 44.9765 | 97.1753
2033-06-23 22:00 | 42.0093 | 91.7442
2033-06-23 23:00 | 38.2463 | 86.5228
2033-06-24 | 34.4701 | 82.0096
2033-06-24 01:00 | 34.1387 | 74.5584
2033-06-24 02:00 | 34.729 | 69.8674
2033-06-24 03:00 | 35.4817 | 68.1484
2033-06-24 04:00 | 35.7486 | 66.4416
2033-06-24 05:00 | 36.9026 | 67.6522
2033-06-24 06:00 | 41.2201 | 70.295
2033-06-24 07:00 | 49.3006 | 73.215
2033-06-24 08:00 | 51.4739 | 72.7378
2033-06-24 09:00 | 51.0145 | 73.9861
2033-06-24 10:00 | 50.5665 | 74.6411
2033-06-24 11:00 | 49.9392 | 77.4185
2033-06-24 12:00 | 49.609 | 78.0355
2033-06-24 13:00 | 50.6997 | 79.6468
2033-06-24 14:00 | 51.5363 | 76.0732
2033-06-24 15:00 | 53.1035 | 82.597
2033-06-24 16:00 | 55.4928 | 84.9583
2033-06-24 17:00 | 57.9713 | 87.2203
2033-06-24 18:00 | 60.4851 | 87.641
2033-06-24 19:00 | 56.5531 | 86.9393
2033-06-24 20:00 | 51.4433 | 81.3537
2033-06-24 21:00 | 47.7566 | 76.6022
2033-06-24 22:00 | 43.8953 | 73.0843
2033-06-24 23:00 | 39.3965 | 68.86
2033-06-25 | 35.8511 | 65.9925
2033-06-25 01:00 | 32.9301 | 60.9
2033-06-25 02:00 | 33.0607 | 58.364
2033-06-25 03:00 | 33.3933 | 57.5263
2033-06-25 04:00 | 33.2411 | 55.3641
2033-06-25 05:00 | 33.3102 | 56.1806
2033-06-25 06:00 | 37.5311 | 58.3625
2033-06-25 07:00 | 44.996 | 58.5314
2033-06-25 08:00 | 47.9736 | 56.7489
2033-06-25 09:00 | 48.2541 | 59.2759
2033-06-25 10:00 | 47.3668 | 60.0309
2033-06-25 11:00 | 45.91 | 62.3285
2033-06-25 12:00 | 44.4965 | 60.9709
2033-06-25 13:00 | 44.4431 | 63.4817
2033-06-25 14:00 | 44.4888 | 59.7353
2033-06-25 15:00 | 45.5081 | 67.5196
2033-06-25 16:00 | 48.4311 | 72.0432
2033-06-25 17:00 | 51.5857 | 76.7162
2033-06-25 18:00 | 53.7744 | 76.4371
2033-06-25 19:00 | 49.3959 | 74.6646
2033-06-25 20:00 | 43.9226 | 69.4859
2033-06-25 21:00 | 40.4469 | 65.7245
2033-06-25 22:00 | 37.6052 | 64.1727
2033-06-25 23:00 | 34.3816 | 61.3306
2033-06-26 | 32.6713 | 60.0849
2033-06-26 01:00 | 30.6081 | 55.5454
2033-06-26 02:00 | 31.0184 | 52.7857
2033-06-26 03:00 | 31.5538 | 52.0438
2033-06-26 04:00 | 31.4957 | 50.594
2033-06-26 05:00 | 31.5691 | 51.6097
2033-06-26 06:00 | 33.9227 | 55.5913
2033-06-26 07:00 | 40.8916 | 54.9275
2033-06-26 08:00 | 43.5574 | 53.6556
2033-06-26 09:00 | 43.8532 | 57.5487
2033-06-26 10:00 | 42.7923 | 57.6594
2033-06-26 11:00 | 40.966 | 58.5889
2033-06-26 12:00 | 40.1269 | 59.2156
2033-06-26 13:00 | 39.8017 | 60.5377
2033-06-26 14:00 | 39.0839 | 57.1341
2033-06-26 15:00 | 39.6595 | 64.2378
2033-06-26 16:00 | 42.5244 | 66.6188
2033-06-26 17:00 | 46.026 | 70.6784
2033-06-26 18:00 | 47.3097 | 72.4466
2033-06-26 19:00 | 43.5301 | 70.7138
2033-06-26 20:00 | 39.7482 | 65.6421
2033-06-26 21:00 | 37.4981 | 61.1935
2033-06-26 22:00 | 35.403 | 60.5485
2033-06-26 23:00 | 32.8774 | 57.7435
2033-06-27 | 31.7285 | 59.6171
2033-06-27 01:00 | 30.9436 | 56.3753
2033-06-27 02:00 | 31.7402 | 54.5846
2033-06-27 03:00 | 32.6319 | 54.5855
2033-06-27 04:00 | 32.9963 | 53.3595
2033-06-27 05:00 | 34.1827 | 55.1969
2033-06-27 06:00 | 38.7226 | 62.4099
2033-06-27 07:00 | 47.3043 | 64.3519
2033-06-27 08:00 | 49.4891 | 61.9131
2033-06-27 09:00 | 49.0279 | 61.7029
2033-06-27 10:00 | 48.1821 | 59.7077
2033-06-27 11:00 | 46.9013 | 59.7322
2033-06-27 12:00 | 45.8534 | 62.4162
2033-06-27 13:00 | 46.6013 | 62.8307
2033-06-27 14:00 | 46.8982 | 58.0177
2033-06-27 15:00 | 48.4527 | 63.2875
2033-06-27 16:00 | 51.3604 | 66.9878
2033-06-27 17:00 | 54.3969 | 70.8124
2033-06-27 18:00 | 56.2716 | 72.1451
2033-06-27 19:00 | 52.2438 | 72.3205
2033-06-27 20:00 | 47.5946 | 69.0918
2033-06-27 21:00 | 43.9825 | 65.9715
2033-06-27 22:00 | 40.381 | 64.2899
2033-06-27 23:00 | 36.283 | 61.7294
2033-06-28 | 34.2769 | 61.0822
2033-06-28 01:00 | 33.438 | 57.5506
2033-06-28 02:00 | 34.0908 | 55.2583
2033-06-28 03:00 | 34.9919 | 54.9193
2033-06-28 04:00 | 35.358 | 53.9338
2033-06-28 05:00 | 36.6705 | 55.4352
2033-06-28 06:00 | 41.4893 | 64.1617
2033-06-28 07:00 | 50.2272 | 67.3611
2033-06-28 08:00 | 53.0766 | 66.9259
2033-06-28 09:00 | 53.3491 | 69.6137
2033-06-28 10:00 | 53.741 | 68.7059
2033-06-28 11:00 | 53.6691 | 66.8906
2033-06-28 12:00 | 53.9256 | 63.7157
2033-06-28 13:00 | 55.1319 | 63.7908
2033-06-28 14:00 | 55.7187 | 58.1081
2033-06-28 15:00 | 57.435 | 63.8153
2033-06-28 16:00 | 59.9503 | 67.8474
2033-06-28 17:00 | 62.4052 | 71.1963
2033-06-28 18:00 | 64.0066 | 75.0283
2033-06-28 19:00 | 59.8024 | 73.9102
2033-06-28 20:00 | 55.0818 | 70.7511
2033-06-28 21:00 | 51.6291 | 67.2545
2033-06-28 22:00 | 47.6227 | 65.772
2033-06-28 23:00 | 42.9183 | 63.7393
2033-06-29 | 40.2106 | 63.398
2033-06-29 01:00 | 37.9713 | 57.8927
2033-06-29 02:00 | 38.1971 | 56.0011
2033-06-29 03:00 | 38.5236 | 55.5828
2033-06-29 04:00 | 38.4604 | 54.7163
2033-06-29 05:00 | 39.4672 | 56.4563
2033-06-29 06:00 | 43.4574 | 60.7905
2033-06-29 07:00 | 52.1272 | 63.1606
2033-06-29 08:00 | 54.5517 | 61.6492
2033-06-29 09:00 | 54.1947 | 61.3266
2033-06-29 10:00 | 53.5581 | 61.4087
2033-06-29 11:00 | 52.8938 | 62.7922
2033-06-29 12:00 | 53.6122 | 61.6608
2033-06-29 13:00 | 53.9724 | 62.6872
2033-06-29 14:00 | 53.5996 | 59.9008
2033-06-29 15:00 | 54.1512 | 66.6815
2033-06-29 16:00 | 55.982 | 71.7021
2033-06-29 17:00 | 58.1486 | 77.0672
2033-06-29 18:00 | 59.9413 | 79.9807
2033-06-29 19:00 | 55.5606 | 80.8334
2033-06-29 20:00 | 51.0429 | 76.8262
2033-06-29 21:00 | 47.6025 | 72.9375
2033-06-29 22:00 | 43.88 | 70.2988
2033-06-29 23:00 | 39.6319 | 66.6971
2033-06-30 | 37.0766 | 64.0593
2033-06-30 01:00 | 36.1346 | 59.643
2033-06-30 02:00 | 36.3995 | 57.343
2033-06-30 03:00 | 36.954 | 57.0336
2033-06-30 04:00 | 37.0781 | 55.9281
2033-06-30 05:00 | 38.1498 | 58.017
2033-06-30 06:00 | 42.6949 | 61.6852
2033-06-30 07:00 | 51.0438 | 64.0019
2033-06-30 08:00 | 53.6537 | 61.8549
2033-06-30 09:00 | 53.4877 | 61.3435
2033-06-30 10:00 | 53.3666 | 60.8093
2033-06-30 11:00 | 53.2421 | 62.1977
2033-06-30 12:00 | 53.6464 | 61.4425
2033-06-30 13:00 | 54.4078 | 62.7419
2033-06-30 14:00 | 54.375 | 59.5885
2033-06-30 15:00 | 55.6472 | 66.2211
2033-06-30 16:00 | 57.7746 | 71.2577
2033-06-30 17:00 | 60.028 | 76.1939
2033-06-30 18:00 | 62.1577 | 79.5368
2033-06-30 19:00 | 58.18 | 78.5305
2033-06-30 20:00 | 53.3477 | 75.3272
2033-06-30 21:00 | 49.8998 | 72.0566
2033-06-30 22:00 | 46.052 | 69.8323
2033-06-30 23:00 | 41.4712 | 67.469
2033-07-01 | 38.5956 | 63.6797
2033-07-01 01:00 | 34.8005 | 60.1291
2033-07-01 02:00 | 34.7566 | 57.3654
2033-07-01 03:00 | 34.959 | 56.2681
2033-07-01 04:00 | 34.6811 | 55.2441
2033-07-01 05:00 | 34.6969 | 56.3141
2033-07-01 06:00 | 36.5287 | 57.9839
2033-07-01 07:00 | 43.0471 | 57.3871
2033-07-01 08:00 | 44.925 | 55.4256
2033-07-01 09:00 | 45.1549 | 59.7455
2033-07-01 10:00 | 44.2011 | 59.4318
2033-07-01 11:00 | 43.1998 | 60.2009
2033-07-01 12:00 | 42.8842 | 62.6707
2033-07-01 13:00 | 42.9427 | 63.4223
2033-07-01 14:00 | 42.7465 | 60.9909
2033-07-01 15:00 | 42.716 | 65.7872
2033-07-01 16:00 | 44.5051 | 71.1298
2033-07-01 17:00 | 46.1571 | 76.9115
2033-07-01 18:00 | 45.3592 | 81.0659
2033-07-01 19:00 | 40.8357 | 81.5453
2033-07-01 20:00 | 36.976 | 75.6734
2033-07-01 21:00 | 33.7563 | 70.841
2033-07-01 22:00 | 32.3109 | 70.6593
2033-07-01 23:00 | 30.8033 | 69.3858
2033-07-02 | 30.7377 | 66.5419
2033-07-02 01:00 | 30.8921 | 65.8457
2033-07-02 02:00 | 31.2951 | 62.0478
2033-07-02 03:00 | 31.8946 | 60.7041
2033-07-02 04:00 | 31.9312 | 58.8048
2033-07-02 05:00 | 32.1685 | 59.4265
2033-07-02 06:00 | 34.5708 | 62.7941
2033-07-02 07:00 | 41.1623 | 62.606
2033-07-02 08:00 | 43.1737 | 62.9052
2033-07-02 09:00 | 43.9276 | 67.1035
2033-07-02 10:00 | 43.3753 | 69.0215
2033-07-02 11:00 | 41.9771 | 70.7723
2033-07-02 12:00 | 42.0806 | 72.0925
2033-07-02 13:00 | 41.8056 | 73.5077
2033-07-02 14:00 | 41.1366 | 70.8951
2033-07-02 15:00 | 41.3886 | 77.8385
2033-07-02 16:00 | 43.9197 | 81.6451
2033-07-02 17:00 | 46.5907 | 86.6329
2033-07-02 18:00 | 47.1569 | 87.8251
2033-07-02 19:00 | 43.2421 | 86.0285
2033-07-02 20:00 | 39.6531 | 79.7237
2033-07-02 21:00 | 37.0833 | 75.8296
2033-07-02 22:00 | 35.2114 | 74.6123
2033-07-02 23:00 | 32.9885 | 72.0829
2033-07-03 | 31.9778 | 70.9533
2033-07-03 01:00 | 29.6928 | 65.5147
2033-07-03 02:00 | 30.1067 | 62.3208
2033-07-03 03:00 | 30.7182 | 60.9445
2033-07-03 04:00 | 30.695 | 58.8911
2033-07-03 05:00 | 30.8115 | 59.3594
2033-07-03 06:00 | 33.1372 | 62.2667
2033-07-03 07:00 | 38.9752 | 61.7388
2033-07-03 08:00 | 40.8687 | 61.3852
2033-07-03 09:00 | 41.3619 | 64.919
2033-07-03 10:00 | 40.4416 | 68.1219
2033-07-03 11:00 | 39.3982 | 71.3051
2033-07-03 12:00 | 40.1589 | 75.0215
2033-07-03 13:00 | 40.2371 | 77.4971
2033-07-03 14:00 | 40.0497 | 75.6263
2033-07-03 15:00 | 40.8665 | 83.8006
2033-07-03 16:00 | 43.8418 | 87.0792
2033-07-03 17:00 | 46.9939 | 90.1027
2033-07-03 18:00 | 47.4464 | 93.2356
2033-07-03 19:00 | 43.5403 | 91.9561
2033-07-03 20:00 | 40.2218 | 86.2999
2033-07-03 21:00 | 37.5399 | 82.4856
2033-07-03 22:00 | 35.3611 | 80.7547
2033-07-03 23:00 | 33.0165 | 77.8606
2033-07-04 | 32.4882 | 76.0611
2033-07-04 01:00 | 31.1152 | 71.4251
2033-07-04 02:00 | 31.8305 | 67.9763
2033-07-04 03:00 | 32.6933 | 66.6879
2033-07-04 04:00 | 33.0523 | 64.9855
2033-07-04 05:00 | 34.2674 | 66.5889
2033-07-04 06:00 | 39.4649 | 74.6765
2033-07-04 07:00 | 47.7611 | 76.9843
2033-07-04 08:00 | 49.7309 | 77.0255
2033-07-04 09:00 | 49.7987 | 80.4296
2033-07-04 10:00 | 49.1582 | 81.8375
2033-07-04 11:00 | 47.8151 | 84.2593
2033-07-04 12:00 | 47.6111 | 86.0253
2033-07-04 13:00 | 48.4405 | 88.7698
2033-07-04 14:00 | 48.7228 | 86.2665
2033-07-04 15:00 | 49.9178 | 92.558
2033-07-04 16:00 | 52.6353 | 97.4706
2033-07-04 17:00 | 55.1208 | 101.9105
2033-07-04 18:00 | 55.7261 | 104.6901
2033-07-04 19:00 | 51.7795 | 103.0484
2033-07-04 20:00 | 47.8836 | 97.2881
2033-07-04 21:00 | 44.6301 | 92.9998
2033-07-04 22:00 | 41.3115 | 88.7818
2033-07-04 23:00 | 37.4517 | 85.0244
2033-07-05 | 35.1906 | 79.7744
2033-07-05 01:00 | 34.0426 | 77.6572
2033-07-05 02:00 | 34.6 | 73.8334
2033-07-05 03:00 | 35.3751 | 72.4203
2033-07-05 04:00 | 35.6924 | 70.6845
2033-07-05 05:00 | 36.9848 | 72.1378
2033-07-05 06:00 | 41.732 | 78.2002
2033-07-05 07:00 | 49.512 | 81.5354
2033-07-05 08:00 | 51.2446 | 82.4941
2033-07-05 09:00 | 51.0031 | 87.503
2033-07-05 10:00 | 50.5042 | 89.432
2033-07-05 11:00 | 49.8466 | 93.1434
2033-07-05 12:00 | 50.4999 | 98.5159
2033-07-05 13:00 | 51.4319 | 100.6483
2033-07-05 14:00 | 51.8308 | 97.943
2033-07-05 15:00 | 53.0692 | 104.6965
2033-07-05 16:00 | 55.4928 | 109.3544
2033-07-05 17:00 | 57.8034 | 112.2163
2033-07-05 18:00 | 57.4606 | 115.2787
2033-07-05 19:00 | 53.4331 | 113.2967
2033-07-05 20:00 | 50.0416 | 107.046
2033-07-05 21:00 | 46.9071 | 102.2285
2033-07-05 22:00 | 43.6355 | 97.2684
2033-07-05 23:00 | 39.8904 | 92.7923
2033-07-06 | 37.4139 | 86.8733
2033-07-06 01:00 | 36.4662 | 80.8948
2033-07-06 02:00 | 36.753 | 75.925
2033-07-06 03:00 | 37.3966 | 73.7584
2033-07-06 04:00 | 37.5618 | 71.9342
2033-07-06 05:00 | 38.7882 | 73.1084
2033-07-06 06:00 | 43.1973 | 78.1155
2033-07-06 07:00 | 51.4993 | 81.4604
2033-07-06 08:00 | 54.1906 | 83.0299
2033-07-06 09:00 | 55.0136 | 88.0785
2033-07-06 10:00 | 55.3267 | 90.2432
2033-07-06 11:00 | 55.1698 | 94.1528
2033-07-06 12:00 | 55.4831 | 99.0331
2033-07-06 13:00 | 57.0089 | 100.9451
2033-07-06 14:00 | 57.7727 | 98.0303
2033-07-06 15:00 | 59.3994 | 103.6711
2033-07-06 16:00 | 62.1475 | 107.2175
2033-07-06 17:00 | 64.7638 | 110.6272
2033-07-06 18:00 | 65.5451 | 109.6572
2033-07-06 19:00 | 61.4278 | 105.6581
2033-07-06 20:00 | 56.7627 | 99.8958
2033-07-06 21:00 | 52.7888 | 95.0757
2033-07-06 22:00 | 48.545 | 91.0878
2033-07-06 23:00 | 43.7814 | 87.1375
2033-07-07 | 41.0285 | 85.5251
2033-07-07 01:00 | 37.986 | 75.627
2033-07-07 02:00 | 37.8519 | 70.7074
2033-07-07 03:00 | 38.0731 | 68.967
2033-07-07 04:00 | 37.9296 | 66.9982
2033-07-07 05:00 | 38.922 | 68.2975
2033-07-07 06:00 | 43.5038 | 76.0521
2033-07-07 07:00 | 51.6214 | 78.213
2033-07-07 08:00 | 54.2669 | 78.0342
2033-07-07 09:00 | 54.8752 | 80.2004
2033-07-07 10:00 | 54.7127 | 81.3409
2033-07-07 11:00 | 53.8073 | 83.1109
2033-07-07 12:00 | 54.5248 | 85.961
2033-07-07 13:00 | 55.0719 | 86.939
2033-07-07 14:00 | 54.7859 | 81.6952
2033-07-07 15:00 | 55.3267 | 87.3825
2033-07-07 16:00 | 57.3115 | 88.5502
2033-07-07 17:00 | 59.3471 | 89.6082
2033-07-07 18:00 | 59.8961 | 91.4935
2033-07-07 19:00 | 55.6625 | 89.2964
2033-07-07 20:00 | 51.7374 | 83.5538
2033-07-07 21:00 | 48.1863 | 78.9039
2033-07-07 22:00 | 44.6273 | 76.4677
2033-07-07 23:00 | 40.6491 | 72.9342
2033-07-08 | 38.7711 | 72.8479
2033-07-08 01:00 | 37.3187 | 66.7467
2033-07-08 02:00 | 37.2778 | 63.2977
2033-07-08 03:00 | 37.7908 | 62.2268
2033-07-08 04:00 | 37.8685 | 60.6325
2033-07-08 05:00 | 38.9527 | 62.1082
2033-07-08 06:00 | 44.8041 | 71.4477
2033-07-08 07:00 | 53.4683 | 74.3824
2033-07-08 08:00 | 57.0093 | 76.0099
2033-07-08 09:00 | 58.5996 | 80.432
2033-07-08 10:00 | 59.5349 | 82.0907
2033-07-08 11:00 | 59.3653 | 81.0774
2033-07-08 12:00 | 60.0605 | 80.3879
2033-07-08 13:00 | 61.4563 | 81.5991
2033-07-08 14:00 | 61.5554 | 75.5632
2033-07-08 15:00 | 62.33 | 80.3605
2033-07-08 16:00 | 64.3793 | 80.6872
2033-07-08 17:00 | 66.6202 | 80.7773
2033-07-08 18:00 | 69.6704 | 86.1576
2033-07-08 19:00 | 65.7558 | 83.6535
2033-07-08 20:00 | 60.2638 | 78.9297
2033-07-08 21:00 | 55.9253 | 75.4911
2033-07-08 22:00 | 51.2838 | 73.3701
2033-07-08 23:00 | 46.0577 | 70.9443
2033-07-09 | 42.4944 | 69.8866
2033-07-09 01:00 | 39.7266 | 61.5755
2033-07-09 02:00 | 39.1711 | 58.1645
2033-07-09 03:00 | 39.0781 | 57.302
2033-07-09 04:00 | 38.5579 | 55.5296
2033-07-09 05:00 | 38.4933 | 56.6701
2033-07-09 06:00 | 42.578 | 60.3487
2033-07-09 07:00 | 49.6187 | 58.8928
2033-07-09 08:00 | 54.0568 | 56.8919
2033-07-09 09:00 | 56.5868 | 59.6643
2033-07-09 10:00 | 57.876 | 59.3285
2033-07-09 11:00 | 58.7586 | 61.0239
2033-07-09 12:00 | 60.0347 | 63.9632
2033-07-09 13:00 | 60.7693 | 65.4822
2033-07-09 14:00 | 61.2783 | 61.2516
2033-07-09 15:00 | 62.146 | 67.3885
2033-07-09 16:00 | 64.992 | 70.1409
2033-07-09 17:00 | 67.5019 | 74.5665
2033-07-09 18:00 | 68.9705 | 75.9229
2033-07-09 19:00 | 64.4706 | 72.8056
2033-07-09 20:00 | 59.062 | 67.2252
2033-07-09 21:00 | 55.0534 | 63.9144
2033-07-09 22:00 | 51.2561 | 63.7389
2033-07-09 23:00 | 47.1165 | 62.0666
2033-07-10 | 43.5565 | 62.7674
2033-07-10 01:00 | 40.4083 | 57.0406
2033-07-10 02:00 | 39.7234 | 54.5077
2033-07-10 03:00 | 39.5683 | 53.7666
2033-07-10 04:00 | 38.9481 | 52.2936
2033-07-10 05:00 | 38.7695 | 53.329
2033-07-10 06:00 | 40.7713 | 54.6531
2033-07-10 07:00 | 47.5006 | 52.5783
2033-07-10 08:00 | 52.0579 | 50.5012
2033-07-10 09:00 | 54.9386 | 52.223
2033-07-10 10:00 | 56.3373 | 52.7395
2033-07-10 11:00 | 56.8416 | 54.9733
2033-07-10 12:00 | 59.2627 | 55.5497
2033-07-10 13:00 | 59.8254 | 58.0734
2033-07-10 14:00 | 59.7402 | 56.1889
2033-07-10 15:00 | 60.3164 | 64.1235
2033-07-10 16:00 | 63.2248 | 68.3465
2033-07-10 17:00 | 66.0594 | 73.3407
2033-07-10 18:00 | 66.3733 | 76.8421
2033-07-10 19:00 | 61.8556 | 75.7013
2033-07-10 20:00 | 57.2389 | 70.9338
2033-07-10 21:00 | 53.7223 | 68.6982
2033-07-10 22:00 | 50.3009 | 68.1859
2033-07-10 23:00 | 46.5112 | 66.4786
2033-07-11 | 43.6149 | 63.7282
2033-07-11 01:00 | 41.2352 | 59.9826
2033-07-11 02:00 | 40.8217 | 58.0893
2033-07-11 03:00 | 40.986 | 57.8352
2033-07-11 04:00 | 40.7754 | 56.5464
2033-07-11 05:00 | 41.7197 | 58.3951
2033-07-11 06:00 | 46.9006 | 64.971
2033-07-11 07:00 | 55.5935 | 66.5804
2033-07-11 08:00 | 59.879 | 65.0767
2033-07-11 09:00 | 61.786 | 66.5768
2033-07-11 10:00 | 63.225 | 66.6867
2033-07-11 11:00 | 63.8977 | 66.7905
2033-07-11 12:00 | 65.4044 | 66.4531
2033-07-11 13:00 | 67.0565 | 68.2505
2033-07-11 14:00 | 67.3988 | 64.3033
2033-07-11 15:00 | 68.8355 | 70.308
2033-07-11 16:00 | 71.2323 | 75.0304
2033-07-11 17:00 | 73.5037 | 79.9678
2033-07-11 18:00 | 73.9424 | 81.3292
2033-07-11 19:00 | 69.3631 | 79.273
2033-07-11 20:00 | 63.8684 | 75.0025
2033-07-11 21:00 | 59.527 | 71.1614
2033-07-11 22:00 | 54.664 | 69.9937
2033-07-11 23:00 | 49.2604 | 68.1495
2033-07-12 | 45.6277 | 67.4354
2033-07-12 01:00 | 42.3727 | 62.2393
2033-07-12 02:00 | 41.7683 | 59.661
2033-07-12 03:00 | 41.7712 | 59.0579
2033-07-12 04:00 | 41.4495 | 57.7426
2033-07-12 05:00 | 42.3624 | 59.4926
2033-07-12 06:00 | 46.7884 | 64.1044
2033-07-12 07:00 | 55.0604 | 66.2823
2033-07-12 08:00 | 59.1808 | 65.4856
2033-07-12 09:00 | 60.9956 | 66.6761
2033-07-12 10:00 | 62.3112 | 67.0381
2033-07-12 11:00 | 62.924 | 68.6288
2033-07-12 12:00 | 64.6918 | 69.1105
2033-07-12 13:00 | 66.3127 | 70.4942
2033-07-12 14:00 | 66.9658 | 67.0042
2033-07-12 15:00 | 68.4758 | 73.6107
2033-07-12 16:00 | 71.0685 | 79.0669
2033-07-12 17:00 | 73.7009 | 83.7818
2033-07-12 18:00 | 73.4554 | 87.1815
2033-07-12 19:00 | 68.5685 | 86.0028
2033-07-12 20:00 | 62.8757 | 81.3241
2033-07-12 21:00 | 58.4658 | 77.7144
2033-07-12 22:00 | 53.5801 | 75.7712
2033-07-12 23:00 | 48.1465 | 73.444
2033-07-13 | 45.4552 | 70.6884
2033-07-13 01:00 | 41.881 | 65.0942
2033-07-13 02:00 | 41.3646 | 62.352
2033-07-13 03:00 | 41.3176 | 61.5685
2033-07-13 04:00 | 40.9628 | 60.3577
2033-07-13 05:00 | 41.7539 | 62.0059
2033-07-13 06:00 | 46.7015 | 67.5564
2033-07-13 07:00 | 55.172 | 70.5565
2033-07-13 08:00 | 58.9437 | 71.2571
2033-07-13 09:00 | 60.287 | 74.7439
2033-07-13 10:00 | 60.7772 | 75.9564
2033-07-13 11:00 | 60.8479 | 76.56
2033-07-13 12:00 | 61.2689 | 78.8243
2033-07-13 13:00 | 62.3502 | 79.5584
2033-07-13 14:00 | 62.3342 | 74.9158
2033-07-13 15:00 | 63.1521 | 79.5883
2033-07-13 16:00 | 65.2067 | 82.5526
2033-07-13 17:00 | 67.4938 | 85.6645
2033-07-13 18:00 | 67.008 | 89.7262
2033-07-13 19:00 | 62.262 | 87.6294
2033-07-13 20:00 | 57.4896 | 83.5792
2033-07-13 21:00 | 53.5287 | 80.3196
2033-07-13 22:00 | 49.3164 | 78.3239
2033-07-13 23:00 | 44.658 | 75.8813
2033-07-14 | 42.3119 | 73.955
2033-07-14 01:00 | 39.7254 | 69.357
2033-07-14 02:00 | 39.4023 | 66.2824
2033-07-14 03:00 | 39.6126 | 65.4659
2033-07-14 04:00 | 39.4385 | 64.1065
2033-07-14 05:00 | 40.3743 | 65.9308
2033-07-14 06:00 | 44.4821 | 72.9756
2033-07-14 07:00 | 52.6476 | 75.968
2033-07-14 08:00 | 56.4683 | 77.2306
2033-07-14 09:00 | 58.0928 | 81.7716
2033-07-14 10:00 | 59.02 | 83.6222
2033-07-14 11:00 | 59.2951 | 83.4546
2033-07-14 12:00 | 60.0938 | 79.5049
2033-07-14 13:00 | 61.4499 | 80.9656
2033-07-14 14:00 | 61.9198 | 77.8729
2033-07-14 15:00 | 63.1934 | 84.2471
2033-07-14 16:00 | 65.5037 | 89.2327
2033-07-14 17:00 | 67.7435 | 93.7366
2033-07-14 18:00 | 68.8405 | 96.9675
2033-07-14 19:00 | 64.6333 | 95.4809
2033-07-14 20:00 | 59.7116 | 90.7642
2033-07-14 21:00 | 55.8647 | 87.1118
2033-07-14 22:00 | 51.5839 | 83.9904
2033-07-14 23:00 | 46.6408 | 81.0384
2033-07-15 | 43.0231 | 76.1183
2033-07-15 01:00 | 39.3826 | 70.8767
2033-07-15 02:00 | 39.0773 | 67.4341
2033-07-15 03:00 | 39.1243 | 66.399
2033-07-15 04:00 | 38.8691 | 64.8984
2033-07-15 05:00 | 39.6767 | 66.303
2033-07-15 06:00 | 44.218 | 70.2533
2033-07-15 07:00 | 52.222 | 72.7372
2033-07-15 08:00 | 55.2237 | 72.9945
2033-07-15 09:00 | 55.9244 | 75.5647
2033-07-15 10:00 | 55.8751 | 76.8017
2033-07-15 11:00 | 55.2882 | 78.3568
2033-07-15 12:00 | 55.0766 | 78.0766
2033-07-15 13:00 | 56.0392 | 79.4481
2033-07-15 14:00 | 56.5447 | 76.104
2033-07-15 15:00 | 57.4436 | 82.0972
2033-07-15 16:00 | 59.6864 | 85.9488
2033-07-15 17:00 | 62.0625 | 89.6251
2033-07-15 18:00 | 62.5193 | 90.0318
2033-07-15 19:00 | 58.1166 | 88.1803
2033-07-15 20:00 | 52.9179 | 83.269
2033-07-15 21:00 | 48.7595 | 79.4744
2033-07-15 22:00 | 44.71 | 77.2129
2033-07-15 23:00 | 40.2438 | 74.5292
2033-07-16 | 37.4973 | 72.0912
2033-07-16 01:00 | 34.4079 | 66.7966
2033-07-16 02:00 | 34.4305 | 63.5008
2033-07-16 03:00 | 34.7729 | 62.275
2033-07-16 04:00 | 34.5712 | 60.052
2033-07-16 05:00 | 34.7057 | 60.4772
2033-07-16 06:00 | 37.673 | 63.9617
2033-07-16 07:00 | 44.2815 | 63.0133
2033-07-16 08:00 | 47.154 | 61.8512
2033-07-16 09:00 | 48.5993 | 65.2354
2033-07-16 10:00 | 48.812 | 66.2505
2033-07-16 11:00 | 48.0791 | 66.4967
2033-07-16 12:00 | 48.3851 | 65.9587
2033-07-16 13:00 | 48.6623 | 67.4585
2033-07-16 14:00 | 48.5216 | 62.758
2033-07-16 15:00 | 49.2104 | 69.3707
2033-07-16 16:00 | 52.1571 | 72.0791
2033-07-16 17:00 | 55.0137 | 75.2541
2033-07-16 18:00 | 57.658 | 75.5419
2033-07-16 19:00 | 53.3357 | 73.6448
2033-07-16 20:00 | 48.1209 | 67.9876
2033-07-16 21:00 | 44.4547 | 64.4992
2033-07-16 22:00 | 41.5249 | 64.2598
2033-07-16 23:00 | 38.2561 | 62.3439
2033-07-17 | 36.0601 | 62.2692
2033-07-17 01:00 | 33.5709 | 59.2447
2033-07-17 02:00 | 33.6179 | 56.716
2033-07-17 03:00 | 33.9478 | 55.9897
2033-07-17 04:00 | 33.6828 | 54.1701
2033-07-17 05:00 | 33.6806 | 54.8386
2033-07-17 06:00 | 34.9341 | 59.4029
2033-07-17 07:00 | 40.6819 | 58.2068
2033-07-17 08:00 | 43.2483 | 56.9294
2033-07-17 09:00 | 44.2057 | 60.9296
2033-07-17 10:00 | 44.0568 | 62.237
2033-07-17 11:00 | 43.8245 | 63.321
2033-07-17 12:00 | 44.7848 | 61.2181
2033-07-17 13:00 | 45.5326 | 63.6494
2033-07-17 14:00 | 46.0559 | 61.546
2033-07-17 15:00 | 47.6272 | 69.8353
2033-07-17 16:00 | 51.1133 | 74.1573
2033-07-17 17:00 | 54.4779 | 79.311
2033-07-17 18:00 | 55.5771 | 81.0517
2033-07-17 19:00 | 51.4564 | 80.1657
2033-07-17 20:00 | 47.0671 | 74.6185
2033-07-17 21:00 | 43.9159 | 71.0895
2033-07-17 22:00 | 41.0664 | 70.3225
2033-07-17 23:00 | 37.9005 | 67.7452
2033-07-18 | 35.7224 | 66.3747
2033-07-18 01:00 | 33.589 | 63.6595
2033-07-18 02:00 | 33.9238 | 61.2956
2033-07-18 03:00 | 34.4846 | 60.6456
2033-07-18 04:00 | 34.6094 | 59.1993
2033-07-18 05:00 | 35.6552 | 60.8931
2033-07-18 06:00 | 41.3539 | 66.9385
2033-07-18 07:00 | 49.5087 | 69.2402
2033-07-18 08:00 | 51.6925 | 68.8965
2033-07-18 09:00 | 51.7299 | 72.1945
2033-07-18 10:00 | 51.0701 | 72.9055
2033-07-18 11:00 | 49.9193 | 73.5376
2033-07-18 12:00 | 49.3273 | 71.5592
2033-07-18 13:00 | 50.1453 | 73.7459
2033-07-18 14:00 | 50.4317 | 70.7119
2033-07-18 15:00 | 51.7135 | 77.4721
2033-07-18 16:00 | 54.3105 | 83.4162
2033-07-18 17:00 | 56.7267 | 89.6928
2033-07-18 18:00 | 58.1935 | 92.4103
2033-07-18 19:00 | 53.9997 | 91.7005
2033-07-18 20:00 | 49.4752 | 86.1489
2033-07-18 21:00 | 45.6252 | 81.5685
2033-07-18 22:00 | 41.9193 | 78.6016
2033-07-18 23:00 | 37.7919 | 75.4074
2033-07-19 | 35.8293 | 71.9879
2033-07-19 01:00 | 33.7108 | 65.3548
2033-07-19 02:00 | 34.1 | 62.2043
2033-07-19 03:00 | 34.7246 | 61.2512
2033-07-19 04:00 | 34.9183 | 59.7778
2033-07-19 05:00 | 36.0527 | 61.4004
2033-07-19 06:00 | 41.8877 | 67.174
2033-07-19 07:00 | 50.0186 | 69.8267
2033-07-19 08:00 | 52.1538 | 70.0787
2033-07-19 09:00 | 52.2599 | 72.5252
2033-07-19 10:00 | 51.5879 | 73.3507
2033-07-19 11:00 | 50.3206 | 74.4332
2033-07-19 12:00 | 50.4002 | 73.0448
2033-07-19 13:00 | 51.0237 | 74.3424
2033-07-19 14:00 | 50.9647 | 70.8477
2033-07-19 15:00 | 51.6775 | 77.4109
2033-07-19 16:00 | 53.914 | 82.6528
2033-07-19 17:00 | 56.2366 | 87.2574
2033-07-19 18:00 | 58.3833 | 90.4885
2033-07-19 19:00 | 54.2742 | 88.9915
2033-07-19 20:00 | 50.1115 | 84.3888
2033-07-19 21:00 | 46.4764 | 81.0659
2033-07-19 22:00 | 42.8844 | 78.6824
2033-07-19 23:00 | 38.8253 | 76.2816
2033-07-20 | 36.691 | 72.1183
2033-07-20 01:00 | 34.7334 | 67.5806
2033-07-20 02:00 | 35.1638 | 64.6613
2033-07-20 03:00 | 35.7376 | 63.8932
2033-07-20 04:00 | 35.8794 | 62.6385
2033-07-20 05:00 | 36.9934 | 64.2595
2033-07-20 06:00 | 41.0116 | 69.8908
2033-07-20 07:00 | 48.8529 | 72.6059
2033-07-20 08:00 | 50.7589 | 73.5855
2033-07-20 09:00 | 50.7406 | 76.9072
2033-07-20 10:00 | 49.9063 | 78.2938
2033-07-20 11:00 | 48.7235 | 78.2529
2033-07-20 12:00 | 47.8613 | 78.7074
2033-07-20 13:00 | 48.8252 | 79.4893
2033-07-20 14:00 | 49.4757 | 74.6714
2033-07-20 15:00 | 50.8643 | 79.2061
2033-07-20 16:00 | 53.868 | 82.0363
2033-07-20 17:00 | 56.8623 | 85.2286
2033-07-20 18:00 | 56.8248 | 89.2379
2033-07-20 19:00 | 52.8441 | 86.4494
2033-07-20 20:00 | 48.872 | 82.3605
2033-07-20 21:00 | 45.3019 | 79.101
2033-07-20 22:00 | 41.8497 | 77.1573
2033-07-20 23:00 | 37.9648 | 74.7843
2033-07-21 | 35.268 | 71.5227
2033-07-21 01:00 | 33.6154 | 67.0066
2033-07-21 02:00 | 34.028 | 63.9203
2033-07-21 03:00 | 34.7039 | 62.952
2033-07-21 04:00 | 34.9069 | 61.5472
2033-07-21 05:00 | 36.0967 | 63.3287
2033-07-21 06:00 | 40.4928 | 68.7957
2033-07-21 07:00 | 48.3467 | 71.06
2033-07-21 08:00 | 50.5177 | 70.453
2033-07-21 09:00 | 50.9058 | 72.9263
2033-07-21 10:00 | 50.5656 | 73.8103
2033-07-21 11:00 | 49.5317 | 75.76
2033-07-21 12:00 | 49.1849 | 76.5701
2033-07-21 13:00 | 50.044 | 78.1257
2033-07-21 14:00 | 50.3962 | 75.0154
2033-07-21 15:00 | 51.5704 | 81.9276
2033-07-21 16:00 | 54.0451 | 87.3792
2033-07-21 17:00 | 56.3325 | 92.6712
2033-07-21 18:00 | 58.1823 | 95.074
2033-07-21 19:00 | 54.6744 | 94.1057
2033-07-21 20:00 | 50.9562 | 88.7345
2033-07-21 21:00 | 47.7462 | 84.0943
2033-07-21 22:00 | 44.4033 | 81.046
2033-07-21 23:00 | 40.434 | 77.6074
2033-07-22 | 36.842 | 75.3744
2033-07-22 01:00 | 35.0055 | 68.5117
2033-07-22 02:00 | 35.3554 | 65.1805
2033-07-22 03:00 | 35.96 | 63.899
2033-07-22 04:00 | 36.1326 | 62.382
2033-07-22 05:00 | 37.322 | 63.7613
2033-07-22 06:00 | 41.1633 | 69.3194
2033-07-22 07:00 | 48.4933 | 71.9549
2033-07-22 08:00 | 50.2254 | 71.728
2033-07-22 09:00 | 50.1823 | 74.9875
2033-07-22 10:00 | 49.7242 | 75.8867
2033-07-22 11:00 | 48.7312 | 78.0629
2033-07-22 12:00 | 48.95 | 79.9813
2033-07-22 13:00 | 49.7314 | 81.763
2033-07-22 14:00 | 49.9944 | 78.9126
2033-07-22 15:00 | 50.8654 | 85.2499
2033-07-22 16:00 | 52.8501 | 89.6089
2033-07-22 17:00 | 54.8559 | 93.4663
2033-07-22 18:00 | 56.4489 | 95.7011
2033-07-22 19:00 | 52.84 | 94.2918
2033-07-22 20:00 | 49.1724 | 89.1708
2033-07-22 21:00 | 46.1009 | 85.0744
2033-07-22 22:00 | 42.9393 | 81.9421
2033-07-22 23:00 | 39.2205 | 78.8173
2033-07-23 | 35.2694 | 75.866
2033-07-23 01:00 | 33.2505 | 67.8099
2033-07-23 02:00 | 33.4513 | 64.0968
2033-07-23 03:00 | 33.889 | 62.6088
2033-07-23 04:00 | 33.8553 | 60.5643
2033-07-23 05:00 | 34.1406 | 61.4088
2033-07-23 06:00 | 36.0484 | 64.2202
2033-07-23 07:00 | 42.3197 | 63.9511
2033-07-23 08:00 | 45.332 | 64.5393
2033-07-23 09:00 | 47.0757 | 68.0783
2033-07-23 10:00 | 47.6197 | 70.6783
2033-07-23 11:00 | 47.4378 | 73.0016
2033-07-23 12:00 | 48.437 | 74.8202
2033-07-23 13:00 | 48.8522 | 76.8241
2033-07-23 14:00 | 49.1352 | 73.8731
2033-07-23 15:00 | 49.9037 | 80.5266
2033-07-23 16:00 | 52.8159 | 84.322
2033-07-23 17:00 | 55.597 | 88.5468
2033-07-23 18:00 | 55.0338 | 89.8072
2033-07-23 19:00 | 50.3424 | 86.3479
2033-07-23 20:00 | 45.7877 | 81.3432
2033-07-23 21:00 | 42.3137 | 78.4677
2033-07-23 22:00 | 39.6274 | 76.9934
2033-07-23 23:00 | 36.7123 | 75.2955
2033-07-24 | 35.9968 | 72.1459
2033-07-24 01:00 | 33.0907 | 66.9925
2033-07-24 02:00 | 33.0919 | 63.725
2033-07-24 03:00 | 33.2914 | 62.41
2033-07-24 04:00 | 32.9654 | 60.4605
2033-07-24 05:00 | 32.9176 | 61.2838
2033-07-24 06:00 | 36.4552 | 64.9772
2033-07-24 07:00 | 42.7363 | 64.4437
2033-07-24 08:00 | 45.3292 | 64.6476
2033-07-24 09:00 | 46.0406 | 69.1246
2033-07-24 10:00 | 45.2419 | 72.4111
2033-07-24 11:00 | 43.9222 | 74.8964
2033-07-24 12:00 | 44.4494 | 78.4795
2033-07-24 13:00 | 44.3127 | 80.5296
2033-07-24 14:00 | 43.6157 | 78.1217
2033-07-24 15:00 | 43.8362 | 85.5183
2033-07-24 16:00 | 46.3341 | 88.7463
2033-07-24 17:00 | 49.0062 | 92.3462
2033-07-24 18:00 | 50.0622 | 94.6377
2033-07-24 19:00 | 45.527 | 92.3841
2033-07-24 20:00 | 41.6034 | 87.0265
2033-07-24 21:00 | 38.3388 | 82.8949
2033-07-24 22:00 | 35.8163 | 81.0603
2033-07-24 23:00 | 33.1825 | 78.2516
2033-07-25 | 33.419 | 76.3995
2033-07-25 01:00 | 32.3932 | 71.4505
2033-07-25 02:00 | 32.9579 | 67.9027
2033-07-25 03:00 | 33.6679 | 66.5203
2033-07-25 04:00 | 33.9114 | 64.9659
2033-07-25 05:00 | 35.0704 | 66.8513
2033-07-25 06:00 | 39.7806 | 72.2393
2033-07-25 07:00 | 47.4832 | 74.6008
2033-07-25 08:00 | 49.5063 | 74.9145
2033-07-25 09:00 | 49.6575 | 78.5171
2033-07-25 10:00 | 49.3464 | 79.6753
2033-07-25 11:00 | 48.5505 | 81.6494
2033-07-25 12:00 | 48.8737 | 81.9381
2033-07-25 13:00 | 49.6999 | 84.3705
2033-07-25 14:00 | 49.8643 | 81.6014
2033-07-25 15:00 | 51.0237 | 88.2336
2033-07-25 16:00 | 53.7476 | 93.4348
2033-07-25 17:00 | 56.243 | 98.7193
2033-07-25 18:00 | 56.7685 | 101.6697
2033-07-25 19:00 | 52.6342 | 100.4936
2033-07-25 20:00 | 48.4037 | 94.1984
2033-07-25 21:00 | 44.501 | 88.9266
2033-07-25 22:00 | 40.8643 | 84.8231
2033-07-25 23:00 | 36.8602 | 80.7052
2033-07-26 | 35.3927 | 76.8647
2033-07-26 01:00 | 33.7148 | 70.0814
2033-07-26 02:00 | 34.1709 | 66.3091
2033-07-26 03:00 | 34.8287 | 64.8111
2033-07-26 04:00 | 35.0198 | 63.172
2033-07-26 05:00 | 36.266 | 64.7958
2033-07-26 06:00 | 40.508 | 70.5414
2033-07-26 07:00 | 48.1803 | 73.5494
2033-07-26 08:00 | 50.4505 | 74.0197
2033-07-26 09:00 | 50.9805 | 77.5107
2033-07-26 10:00 | 50.9984 | 78.4973
2033-07-26 11:00 | 50.3308 | 81.1465
2033-07-26 12:00 | 50.2188 | 82.5824
2033-07-26 13:00 | 51.3841 | 84.2406
2033-07-26 14:00 | 52.2026 | 81.0671
2033-07-26 15:00 | 53.7475 | 88.3018
2033-07-26 16:00 | 56.7491 | 93.8058
2033-07-26 17:00 | 59.533 | 98.683
2033-07-26 18:00 | 60.4815 | 101.3062
2033-07-26 19:00 | 56.4639 | 100.3186
2033-07-26 20:00 | 52.1232 | 94.0629
2033-07-26 21:00 | 48.066 | 88.8883
2033-07-26 22:00 | 44.1666 | 85.0806
2033-07-26 23:00 | 39.8781 | 80.8669
2033-07-27 | 37.375 | 78.0868
2033-07-27 01:00 | 35.0898 | 73.6195
2033-07-27 02:00 | 35.4071 | 69.9663
2033-07-27 03:00 | 35.9758 | 68.2973
2033-07-27 04:00 | 36.0705 | 66.8055
2033-07-27 05:00 | 37.2842 | 68.2846
2033-07-27 06:00 | 41.8621 | 75.8216
2033-07-27 07:00 | 49.7894 | 79.0193
2033-07-27 08:00 | 52.1543 | 80.765
2033-07-27 09:00 | 52.8567 | 86.4169
2033-07-27 10:00 | 52.7609 | 88.5048
2033-07-27 11:00 | 51.8029 | 90.7141
2033-07-27 12:00 | 51.611 | 92.2172
2033-07-27 13:00 | 52.5787 | 94.5864
2033-07-27 14:00 | 52.796 | 92.1788
2033-07-27 15:00 | 53.8317 | 98.3519
2033-07-27 16:00 | 56.3871 | 103.5109
2033-07-27 17:00 | 58.8921 | 108.4335
2033-07-27 18:00 | 59.65 | 110.0103
2033-07-27 19:00 | 55.6742 | 107.9052
2033-07-27 20:00 | 51.8292 | 102.0248
2033-07-27 21:00 | 48.0709 | 96.6958
2033-07-27 22:00 | 44.3843 | 92.1006
2033-07-27 23:00 | 40.318 | 87.5658
2033-07-28 | 37.9566 | 84.382
2033-07-28 01:00 | 35.6854 | 78.421
2033-07-28 02:00 | 35.8892 | 74.0026
2033-07-28 03:00 | 36.414 | 71.9915
2033-07-28 04:00 | 36.4769 | 70.2308
2033-07-28 05:00 | 37.706 | 71.7028
2033-07-28 06:00 | 42.5576 | 77.4116
2033-07-28 07:00 | 50.3294 | 80.6339
2033-07-28 08:00 | 52.81 | 81.9617
2033-07-28 09:00 | 53.5487 | 87.574
2033-07-28 10:00 | 53.6708 | 89.6015
2033-07-28 11:00 | 52.9271 | 92.8185
2033-07-28 12:00 | 52.9353 | 95.4612
2033-07-28 13:00 | 53.9202 | 97.3848
2033-07-28 14:00 | 54.2515 | 95.194
2033-07-28 15:00 | 55.425 | 102.2388
2033-07-28 16:00 | 57.789 | 107.698
2033-07-28 17:00 | 59.8447 | 112.5064
2033-07-28 18:00 | 59.3106 | 113.9519
2033-07-28 19:00 | 55.3956 | 112.5574
2033-07-28 20:00 | 51.9072 | 105.9613
2033-07-28 21:00 | 48.6203 | 99.8846
2033-07-28 22:00 | 45.2014 | 94.6989
2033-07-28 23:00 | 41.25 | 89.6957
2033-07-29 | 38.8649 | 85.8266
2033-07-29 01:00 | 37.477 | 80.4495
2033-07-29 02:00 | 37.618 | 75.8371
2033-07-29 03:00 | 38.1188 | 73.6437
2033-07-29 04:00 | 38.1773 | 71.7385
2033-07-29 05:00 | 39.404 | 72.8238
2033-07-29 06:00 | 43.9841 | 78.6379
2033-07-29 07:00 | 51.4156 | 82.2827
2033-07-29 08:00 | 54.0649 | 84.0643
2033-07-29 09:00 | 54.9308 | 89.9629
2033-07-29 10:00 | 55.8085 | 92.1414
2033-07-29 11:00 | 56.1894 | 95.9553
2033-07-29 12:00 | 57.3873 | 99.9916
2033-07-29 13:00 | 58.751 | 102.1379
2033-07-29 14:00 | 59.1574 | 100.0199
2033-07-29 15:00 | 60.1852 | 106.5754
2033-07-29 16:00 | 62.2771 | 110.801
2033-07-29 17:00 | 64.253 | 114.1072
2033-07-29 18:00 | 64.7879 | 114.851
2033-07-29 19:00 | 60.71 | 113.0555
2033-07-29 20:00 | 56.2057 | 106.4578
2033-07-29 21:00 | 52.1872 | 100.7996
2033-07-29 22:00 | 48.0566 | 95.5428
2033-07-29 23:00 | 43.4697 | 90.5003
2033-07-30 | 40.5824 | 86.2034
2033-07-30 01:00 | 38.1755 | 79.199
2033-07-30 02:00 | 37.8788 | 74.3856
2033-07-30 03:00 | 37.8934 | 72.0253
2033-07-30 04:00 | 37.4694 | 69.2224
2033-07-30 05:00 | 37.5672 | 69.6493
2033-07-30 06:00 | 39.5267 | 72.7092
2033-07-30 07:00 | 45.5335 | 73.3287
2033-07-30 08:00 | 49.0379 | 74.6054
2033-07-30 09:00 | 50.9004 | 79.3374
2033-07-30 10:00 | 51.813 | 83.3624
2033-07-30 11:00 | 52.093 | 87.0285
2033-07-30 12:00 | 53.8555 | 91.5845
2033-07-30 13:00 | 54.2435 | 93.7233
2033-07-30 14:00 | 54.4853 | 90.0103
2033-07-30 15:00 | 55.3221 | 97.1901
2033-07-30 16:00 | 58.1598 | 100.1791
2033-07-30 17:00 | 60.6786 | 103.287
2033-07-30 18:00 | 61.5768 | 104.4043
2033-07-30 19:00 | 57.1814 | 102.0014
2033-07-30 20:00 | 52.2051 | 95.0951
2033-07-30 21:00 | 48.2298 | 89.2617
2033-07-30 22:00 | 44.934 | 85.8005
2033-07-30 23:00 | 41.3864 | 81.8402
2033-07-31 | 38.6037 | 79.8306
2033-07-31 01:00 | 36.8444 | 72.676
2033-07-31 02:00 | 36.6807 | 68.5108
2033-07-31 03:00 | 36.8575 | 66.0201
2033-07-31 04:00 | 36.4935 | 63.1501
2033-07-31 05:00 | 36.6233 | 63.1509
2033-07-31 06:00 | 37.3805 | 67.8772
2033-07-31 07:00 | 42.9533 | 67.1823
2033-07-31 08:00 | 46.5604 | 66.6447
2033-07-31 09:00 | 49.1112 | 70.9513
2033-07-31 10:00 | 50.6158 | 73.4788
2033-07-31 11:00 | 51.4199 | 75.1877
2033-07-31 12:00 | 53.5525 | 77.5868
2033-07-31 13:00 | 54.6891 | 79.1414
2033-07-31 14:00 | 55.5333 | 74.1942
2033-07-31 15:00 | 57.1303 | 81.3475
2033-07-31 16:00 | 60.8526 | 83.9509
2033-07-31 17:00 | 64.1965 | 86.9773
2033-07-31 18:00 | 63.6907 | 88.1662
2033-07-31 19:00 | 59.496 | 84.8779
2033-07-31 20:00 | 55.0142 | 79.4101
2033-07-31 21:00 | 51.4656 | 74.4168
2033-07-31 22:00 | 48.1719 | 72.6332
2033-07-31 23:00 | 44.5102 | 69.9403
2033-08-01 | 41.1216 | 70.1858
2033-08-01 01:00 | 36.6243 | 64.1272
2033-08-01 02:00 | 36.4974 | 60.6548
2033-08-01 03:00 | 36.552 | 59.4451
2033-08-01 04:00 | 36.3193 | 57.4901
2033-08-01 05:00 | 36.5488 | 58.8511
2033-08-01 06:00 | 40.293 | 62.7632
2033-08-01 07:00 | 45.8952 | 62.9145
2033-08-01 08:00 | 48.9218 | 62.4356
2033-08-01 09:00 | 50.8316 | 67.4904
2033-08-01 10:00 | 51.5649 | 70.1785
2033-08-01 11:00 | 51.4355 | 72.8306
2033-08-01 12:00 | 52.7641 | 75.3289
2033-08-01 13:00 | 53.1823 | 80.1617
2033-08-01 14:00 | 52.0875 | 77.5673
2033-08-01 15:00 | 50.638 | 85.1352
2033-08-01 16:00 | 52.6595 | 88.4981
2033-08-01 17:00 | 55.8942 | 91.8994
2033-08-01 18:00 | 56.7548 | 93.0224
2033-08-01 19:00 | 52.2682 | 90.5286
2033-08-01 20:00 | 48.1077 | 85.2235
2033-08-01 21:00 | 45.4208 | 81.9204
2033-08-01 22:00 | 42.2834 | 78.8983
2033-08-01 23:00 | 39.0701 | 76.1856
2033-08-02 | 37.042 | 73.1561
2033-08-02 01:00 | 36.1276 | 70.4978
2033-08-02 02:00 | 36.3936 | 67.1771
2033-08-02 03:00 | 36.8483 | 66.0261
2033-08-02 04:00 | 37.0054 | 64.7116
2033-08-02 05:00 | 38.1939 | 67.0391
2033-08-02 06:00 | 42.2103 | 73.2233
2033-08-02 07:00 | 48.8515 | 75.2787
2033-08-02 08:00 | 51.0292 | 76.0327
2033-08-02 09:00 | 51.0953 | 80.294
2033-08-02 10:00 | 50.7443 | 82.2958
2033-08-02 11:00 | 50.4448 | 84.7952
2033-08-02 12:00 | 51.8374 | 89.2395
2033-08-02 13:00 | 52.5803 | 91.4422
2033-08-02 14:00 | 52.5006 | 87.9645
2033-08-02 15:00 | 53.0722 | 94.3684
2033-08-02 16:00 | 54.9114 | 99.3419
2033-08-02 17:00 | 57.0245 | 103.2088
2033-08-02 18:00 | 57.2917 | 105.0899
2033-08-02 19:00 | 52.4376 | 102.6134
2033-08-02 20:00 | 48.7562 | 96.8031
2033-08-02 21:00 | 45.6313 | 90.8712
2033-08-02 22:00 | 42.1247 | 86.1949
2033-08-02 23:00 | 38.428 | 82.2677
2033-08-03 | 36.1852 | 80.2784
2033-08-03 01:00 | 35.4187 | 72.0496
2033-08-03 02:00 | 35.8793 | 67.765
2033-08-03 03:00 | 36.4783 | 66.0496
2033-08-03 04:00 | 36.6716 | 64.6045
2033-08-03 05:00 | 37.9164 | 66.4607
2033-08-03 06:00 | 42.6598 | 71.9844
2033-08-03 07:00 | 50.006 | 74.3591
2033-08-03 08:00 | 52.8971 | 75.0322
2033-08-03 09:00 | 53.7999 | 78.7116
2033-08-03 10:00 | 54.0638 | 80.3387
2033-08-03 11:00 | 54.1616 | 82.6176
2033-08-03 12:00 | 53.8731 | 83.4982
2033-08-03 13:00 | 55.4926 | 85.8949
2033-08-03 14:00 | 56.3984 | 83.4256
2033-08-03 15:00 | 57.6879 | 89.1657
2033-08-03 16:00 | 60.4806 | 93.847
2033-08-03 17:00 | 63.3244 | 98.6658
2033-08-03 18:00 | 63.6134 | 100.1483
2033-08-03 19:00 | 58.9117 | 97.0777
2033-08-03 20:00 | 54.4933 | 92.3539
2033-08-03 21:00 | 50.5248 | 88.1082
2033-08-03 22:00 | 46.2168 | 83.8883
2033-08-03 23:00 | 41.7639 | 80.5169
2033-08-04 | 38.7945 | 75.9197
2033-08-04 01:00 | 36.1555 | 72.1413
2033-08-04 02:00 | 36.3411 | 68.4981
2033-08-04 03:00 | 36.7382 | 67.2788
2033-08-04 04:00 | 36.7639 | 65.7994
2033-08-04 05:00 | 37.9995 | 67.9523
2033-08-04 06:00 | 41.5434 | 76.1806
2033-08-04 07:00 | 48.5516 | 79.163
2033-08-04 08:00 | 51.2528 | 79.8329
2033-08-04 09:00 | 52.1269 | 85.1921
2033-08-04 10:00 | 52.362 | 87.1263
2033-08-04 11:00 | 52.0346 | 88.804
2033-08-04 12:00 | 53.0458 | 90.51
2033-08-04 13:00 | 54.0393 | 92.4407
2033-08-04 14:00 | 54.4752 | 89.3338
2033-08-04 15:00 | 55.2574 | 95.9292
2033-08-04 16:00 | 57.4908 | 100.5416
2033-08-04 17:00 | 59.6436 | 104.5408
2033-08-04 18:00 | 59.4268 | 104.0681
2033-08-04 19:00 | 54.9007 | 100.973
2033-08-04 20:00 | 51.3263 | 95.5818
2033-08-04 21:00 | 48.1019 | 89.8939
2033-08-04 22:00 | 44.4714 | 85.6863
2033-08-04 23:00 | 40.6213 | 81.5645
2033-08-05 | 37.6509 | 80.4873
2033-08-05 01:00 | 35.82 | 72.4779
2033-08-05 02:00 | 36.0753 | 67.9258
2033-08-05 03:00 | 36.6388 | 66.1492
2033-08-05 04:00 | 36.8254 | 64.5116
2033-08-05 05:00 | 38.1064 | 66.1879
2033-08-05 06:00 | 41.5835 | 74.6909
2033-08-05 07:00 | 48.5898 | 76.5494
2033-08-05 08:00 | 51.4226 | 77.5215
2033-08-05 09:00 | 52.5665 | 81.5289
2033-08-05 10:00 | 53.3473 | 83.2383
2033-08-05 11:00 | 53.4861 | 83.3822
2033-08-05 12:00 | 54.7719 | 85.7947
2033-08-05 13:00 | 55.9989 | 86.8812
2033-08-05 14:00 | 56.2362 | 81.6613
2033-08-05 15:00 | 56.859 | 85.613
2033-08-05 16:00 | 58.7787 | 86.6004
2033-08-05 17:00 | 60.9103 | 87.5027
2033-08-05 18:00 | 61.3044 | 90.8046
2033-08-05 19:00 | 56.6781 | 86.5041
2033-08-05 20:00 | 52.3322 | 82.129
2033-08-05 21:00 | 48.556 | 77.8503
2033-08-05 22:00 | 44.4852 | 74.704
2033-08-05 23:00 | 40.2606 | 72.5268
2033-08-06 | 38.1209 | 70.1435
2033-08-06 01:00 | 35.5043 | 63.7268
2033-08-06 02:00 | 35.4787 | 60.9039
2033-08-06 03:00 | 35.6532 | 60.0528
2033-08-06 04:00 | 35.4053 | 58.1003
2033-08-06 05:00 | 35.6236 | 59.6631
2033-08-06 06:00 | 38.8831 | 65.4075
2033-08-06 07:00 | 44.9542 | 65.7671
2033-08-06 08:00 | 48.4395 | 66.8566
2033-08-06 09:00 | 50.2278 | 72.9515
2033-08-06 10:00 | 50.559 | 76.2328
2033-08-06 11:00 | 50.0231 | 76.6041
2033-08-06 12:00 | 50.1175 | 78.6471
2033-08-06 13:00 | 50.4713 | 80.2545
2033-08-06 14:00 | 50.4625 | 75.202
2033-08-06 15:00 | 50.8967 | 80.8599
2033-08-06 16:00 | 53.4548 | 82.8343
2033-08-06 17:00 | 56.0543 | 84.7548
2033-08-06 18:00 | 55.7807 | 86.2125
2033-08-06 19:00 | 50.7942 | 81.8222
2033-08-06 20:00 | 46.6836 | 77.1649
2033-08-06 21:00 | 43.4961 | 73.0917
2033-08-06 22:00 | 40.6467 | 71.7004
2033-08-06 23:00 | 37.8456 | 69.8524
2033-08-07 | 35.9284 | 70.7147
2033-08-07 01:00 | 33.1067 | 64.6195
2033-08-07 02:00 | 33.1761 | 60.7741
2033-08-07 03:00 | 33.4334 | 59.3855
2033-08-07 04:00 | 33.1182 | 57.5811
2033-08-07 05:00 | 33.2282 | 58.7986
2033-08-07 06:00 | 35.3479 | 61.9632
2033-08-07 07:00 | 40.6502 | 61.0401
2033-08-07 08:00 | 42.8402 | 60.5833
2033-08-07 09:00 | 43.4131 | 65.4708
2033-08-07 10:00 | 42.9206 | 67.5584
2033-08-07 11:00 | 42.153 | 70.4362
2033-08-07 12:00 | 42.7055 | 72.0319
2033-08-07 13:00 | 42.8749 | 74.1922
2033-08-07 14:00 | 42.4354 | 72.6821
2033-08-07 15:00 | 43.0016 | 81.0169
2033-08-07 16:00 | 45.8309 | 86.0303
2033-08-07 17:00 | 48.7806 | 93.1309
2033-08-07 18:00 | 49.588 | 95.3095
2033-08-07 19:00 | 45.1599 | 92.402
2033-08-07 20:00 | 41.6006 | 86.4909
2033-08-07 21:00 | 38.6009 | 81.3077
2033-08-07 22:00 | 35.9981 | 78.2894
2033-08-07 23:00 | 33.4475 | 75.0301
2033-08-08 | 32.5315 | 71.8029
2033-08-08 01:00 | 31.4295 | 67.3746
2033-08-08 02:00 | 32.1412 | 64.1101
2033-08-08 03:00 | 32.9933 | 62.9467
2033-08-08 04:00 | 33.3704 | 61.5256
2033-08-08 05:00 | 34.7325 | 63.8011
2033-08-08 06:00 | 39.8354 | 70.9594
2033-08-08 07:00 | 46.3951 | 73.3719
2033-08-08 08:00 | 47.8194 | 73.5632
2033-08-08 09:00 | 47.3933 | 77.6395
2033-08-08 10:00 | 46.836 | 78.8052
2033-08-08 11:00 | 46.2667 | 80.2189
2033-08-08 12:00 | 47.2581 | 81.7962
2033-08-08 13:00 | 47.9402 | 84.21
2033-08-08 14:00 | 47.8937 | 81.028
2033-08-08 15:00 | 48.6592 | 86.8928
2033-08-08 16:00 | 50.9232 | 91.3832
2033-08-08 17:00 | 53.1697 | 95.6792
2033-08-08 18:00 | 53.4182 | 97.1412
2033-08-08 19:00 | 49.0337 | 94.0933
2033-08-08 20:00 | 45.9021 | 89.1481
2033-08-08 21:00 | 42.5169 | 83.9731
2033-08-08 22:00 | 39.1327 | 80.1547
2033-08-08 23:00 | 35.7672 | 76.9466
2033-08-09 | 34.2953 | 74.7506
2033-08-09 01:00 | 32.0808 | 67.6895
2033-08-09 02:00 | 32.7504 | 63.8976
2033-08-09 03:00 | 33.5372 | 62.5505
2033-08-09 04:00 | 33.8598 | 61.0085
2033-08-09 05:00 | 35.3181 | 62.9253
2033-08-09 06:00 | 40.5024 | 70.9948
2033-08-09 07:00 | 47.2497 | 73.2339
2033-08-09 08:00 | 48.7645 | 73.0484
2033-08-09 09:00 | 48.458 | 76.4837
2033-08-09 10:00 | 47.6396 | 77.1329
2033-08-09 11:00 | 46.4223 | 78.0388
2033-08-09 12:00 | 46.5768 | 77.4543
2033-08-09 13:00 | 47.2407 | 78.7864
2033-08-09 14:00 | 47.2999 | 74.8861
2033-08-09 15:00 | 47.9301 | 81.6976
2033-08-09 16:00 | 50.1738 | 86.608
2033-08-09 17:00 | 52.5879 | 91.2752
2033-08-09 18:00 | 53.2135 | 90.4209
2033-08-09 19:00 | 48.8906 | 87.9043
2033-08-09 20:00 | 46.0141 | 82.6892
2033-08-09 21:00 | 42.738 | 76.9666
2033-08-09 22:00 | 39.4273 | 74.0256
2033-08-09 23:00 | 36.1215 | 70.8395
2033-08-10 | 34.568 | 71.1851
2033-08-10 01:00 | 32.3761 | 65.9185
2033-08-10 02:00 | 33.0719 | 62.6533
2033-08-10 03:00 | 33.8631 | 61.5305
2033-08-10 04:00 | 34.1337 | 60.2932
2033-08-10 05:00 | 35.5468 | 62.2989
2033-08-10 06:00 | 40.5293 | 69.3494
2033-08-10 07:00 | 46.8352 | 71.9584
2033-08-10 08:00 | 48.0922 | 72.7992
2033-08-10 09:00 | 47.9165 | 76.9616
2033-08-10 10:00 | 47.2835 | 78.2044
2033-08-10 11:00 | 46.4831 | 78.5649
2033-08-10 12:00 | 46.7808 | 78.3451
2033-08-10 13:00 | 47.2546 | 79.7259
2033-08-10 14:00 | 47.2016 | 75.3812
2033-08-10 15:00 | 47.7849 | 80.9895
2033-08-10 16:00 | 49.845 | 84.6333
2033-08-10 17:00 | 51.9988 | 88.8861
2033-08-10 18:00 | 52.0783 | 89.632
2033-08-10 19:00 | 48.1062 | 87.0202
2033-08-10 20:00 | 45.457 | 82.6413
2033-08-10 21:00 | 42.4965 | 77.5901
2033-08-10 22:00 | 39.2823 | 74.6153
2033-08-10 23:00 | 35.9826 | 71.5203
2033-08-11 | 34.3157 | 71.4055
2033-08-11 01:00 | 32.4722 | 67.8034
2033-08-11 02:00 | 33.1292 | 64.7131
2033-08-11 03:00 | 33.9099 | 63.8152
2033-08-11 04:00 | 34.2149 | 62.5484
2033-08-11 05:00 | 35.6647 | 64.7179
2033-08-11 06:00 | 39.6361 | 74.3771
2033-08-11 07:00 | 46.4973 | 76.2967
2033-08-11 08:00 | 48.534 | 76.6464
2033-08-11 09:00 | 48.9949 | 81.1548
2033-08-11 10:00 | 48.8099 | 82.522
2033-08-11 11:00 | 48.0723 | 81.5065
2033-08-11 12:00 | 47.0793 | 80.816
2033-08-11 13:00 | 48.2511 | 82.1449
2033-08-11 14:00 | 49.1187 | 77.7103
2033-08-11 15:00 | 50.5639 | 83.1271
2033-08-11 16:00 | 53.3706 | 86.4388
2033-08-11 17:00 | 55.9969 | 89.2472
2033-08-11 18:00 | 56.4182 | 92.5648
2033-08-11 19:00 | 52.2743 | 88.7222
2033-08-11 20:00 | 48.8617 | 85.1764
2033-08-11 21:00 | 45.1336 | 80.7116
2033-08-11 22:00 | 41.4765 | 77.519
2033-08-11 23:00 | 37.7573 | 75.4365
2033-08-12 | 35.664 | 71.5216
2033-08-12 01:00 | 34.0268 | 67.5553
2033-08-12 02:00 | 34.5116 | 64.3866
2033-08-12 03:00 | 35.186 | 63.3123
2033-08-12 04:00 | 35.4177 | 62.1017
2033-08-12 05:00 | 36.8301 | 64.1791
2033-08-12 06:00 | 40.7487 | 72.3929
2033-08-12 07:00 | 47.7907 | 74.6721
2033-08-12 08:00 | 50.2096 | 74.9118
2033-08-12 09:00 | 51.0961 | 79.2691
2033-08-12 10:00 | 51.4353 | 80.3877
2033-08-12 11:00 | 50.8928 | 80.5072
2033-08-12 12:00 | 50.6784 | 81.8174
2033-08-12 13:00 | 51.7706 | 83.1241
2033-08-12 14:00 | 52.2265 | 78.9317
2033-08-12 15:00 | 52.9977 | 84.442
2033-08-12 16:00 | 55.1972 | 86.8842
2033-08-12 17:00 | 57.4819 | 88.6426
2033-08-12 18:00 | 57.6202 | 90.1823
2033-08-12 19:00 | 53.235 | 87.3092
2033-08-12 20:00 | 49.501 | 82.5878
2033-08-12 21:00 | 45.7217 | 76.8316
2033-08-12 22:00 | 41.9543 | 73.9986
2033-08-12 23:00 | 38.1363 | 71.1284
2033-08-13 | 36.0275 | 72.6513
2033-08-13 01:00 | 34.9235 | 65.157
2033-08-13 02:00 | 35.1887 | 61.2488
2033-08-13 03:00 | 35.6389 | 59.5203
2033-08-13 04:00 | 35.6746 | 57.4283
2033-08-13 05:00 | 36.2464 | 58.0861
2033-08-13 06:00 | 37.6128 | 63.2113
2033-08-13 07:00 | 42.8685 | 62.7356
2033-08-13 08:00 | 46.3389 | 63.5376
2033-08-13 09:00 | 48.7649 | 68.9765
2033-08-13 10:00 | 50.0423 | 69.6988
2033-08-13 11:00 | 50.6822 | 68.2565
2033-08-13 12:00 | 52.384 | 62.1279
2033-08-13 13:00 | 53.1719 | 63.2313
2033-08-13 14:00 | 53.7328 | 58.4634
2033-08-13 15:00 | 54.5116 | 64.6635
2033-08-13 16:00 | 57.1391 | 67.9937
2033-08-13 17:00 | 59.6811 | 71.5423
2033-08-13 18:00 | 60.2556 | 71.2498
2033-08-13 19:00 | 55.4061 | 69.4506
2033-08-13 20:00 | 51.2992 | 66.0469
2033-08-13 21:00 | 47.9195 | 62.7907
2033-08-13 22:00 | 44.8302 | 61.5163
2033-08-13 23:00 | 41.7255 | 60.0055
2033-08-14 | 38.4903 | 61.1352
2033-08-14 01:00 | 36.7382 | 56.0156
2033-08-14 02:00 | 36.6551 | 53.929
2033-08-14 03:00 | 36.7951 | 53.124
2033-08-14 04:00 | 36.4817 | 51.4764
2033-08-14 05:00 | 36.7183 | 52.8722
2033-08-14 06:00 | 37.637 | 58.163
2033-08-14 07:00 | 42.5182 | 56.6223
2033-08-14 08:00 | 46.1936 | 55.6796
2033-08-14 09:00 | 48.4456 | 59.8367
2033-08-14 10:00 | 49.6386 | 59.8795
2033-08-14 11:00 | 50.6682 | 59.6758
2033-08-14 12:00 | 52.5039 | 58.3392
2033-08-14 13:00 | 53.6938 | 59.4032
2033-08-14 14:00 | 54.766 | 56.1165
2033-08-14 15:00 | 56.3316 | 62.7172
2033-08-14 16:00 | 59.8363 | 66.3069
2033-08-14 17:00 | 63.191 | 70.5737
2033-08-14 18:00 | 63.6056 | 74.2559
2033-08-14 19:00 | 58.798 | 70.9741
2033-08-14 20:00 | 54.1094 | 67.7999
2033-08-14 21:00 | 50.0447 | 64.5278
2033-08-14 22:00 | 46.222 | 63.8771
2033-08-14 23:00 | 42.4736 | 62.9668
2033-08-15 | 39.5991 | 62.2224
2033-08-15 01:00 | 37.5559 | 57.6736
2033-08-15 02:00 | 37.646 | 55.6664
2033-08-15 03:00 | 38.0308 | 55.198
2033-08-15 04:00 | 38.0122 | 54.2745
2033-08-15 05:00 | 39.3121 | 56.9652
2033-08-15 06:00 | 43.6865 | 65.2739
2033-08-15 07:00 | 51.0901 | 67.0258
2033-08-15 08:00 | 54.5862 | 66.706
2033-08-15 09:00 | 56.1923 | 70.3757
2033-08-15 10:00 | 57.3388 | 70.2282
2033-08-15 11:00 | 57.6209 | 68.9492
2033-08-15 12:00 | 57.2407 | 65.252
2033-08-15 13:00 | 58.8273 | 66.3729
2033-08-15 14:00 | 59.5345 | 61.1037
2033-08-15 15:00 | 61.281 | 66.3554
2033-08-15 16:00 | 64.0261 | 70.7048
2033-08-15 17:00 | 66.5608 | 75.5848
2033-08-15 18:00 | 66.4617 | 79.742
2033-08-15 19:00 | 61.8304 | 77.2733
2033-08-15 20:00 | 57.3663 | 73.8409
2033-08-15 21:00 | 53.0049 | 69.3189
2033-08-15 22:00 | 48.4566 | 67.066
2033-08-15 23:00 | 43.8405 | 65.5759
2033-08-16 | 40.5791 | 64.9702
2033-08-16 01:00 | 38.5897 | 58.1854
2033-08-16 02:00 | 38.6129 | 56.0188
2033-08-16 03:00 | 38.9551 | 55.5843
2033-08-16 04:00 | 38.9125 | 54.5116
2033-08-16 05:00 | 40.2397 | 57.0508
2033-08-16 06:00 | 44.9472 | 65.2244
2033-08-16 07:00 | 52.1161 | 66.92
2033-08-16 08:00 | 55.6199 | 66.1421
2033-08-16 09:00 | 57.1995 | 68.5062
2033-08-16 10:00 | 58.3747 | 67.8263
2033-08-16 11:00 | 58.8768 | 68.3036
2033-08-16 12:00 | 58.2507 | 65.4531
2033-08-16 13:00 | 60.0059 | 65.6096
2033-08-16 14:00 | 61.0156 | 61.3489
2033-08-16 15:00 | 62.8779 | 67.2131
2033-08-16 16:00 | 65.7013 | 71.4782
2033-08-16 17:00 | 68.4684 | 74.5126
2033-08-16 18:00 | 68.1011 | 75.3698
2033-08-16 19:00 | 63.2965 | 74.0955
2033-08-16 20:00 | 58.7938 | 71.4182
2033-08-16 21:00 | 54.2791 | 67.4972
2033-08-16 22:00 | 49.591 | 65.8095
2033-08-16 23:00 | 44.8459 | 64.1715
2033-08-17 | 41.9324 | 64.3777
2033-08-17 01:00 | 39.6556 | 61.0835
2033-08-17 02:00 | 39.6054 | 58.7123
2033-08-17 03:00 | 39.8509 | 58.068
2033-08-17 04:00 | 39.6978 | 56.9882
2033-08-17 05:00 | 40.9591 | 59.2432
2033-08-17 06:00 | 45.7569 | 65.5215
2033-08-17 07:00 | 52.8451 | 66.63
2033-08-17 08:00 | 56.2433 | 63.7522
2033-08-17 09:00 | 57.7098 | 64.8092
2033-08-17 10:00 | 58.6609 | 62.4013
2033-08-17 11:00 | 59.1378 | 63.5078
2033-08-17 12:00 | 59.0243 | 64.1436
2033-08-17 13:00 | 60.6556 | 64.9042
2033-08-17 14:00 | 61.3891 | 60.5452
2033-08-17 15:00 | 62.8671 | 66.2624
2033-08-17 16:00 | 65.4035 | 70.3034
2033-08-17 17:00 | 67.958 | 74.376
2033-08-17 18:00 | 67.3562 | 78.0828
2033-08-17 19:00 | 62.4731 | 76.253
2033-08-17 20:00 | 58.2319 | 73.6342
2033-08-17 21:00 | 53.9174 | 69.5975
2033-08-17 22:00 | 49.3744 | 67.7045
2033-08-17 23:00 | 44.758 | 66.1943
2033-08-18 | 41.9428 | 64.8296
2033-08-18 01:00 | 39.7306 | 61.5479
2033-08-18 02:00 | 39.6638 | 59.61
2033-08-18 03:00 | 39.9356 | 59.4109
2033-08-18 04:00 | 39.8102 | 58.6543
2033-08-18 05:00 | 41.1319 | 61.4117
2033-08-18 06:00 | 45.5694 | 66.2656
2033-08-18 07:00 | 52.6085 | 67.8512
2033-08-18 08:00 | 56.0834 | 66.7013
2033-08-18 09:00 | 57.6675 | 68.3909
2033-08-18 10:00 | 58.6919 | 68.5633
2033-08-18 11:00 | 58.9258 | 68.856
2033-08-18 12:00 | 59.1143 | 69.9664
2033-08-18 13:00 | 60.4604 | 70.8446
2033-08-18 14:00 | 60.8828 | 67.1462
2033-08-18 15:00 | 62.0804 | 72.8214
2033-08-18 16:00 | 64.1981 | 77.4485
2033-08-18 17:00 | 66.2073 | 81.6485
2033-08-18 18:00 | 65.3466 | 84.261
2033-08-18 19:00 | 60.8281 | 81.3747
2033-08-18 20:00 | 57.3754 | 78.5881
2033-08-18 21:00 | 53.7148 | 74.1439
2033-08-18 22:00 | 49.6869 | 71.8365
2033-08-18 23:00 | 45.4606 | 70.2111
2033-08-19 | 41.8492 | 68.0882
2033-08-19 01:00 | 39.7918 | 67.4207
2033-08-19 02:00 | 39.766 | 65.0222
2033-08-19 03:00 | 40.0453 | 64.3162
2033-08-19 04:00 | 39.9606 | 63.3125
2033-08-19 05:00 | 41.2732 | 65.5888
2033-08-19 06:00 | 44.8097 | 73.4354
2033-08-19 07:00 | 51.0575 | 76.0515
2033-08-19 08:00 | 53.7894 | 77.0297
2033-08-19 09:00 | 54.6368 | 82.0316
2033-08-19 10:00 | 55.3182 | 83.2979
2033-08-19 11:00 | 55.6402 | 83.3509
2033-08-19 12:00 | 56.2021 | 86.083
2033-08-19 13:00 | 57.4762 | 86.7775
2033-08-19 14:00 | 58.0248 | 82.7577
2033-08-19 15:00 | 59.1573 | 87.3671
2033-08-19 16:00 | 61.056 | 90.329
2033-08-19 17:00 | 63.0262 | 92.3497
2033-08-19 18:00 | 61.6628 | 95.331
2033-08-19 19:00 | 57.081 | 91.9463
2033-08-19 20:00 | 53.5175 | 88.0128
2033-08-19 21:00 | 49.8323 | 82.2781
2033-08-19 22:00 | 46.015 | 79.05
2033-08-19 23:00 | 42.0942 | 76.531
2033-08-20 | 38.6663 | 76.0123
2033-08-20 01:00 | 37.1589 | 72.5233
2033-08-20 02:00 | 37.2688 | 68.6202
2033-08-20 03:00 | 37.5944 | 67.2533
2033-08-20 04:00 | 37.3945 | 65.6045
2033-08-20 05:00 | 37.9249 | 67.0065
2033-08-20 06:00 | 40.8363 | 73.6924
2033-08-20 07:00 | 46.2058 | 74.3371
2033-08-20 08:00 | 49.6963 | 77.3654
2033-08-20 09:00 | 52.0734 | 84.4522
2033-08-20 10:00 | 53.3846 | 88.8538
2033-08-20 11:00 | 53.7926 | 89.2087
2033-08-20 12:00 | 54.741 | 92.1815
2033-08-20 13:00 | 55.3362 | 92.6405
2033-08-20 14:00 | 55.2558 | 89.06
2033-08-20 15:00 | 55.7558 | 94.7756
2033-08-20 16:00 | 58.2997 | 96.6075
2033-08-20 17:00 | 60.722 | 98.8989
2033-08-20 18:00 | 62.0906 | 102.8495
2033-08-20 19:00 | 57.0706 | 97.5035
2033-08-20 20:00 | 52.7996 | 92.8079
2033-08-20 21:00 | 48.6196 | 87.7664
2033-08-20 22:00 | 45.1938 | 84.9353
2033-08-20 23:00 | 41.9777 | 83.0186
2033-08-21 | 39.8583 | 79.1179
2033-08-21 01:00 | 37.4193 | 74.6883
2033-08-21 02:00 | 37.1919 | 70.4561
2033-08-21 03:00 | 37.2632 | 67.9648
2033-08-21 04:00 | 36.7715 | 65.554
2033-08-21 05:00 | 36.9995 | 65.9796
2033-08-21 06:00 | 40.2027 | 69.6012
2033-08-21 07:00 | 45.5472 | 68.5757
2033-08-21 08:00 | 49.3818 | 68.8433
2033-08-21 09:00 | 51.6851 | 72.6158
2033-08-21 10:00 | 52.6329 | 76.0534
2033-08-21 11:00 | 52.9373 | 77.9033
2033-08-21 12:00 | 54.0264 | 80.1896
2033-08-21 13:00 | 54.6846 | 82.1052
2033-08-21 14:00 | 54.6326 | 78.877
2033-08-21 15:00 | 55.305 | 86.0143
2033-08-21 16:00 | 58.2128 | 88.9448
2033-08-21 17:00 | 61.1201 | 91.4241
2033-08-21 18:00 | 61.7794 | 90.1857
2033-08-21 19:00 | 56.8996 | 85.9034
2033-08-21 20:00 | 52.9974 | 81.2775
2033-08-21 21:00 | 48.8953 | 75.4004
2033-08-21 22:00 | 45.2779 | 73.2101
2033-08-21 23:00 | 41.9206 | 71.0803
2033-08-22 | 40.3027 | 71.6079
2033-08-22 01:00 | 38.374 | 67.8664
2033-08-22 02:00 | 38.4712 | 64.4237
2033-08-22 03:00 | 38.9174 | 63.1919
2033-08-22 04:00 | 38.9078 | 61.817
2033-08-22 05:00 | 40.3429 | 64.2438
2033-08-22 06:00 | 44.8608 | 73.1767
2033-08-22 07:00 | 51.6981 | 75.3565
2033-08-22 08:00 | 54.9677 | 75.3314
2033-08-22 09:00 | 56.368 | 78.7148
2033-08-22 10:00 | 57.5565 | 79.2308
2033-08-22 11:00 | 58.067 | 80.096
2033-08-22 12:00 | 59.0731 | 80.9724
2033-08-22 13:00 | 60.4777 | 82.733
2033-08-22 14:00 | 60.7803 | 78.5213
2033-08-22 15:00 | 62.193 | 84.1985
2033-08-22 16:00 | 64.3871 | 87.9145
2033-08-22 17:00 | 66.3738 | 91.8948
2033-08-22 18:00 | 66.3771 | 94.308
2033-08-22 19:00 | 61.8083 | 90.4272
2033-08-22 20:00 | 58.0243 | 85.9368
2033-08-22 21:00 | 54.0075 | 80.4993
2033-08-22 22:00 | 49.7198 | 76.7543
2033-08-22 23:00 | 45.3003 | 73.8759
2033-08-23 | 41.6243 | 71.5277
2033-08-23 01:00 | 39.7371 | 66.3956
2033-08-23 02:00 | 39.7898 | 63.1178
2033-08-23 03:00 | 40.1582 | 61.8726
2033-08-23 04:00 | 40.114 | 60.6733
2033-08-23 05:00 | 41.5795 | 63.0729
2033-08-23 06:00 | 46.742 | 71.0506
2033-08-23 07:00 | 53.3602 | 72.9399
2033-08-23 08:00 | 56.2957 | 72.7534
2033-08-23 09:00 | 57.2226 | 76.0049
2033-08-23 10:00 | 57.9299 | 76.3892
2033-08-23 11:00 | 58.2465 | 77.8613
2033-08-23 12:00 | 59.9224 | 78.3482
2033-08-23 13:00 | 60.9784 | 80.2512
2033-08-23 14:00 | 60.9818 | 76.8087
2033-08-23 15:00 | 61.7586 | 83.7322
2033-08-23 16:00 | 63.5071 | 89.2871
2033-08-23 17:00 | 65.2806 | 94.1381
2033-08-23 18:00 | 65.7777 | 96.6141
2033-08-23 19:00 | 60.7495 | 93.675
2033-08-23 20:00 | 56.7906 | 88.7236
2033-08-23 21:00 | 52.5205 | 82.4466
2033-08-23 22:00 | 48.1475 | 78.3193
2033-08-23 23:00 | 43.7095 | 75.2565
2033-08-24 | 41.4724 | 73.6465
2033-08-24 01:00 | 38.1421 | 67.4778
2033-08-24 02:00 | 38.2178 | 64.3674
2033-08-24 03:00 | 38.5038 | 63.0987
2033-08-24 04:00 | 38.3741 | 62.1642
2033-08-24 05:00 | 39.6787 | 64.5587
2033-08-24 06:00 | 44.0219 | 70.7206
2033-08-24 07:00 | 50.2466 | 73.1506
2033-08-24 08:00 | 51.9627 | 73.423
2033-08-24 09:00 | 51.6284 | 77.573
2033-08-24 10:00 | 50.8784 | 78.2413
2033-08-24 11:00 | 49.9843 | 79.8787
2033-08-24 12:00 | 50.2286 | 79.5027
2033-08-24 13:00 | 50.6188 | 81.6346
2033-08-24 14:00 | 50.2099 | 79.2429
2033-08-24 15:00 | 50.6475 | 85.9591
2033-08-24 16:00 | 52.6138 | 91.5961
2033-08-24 17:00 | 54.8676 | 97.2059
2033-08-24 18:00 | 54.926 | 99.006
2033-08-24 19:00 | 50.3499 | 96.4666
2033-08-24 20:00 | 47.3792 | 91.9573
2033-08-24 21:00 | 43.5879 | 85.8997
2033-08-24 22:00 | 40.1111 | 81.5552
2033-08-24 23:00 | 36.7513 | 78.1481
2033-08-25 | 35.1942 | 76.4119
2033-08-25 01:00 | 33.5376 | 72.6066
2033-08-25 02:00 | 34.1346 | 69.3871
2033-08-25 03:00 | 34.9309 | 68.1109
2033-08-25 04:00 | 35.1967 | 66.9828
2033-08-25 05:00 | 36.7591 | 69.382
2033-08-25 06:00 | 42.09 | 76.6823
2033-08-25 07:00 | 47.533 | 79.1238
2033-08-25 08:00 | 48.6819 | 79.0485
2033-08-25 09:00 | 48.1845 | 83.7109
2033-08-25 10:00 | 47.5446 | 84.7684
2033-08-25 11:00 | 46.8492 | 87.383
2033-08-25 12:00 | 47.2508 | 90.6629
2033-08-25 13:00 | 48.0071 | 92.4631
2033-08-25 14:00 | 47.948 | 90.3224
2033-08-25 15:00 | 48.837 | 97.3344
2033-08-25 16:00 | 51.057 | 102.9525
2033-08-25 17:00 | 53.3597 | 107.3534
2033-08-25 18:00 | 54.1219 | 106.9132
2033-08-25 19:00 | 50.1164 | 103.6136
2033-08-25 20:00 | 47.5083 | 99.3268
2033-08-25 21:00 | 43.7743 | 92.8535
2033-08-25 22:00 | 40.3861 | 88.1333
2033-08-25 23:00 | 37.0026 | 84.7179
2033-08-26 | 35.5782 | 82.7458
2033-08-26 01:00 | 33.8525 | 74.5015
2033-08-26 02:00 | 34.4782 | 70.106
2033-08-26 03:00 | 35.2124 | 68.4413
2033-08-26 04:00 | 35.4194 | 67.0937
2033-08-26 05:00 | 36.9911 | 68.9788
2033-08-26 06:00 | 41.178 | 76.3599
2033-08-26 07:00 | 47.2452 | 77.6039
2033-08-26 08:00 | 49.2899 | 76.9807
2033-08-26 09:00 | 49.8282 | 79.3763
2033-08-26 10:00 | 50.0338 | 79.4973
2033-08-26 11:00 | 49.459 | 79.4873
2033-08-26 12:00 | 49.0866 | 79.4605
2033-08-26 13:00 | 50.1423 | 79.4185
2033-08-26 14:00 | 50.8663 | 74.5347
2033-08-26 15:00 | 51.9894 | 79.7668
2033-08-26 16:00 | 54.1054 | 81.7287
2033-08-26 17:00 | 56.0519 | 84.0311
2033-08-26 18:00 | 56.0351 | 84.3314
2033-08-26 19:00 | 51.5971 | 80.6965
2033-08-26 20:00 | 48.476 | 76.2576
2033-08-26 21:00 | 44.4476 | 69.9148
2033-08-26 22:00 | 40.8537 | 67.5255
2033-08-26 23:00 | 37.3357 | 65.2201
2033-08-27 | 35.4852 | 65.967
2033-08-27 01:00 | 34.5626 | 61.3444
2033-08-27 02:00 | 34.9661 | 59.172
2033-08-27 03:00 | 35.515 | 58.2889
2033-08-27 04:00 | 35.6068 | 56.4442
2033-08-27 05:00 | 36.4473 | 57.8658
2033-08-27 06:00 | 40.293 | 62.0843
2033-08-27 07:00 | 45.159 | 61.4217
2033-08-27 08:00 | 48.3526 | 60.1022
2033-08-27 09:00 | 51.031 | 63.9996
2033-08-27 10:00 | 52.5572 | 64.862
2033-08-27 11:00 | 53.3634 | 65.9315
2033-08-27 12:00 | 55.7344 | 64.5368
2033-08-27 13:00 | 56.7275 | 66.8252
2033-08-27 14:00 | 57.2157 | 63.0973
2033-08-27 15:00 | 57.835 | 70.7779
2033-08-27 16:00 | 60.347 | 75.1845
2033-08-27 17:00 | 62.6571 | 78.9623
2033-08-27 18:00 | 64.0632 | 77.8651
2033-08-27 19:00 | 58.8739 | 74.8772
2033-08-27 20:00 | 54.8773 | 70.6904
2033-08-27 21:00 | 50.5104 | 65.7193
2033-08-27 22:00 | 46.8466 | 64.4597
2033-08-27 23:00 | 43.464 | 62.8024
2033-08-28 | 41.5486 | 63.7855
2033-08-28 01:00 | 38.9944 | 58.7859
2033-08-28 02:00 | 38.6074 | 55.5867
2033-08-28 03:00 | 38.555 | 54.4772
2033-08-28 04:00 | 38.0278 | 53.2803
2033-08-28 05:00 | 38.3446 | 54.9756
2033-08-28 06:00 | 40.59 | 59.7977
2033-08-28 07:00 | 45.6738 | 57.4681
2033-08-28 08:00 | 50.1535 | 54.8309
2033-08-28 09:00 | 53.2234 | 58.1567
2033-08-28 10:00 | 54.9155 | 56.355
2033-08-28 11:00 | 55.8984 | 57.6773
2033-08-28 12:00 | 56.0299 | 60.2915
2033-08-28 13:00 | 57.3846 | 60.7276
2033-08-28 14:00 | 58.7301 | 57.1185
2033-08-28 15:00 | 60.6811 | 64.0637
2033-08-28 16:00 | 64.4183 | 67.8954
2033-08-28 17:00 | 67.8856 | 74.1639
2033-08-28 18:00 | 67.5304 | 78.6439
2033-08-28 19:00 | 62.7907 | 75.4708
2033-08-28 20:00 | 58.438 | 71.0351
2033-08-28 21:00 | 53.64 | 65.7388
2033-08-28 22:00 | 49.4059 | 64.1386
2033-08-28 23:00 | 45.4398 | 62.1978
2033-08-29 | 42.5823 | 63.0974
2033-08-29 01:00 | 40.1071 | 58.4256
2033-08-29 02:00 | 40.0344 | 56.6371
2033-08-29 03:00 | 40.3312 | 56.1235
2033-08-29 04:00 | 40.1837 | 55.3225
2033-08-29 05:00 | 41.6394 | 58.1082
2033-08-29 06:00 | 46.0442 | 66.8953
2033-08-29 07:00 | 53.1157 | 69.0976
2033-08-29 08:00 | 56.9234 | 68.7293
2033-08-29 09:00 | 59.0133 | 72.5159
2033-08-29 10:00 | 60.8133 | 72.299
2033-08-29 11:00 | 61.4519 | 71.2598
2033-08-29 12:00 | 61.5966 | 71.3879
2033-08-29 13:00 | 63.1978 | 71.7019
2033-08-29 14:00 | 63.6191 | 66.6183
2033-08-29 15:00 | 65.4019 | 72.2528
2033-08-29 16:00 | 67.9011 | 76.436
2033-08-29 17:00 | 70.1217 | 81.0699
2033-08-29 18:00 | 68.6723 | 84.1219
2033-08-29 19:00 | 64.0178 | 81.078
2033-08-29 20:00 | 60.0794 | 77.5381
2033-08-29 21:00 | 55.485 | 71.3151
2033-08-29 22:00 | 50.8521 | 68.9473
2033-08-29 23:00 | 46.2116 | 67.0027
2033-08-30 | 43.1242 | 68.7354
2033-08-30 01:00 | 42.1774 | 63.5451
2033-08-30 02:00 | 42.0476 | 61.0419
2033-08-30 03:00 | 42.3774 | 60.1214
2033-08-30 04:00 | 42.2452 | 59.1639
2033-08-30 05:00 | 43.8103 | 61.5531
2033-08-30 06:00 | 49.9872 | 72.5439
2033-08-30 07:00 | 57.2425 | 74.3848
2033-08-30 08:00 | 61.4345 | 74.0074
2033-08-30 09:00 | 63.6634 | 77.4237
2033-08-30 10:00 | 65.6379 | 77.4859
2033-08-30 11:00 | 66.6554 | 77.2524
2033-08-30 12:00 | 67.9939 | 78.625
2033-08-30 13:00 | 69.6507 | 78.8965
2033-08-30 14:00 | 69.8236 | 74.4599
2033-08-30 15:00 | 70.8801 | 80.4786
2033-08-30 16:00 | 72.7881 | 84.74
2033-08-30 17:00 | 74.6248 | 87.8592
2033-08-30 18:00 | 74.3918 | 89.7945
2033-08-30 19:00 | 69.4381 | 86.6007
2033-08-30 20:00 | 65.2566 | 82.773
2033-08-30 21:00 | 60.4486 | 76.123
2033-08-30 22:00 | 55.3932 | 73.4543
2033-08-30 23:00 | 50.2796 | 71.2791
2033-08-31 | 47.0998 | 72.9669
2033-08-31 01:00 | 43.4748 | 65.5131
2033-08-31 02:00 | 43.1007 | 62.4045
2033-08-31 03:00 | 42.9831 | 61.3374
2033-08-31 04:00 | 42.5281 | 60.4991
2033-08-31 05:00 | 43.8052 | 62.8603
2033-08-31 06:00 | 48.8331 | 69.2157
2033-08-31 07:00 | 55.3152 | 71.1271
2033-08-31 08:00 | 58.203 | 70.6486
2033-08-31 09:00 | 58.9393 | 72.9318
2033-08-31 10:00 | 59.1211 | 72.6462
2033-08-31 11:00 | 58.9874 | 72.4791
2033-08-31 12:00 | 58.8458 | 72.5649
2033-08-31 13:00 | 59.7275 | 72.8282
2033-08-31 14:00 | 59.8243 | 68.3221
2033-08-31 15:00 | 60.743 | 73.2875
2033-08-31 16:00 | 62.8335 | 76.6574
2033-08-31 17:00 | 64.9945 | 80.4527
2033-08-31 18:00 | 63.6192 | 83.8119
2033-08-31 19:00 | 58.4805 | 80.2333
2033-08-31 20:00 | 54.5617 | 77.5375
2033-08-31 21:00 | 49.9494 | 72.8458
2033-08-31 22:00 | 45.6609 | 70.4306
2033-08-31 23:00 | 41.4884 | 68.9704
2033-09-01 | 39.5404 | 66.5996
2033-09-01 01:00 | 37.2831 | 61.4105
2033-09-01 02:00 | 37.5513 | 59.0878
2033-09-01 03:00 | 37.9425 | 58.8332
2033-09-01 04:00 | 37.9934 | 57.8945
2033-09-01 05:00 | 39.4117 | 60.6591
2033-09-01 06:00 | 44.2811 | 69.7905
2033-09-01 07:00 | 50.6153 | 72.4336
2033-09-01 08:00 | 52.6957 | 72.3053
2033-09-01 09:00 | 52.6665 | 74.6785
2033-09-01 10:00 | 52.4685 | 75.424
2033-09-01 11:00 | 51.8769 | 74.0025
2033-09-01 12:00 | 51.9139 | 72.7836
2033-09-01 13:00 | 52.7009 | 73.0876
2033-09-01 14:00 | 52.6552 | 68.0362
2033-09-01 15:00 | 53.8417 | 74.1121
2033-09-01 16:00 | 55.9277 | 78.1396
2033-09-01 17:00 | 58.1633 | 81.3229
2033-09-01 18:00 | 58.4239 | 85.9996
2033-09-01 19:00 | 54.3385 | 83.9041
2033-09-01 20:00 | 51.474 | 80.4882
2033-09-01 21:00 | 47.6938 | 74.0432
2033-09-01 22:00 | 44.0754 | 70.6061
2033-09-01 23:00 | 40.2953 | 67.8178
2033-09-02 | 37.1745 | 66.8837
2033-09-02 01:00 | 36.5468 | 64.9588
2033-09-02 02:00 | 37.0784 | 62.529
2033-09-02 03:00 | 37.6933 | 61.7249
2033-09-02 04:00 | 37.8766 | 60.6094
2033-09-02 05:00 | 39.4739 | 62.7667
2033-09-02 06:00 | 44.5659 | 72.249
2033-09-02 07:00 | 51.088 | 75.6827
2033-09-02 08:00 | 53.4134 | 76.5533
2033-09-02 09:00 | 53.6977 | 81.6216
2033-09-02 10:00 | 54.2346 | 83.0536
2033-09-02 11:00 | 54.4197 | 83.3347
2033-09-02 12:00 | 55.1874 | 84.4091
2033-09-02 13:00 | 56.5916 | 85.7863
2033-09-02 14:00 | 57.312 | 82.6328
2033-09-02 15:00 | 58.4676 | 89.1452
2033-09-02 16:00 | 60.7915 | 94.2296
2033-09-02 17:00 | 63.1438 | 97.6643
2033-09-02 18:00 | 62.7599 | 100.6297
2033-09-02 19:00 | 58.2783 | 98.4544
2033-09-02 20:00 | 54.4932 | 94.1185
2033-09-02 21:00 | 49.5922 | 86.7901
2033-09-02 22:00 | 45.1718 | 81.6656
2033-09-02 23:00 | 40.868 | 78.1482
2033-09-03 | 38.6322 | 76.7215
2033-09-03 01:00 | 36.0597 | 70.5996
2033-09-03 02:00 | 36.2139 | 66.4665
2033-09-03 03:00 | 36.4952 | 65.0229
2033-09-03 04:00 | 36.3275 | 63.2749
2033-09-03 05:00 | 36.9628 | 64.6788
2033-09-03 06:00 | 41.0908 | 70.3278
2033-09-03 07:00 | 46.7374 | 71.4634
2033-09-03 08:00 | 49.7114 | 73.5248
2033-09-03 09:00 | 50.9431 | 79.0436
2033-09-03 10:00 | 51.4419 | 82.6296
2033-09-03 11:00 | 51.2855 | 83.71
2033-09-03 12:00 | 51.7365 | 86.2208
2033-09-03 13:00 | 52.1367 | 87.4953
2033-09-03 14:00 | 52.2405 | 84.7134
2033-09-03 15:00 | 53.1076 | 92.1398
2033-09-03 16:00 | 55.6049 | 94.9441
2033-09-03 17:00 | 57.964 | 97.2545
2033-09-03 18:00 | 58.1808 | 96.9184
2033-09-03 19:00 | 53.6002 | 92.9247
2033-09-03 20:00 | 49.9747 | 88.1574
2033-09-03 21:00 | 45.9458 | 81.2741
2033-09-03 22:00 | 42.718 | 78.0901
2033-09-03 23:00 | 39.6622 | 75.5822
2033-09-04 | 37.6079 | 75.9274
2033-09-04 01:00 | 34.5407 | 70.3842
2033-09-04 02:00 | 34.6493 | 66.4812
2033-09-04 03:00 | 34.7597 | 64.1858
2033-09-04 04:00 | 34.3971 | 61.5832
2033-09-04 05:00 | 34.726 | 61.7149
2033-09-04 06:00 | 37.5525 | 66.8475
2033-09-04 07:00 | 42.824 | 66.3609
2033-09-04 08:00 | 45.2868 | 65.5685
2033-09-04 09:00 | 45.8145 | 68.4888
2033-09-04 10:00 | 45.6907 | 70.955
2033-09-04 11:00 | 45.0869 | 71.6501
2033-09-04 12:00 | 43.9737 | 69.6329
2033-09-04 13:00 | 44.372 | 71.7215
2033-09-04 14:00 | 44.5476 | 68.7511
2033-09-04 15:00 | 46.0317 | 77.3742
2033-09-04 16:00 | 49.3185 | 82.4614
2033-09-04 17:00 | 52.5988 | 86.4967
2033-09-04 18:00 | 52.6183 | 84.7698
2033-09-04 19:00 | 48.3924 | 81.5558
2033-09-04 20:00 | 44.7884 | 77.0555
2033-09-04 21:00 | 40.6246 | 70.4677
2033-09-04 22:00 | 37.5384 | 67.5925
2033-09-04 23:00 | 34.7044 | 65.2637
2033-09-05 | 33.1038 | 64.5563
2033-09-05 01:00 | 31.7116 | 60.5093
2033-09-05 02:00 | 32.3785 | 56.6511
2033-09-05 03:00 | 33.1217 | 55.8775
2033-09-05 04:00 | 33.363 | 54.2135
2033-09-05 05:00 | 33.9538 | 56.1121
2033-09-05 06:00 | 35.6736 | 61.7225
2033-09-05 07:00 | 39.8158 | 59.6177
2033-09-05 08:00 | 41.9375 | 57.8795
2033-09-05 09:00 | 43.4394 | 60.8818
2033-09-05 10:00 | 44.1061 | 61.5249
2033-09-05 11:00 | 45.0582 | 63.7236
2033-09-05 12:00 | 45.579 | 63.6046
2033-09-05 13:00 | 46.9014 | 65.7344
2033-09-05 14:00 | 46.5792 | 64.1939
2033-09-05 15:00 | 46.3184 | 71.904
2033-09-05 16:00 | 50.6939 | 73.2159
2033-09-05 17:00 | 54.0838 | 74.9376
2033-09-05 18:00 | 53.948 | 77.136
2033-09-05 19:00 | 50.4333 | 75.0313
2033-09-05 20:00 | 47.5888 | 70.4741
2033-09-05 21:00 | 43.4519 | 65.229
2033-09-05 22:00 | 40.0578 | 62.8002
2033-09-05 23:00 | 37.0001 | 60.7823
2033-09-06 | 34.3515 | 60.0255
2033-09-06 01:00 | 35.4028 | 58.6851
2033-09-06 02:00 | 36.0227 | 56.2495
2033-09-06 03:00 | 36.6463 | 55.7829
2033-09-06 04:00 | 36.8603 | 54.7564
2033-09-06 05:00 | 38.5598 | 57.2671
2033-09-06 06:00 | 43.0328 | 65.992
2033-09-06 07:00 | 49.4627 | 68.5705
2033-09-06 08:00 | 51.1589 | 68.2132
2033-09-06 09:00 | 50.9441 | 70.051
2033-09-06 10:00 | 51.1765 | 70.2046
2033-09-06 11:00 | 51.2176 | 69.7519
2033-09-06 12:00 | 52.1962 | 68.3074
2033-09-06 13:00 | 53.4131 | 69.9449
2033-09-06 14:00 | 54.2143 | 65.5534
2033-09-06 15:00 | 55.9222 | 72.5042
2033-09-06 16:00 | 58.4433 | 78.2252
2033-09-06 17:00 | 60.6809 | 82.4728
2033-09-06 18:00 | 59.4205 | 86.0214
2033-09-06 19:00 | 55.4254 | 83.4873
2033-09-06 20:00 | 52.6811 | 80.0765
2033-09-06 21:00 | 48.641 | 74.2672
2033-09-06 22:00 | 44.8447 | 70.3814
2033-09-06 23:00 | 41.0619 | 68.4806
2033-09-07 | 37.7334 | 65.5547
2033-09-07 01:00 | 35.6249 | 60.6487
2033-09-07 02:00 | 36.1966 | 58.2108
2033-09-07 03:00 | 36.7282 | 57.6315
2033-09-07 04:00 | 36.8915 | 56.481
2033-09-07 05:00 | 38.4901 | 58.7152
2033-09-07 06:00 | 42.6959 | 65.2329
2033-09-07 07:00 | 49.2243 | 67.7999
2033-09-07 08:00 | 50.4661 | 66.6897
2033-09-07 09:00 | 49.8214 | 68.1791
2033-09-07 10:00 | 49.2515 | 67.8416
2033-09-07 11:00 | 48.5562 | 67.8032
2033-09-07 12:00 | 48.1669 | 62.6482
2033-09-07 13:00 | 49.0435 | 63.4327
2033-09-07 14:00 | 49.4685 | 59.1322
2033-09-07 15:00 | 50.9968 | 65.4958
2033-09-07 16:00 | 53.639 | 70.614
2033-09-07 17:00 | 56.2075 | 75.0615
2033-09-07 18:00 | 55.1885 | 78.577
2033-09-07 19:00 | 51.1458 | 77.5411
2033-09-07 20:00 | 48.0323 | 74.7316
2033-09-07 21:00 | 43.6732 | 68.8423
2033-09-07 22:00 | 39.9258 | 65.6576
2033-09-07 23:00 | 36.294 | 63.4866
2033-09-08 | 34.4846 | 62.8082
2033-09-08 01:00 | 33.0319 | 57.2209
2033-09-08 02:00 | 33.7368 | 55.1302
2033-09-08 03:00 | 34.4882 | 55.3158
2033-09-08 04:00 | 34.7913 | 54.2721
2033-09-08 05:00 | 36.4624 | 56.6757
2033-09-08 06:00 | 42.0693 | 66.4514
2033-09-08 07:00 | 48.3228 | 68.6963
2033-09-08 08:00 | 49.2001 | 66.5518
2033-09-08 09:00 | 48.3345 | 67.7476
2033-09-08 10:00 | 47.6585 | 65.8019
2033-09-08 11:00 | 46.7025 | 65.1486
2033-09-08 12:00 | 46.5724 | 64.3972
2033-09-08 13:00 | 47.0464 | 64.6003
2033-09-08 14:00 | 46.9841 | 60.2784
2033-09-08 15:00 | 48.04 | 66.4918
2033-09-08 16:00 | 50.2867 | 71.3104
2033-09-08 17:00 | 52.3665 | 74.4949
2033-09-08 18:00 | 52.6457 | 77.137
2033-09-08 19:00 | 49.0586 | 75.5012
2033-09-08 20:00 | 46.5314 | 72.2832
2033-09-08 21:00 | 42.3531 | 66.2443
2033-09-08 22:00 | 38.9349 | 63.6261
2033-09-08 23:00 | 35.6303 | 61.7494
2033-09-09 | 34.2268 | 61.018
2033-09-09 01:00 | 32.5689 | 55.5385
2033-09-09 02:00 | 33.3665 | 53.5225
2033-09-09 03:00 | 34.1768 | 53.4523
2033-09-09 04:00 | 34.4893 | 52.7191
2033-09-09 05:00 | 36.2197 | 54.9986
2033-09-09 06:00 | 41.5546 | 64.8935
2033-09-09 07:00 | 47.9714 | 68.1511
2033-09-09 08:00 | 49.1803 | 67.6138
2033-09-09 09:00 | 48.5942 | 70.1744
2033-09-09 10:00 | 48.1186 | 69.6361
2033-09-09 11:00 | 46.9581 | 66.9819
2033-09-09 12:00 | 46.6065 | 62.4857
2033-09-09 13:00 | 46.8791 | 62.6478
2033-09-09 14:00 | 46.7303 | 57.4615
2033-09-09 15:00 | 47.2187 | 63.1792
2033-09-09 16:00 | 48.8963 | 67.6903
2033-09-09 17:00 | 50.6511 | 71.386
2033-09-09 18:00 | 50.6991 | 75.1254
2033-09-09 19:00 | 47.1227 | 74.0019
2033-09-09 20:00 | 44.4155 | 70.4177
2033-09-09 21:00 | 40.3109 | 64.5577
2033-09-09 22:00 | 36.9391 | 61.8199
2033-09-09 23:00 | 33.8159 | 59.9203
2033-09-10 | 32.4082 | 60.1963
2033-09-10 01:00 | 30.4079 | 54.6565
2033-09-10 02:00 | 31.1622 | 52.2636
2033-09-10 03:00 | 31.8854 | 52.0747
2033-09-10 04:00 | 32.062 | 51.0666
2033-09-10 05:00 | 32.9414 | 52.6905
2033-09-10 06:00 | 36.1418 | 58.5664
2033-09-10 07:00 | 41.4014 | 58.4642
2033-09-10 08:00 | 43.1985 | 57.3792
2033-09-10 09:00 | 43.1002 | 60.9159
2033-09-10 10:00 | 42.3644 | 61.1873
2033-09-10 11:00 | 41.0473 | 60.7256
2033-09-10 12:00 | 41.3605 | 63.7979
2033-09-10 13:00 | 41.0426 | 63.8917
2033-09-10 14:00 | 40.4267 | 58.5329
2033-09-10 15:00 | 41.0468 | 65.4008
2033-09-10 16:00 | 43.5153 | 67.6033
2033-09-10 17:00 | 46.2858 | 69.192
2033-09-10 18:00 | 46.7304 | 72.4174
2033-09-10 19:00 | 43.1924 | 68.9736
2033-09-10 20:00 | 40.3227 | 65.403
2033-09-10 21:00 | 36.708 | 60.8544
2033-09-10 22:00 | 34.2884 | 59.6421
2033-09-10 23:00 | 32.2104 | 59.2385
2033-09-11 | 31.0786 | 59.5665
2033-09-11 01:00 | 29.6842 | 53.0193
2033-09-11 02:00 | 30.4138 | 51.2389
2033-09-11 03:00 | 31.1314 | 50.465
2033-09-11 04:00 | 31.2679 | 49.0511
2033-09-11 05:00 | 32.0316 | 50.6657
2033-09-11 06:00 | 34.9889 | 57.3386
2033-09-11 07:00 | 39.7445 | 56.6464
2033-09-11 08:00 | 41.3169 | 55.0077
2033-09-11 09:00 | 41.2877 | 54.2053
2033-09-11 10:00 | 40.717 | 53.5018
2033-09-11 11:00 | 39.8881 | 52.9841
2033-09-11 12:00 | 40.1294 | 52.2607
2033-09-11 13:00 | 40.0859 | 51.7721
2033-09-11 14:00 | 39.8063 | 49.799
2033-09-11 15:00 | 40.7892 | 56.805
2033-09-11 16:00 | 43.8102 | 61.8073
2033-09-11 17:00 | 46.9493 | 66.3946
2033-09-11 18:00 | 47.4115 | 70.4583
2033-09-11 19:00 | 43.7822 | 68.3506
2033-09-11 20:00 | 40.9591 | 64.284
2033-09-11 21:00 | 37.1576 | 59.8529
2033-09-11 22:00 | 34.567 | 58.689
2033-09-11 23:00 | 32.38 | 57.7412
2033-09-12 | 31.5552 | 57.4407
2033-09-12 01:00 | 30.6102 | 53.1073
2033-09-12 02:00 | 31.5972 | 51.6341
2033-09-12 03:00 | 32.5737 | 52.2944
2033-09-12 04:00 | 33.0547 | 51.7329
2033-09-12 05:00 | 34.8778 | 54.7445
2033-09-12 06:00 | 40.5867 | 63.5014
2033-09-12 07:00 | 47.1066 | 66.8572
2033-09-12 08:00 | 47.6625 | 64.8716
2033-09-12 09:00 | 46.5988 | 65.9193
2033-09-12 10:00 | 45.8679 | 63.7659
2033-09-12 11:00 | 45.0146 | 62.6662
2033-09-12 12:00 | 44.465 | 64.0039
2033-09-12 13:00 | 45.1153 | 64.8244
2033-09-12 14:00 | 45.1672 | 59.1967
2033-09-12 15:00 | 46.5733 | 64.3442
2033-09-12 16:00 | 49.1043 | 69.1197
2033-09-12 17:00 | 51.2039 | 73.2914
2033-09-12 18:00 | 51.5528 | 74.0814
2033-09-12 19:00 | 48.1969 | 72.9581
2033-09-12 20:00 | 45.6495 | 69.1855
2033-09-12 21:00 | 41.336 | 63.7465
2033-09-12 22:00 | 37.8853 | 61.1363
2033-09-12 23:00 | 34.7058 | 59.2912
2033-09-13 | 33.3545 | 59.0304
2033-09-13 01:00 | 31.6167 | 54.0631
2033-09-13 02:00 | 32.5328 | 52.4061
2033-09-13 03:00 | 33.4844 | 52.6424
2033-09-13 04:00 | 33.9472 | 52.1776
2033-09-13 05:00 | 35.8251 | 54.9926
2033-09-13 06:00 | 40.8467 | 64.4786
2033-09-13 07:00 | 47.7061 | 67.4818
2033-09-13 08:00 | 48.4242 | 65.9301
2033-09-13 09:00 | 47.0307 | 65.6212
2033-09-13 10:00 | 46.0845 | 64.1721
2033-09-13 11:00 | 44.971 | 62.8758
2033-09-13 12:00 | 44.7224 | 64.3546
2033-09-13 13:00 | 45.0042 | 63.5969
2033-09-13 14:00 | 44.972 | 58.4149
2033-09-13 15:00 | 45.9662 | 63.7974
2033-09-13 16:00 | 48.1953 | 68.6921
2033-09-13 17:00 | 50.2223 | 72.4589
2033-09-13 18:00 | 50.462 | 75.1626
2033-09-13 19:00 | 47.0764 | 74.2491
2033-09-13 20:00 | 44.579 | 70.6507
2033-09-13 21:00 | 40.3805 | 65.2244
2033-09-13 22:00 | 37.0188 | 62.3056
2033-09-13 23:00 | 34.0284 | 60.2455
2033-09-14 | 32.6374 | 60.9146
2033-09-14 01:00 | 31.9607 | 55.5582
2033-09-14 02:00 | 32.9983 | 53.3594
2033-09-14 03:00 | 34.015 | 53.3476
2033-09-14 04:00 | 34.5362 | 52.5634
2033-09-14 05:00 | 36.4645 | 55.233
2033-09-14 06:00 | 41.079 | 66.0156
2033-09-14 07:00 | 48.7845 | 69.9099
2033-09-14 08:00 | 49.9267 | 69.2277
2033-09-14 09:00 | 48.6689 | 71.0979
2033-09-14 10:00 | 47.1566 | 69.2956
2033-09-14 11:00 | 45.424 | 67.0969
2033-09-14 12:00 | 44.1132 | 60.526
2033-09-14 13:00 | 44.5427 | 60.0446
2033-09-14 14:00 | 44.3746 | 54.8379
2033-09-14 15:00 | 45.2388 | 60.4693
2033-09-14 16:00 | 47.2726 | 65.2846
2033-09-14 17:00 | 49.3907 | 70.9629
2033-09-14 18:00 | 49.593 | 75.8455
2033-09-14 19:00 | 46.2912 | 74.9899
2033-09-14 20:00 | 43.7981 | 71.6857
2033-09-14 21:00 | 39.7993 | 66.372
2033-09-14 22:00 | 36.5 | 63.21
2033-09-14 23:00 | 33.5985 | 60.8543
2033-09-15 | 32.1824 | 61.7077
2033-09-15 01:00 | 31.5833 | 58.113
2033-09-15 02:00 | 32.5544 | 56.0648
2033-09-15 03:00 | 33.5225 | 56.1313
2033-09-15 04:00 | 34.0156 | 55.1751
2033-09-15 05:00 | 35.9701 | 57.9935
2033-09-15 06:00 | 41.4865 | 66.2277
2033-09-15 07:00 | 48.4549 | 69.8432
2033-09-15 08:00 | 49.5235 | 68.1217
2033-09-15 09:00 | 48.7542 | 69.4916
2033-09-15 10:00 | 47.815 | 68.1607
2033-09-15 11:00 | 46.4385 | 67.8967
2033-09-15 12:00 | 44.3989 | 67.969
2033-09-15 13:00 | 44.876 | 67.8954
2033-09-15 14:00 | 44.7759 | 63.6338
2033-09-15 15:00 | 45.9431 | 70.5467
2033-09-15 16:00 | 48.1965 | 75.9574
2033-09-15 17:00 | 50.1896 | 80.7681
2033-09-15 18:00 | 50.1951 | 83.2175
2033-09-15 19:00 | 47.1452 | 81.8299
2033-09-15 20:00 | 44.755 | 77.9692
2033-09-15 21:00 | 40.7261 | 71.6176
2033-09-15 22:00 | 37.4633 | 68.0999
2033-09-15 23:00 | 34.4796 | 65.6852
2033-09-16 | 33.2194 | 66.2087
2033-09-16 01:00 | 33.6806 | 61.1236
2033-09-16 02:00 | 34.6 | 58.4239
2033-09-16 03:00 | 35.5869 | 57.991
2033-09-16 04:00 | 36.1302 | 56.6873
2033-09-16 05:00 | 38.0431 | 58.5596
2033-09-16 06:00 | 43.3135 | 69.4353
2033-09-16 07:00 | 50.5545 | 72.7963
2033-09-16 08:00 | 52.1396 | 71.171
2033-09-16 09:00 | 51.9056 | 73.3646
2033-09-16 10:00 | 52.1798 | 72.1827
2033-09-16 11:00 | 52.0796 | 70.6436
2033-09-16 12:00 | 52.1997 | 69.1783
2033-09-16 13:00 | 53.5064 | 68.8169
2033-09-16 14:00 | 54.005 | 64.0591
2033-09-16 15:00 | 55.2129 | 70.225
2033-09-16 16:00 | 57.5231 | 74.7688
2033-09-16 17:00 | 59.5431 | 78.8893
2033-09-16 18:00 | 58.4122 | 82.9455
2033-09-16 19:00 | 55.2847 | 81.2185
2033-09-16 20:00 | 52.0956 | 76.4348
2033-09-16 21:00 | 47.6476 | 69.8046
2033-09-16 22:00 | 43.6331 | 66.2777
2033-09-16 23:00 | 39.7843 | 63.971
2033-09-17 | 37.359 | 62.1049
2033-09-17 01:00 | 37.1743 | 57.1505
2033-09-17 02:00 | 37.3042 | 54.5347
2033-09-17 03:00 | 37.5147 | 54.1091
2033-09-17 04:00 | 37.5002 | 52.7311
2033-09-17 05:00 | 38.2975 | 54.2847
2033-09-17 06:00 | 41.9473 | 61.3429
2033-09-17 07:00 | 47.6503 | 62.6148
2033-09-17 08:00 | 50.1745 | 62.653
2033-09-17 09:00 | 51.5439 | 66.7553
2033-09-17 10:00 | 52.5487 | 67.8948
2033-09-17 11:00 | 53.2138 | 67.7613
2033-09-17 12:00 | 54.2684 | 67.3065
2033-09-17 13:00 | 55.35 | 68.5329
2033-09-17 14:00 | 56.1292 | 65.0585
2033-09-17 15:00 | 57.4679 | 72.3578
2033-09-17 16:00 | 60.5139 | 77.2085
2033-09-17 17:00 | 62.9118 | 81.0601
2033-09-17 18:00 | 62.0183 | 82.1612
2033-09-17 19:00 | 57.5293 | 79.0595
2033-09-17 20:00 | 53.2013 | 73.7652
2033-09-17 21:00 | 48.0684 | 68.0934
2033-09-17 22:00 | 44.0202 | 65.858
2033-09-17 23:00 | 40.4931 | 64.4174
2033-09-18 | 38.9263 | 64.0872
2033-09-18 01:00 | 36.0931 | 58.4564
2033-09-18 02:00 | 35.966 | 55.387
2033-09-18 03:00 | 36.0197 | 54.3367
2033-09-18 04:00 | 35.5925 | 52.8343
2033-09-18 05:00 | 36.0226 | 53.9341
2033-09-18 06:00 | 38.0571 | 62.2058
2033-09-18 07:00 | 43.281 | 61.4425
2033-09-18 08:00 | 45.377 | 59.0094
2033-09-18 09:00 | 45.2806 | 61.4254
2033-09-18 10:00 | 44.6375 | 61.4436
2033-09-18 11:00 | 43.5896 | 61.5526
2033-09-18 12:00 | 43.2113 | 62.3322
2033-09-18 13:00 | 42.5168 | 63.3815
2033-09-18 14:00 | 41.8144 | 60.1512
2033-09-18 15:00 | 42.5752 | 68.8613
2033-09-18 16:00 | 45.1986 | 73.1533
2033-09-18 17:00 | 47.6936 | 77.2613
2033-09-18 18:00 | 48.2624 | 78.5575
2033-09-18 19:00 | 45.1544 | 76.2611
2033-09-18 20:00 | 41.58 | 70.5873
2033-09-18 21:00 | 37.4477 | 63.9238
2033-09-18 22:00 | 34.5494 | 61.7298
2033-09-18 23:00 | 32.0023 | 59.7025
2033-09-19 | 30.8081 | 60.8865
2033-09-19 01:00 | 31.2798 | 56.5265
2033-09-19 02:00 | 32.2423 | 54.2444
2033-09-19 03:00 | 33.2684 | 54.1321
2033-09-19 04:00 | 33.8732 | 53.0578
2033-09-19 05:00 | 35.7387 | 55.5086
2033-09-19 06:00 | 41.1036 | 65.6543
2033-09-19 07:00 | 48.2004 | 69.4987
2033-09-19 08:00 | 49.4946 | 69.0319
2033-09-19 09:00 | 48.0433 | 71.6271
2033-09-19 10:00 | 46.886 | 70.8175
2033-09-19 11:00 | 45.4084 | 68.7566
2033-09-19 12:00 | 43.9268 | 65.3093
2033-09-19 13:00 | 44.3452 | 65.265
2033-09-19 14:00 | 43.9224 | 59.5785
2033-09-19 15:00 | 44.9478 | 65.4741
2033-09-19 16:00 | 47.4006 | 70.6305
2033-09-19 17:00 | 50.1256 | 75.7338
2033-09-19 18:00 | 52.1574 | 79.5692
2033-09-19 19:00 | 48.9181 | 77.8012
2033-09-19 20:00 | 45.6781 | 72.9357
2033-09-19 21:00 | 41.233 | 66.4527
2033-09-19 22:00 | 37.6348 | 63.208
2033-09-19 23:00 | 34.4275 | 61.0211
2033-09-20 | 32.9676 | 60.9317
2033-09-20 01:00 | 32.0674 | 55.9722
2033-09-20 02:00 | 33.0422 | 53.749
2033-09-20 03:00 | 33.9853 | 53.4736
2033-09-20 04:00 | 34.4671 | 52.6264
2033-09-20 05:00 | 36.4588 | 55.1397
2033-09-20 06:00 | 41.6375 | 66.3216
2033-09-20 07:00 | 48.6306 | 70.4772
2033-09-20 08:00 | 49.9113 | 70.1908
2033-09-20 09:00 | 48.9541 | 73.2876
2033-09-20 10:00 | 47.9922 | 72.7956
2033-09-20 11:00 | 46.5703 | 71.1227
2033-09-20 12:00 | 45.5398 | 70.9963
2033-09-20 13:00 | 46.0478 | 71.0728
2033-09-20 14:00 | 46.0787 | 65.2929
2033-09-20 15:00 | 47.1151 | 71.8355
2033-09-20 16:00 | 49.3641 | 76.9631
2033-09-20 17:00 | 51.5174 | 80.5036
2033-09-20 18:00 | 51.8499 | 84.3198
2033-09-20 19:00 | 48.7639 | 82.5293
2033-09-20 20:00 | 45.8507 | 77.5545
2033-09-20 21:00 | 41.5286 | 70.6931
2033-09-20 22:00 | 37.9803 | 67.1828
2033-09-20 23:00 | 34.8457 | 64.9862
2033-09-21 | 33.1753 | 65.8653
2033-09-21 01:00 | 31.6868 | 64.5001
2033-09-21 02:00 | 32.6381 | 62.3492
2033-09-21 03:00 | 33.6 | 61.8669
2033-09-21 04:00 | 34.1092 | 61.045
2033-09-21 05:00 | 36.0323 | 63.3191
2033-09-21 06:00 | 41.046 | 72.8602
2033-09-21 07:00 | 47.6099 | 76.7514
2033-09-21 08:00 | 48.0041 | 76.474
2033-09-21 09:00 | 46.5796 | 79.9611
2033-09-21 10:00 | 45.4462 | 80.4492
2033-09-21 11:00 | 44.2545 | 81.6098
2033-09-21 12:00 | 43.7882 | 85.0836
2033-09-21 13:00 | 44.146 | 87.0925
2033-09-21 14:00 | 43.9979 | 84.6764
2033-09-21 15:00 | 44.9178 | 91.619
2033-09-21 16:00 | 47.1588 | 97.3111
2033-09-21 17:00 | 49.214 | 100.5883
2033-09-21 18:00 | 49.4448 | 100.5659
2033-09-21 19:00 | 46.6379 | 98.2683
2033-09-21 20:00 | 44.0707 | 93.6013
2033-09-21 21:00 | 39.894 | 86.7056
2033-09-21 22:00 | 36.6113 | 81.6173
2033-09-21 23:00 | 33.7095 | 78.5462
2033-09-22 | 32.449 | 76.6178
2033-09-22 01:00 | 31.6861 | 70.7238
2033-09-22 02:00 | 32.6349 | 66.7149
2033-09-22 03:00 | 33.6283 | 65.7378
2033-09-22 04:00 | 34.2208 | 64.4271
2033-09-22 05:00 | 36.2051 | 66.5406
2033-09-22 06:00 | 41.1683 | 73.8289
2033-09-22 07:00 | 48.0029 | 76.8823
2033-09-22 08:00 | 48.0191 | 75.2939
2033-09-22 09:00 | 45.462 | 76.6676
2033-09-22 10:00 | 43.3074 | 75.8925
2033-09-22 11:00 | 41.3878 | 75.715
2033-09-22 12:00 | 40.7291 | 75.6861
2033-09-22 13:00 | 40.7541 | 76.2238
2033-09-22 14:00 | 40.5526 | 72.3655
2033-09-22 15:00 | 41.1316 | 78.64
2033-09-22 16:00 | 43.5104 | 83.594
2033-09-22 17:00 | 45.9954 | 87.3077
2033-09-22 18:00 | 48.232 | 87.2245
2033-09-22 19:00 | 45.9982 | 84.6458
2033-09-22 20:00 | 43.792 | 79.8846
2033-09-22 21:00 | 39.7945 | 73.4803
2033-09-22 22:00 | 36.6325 | 69.6191
2033-09-22 23:00 | 33.8267 | 67.5829
2033-09-23 | 32.4137 | 63.7891
2033-09-23 01:00 | 32.0726 | 59.3401
2033-09-23 02:00 | 33.027 | 56.7072
2033-09-23 03:00 | 34.0072 | 56.2527
2033-09-23 04:00 | 34.6447 | 54.8859
2033-09-23 05:00 | 36.638 | 57.53
2033-09-23 06:00 | 41.3552 | 65.6549
2033-09-23 07:00 | 48.2365 | 69.6942
2033-09-23 08:00 | 48.5735 | 68.6738
2033-09-23 09:00 | 47.0968 | 69.9024
2033-09-23 10:00 | 45.8553 | 68.8334
2033-09-23 11:00 | 44.5824 | 69.6085
2033-09-23 12:00 | 44.2176 | 72.1944
2033-09-23 13:00 | 44.6466 | 71.887
2033-09-23 14:00 | 44.2159 | 67.2314
2033-09-23 15:00 | 44.6873 | 73.0744
2033-09-23 16:00 | 46.5104 | 76.2121
2033-09-23 17:00 | 48.4478 | 77.7832
2033-09-23 18:00 | 48.8351 | 77.8058
2033-09-23 19:00 | 45.7799 | 76.438
2033-09-23 20:00 | 42.7927 | 71.2155
2033-09-23 21:00 | 38.5875 | 65.1892
2033-09-23 22:00 | 35.3137 | 62.1205
2033-09-23 23:00 | 32.4946 | 59.8662
2033-09-24 | 31.3052 | 58.6053
2033-09-24 01:00 | 30.8189 | 54.0547
2033-09-24 02:00 | 31.6677 | 51.5632
2033-09-24 03:00 | 32.4928 | 51.3043
2033-09-24 04:00 | 32.8748 | 49.8723
2033-09-24 05:00 | 33.981 | 52.2624
2033-09-24 06:00 | 36.7026 | 60.3421
2033-09-24 07:00 | 42.2175 | 60.3774
2033-09-24 08:00 | 43.6717 | 58.3494
2033-09-24 09:00 | 43.3598 | 61.8919
2033-09-24 10:00 | 42.5695 | 59.0427
2033-09-24 11:00 | 41.2441 | 59.8645
2033-09-24 12:00 | 40.5734 | 56.9131
2033-09-24 13:00 | 39.9638 | 57.7079
2033-09-24 14:00 | 39.2 | 53.4359
2033-09-24 15:00 | 39.7055 | 60.2544
2033-09-24 16:00 | 42.2687 | 64.6362
2033-09-24 17:00 | 44.8458 | 69.5403
2033-09-24 18:00 | 45.1175 | 71.8192
2033-09-24 19:00 | 42.3007 | 70.4447
2033-09-24 20:00 | 39.1861 | 65.6323
2033-09-24 21:00 | 35.3952 | 60.4487
2033-09-24 22:00 | 33.0471 | 58.2296
2033-09-24 23:00 | 31.1733 | 56.6337
2033-09-25 | 30.1361 | 57.8258
2033-09-25 01:00 | 29.7712 | 52.9526
2033-09-25 02:00 | 30.603 | 50.6449
2033-09-25 03:00 | 31.4121 | 50.1174
2033-09-25 04:00 | 31.7916 | 48.9495
2033-09-25 05:00 | 32.8212 | 50.4355
2033-09-25 06:00 | 35.4628 | 56.222
2033-09-25 07:00 | 40.5776 | 55.7186
2033-09-25 08:00 | 41.2039 | 53.4561
2033-09-25 09:00 | 40.3462 | 55.3665
2033-09-25 10:00 | 39.2437 | 53.4252
2033-09-25 11:00 | 37.9716 | 52.7754
2033-09-25 12:00 | 38.0212 | 56.1091
2033-09-25 13:00 | 38.3346 | 55.6405
2033-09-25 14:00 | 37.8492 | 52.1774
2033-09-25 15:00 | 38.9183 | 59.5313
2033-09-25 16:00 | 42.2953 | 63.9552
2033-09-25 17:00 | 45.6367 | 69.1862
2033-09-25 18:00 | 46.6709 | 72.0039
2033-09-25 19:00 | 43.846 | 70.46
2033-09-25 20:00 | 40.8592 | 65.5696
2033-09-25 21:00 | 36.8688 | 60.397
2033-09-25 22:00 | 34.1725 | 58.4485
2033-09-25 23:00 | 31.9796 | 57.2737
2033-09-26 | 30.7671 | 56.921
2033-09-26 01:00 | 30.6715 | 53.7498
2033-09-26 02:00 | 31.7272 | 51.9513
2033-09-26 03:00 | 32.7384 | 51.8895
2033-09-26 04:00 | 33.3706 | 51.0706
2033-09-26 05:00 | 35.3234 | 53.9505
2033-09-26 06:00 | 40.2896 | 64.1249
2033-09-26 07:00 | 47.3593 | 67.7449
2033-09-26 08:00 | 47.8197 | 65.5712
2033-09-26 09:00 | 46.5204 | 66.7808
2033-09-26 10:00 | 45.4269 | 64.3686
2033-09-26 11:00 | 44.2206 | 63.2985
2033-09-26 12:00 | 42.5728 | 61.7833
2033-09-26 13:00 | 43.2285 | 62.3347
2033-09-26 14:00 | 43.1581 | 57.3092
2033-09-26 15:00 | 44.4128 | 63.8615
2033-09-26 16:00 | 46.9582 | 69.2244
2033-09-26 17:00 | 49.0075 | 73.9613
2033-09-26 18:00 | 49.3653 | 76.74
2033-09-26 19:00 | 46.6872 | 76.0792
2033-09-26 20:00 | 43.9322 | 71.8465
2033-09-26 21:00 | 39.4594 | 65.9512
2033-09-26 22:00 | 36.1548 | 62.5969
2033-09-26 23:00 | 33.2766 | 60.8687
2033-09-27 | 32.3008 | 60.7096
2033-09-27 01:00 | 31.2828 | 56.6553
2033-09-27 02:00 | 32.2209 | 54.6216
2033-09-27 03:00 | 33.1924 | 54.491
2033-09-27 04:00 | 33.866 | 53.5646
2033-09-27 05:00 | 35.8867 | 56.2772
2033-09-27 06:00 | 40.7619 | 67.0231
2033-09-27 07:00 | 47.9019 | 71.0881
2033-09-27 08:00 | 48.1693 | 70.4801
2033-09-27 09:00 | 46.2159 | 72.6127
2033-09-27 10:00 | 44.7409 | 71.3552
2033-09-27 11:00 | 43.0042 | 69.8351
2033-09-27 12:00 | 43.0441 | 70.8192
2033-09-27 13:00 | 43.466 | 70.5894
2033-09-27 14:00 | 43.283 | 65.5503
2033-09-27 15:00 | 44.108 | 71.8437
2033-09-27 16:00 | 46.3597 | 76.2661
2033-09-27 17:00 | 48.4231 | 78.9463
2033-09-27 18:00 | 48.7712 | 83.0334
2033-09-27 19:00 | 46.2499 | 81.1754
2033-09-27 20:00 | 43.5326 | 77.0374
2033-09-27 21:00 | 39.2896 | 71.5574
2033-09-27 22:00 | 36.0351 | 67.9775
2033-09-27 23:00 | 33.2128 | 66.4284
2033-09-28 | 31.891 | 64.3703
2033-09-28 01:00 | 31.6881 | 60.0737
2033-09-28 02:00 | 32.6573 | 57.4181
2033-09-28 03:00 | 33.6048 | 57.0906
2033-09-28 04:00 | 34.2502 | 56.2237
2033-09-28 05:00 | 36.2481 | 58.8027
2033-09-28 06:00 | 41.2249 | 66.5567
2033-09-28 07:00 | 48.2716 | 69.9506
2033-09-28 08:00 | 48.4463 | 68.4023
2033-09-28 09:00 | 46.6325 | 69.2732
2033-09-28 10:00 | 45.034 | 67.4388
2033-09-28 11:00 | 43.3106 | 66.2496
2033-09-28 12:00 | 43.5089 | 68.0667
2033-09-28 13:00 | 44.0554 | 68.2397
2033-09-28 14:00 | 43.8237 | 62.7173
2033-09-28 15:00 | 44.6477 | 68.1252
2033-09-28 16:00 | 46.7776 | 71.4706
2033-09-28 17:00 | 48.8234 | 74.4409
2033-09-28 18:00 | 49.4662 | 78.5034
2033-09-28 19:00 | 47.1301 | 76.7737
2033-09-28 20:00 | 44.3141 | 72.7027
2033-09-28 21:00 | 40.1531 | 67.3635
2033-09-28 22:00 | 36.8811 | 64.1521
2033-09-28 23:00 | 33.9017 | 62.654
2033-09-29 | 32.1868 | 60.3135
2033-09-29 01:00 | 32.045 | 57.9922
2033-09-29 02:00 | 33.0068 | 55.8638
2033-09-29 03:00 | 33.9181 | 55.7458
2033-09-29 04:00 | 34.52 | 54.8849
2033-09-29 05:00 | 36.4816 | 57.5604
2033-09-29 06:00 | 41.2857 | 68.8903
2033-09-29 07:00 | 48.0179 | 72.3927
2033-09-29 08:00 | 48.2512 | 70.6187
2033-09-29 09:00 | 46.9114 | 72.1941
2033-09-29 10:00 | 45.8689 | 70.936
2033-09-29 11:00 | 44.6718 | 69.4956
2033-09-29 12:00 | 43.764 | 72.4512
2033-09-29 13:00 | 44.2781 | 72.7339
2033-09-29 14:00 | 44.2029 | 67.3059
2033-09-29 15:00 | 45.2679 | 73.5199
2033-09-29 16:00 | 47.5446 | 77.0503
2033-09-29 17:00 | 49.2587 | 78.8183
2033-09-29 18:00 | 49.6195 | 83.375
2033-09-29 19:00 | 47.2973 | 82.4705
2033-09-29 20:00 | 44.5301 | 77.264
2033-09-29 21:00 | 40.206 | 70.5537
2033-09-29 22:00 | 37.0073 | 66.9201
2033-09-29 23:00 | 34.073 | 64.4914
2033-09-30 | 32.7505 | 64.088
2033-09-30 01:00 | 31.7654 | 57.4013
2033-09-30 02:00 | 32.6032 | 54.684
2033-09-30 03:00 | 33.4771 | 54.0768
2033-09-30 04:00 | 34.0837 | 53.0692
2033-09-30 05:00 | 36.013 | 55.4094
2033-09-30 06:00 | 40.9382 | 65.0467
2033-09-30 07:00 | 47.6182 | 68.8224
2033-09-30 08:00 | 47.8791 | 67.8763
2033-09-30 09:00 | 46.4235 | 70.0237
2033-09-30 10:00 | 45.3597 | 68.7915
2033-09-30 11:00 | 43.7763 | 67.4983
2033-09-30 12:00 | 43.6665 | 64.5813
2033-09-30 13:00 | 43.9814 | 64.2698
2033-09-30 14:00 | 43.7484 | 58.7842
2033-09-30 15:00 | 44.1878 | 64.8163
2033-09-30 16:00 | 45.9079 | 69.0317
2033-09-30 17:00 | 47.3879 | 72.7633
2033-09-30 18:00 | 47.7573 | 77.5586
2033-09-30 19:00 | 45.5487 | 76.5917
2033-09-30 20:00 | 42.5722 | 71.5624
2033-09-30 21:00 | 38.3353 | 65.2174
2033-09-30 22:00 | 35.1859 | 61.848
2033-09-30 23:00 | 32.3917 | 60.3641
2033-10-01 | 30.8511 | 59.1375
2033-10-01 01:00 | 30.3796 | 55.5571
2033-10-01 02:00 | 31.22 | 53.3413
2033-10-01 03:00 | 31.9916 | 52.9571
2033-10-01 04:00 | 32.4647 | 52.0338
2033-10-01 05:00 | 33.5105 | 54.6572
2033-10-01 06:00 | 36.0958 | 58.8372
2033-10-01 07:00 | 41.7514 | 60.1744
2033-10-01 08:00 | 43.176 | 59.398
2033-10-01 09:00 | 42.8289 | 62.908
2033-10-01 10:00 | 42.0262 | 62.8547
2033-10-01 11:00 | 40.9138 | 62.4875
2033-10-01 12:00 | 39.7702 | 62.2673
2033-10-01 13:00 | 39.297 | 63.2324
2033-10-01 14:00 | 38.5454 | 59.7543
2033-10-01 15:00 | 38.9899 | 67.8177
2033-10-01 16:00 | 41.4836 | 72.0248
2033-10-01 17:00 | 44.3298 | 77.1363
2033-10-01 18:00 | 45.8646 | 78.1953
2033-10-01 19:00 | 43.629 | 76.7484
2033-10-01 20:00 | 39.874 | 70.8594
2033-10-01 21:00 | 36.0716 | 66.102
2033-10-01 22:00 | 33.6897 | 64.067
2033-10-01 23:00 | 31.7133 | 63.2645
2033-10-02 | 30.7492 | 61.5286
2033-10-02 01:00 | 30.0901 | 58.2343
2033-10-02 02:00 | 30.9705 | 55.1473
2033-10-02 03:00 | 31.7995 | 54.1075
2033-10-02 04:00 | 32.2247 | 53.2267
2033-10-02 05:00 | 33.1754 | 55.4681
2033-10-02 06:00 | 35.318 | 61.1713
2033-10-02 07:00 | 41.0405 | 61.66
2033-10-02 08:00 | 42.8628 | 60.8163
2033-10-02 09:00 | 42.7772 | 63.6852
2033-10-02 10:00 | 42.0706 | 64.5032
2033-10-02 11:00 | 40.951 | 65.2618
2033-10-02 12:00 | 40.2057 | 67.26
2033-10-02 13:00 | 39.9699 | 68.3515
2033-10-02 14:00 | 39.2491 | 66.6774
2033-10-02 15:00 | 39.8693 | 75.4193
2033-10-02 16:00 | 42.7364 | 79.6956
2033-10-02 17:00 | 46.0496 | 85.3968
2033-10-02 18:00 | 46.8045 | 85.9158
2033-10-02 19:00 | 45.0555 | 83.7988
2033-10-02 20:00 | 41.5048 | 77.8545
2033-10-02 21:00 | 37.5801 | 72.3304
2033-10-02 22:00 | 35.0264 | 69.6644
2033-10-02 23:00 | 32.8329 | 68.4193
2033-10-03 | 31.8245 | 66.6737
2033-10-03 01:00 | 31.7192 | 60.4996
2033-10-03 02:00 | 32.9007 | 57.5077
2033-10-03 03:00 | 34.0666 | 56.3268
2033-10-03 04:00 | 34.9679 | 55.1139
2033-10-03 05:00 | 36.9821 | 58.3891
2033-10-03 06:00 | 41.514 | 68.2006
2033-10-03 07:00 | 49.322 | 72.4722
2033-10-03 08:00 | 50.4303 | 72.4209
2033-10-03 09:00 | 48.3765 | 75.5388
2033-10-03 10:00 | 46.659 | 74.9457
2033-10-03 11:00 | 44.537 | 74.1646
2033-10-03 12:00 | 43.2278 | 68.8837
2033-10-03 13:00 | 43.2088 | 69.0465
2033-10-03 14:00 | 42.6047 | 64.6479
2033-10-03 15:00 | 43.2092 | 71.1949
2033-10-03 16:00 | 45.5437 | 74.8794
2033-10-03 17:00 | 48.0265 | 78.5459
2033-10-03 18:00 | 49.945 | 80.2112
2033-10-03 19:00 | 48.0984 | 78.8461
2033-10-03 20:00 | 44.771 | 73.106
2033-10-03 21:00 | 40.7558 | 66.5812
2033-10-03 22:00 | 37.5545 | 63.4547
2033-10-03 23:00 | 34.7276 | 62.1505
2033-10-04 | 33.1166 | 60.7633
2033-10-04 01:00 | 32.4239 | 61.7812
2033-10-04 02:00 | 33.4412 | 59.7331
2033-10-04 03:00 | 34.4961 | 59.2235
2033-10-04 04:00 | 35.2938 | 58.5607
2033-10-04 05:00 | 37.2854 | 61.7955
2033-10-04 06:00 | 41.4623 | 72.8588
2033-10-04 07:00 | 49.2744 | 77.8676
2033-10-04 08:00 | 50.1138 | 78.1372
2033-10-04 09:00 | 48.2958 | 81.5709
2033-10-04 10:00 | 46.6267 | 81.7522
2033-10-04 11:00 | 44.9711 | 81.332
2033-10-04 12:00 | 43.4183 | 84.5287
2033-10-04 13:00 | 43.5229 | 85.5901
2033-10-04 14:00 | 43.3304 | 81.1512
2033-10-04 15:00 | 44.1252 | 88.0959
2033-10-04 16:00 | 46.0892 | 92.4698
2033-10-04 17:00 | 48.041 | 95.0972
2033-10-04 18:00 | 49.0619 | 98.0113
2033-10-04 19:00 | 46.9806 | 97.1146
2033-10-04 20:00 | 43.5696 | 90.7193
2033-10-04 21:00 | 39.5193 | 83.5744
2033-10-04 22:00 | 36.378 | 78.7878
2033-10-04 23:00 | 33.6231 | 75.7326
2033-10-05 | 32.0044 | 74.8652
2033-10-05 01:00 | 31.5593 | 66.4774
2033-10-05 02:00 | 32.5299 | 62.3146
2033-10-05 03:00 | 33.4929 | 60.3718
2033-10-05 04:00 | 34.2896 | 59.2424
2033-10-05 05:00 | 36.1441 | 61.9183
2033-10-05 06:00 | 40.5596 | 71.263
2033-10-05 07:00 | 48.1006 | 74.8694
2033-10-05 08:00 | 48.8788 | 74.895
2033-10-05 09:00 | 47.4993 | 77.9794
2033-10-05 10:00 | 46.2585 | 77.5819
2033-10-05 11:00 | 45.0547 | 77.2469
2033-10-05 12:00 | 43.445 | 72.2024
2033-10-05 13:00 | 43.4801 | 72.2726
2033-10-05 14:00 | 43.2086 | 68.0044
2033-10-05 15:00 | 43.6332 | 74.0797
2033-10-05 16:00 | 45.7782 | 77.3518
2033-10-05 17:00 | 48.1142 | 80.941
2033-10-05 18:00 | 48.7042 | 81.5627
2033-10-05 19:00 | 46.736 | 80.4788
2033-10-05 20:00 | 43.5583 | 74.6785
2033-10-05 21:00 | 39.6971 | 68.0823
2033-10-05 22:00 | 36.6487 | 64.3475
2033-10-05 23:00 | 33.8964 | 62.4074
2033-10-06 | 32.7497 | 62.3944
2033-10-06 01:00 | 31.9529 | 55.5926
2033-10-06 02:00 | 32.9479 | 53.5839
2033-10-06 03:00 | 33.9587 | 53.4873
2033-10-06 04:00 | 34.7687 | 52.4377
2033-10-06 05:00 | 36.7156 | 56.0094
2033-10-06 06:00 | 41.1876 | 65.6241
2033-10-06 07:00 | 48.5709 | 70.4926
2033-10-06 08:00 | 49.1615 | 70.4609
2033-10-06 09:00 | 47.2593 | 72.7571
2033-10-06 10:00 | 45.5887 | 71.9433
2033-10-06 11:00 | 44.1371 | 71.2172
2033-10-06 12:00 | 42.1994 | 66.5342
2033-10-06 13:00 | 42.0904 | 66.1711
2033-10-06 14:00 | 41.7096 | 61.6714
2033-10-06 15:00 | 42.2703 | 68.0524
2033-10-06 16:00 | 44.4339 | 71.7196
2033-10-06 17:00 | 46.8715 | 74.8265
2033-10-06 18:00 | 50.2629 | 75.8576
2033-10-06 19:00 | 47.9538 | 75.1679
2033-10-06 20:00 | 44.5191 | 70.054
2033-10-06 21:00 | 40.5354 | 64.2606
2033-10-06 22:00 | 37.4005 | 61.678
2033-10-06 23:00 | 34.6001 | 59.9544
2033-10-07 | 32.4846 | 58.4783
2033-10-07 01:00 | 32.4546 | 56.1879
2033-10-07 02:00 | 33.4388 | 54.3347
2033-10-07 03:00 | 34.4583 | 54.0396
2033-10-07 04:00 | 35.2904 | 53.4087
2033-10-07 05:00 | 37.1802 | 56.8605
2033-10-07 06:00 | 41.0089 | 64.8692
2033-10-07 07:00 | 48.8362 | 68.7415
2033-10-07 08:00 | 50.173 | 68.4131
2033-10-07 09:00 | 49.2893 | 70.7165
2033-10-07 10:00 | 48.3711 | 69.9414
2033-10-07 11:00 | 46.8511 | 68.5863
2033-10-07 12:00 | 45.8897 | 64.6483
2033-10-07 13:00 | 46.0943 | 65.7437
2033-10-07 14:00 | 45.4406 | 61.3829
2033-10-07 15:00 | 45.5471 | 67.1052
2033-10-07 16:00 | 47.1368 | 70.7423
2033-10-07 17:00 | 48.8837 | 73.5502
2033-10-07 18:00 | 48.383 | 72.8845
2033-10-07 19:00 | 46.1211 | 72.5155
2033-10-07 20:00 | 42.5496 | 67.9187
2033-10-07 21:00 | 38.661 | 62.2063
2033-10-07 22:00 | 35.6629 | 59.2075
2033-10-07 23:00 | 33.0261 | 58.3384
2033-10-08 | 31.7507 | 56.8904
2033-10-08 01:00 | 31.1546 | 55.0144
2033-10-08 02:00 | 32.0214 | 53.1458
2033-10-08 03:00 | 32.9214 | 52.2019
2033-10-08 04:00 | 33.5651 | 50.97
2033-10-08 05:00 | 34.7369 | 53.2805
2033-10-08 06:00 | 37.3875 | 59.3099
2033-10-08 07:00 | 43.8299 | 60.6151
2033-10-08 08:00 | 45.5683 | 61.2249
2033-10-08 09:00 | 45.5755 | 65.4571
2033-10-08 10:00 | 44.8498 | 66.1944
2033-10-08 11:00 | 43.0793 | 64.4123
2033-10-08 12:00 | 42.8845 | 63.0286
2033-10-08 13:00 | 42.5932 | 61.4856
2033-10-08 14:00 | 41.6987 | 57.3744
2033-10-08 15:00 | 42.0693 | 62.6919
2033-10-08 16:00 | 44.5864 | 64.7657
2033-10-08 17:00 | 47.2705 | 68.078
2033-10-08 18:00 | 46.5957 | 67.8429
2033-10-08 19:00 | 44.0504 | 67.0946
2033-10-08 20:00 | 40.3057 | 62.38
2033-10-08 21:00 | 36.4005 | 58.3122
2033-10-08 22:00 | 34.0285 | 57.0915
2033-10-08 23:00 | 32.1161 | 56.9726
2033-10-09 | 30.875 | 57.0348
2033-10-09 01:00 | 30.3125 | 54.3073
2033-10-09 02:00 | 31.1221 | 52.7877
2033-10-09 03:00 | 31.9572 | 52.5152
2033-10-09 04:00 | 32.5115 | 51.6205
2033-10-09 05:00 | 33.4948 | 53.9052
2033-10-09 06:00 | 35.7327 | 60.5535
2033-10-09 07:00 | 41.8196 | 61.0996
2033-10-09 08:00 | 43.4851 | 59.8431
2033-10-09 09:00 | 43.5561 | 62.3893
2033-10-09 10:00 | 42.7146 | 62.5822
2033-10-09 11:00 | 41.3649 | 61.4112
2033-10-09 12:00 | 40.9892 | 61.9119
2033-10-09 13:00 | 40.9753 | 61.7002
2033-10-09 14:00 | 40.2896 | 58.3485
2033-10-09 15:00 | 41.0101 | 65.8089
2033-10-09 16:00 | 43.978 | 69.2212
2033-10-09 17:00 | 47.1092 | 71.7384
2033-10-09 18:00 | 46.7792 | 72.263
2033-10-09 19:00 | 44.213 | 70.6352
2033-10-09 20:00 | 40.5174 | 65.3495
2033-10-09 21:00 | 36.7186 | 60.6417
2033-10-09 22:00 | 34.0889 | 59.1476
2033-10-09 23:00 | 31.949 | 59.0269
2033-10-10 | 30.8 | 58.1561
2033-10-10 01:00 | 29.3352 | 52.4298
2033-10-10 02:00 | 30.0895 | 49.697
2033-10-10 03:00 | 30.9171 | 49.5644
2033-10-10 04:00 | 31.5491 | 48.6514
2033-10-10 05:00 | 32.3319 | 50.4825
2033-10-10 06:00 | 35.2545 | 55.6668
2033-10-10 07:00 | 40.6377 | 56.0881
2033-10-10 08:00 | 42.1903 | 56.5923
2033-10-10 09:00 | 42.3431 | 58.9107
2033-10-10 10:00 | 41.7177 | 61.09
2033-10-10 11:00 | 40.8546 | 61.492
2033-10-10 12:00 | 40.5285 | 60.0997
2033-10-10 13:00 | 40.3751 | 60.5015
2033-10-10 14:00 | 40.587 | 57.5181
2033-10-10 15:00 | 41.5214 | 65.571
2033-10-10 16:00 | 44.7843 | 66.8159
2033-10-10 17:00 | 47.4876 | 68.7322
2033-10-10 18:00 | 47.4805 | 68.496
2033-10-10 19:00 | 45.1925 | 67.9881
2033-10-10 20:00 | 41.7085 | 62.4787
2033-10-10 21:00 | 38.0133 | 57.652
2033-10-10 22:00 | 35.3281 | 55.6583
2033-10-10 23:00 | 32.959 | 55.1082
2033-10-11 | 31.9818 | 56.7779
2033-10-11 01:00 | 32.378 | 54.0671
2033-10-11 02:00 | 33.1274 | 52.2244
2033-10-11 03:00 | 33.9955 | 52.3234
2033-10-11 04:00 | 34.7313 | 51.7179
2033-10-11 05:00 | 36.4943 | 55.4839
2033-10-11 06:00 | 42.2017 | 64.998
2033-10-11 07:00 | 50.1323 | 70.2937
2033-10-11 08:00 | 51.2893 | 70.8039
2033-10-11 09:00 | 50.2137 | 72.6415
2033-10-11 10:00 | 49.2291 | 71.3944
2033-10-11 11:00 | 47.8437 | 70.2927
2033-10-11 12:00 | 48.0942 | 66.4458
2033-10-11 13:00 | 48.2797 | 65.8097
2033-10-11 14:00 | 47.8774 | 61.6908
2033-10-11 15:00 | 48.2852 | 67.097
2033-10-11 16:00 | 50.4438 | 70.6918
2033-10-11 17:00 | 52.4996 | 73.5444
2033-10-11 18:00 | 53.4564 | 73.5149
2033-10-11 19:00 | 50.659 | 72.6872
2033-10-11 20:00 | 46.8713 | 68.0196
2033-10-11 21:00 | 42.3563 | 62.8455
2033-10-11 22:00 | 38.8166 | 60.0575
2033-10-11 23:00 | 35.4823 | 58.8449
2033-10-12 | 34.9958 | 57.9147
2033-10-12 01:00 | 33.609 | 54.2557
2033-10-12 02:00 | 34.2954 | 52.5254
2033-10-12 03:00 | 35.067 | 52.5908
2033-10-12 04:00 | 35.7375 | 52.0151
2033-10-12 05:00 | 37.3803 | 55.428
2033-10-12 06:00 | 41.7779 | 64.8922
2033-10-12 07:00 | 49.6394 | 69.4356
2033-10-12 08:00 | 50.6942 | 68.0961
2033-10-12 09:00 | 49.5821 | 68.4034
2033-10-12 10:00 | 48.3216 | 66.739
2033-10-12 11:00 | 47.2554 | 66.4817
2033-10-12 12:00 | 46.5985 | 62.6625
2033-10-12 13:00 | 46.6985 | 62.3269
2033-10-12 14:00 | 46.2613 | 57.8044
2033-10-12 15:00 | 46.6759 | 63.3806
2033-10-12 16:00 | 48.9138 | 67.1158
2033-10-12 17:00 | 51.1428 | 71.3687
2033-10-12 18:00 | 53.1014 | 75.1865
2033-10-12 19:00 | 50.0904 | 73.8344
2033-10-12 20:00 | 46.1344 | 68.5135
2033-10-12 21:00 | 41.7841 | 63.2529
2033-10-12 22:00 | 38.451 | 60.3252
2033-10-12 23:00 | 35.3784 | 58.5119
2033-10-13 | 33.7248 | 58.046
2033-10-13 01:00 | 33.3268 | 56.4724
2033-10-13 02:00 | 34.3013 | 54.5218
2033-10-13 03:00 | 35.3278 | 54.1508
2033-10-13 04:00 | 36.2377 | 53.5202
2033-10-13 05:00 | 38.0902 | 57.2992
2033-10-13 06:00 | 42.9474 | 66.6824
2033-10-13 07:00 | 50.9002 | 71.5646
2033-10-13 08:00 | 52.4648 | 70.6233
2033-10-13 09:00 | 51.4702 | 72.3263
2033-10-13 10:00 | 50.1819 | 70.4433
2033-10-13 11:00 | 48.5583 | 68.977
2033-10-13 12:00 | 47.8701 | 64.6284
2033-10-13 13:00 | 48.2602 | 64.4756
2033-10-13 14:00 | 47.5481 | 60.3228
2033-10-13 15:00 | 48.2782 | 66.3031
2033-10-13 16:00 | 50.3964 | 70.2486
2033-10-13 17:00 | 52.4654 | 73.8411
2033-10-13 18:00 | 52.5681 | 75.0519
2033-10-13 19:00 | 50.0066 | 74.4847
2033-10-13 20:00 | 46.2217 | 70.2577
2033-10-13 21:00 | 42.1551 | 64.9582
2033-10-13 22:00 | 38.9298 | 61.8649
2033-10-13 23:00 | 35.8758 | 60.4911
2033-10-14 | 34.3764 | 59.9494
2033-10-14 01:00 | 33.4172 | 56.0207
2033-10-14 02:00 | 34.3575 | 54.011
2033-10-14 03:00 | 35.3814 | 53.2702
2033-10-14 04:00 | 36.294 | 52.3777
2033-10-14 05:00 | 38.1506 | 55.7494
2033-10-14 06:00 | 42.8161 | 66.4735
2033-10-14 07:00 | 50.7022 | 71.0163
2033-10-14 08:00 | 52.1853 | 70.1634
2033-10-14 09:00 | 50.7274 | 71.7266
2033-10-14 10:00 | 49.2649 | 69.9762
2033-10-14 11:00 | 47.018 | 68.8005
2033-10-14 12:00 | 45.7321 | 62.6483
2033-10-14 13:00 | 45.6484 | 62.3665
2033-10-14 14:00 | 45.0023 | 59.089
2033-10-14 15:00 | 45.2536 | 65.5097
2033-10-14 16:00 | 47.1745 | 69.2036
2033-10-14 17:00 | 49.2834 | 72.3432
2033-10-14 18:00 | 51.0056 | 73.8172
2033-10-14 19:00 | 47.9942 | 73.3185
2033-10-14 20:00 | 43.9469 | 68.9452
2033-10-14 21:00 | 39.7974 | 63.4158
2033-10-14 22:00 | 36.6785 | 60.3164
2033-10-14 23:00 | 33.8283 | 58.8559
2033-10-15 | 32.2899 | 58.9185
2033-10-15 01:00 | 31.6896 | 55.4363
2033-10-15 02:00 | 32.4959 | 53.1121
2033-10-15 03:00 | 33.3266 | 53.4961
2033-10-15 04:00 | 34.0535 | 52.9821
2033-10-15 05:00 | 35.1992 | 55.4612
2033-10-15 06:00 | 38.3248 | 62.518
2033-10-15 07:00 | 44.4293 | 63.4572
2033-10-15 08:00 | 45.303 | 61.0607
2033-10-15 09:00 | 44.4875 | 62.3769
2033-10-15 10:00 | 43.2428 | 61.5284
2033-10-15 11:00 | 41.5732 | 61.1437
2033-10-15 12:00 | 41.671 | 64.3478
2033-10-15 13:00 | 41.3224 | 65.3903
2033-10-15 14:00 | 40.4704 | 60.6879
2033-10-15 15:00 | 40.941 | 67.502
2033-10-15 16:00 | 43.559 | 70.5682
2033-10-15 17:00 | 46.4852 | 72.527
2033-10-15 18:00 | 47.9697 | 70.0685
2033-10-15 19:00 | 45.199 | 67.6164
2033-10-15 20:00 | 41.1941 | 61.7409
2033-10-15 21:00 | 37.3137 | 55.7387
2033-10-15 22:00 | 34.9302 | 54.9217
2033-10-15 23:00 | 32.9048 | 54.4473
2033-10-16 | 31.4056 | 58.1279
2033-10-16 01:00 | 31.155 | 57.2261
2033-10-16 02:00 | 32.0256 | 54.7815
2033-10-16 03:00 | 32.9299 | 53.5925
2033-10-16 04:00 | 33.6258 | 52.1818
2033-10-16 05:00 | 34.7275 | 53.9022
2033-10-16 06:00 | 37.3097 | 58.7651
2033-10-16 07:00 | 43.3361 | 59.0111
2033-10-16 08:00 | 44.4404 | 57.0646
2033-10-16 09:00 | 44.4308 | 58.326
2033-10-16 10:00 | 43.7089 | 56.4037
2033-10-16 11:00 | 42.547 | 56.8672
2033-10-16 12:00 | 40.13 | 50.4283
2033-10-16 13:00 | 40.0884 | 51.0336
2033-10-16 14:00 | 39.5357 | 49.5055
2033-10-16 15:00 | 40.3016 | 57.469
2033-10-16 16:00 | 43.3898 | 62.6799
2033-10-16 17:00 | 46.9836 | 67.6981
2033-10-16 18:00 | 49.268 | 69.437
2033-10-16 19:00 | 46.6813 | 68.5157
2033-10-16 20:00 | 42.872 | 63.2694
2033-10-16 21:00 | 38.666 | 58.2246
2033-10-16 22:00 | 36.0066 | 56.5998
2033-10-16 23:00 | 33.6998 | 55.4668
2033-10-17 | 32.798 | 55.9768
2033-10-17 01:00 | 32.3528 | 55.4709
2033-10-17 02:00 | 33.4461 | 53.6724
2033-10-17 03:00 | 34.5972 | 53.2278
2033-10-17 04:00 | 35.6123 | 52.6956
2033-10-17 05:00 | 37.48 | 55.5663
2033-10-17 06:00 | 42.1215 | 66.1741
2033-10-17 07:00 | 50.3781 | 70.553
2033-10-17 08:00 | 51.7857 | 67.9515
2033-10-17 09:00 | 50.2612 | 69.2472
2033-10-17 10:00 | 48.397 | 66.9149
2033-10-17 11:00 | 46.2566 | 64.2739
2033-10-17 12:00 | 45.0061 | 66.1016
2033-10-17 13:00 | 45.0193 | 66.5291
2033-10-17 14:00 | 44.4151 | 60.1715
2033-10-17 15:00 | 45.1733 | 66.3445
2033-10-17 16:00 | 47.5955 | 70.0698
2033-10-17 17:00 | 50.0377 | 73.858
2033-10-17 18:00 | 50.897 | 77.6671
2033-10-17 19:00 | 48.2906 | 76.3757
2033-10-17 20:00 | 44.7389 | 71.2211
2033-10-17 21:00 | 40.7034 | 64.738
2033-10-17 22:00 | 37.5287 | 61.8162
2033-10-17 23:00 | 34.675 | 60.1064
2033-10-18 | 33.1781 | 60.374
2033-10-18 01:00 | 32.2783 | 57.1365
2033-10-18 02:00 | 33.1923 | 54.9891
2033-10-18 03:00 | 34.1928 | 54.1507
2033-10-18 04:00 | 35.1357 | 53.3839
2033-10-18 05:00 | 36.9384 | 56.2536
2033-10-18 06:00 | 41.5238 | 67.3465
2033-10-18 07:00 | 49.4227 | 71.3517
2033-10-18 08:00 | 50.3142 | 69.6596
2033-10-18 09:00 | 48.7791 | 70.2022
2033-10-18 10:00 | 47.1027 | 68.8726
2033-10-18 11:00 | 45.4532 | 67.313
2033-10-18 12:00 | 44.3899 | 67.5382
2033-10-18 13:00 | 44.4372 | 67.4327
2033-10-18 14:00 | 44.1421 | 63.8345
2033-10-18 15:00 | 44.7774 | 70.8775
2033-10-18 16:00 | 47.0107 | 75.9053
2033-10-18 17:00 | 49.3358 | 79.635
2033-10-18 18:00 | 50.7553 | 80.2735
2033-10-18 19:00 | 47.5039 | 78.014
2033-10-18 20:00 | 43.7254 | 73.6784
2033-10-18 21:00 | 39.6138 | 68.0447
2033-10-18 22:00 | 36.4767 | 64.9418
2033-10-18 23:00 | 33.6417 | 63.7297
2033-10-19 | 32.7594 | 62.5451
2033-10-19 01:00 | 31.9259 | 55.1709
2033-10-19 02:00 | 32.8415 | 53.1499
2033-10-19 03:00 | 33.8133 | 52.9008
2033-10-19 04:00 | 34.6692 | 51.7573
2033-10-19 05:00 | 36.4398 | 54.8837
2033-10-19 06:00 | 41.1655 | 64.6144
2033-10-19 07:00 | 49.0202 | 69.3185
2033-10-19 08:00 | 50.0814 | 68.8256
2033-10-19 09:00 | 48.6512 | 71.1787
2033-10-19 10:00 | 46.7959 | 71.4567
2033-10-19 11:00 | 44.9361 | 72.0156
2033-10-19 12:00 | 43.7568 | 70.3333
2033-10-19 13:00 | 43.6159 | 70.0239
2033-10-19 14:00 | 43.426 | 65.6763
2033-10-19 15:00 | 44.0633 | 71.1163
2033-10-19 16:00 | 46.1334 | 74.3794
2033-10-19 17:00 | 48.3597 | 77.1062
2033-10-19 18:00 | 49.4942 | 77.4477
2033-10-19 19:00 | 47.0655 | 74.9072
2033-10-19 20:00 | 43.7541 | 68.7041
2033-10-19 21:00 | 40.0479 | 62.3367
2033-10-19 22:00 | 37.0521 | 59.689
2033-10-19 23:00 | 34.2013 | 57.7085
2033-10-20 | 32.508 | 57.4907
2033-10-20 01:00 | 31.7955 | 53.4508
2033-10-20 02:00 | 32.6842 | 51.8441
2033-10-20 03:00 | 33.6504 | 51.9316
2033-10-20 04:00 | 34.4801 | 51.5856
2033-10-20 05:00 | 36.2303 | 54.9231
2033-10-20 06:00 | 40.9206 | 64.2101
2033-10-20 07:00 | 48.9429 | 68.8564
2033-10-20 08:00 | 49.9951 | 66.7865
2033-10-20 09:00 | 48.654 | 67.6329
2033-10-20 10:00 | 46.9009 | 66.1617
2033-10-20 11:00 | 45.2352 | 65.2366
2033-10-20 12:00 | 43.4907 | 65.0758
2033-10-20 13:00 | 43.4475 | 65.3248
2033-10-20 14:00 | 43.2924 | 59.6798
2033-10-20 15:00 | 44.1134 | 65.2927
2033-10-20 16:00 | 46.2954 | 69.9699
2033-10-20 17:00 | 48.3027 | 73.648
2033-10-20 18:00 | 49.7659 | 76.8659
2033-10-20 19:00 | 47.1024 | 75.2901
2033-10-20 20:00 | 43.7672 | 70.278
2033-10-20 21:00 | 39.7106 | 64.5438
2033-10-20 22:00 | 36.7535 | 61.9457
2033-10-20 23:00 | 33.9594 | 60.4122
2033-10-21 | 32.6706 | 58.2445
2033-10-21 01:00 | 31.8653 | 55.7107
2033-10-21 02:00 | 32.6939 | 54.1892
2033-10-21 03:00 | 33.6395 | 53.9205
2033-10-21 04:00 | 34.5527 | 53.7331
2033-10-21 05:00 | 36.2278 | 56.8679
2033-10-21 06:00 | 40.9451 | 65.0607
2033-10-21 07:00 | 49.1553 | 69.1179
2033-10-21 08:00 | 50.3075 | 67.4767
2033-10-21 09:00 | 48.6112 | 66.8043
2033-10-21 10:00 | 46.7691 | 65.2819
2033-10-21 11:00 | 44.6187 | 64.0877
2033-10-21 12:00 | 44.1794 | 64.6905
2033-10-21 13:00 | 44.2016 | 64.3388
2033-10-21 14:00 | 43.6629 | 60.2941
2033-10-21 15:00 | 43.8316 | 65.7792
2033-10-21 16:00 | 45.7081 | 69.4629
2033-10-21 17:00 | 47.7597 | 72.076
2033-10-21 18:00 | 48.4934 | 72.7171
2033-10-21 19:00 | 45.8496 | 71.8853
2033-10-21 20:00 | 42.3099 | 66.8861
2033-10-21 21:00 | 38.489 | 61.443
2033-10-21 22:00 | 35.5834 | 58.668
2033-10-21 23:00 | 32.9047 | 56.8246
2033-10-22 | 31.8855 | 57.469
2033-10-22 01:00 | 30.5506 | 55.071
2033-10-22 02:00 | 31.3139 | 53.4045
2033-10-22 03:00 | 32.142 | 53.5757
2033-10-22 04:00 | 32.8326 | 52.6652
2033-10-22 05:00 | 33.7452 | 55.3382
2033-10-22 06:00 | 36.5469 | 61.9091
2033-10-22 07:00 | 43.2898 | 63.6549
2033-10-22 08:00 | 45.3403 | 62.9012
2033-10-22 09:00 | 45.6938 | 65.3649
2033-10-22 10:00 | 44.7314 | 63.9525
2033-10-22 11:00 | 43.3535 | 62.0725
2033-10-22 12:00 | 41.7942 | 60.0976
2033-10-22 13:00 | 41.4618 | 59.6234
2033-10-22 14:00 | 40.5825 | 55.5885
2033-10-22 15:00 | 41.1691 | 61.8078
2033-10-22 16:00 | 43.7717 | 66.0615
2033-10-22 17:00 | 46.622 | 69.3284
2033-10-22 18:00 | 47.575 | 69.8851
2033-10-22 19:00 | 44.1447 | 67.6587
2033-10-22 20:00 | 40.076 | 62.8714
2033-10-22 21:00 | 36.2089 | 58.0568
2033-10-22 22:00 | 33.8368 | 56.5354
2033-10-22 23:00 | 31.8282 | 56.6512
2033-10-23 | 30.8121 | 56.1687
2033-10-23 01:00 | 30.0173 | 54.258
2033-10-23 02:00 | 30.7607 | 52.5401
2033-10-23 03:00 | 31.5837 | 52.2585
2033-10-23 04:00 | 32.2323 | 51.2736
2033-10-23 05:00 | 33.0051 | 53.7769
2033-10-23 06:00 | 35.4434 | 59.396
2033-10-23 07:00 | 41.7493 | 60.0827
2033-10-23 08:00 | 43.5388 | 58.2941
2033-10-23 09:00 | 43.1609 | 59.9061
2033-10-23 10:00 | 41.8358 | 59.1623
2033-10-23 11:00 | 40.4199 | 59.5748
2033-10-23 12:00 | 41.2082 | 52.8502
2033-10-23 13:00 | 40.9443 | 53.3957
2033-10-23 14:00 | 40.1696 | 51.0622
2033-10-23 15:00 | 40.9395 | 58.9318
2033-10-23 16:00 | 44.0829 | 64.251
2033-10-23 17:00 | 47.3806 | 68.4061
2033-10-23 18:00 | 49.3856 | 67.3935
2033-10-23 19:00 | 45.7276 | 66.5592
2033-10-23 20:00 | 41.3204 | 62.7144
2033-10-23 21:00 | 37.4571 | 57.7713
2033-10-23 22:00 | 34.95 | 56.0279
2033-10-23 23:00 | 32.7506 | 55.6206
2033-10-24 | 31.1856 | 56.3909
2033-10-24 01:00 | 30.8428 | 54.4636
2033-10-24 02:00 | 31.882 | 52.9247
2033-10-24 03:00 | 32.9559 | 53.0694
2033-10-24 04:00 | 33.9937 | 52.4395
2033-10-24 05:00 | 35.7235 | 56.1862
2033-10-24 06:00 | 40.3231 | 65.6471
2033-10-24 07:00 | 48.8462 | 70.8457
2033-10-24 08:00 | 50.3998 | 70.7125
2033-10-24 09:00 | 49.4547 | 72.8942
2033-10-24 10:00 | 48.1579 | 71.9666
2033-10-24 11:00 | 46.6317 | 70.6719
2033-10-24 12:00 | 45.4349 | 70.6688
2033-10-24 13:00 | 45.6194 | 70.3947
2033-10-24 14:00 | 45.168 | 65.9141
2033-10-24 15:00 | 46.0253 | 70.9194
2033-10-24 16:00 | 48.405 | 74.4812
2033-10-24 17:00 | 50.6925 | 77.8091
2033-10-24 18:00 | 51.9207 | 76.586
2033-10-24 19:00 | 48.5661 | 75.207
2033-10-24 20:00 | 44.6259 | 70.3912
2033-10-24 21:00 | 40.6418 | 64.8129
2033-10-24 22:00 | 37.5394 | 61.8171
2033-10-24 23:00 | 34.6618 | 59.7164
2033-10-25 | 32.6986 | 59.5079
2033-10-25 01:00 | 32.0211 | 54.5935
2033-10-25 02:00 | 32.9768 | 52.9141
2033-10-25 03:00 | 34.0091 | 53.0211
2033-10-25 04:00 | 35.0644 | 52.511
2033-10-25 05:00 | 36.8141 | 56.2273
2033-10-25 06:00 | 41.2302 | 66.7534
2033-10-25 07:00 | 49.5115 | 72.2204
2033-10-25 08:00 | 50.7856 | 72.1267
2033-10-25 09:00 | 49.5833 | 73.6902
2033-10-25 10:00 | 48.0385 | 72.3186
2033-10-25 11:00 | 46.6014 | 70.5872
2033-10-25 12:00 | 45.6036 | 70.2453
2033-10-25 13:00 | 45.7499 | 69.8403
2033-10-25 14:00 | 45.3386 | 65.2665
2033-10-25 15:00 | 46.1111 | 70.5195
2033-10-25 16:00 | 48.4765 | 74.322
2033-10-25 17:00 | 50.8651 | 76.5656
2033-10-25 18:00 | 51.5899 | 78.2839
2033-10-25 19:00 | 48.3596 | 76.3235
2033-10-25 20:00 | 44.7247 | 71.3126
2033-10-25 21:00 | 40.8395 | 65.8262
2033-10-25 22:00 | 37.7971 | 63.1197
2033-10-25 23:00 | 34.9747 | 61.3659
2033-10-26 | 33.8972 | 59.4252
2033-10-26 01:00 | 32.7882 | 55.8145
2033-10-26 02:00 | 33.7235 | 54.1935
2033-10-26 03:00 | 34.7806 | 54.0199
2033-10-26 04:00 | 35.7937 | 53.5917
2033-10-26 05:00 | 37.5451 | 56.918
2033-10-26 06:00 | 42.1348 | 66.0304
2033-10-26 07:00 | 50.6087 | 70.9375
2033-10-26 08:00 | 51.8377 | 69.6526
2033-10-26 09:00 | 49.9418 | 69.1141
2033-10-26 10:00 | 47.4768 | 66.0323
2033-10-26 11:00 | 45.049 | 63.5101
2033-10-26 12:00 | 44.5883 | 61.2223
2033-10-26 13:00 | 44.6112 | 60.3079
2033-10-26 14:00 | 43.973 | 55.6211
2033-10-26 15:00 | 44.5294 | 60.549
2033-10-26 16:00 | 46.8126 | 64.8514
2033-10-26 17:00 | 49.3665 | 70.1321
2033-10-26 18:00 | 50.4035 | 75.218
2033-10-26 19:00 | 47.5606 | 73.6481
2033-10-26 20:00 | 44.1091 | 68.8253
2033-10-26 21:00 | 40.4274 | 63.5316
2033-10-26 22:00 | 37.471 | 60.5054
2033-10-26 23:00 | 34.6826 | 58.4416
2033-10-27 | 32.9998 | 58.672
2033-10-27 01:00 | 32.6038 | 56.8968
2033-10-27 02:00 | 33.5454 | 54.9612
2033-10-27 03:00 | 34.5904 | 54.7317
2033-10-27 04:00 | 35.5969 | 54.1544
2033-10-27 05:00 | 37.3147 | 57.5694
2033-10-27 06:00 | 41.3833 | 67.4017
2033-10-27 07:00 | 50.1633 | 72.2503
2033-10-27 08:00 | 50.9765 | 70.6975
2033-10-27 09:00 | 48.9524 | 71.5508
2033-10-27 10:00 | 46.4455 | 68.8477
2033-10-27 11:00 | 44.4563 | 67.5685
2033-10-27 12:00 | 42.7688 | 60.1166
2033-10-27 13:00 | 42.918 | 60.1139
2033-10-27 14:00 | 42.8219 | 56.3643
2033-10-27 15:00 | 43.7866 | 62.3278
2033-10-27 16:00 | 46.088 | 67.1813
2033-10-27 17:00 | 48.1316 | 71.3402
2033-10-27 18:00 | 49.5347 | 73.1995
2033-10-27 19:00 | 46.6906 | 72.4254
2033-10-27 20:00 | 43.2719 | 69.2129
2033-10-27 21:00 | 39.4622 | 63.9529
2033-10-27 22:00 | 36.6051 | 60.7486
2033-10-27 23:00 | 33.8286 | 59.2559
2033-10-28 | 32.4582 | 59.0993
2033-10-28 01:00 | 32.0215 | 55.1138
2033-10-28 02:00 | 32.8606 | 53.4365
2033-10-28 03:00 | 33.85 | 53.451
2033-10-28 04:00 | 34.8839 | 52.7066
2033-10-28 05:00 | 36.5585 | 55.9712
2033-10-28 06:00 | 41.2271 | 65.8259
2033-10-28 07:00 | 49.6625 | 71.0918
2033-10-28 08:00 | 50.988 | 71.1287
2033-10-28 09:00 | 49.2683 | 72.6845
2033-10-28 10:00 | 47.1917 | 71.6416
2033-10-28 11:00 | 44.7658 | 69.9505
2033-10-28 12:00 | 44.1848 | 73.8179
2033-10-28 13:00 | 43.9363 | 73.2805
2033-10-28 14:00 | 43.3796 | 69.6689
2033-10-28 15:00 | 43.4922 | 74.5306
2033-10-28 16:00 | 45.4766 | 76.8682
2033-10-28 17:00 | 47.7808 | 77.5479
2033-10-28 18:00 | 49.4686 | 75.2292
2033-10-28 19:00 | 46.6076 | 73.5475
2033-10-28 20:00 | 43.046 | 68.5739
2033-10-28 21:00 | 39.3572 | 62.9919
2033-10-28 22:00 | 36.569 | 60.1048
2033-10-28 23:00 | 33.8695 | 58.0842
2033-10-29 | 32.1348 | 57.5929
2033-10-29 01:00 | 31.3808 | 53.6914
2033-10-29 02:00 | 32.1327 | 52.2072
2033-10-29 03:00 | 32.9785 | 52.5534
2033-10-29 04:00 | 33.7528 | 51.8444
2033-10-29 05:00 | 34.6473 | 54.8355
2033-10-29 06:00 | 37.3257 | 62.7722
2033-10-29 07:00 | 44.2796 | 65.4105
2033-10-29 08:00 | 45.9561 | 65.0181
2033-10-29 09:00 | 45.6929 | 67.9476
2033-10-29 10:00 | 44.1068 | 66.204
2033-10-29 11:00 | 42.339 | 63.2044
2033-10-29 12:00 | 41.1894 | 62.1765
2033-10-29 13:00 | 40.7389 | 60.7988
2033-10-29 14:00 | 39.979 | 56.1748
2033-10-29 15:00 | 40.5196 | 60.8813
2033-10-29 16:00 | 43.2372 | 64.551
2033-10-29 17:00 | 46.2636 | 69.2008
2033-10-29 18:00 | 47.6997 | 71.7315
2033-10-29 19:00 | 44.0138 | 69.8377
2033-10-29 20:00 | 39.9401 | 64.4948
2033-10-29 21:00 | 36.218 | 59.5066
2033-10-29 22:00 | 33.9021 | 58.0185
2033-10-29 23:00 | 31.8609 | 57.4546
2033-10-30 | 30.7108 | 58.1203
2033-10-30 01:00 | 29.7151 | 54.8638
2033-10-30 02:00 | 30.4224 | 53.4132
2033-10-30 03:00 | 31.2247 | 52.859
2033-10-30 04:00 | 31.9728 | 52.0538
2033-10-30 05:00 | 32.7125 | 54.5747
2033-10-30 06:00 | 35.4165 | 60.8299
2033-10-30 07:00 | 41.7633 | 62.1826
2033-10-30 08:00 | 43.3942 | 61.1473
2033-10-30 09:00 | 43.327 | 63.8152
2033-10-30 10:00 | 42.2272 | 63.9868
2033-10-30 11:00 | 41.2077 | 62.2875
2033-10-30 12:00 | 41.015 | 61.7669
2033-10-30 13:00 | 40.884 | 60.923
2033-10-30 14:00 | 40.0703 | 57.7679
2033-10-30 15:00 | 40.9577 | 64.0998
2033-10-30 16:00 | 44.1902 | 67.9136
2033-10-30 17:00 | 47.5571 | 71.7852
2033-10-30 18:00 | 49.0692 | 73.6229
2033-10-30 19:00 | 45.2128 | 71.305
2033-10-30 20:00 | 40.9472 | 66.3816
2033-10-30 21:00 | 37.114 | 61.2852
2033-10-30 22:00 | 34.6557 | 59.7069
2033-10-30 23:00 | 32.4837 | 59.3026
2033-10-31 | 31.6437 | 58.1346
2033-10-31 01:00 | 31.2329 | 55.8653
2033-10-31 02:00 | 32.2439 | 54.429
2033-10-31 03:00 | 33.3231 | 54.4744
2033-10-31 04:00 | 34.4643 | 53.9441
2033-10-31 05:00 | 36.133 | 57.599
2033-10-31 06:00 | 41.0124 | 66.9251
2033-10-31 07:00 | 49.5575 | 72.3286
2033-10-31 08:00 | 50.8481 | 72.0075
2033-10-31 09:00 | 49.444 | 73.773
2033-10-31 10:00 | 47.6317 | 72.249
2033-10-31 11:00 | 46.0556 | 70.2741
2033-10-31 12:00 | 45.1104 | 69.6361
2033-10-31 13:00 | 45.2103 | 69.5099
2033-10-31 14:00 | 44.7249 | 65.3687
2033-10-31 15:00 | 45.6672 | 70.4372
2033-10-31 16:00 | 48.2338 | 74.0831
2033-10-31 17:00 | 50.7238 | 77.3881
2033-10-31 18:00 | 52.8425 | 78.4329
2033-10-31 19:00 | 49.211 | 76.0074
2033-10-31 20:00 | 45.265 | 70.7216
2033-10-31 21:00 | 41.2748 | 64.8504
2033-10-31 22:00 | 38.1743 | 61.5455
2033-10-31 23:00 | 35.2533 | 59.5689
2033-11-01 | 33.6509 | 59.9483
2033-11-01 01:00 | 32.7994 | 57.2425
2033-11-01 02:00 | 33.7737 | 54.9905
2033-11-01 03:00 | 34.8865 | 55.2021
2033-11-01 04:00 | 35.9743 | 54.5741
2033-11-01 05:00 | 37.6658 | 58.1444
2033-11-01 06:00 | 42.4496 | 67.4032
2033-11-01 07:00 | 50.3701 | 72.9276
2033-11-01 08:00 | 51.4351 | 72.0572
2033-11-01 09:00 | 49.4773 | 72.418
2033-11-01 10:00 | 47.6383 | 69.5914
2033-11-01 11:00 | 45.7867 | 68.5453
2033-11-01 12:00 | 44.8608 | 69.9782
2033-11-01 13:00 | 44.8114 | 70.113
2033-11-01 14:00 | 44.4326 | 65.3385
2033-11-01 15:00 | 45.2376 | 72.3093
2033-11-01 16:00 | 47.7511 | 75.3146
2033-11-01 17:00 | 50.4479 | 78.6386
2033-11-01 18:00 | 53.1992 | 82.0252
2033-11-01 19:00 | 49.3803 | 79.089
2033-11-01 20:00 | 45.343 | 73.7489
2033-11-01 21:00 | 41.3698 | 67.8011
2033-11-01 22:00 | 38.1745 | 64.7199
2033-11-01 23:00 | 35.2463 | 63.0285
2033-11-02 | 33.8916 | 61.4035
2033-11-02 01:00 | 33.2684 | 60.6876
2033-11-02 02:00 | 34.2551 | 58.2943
2033-11-02 03:00 | 35.3779 | 58.1869
2033-11-02 04:00 | 36.4691 | 57.6637
2033-11-02 05:00 | 38.1281 | 60.8858
2033-11-02 06:00 | 42.7889 | 69.4126
2033-11-02 07:00 | 50.9562 | 74.6068
2033-11-02 08:00 | 52.2464 | 73.7833
2033-11-02 09:00 | 50.3454 | 74.8717
2033-11-02 10:00 | 48.2265 | 72.4372
2033-11-02 11:00 | 45.9468 | 70.8802
2033-11-02 12:00 | 45.7683 | 76.2058
2033-11-02 13:00 | 45.7974 | 76.7186
2033-11-02 14:00 | 45.3372 | 72.0993
2033-11-02 15:00 | 45.8957 | 78.1626
2033-11-02 16:00 | 48.3123 | 79.8562
2033-11-02 17:00 | 50.8615 | 82.2902
2033-11-02 18:00 | 53.3018 | 82.6823
2033-11-02 19:00 | 49.522 | 80.4655
2033-11-02 20:00 | 45.5374 | 76.0159
2033-11-02 21:00 | 41.5885 | 70.5869
2033-11-02 22:00 | 38.4116 | 67.3838
2033-11-02 23:00 | 35.437 | 65.3257
2033-11-03 | 34.2352 | 63.1561
2033-11-03 01:00 | 33.8871 | 61.1714
2033-11-03 02:00 | 34.8476 | 58.8907
2033-11-03 03:00 | 35.9118 | 59.09
2033-11-03 04:00 | 36.9975 | 58.4583
2033-11-03 05:00 | 38.6074 | 61.8927
2033-11-03 06:00 | 43.3217 | 70.619
2033-11-03 07:00 | 51.3551 | 75.9215
2033-11-03 08:00 | 52.8575 | 75.1157
2033-11-03 09:00 | 51.5086 | 76.49
2033-11-03 10:00 | 49.8248 | 74.3812
2033-11-03 11:00 | 47.8996 | 72.9052
2033-11-03 12:00 | 47.0093 | 76.899
2033-11-03 13:00 | 46.9805 | 76.9418
2033-11-03 14:00 | 46.5512 | 72.3087
2033-11-03 15:00 | 47.2845 | 78.749
2033-11-03 16:00 | 49.7179 | 80.5825
2033-11-03 17:00 | 52.0768 | 83.1062
2033-11-03 18:00 | 53.9633 | 84.1594
2033-11-03 19:00 | 50.2637 | 81.5252
2033-11-03 20:00 | 46.2779 | 76.2743
2033-11-03 21:00 | 42.3172 | 70.1698
2033-11-03 22:00 | 39.1909 | 66.7971
2033-11-03 23:00 | 36.2284 | 64.7947
2033-11-04 | 34.9735 | 64.5441
2033-11-04 01:00 | 34.4592 | 59.1611
2033-11-04 02:00 | 35.3891 | 57.2037
2033-11-04 03:00 | 36.45 | 57.6222
2033-11-04 04:00 | 37.5495 | 56.8102
2033-11-04 05:00 | 39.0997 | 59.996
2033-11-04 06:00 | 43.4818 | 69.5722
2033-11-04 07:00 | 51.5927 | 75.1389
2033-11-04 08:00 | 53.3226 | 74.9696
2033-11-04 09:00 | 52.2837 | 77.0971
2033-11-04 10:00 | 50.8482 | 75.6095
2033-11-04 11:00 | 48.8266 | 74.3544
2033-11-04 12:00 | 46.3111 | 72.9894
2033-11-04 13:00 | 46.017 | 72.9663
2033-11-04 14:00 | 45.463 | 68.5679
2033-11-04 15:00 | 45.7671 | 74.9589
2033-11-04 16:00 | 47.9588 | 76.3722
2033-11-04 17:00 | 50.4518 | 79.0492
2033-11-04 18:00 | 51.7678 | 81.4984
2033-11-04 19:00 | 48.7435 | 78.5956
2033-11-04 20:00 | 44.9686 | 72.6494
2033-11-04 21:00 | 41.2864 | 66.4514
2033-11-04 22:00 | 38.359 | 63.2134
2033-11-04 23:00 | 35.5052 | 61.3669
2033-11-05 | 34.2604 | 61.3989
2033-11-05 01:00 | 33.1805 | 57.9227
2033-11-05 02:00 | 33.9754 | 56.1594
2033-11-05 03:00 | 34.9098 | 56.5291
2033-11-05 04:00 | 35.8107 | 55.447
2033-11-05 05:00 | 36.8595 | 58.1311
2033-11-05 06:00 | 40.1647 | 66.086
2033-11-05 07:00 | 46.6039 | 68.3097
2033-11-05 08:00 | 47.609 | 66.7458
2033-11-05 09:00 | 46.6752 | 70.1986
2033-11-05 10:00 | 45.2852 | 70.5028
2033-11-05 11:00 | 42.9372 | 70.2409
2033-11-05 12:00 | 44.0046 | 70.3494
2033-11-05 13:00 | 43.7045 | 70.631
2033-11-05 14:00 | 42.9117 | 65.5823
2033-11-05 15:00 | 43.3603 | 71.7191
2033-11-05 16:00 | 45.973 | 73.7256
2033-11-05 17:00 | 48.9852 | 76.3281
2033-11-05 18:00 | 51.1126 | 78.121
2033-11-05 19:00 | 47.0267 | 73.9253
2033-11-05 20:00 | 42.4502 | 67.5833
2033-11-05 21:00 | 38.284 | 61.758
2033-11-05 22:00 | 35.6927 | 59.9338
2033-11-05 23:00 | 33.5273 | 60.027
2033-11-06 | 32.3931 | 60.1596
2033-11-06 01:00 | 32.5604 | 60.0581
2033-11-06 02:00 | 33.0362 | 57.0626
2033-11-06 03:00 | 33.731 | 56.5889
2033-11-06 04:00 | 34.0818 | 55.3004
2033-11-06 05:00 | 34.075 | 56.0683
2033-11-06 06:00 | 35.3323 | 60.1244
2033-11-06 07:00 | 40.7444 | 60.2575
2033-11-06 08:00 | 43.4172 | 61.143
2033-11-06 09:00 | 43.9587 | 65.2232
2033-11-06 10:00 | 42.8662 | 67.2336
2033-11-06 11:00 | 41.9871 | 66.597
2033-11-06 12:00 | 40.9992 | 63.9846
2033-11-06 13:00 | 40.6479 | 64.0684
2033-11-06 14:00 | 40.3408 | 60.3139
2033-11-06 15:00 | 41.1995 | 67.4462
2033-11-06 16:00 | 44.2522 | 70.3654
2033-11-06 17:00 | 48.3338 | 75.8936
2033-11-06 18:00 | 50.6 | 77.7842
2033-11-06 19:00 | 47.1512 | 74.7708
2033-11-06 20:00 | 43.3398 | 69.597
2033-11-06 21:00 | 40.0904 | 65.1857
2033-11-06 22:00 | 38.044 | 64.5874
2033-11-06 23:00 | 35.9222 | 63.8479
2033-11-07 | 34.4043 | 64.8827
2033-11-07 01:00 | 32.6348 | 59.255
2033-11-07 02:00 | 33.3881 | 56.4584
2033-11-07 03:00 | 34.3756 | 56.3711
2033-11-07 04:00 | 35.0144 | 55.3676
2033-11-07 05:00 | 35.7738 | 57.5295
2033-11-07 06:00 | 38.8414 | 64.9887
2033-11-07 07:00 | 46.5049 | 68.7385
2033-11-07 08:00 | 49.5683 | 70.7527
2033-11-07 09:00 | 49.0988 | 71.3545
2033-11-07 10:00 | 47.4986 | 69.0516
2033-11-07 11:00 | 46.1766 | 65.9889
2033-11-07 12:00 | 44.9323 | 68.9465
2033-11-07 13:00 | 44.5796 | 69.2061
2033-11-07 14:00 | 44.5554 | 64.7315
2033-11-07 15:00 | 45.4004 | 71.2802
2033-11-07 16:00 | 47.8597 | 74.6132
2033-11-07 17:00 | 50.9246 | 80.127
2033-11-07 18:00 | 53.8574 | 84.6668
2033-11-07 19:00 | 49.7019 | 80.5628
2033-11-07 20:00 | 45.8745 | 74.9782
2033-11-07 21:00 | 42.3381 | 70.0565
2033-11-07 22:00 | 39.6963 | 68.1974
2033-11-07 23:00 | 36.8956 | 66.1591
2033-11-08 | 34.8907 | 64.9871
2033-11-08 01:00 | 33.1355 | 61.382
2033-11-08 02:00 | 33.8174 | 58.1258
2033-11-08 03:00 | 34.8014 | 57.4772
2033-11-08 04:00 | 35.3379 | 56.2781
2033-11-08 05:00 | 36.1778 | 57.9649
2033-11-08 06:00 | 38.956 | 64.5389
2033-11-08 07:00 | 46.4755 | 68.1016
2033-11-08 08:00 | 49.2662 | 69.8919
2033-11-08 09:00 | 48.082 | 71.3174
2033-11-08 10:00 | 45.9194 | 70.2754
2033-11-08 11:00 | 44.2455 | 69.1325
2033-11-08 12:00 | 43.0101 | 66.3703
2033-11-08 13:00 | 42.5591 | 66.2594
2033-11-08 14:00 | 42.7299 | 61.4681
2033-11-08 15:00 | 43.5528 | 68.4573
2033-11-08 16:00 | 45.7738 | 72.1913
2033-11-08 17:00 | 48.7389 | 77.3292
2033-11-08 18:00 | 51.8494 | 83.0346
2033-11-08 19:00 | 48.1683 | 78.9358
2033-11-08 20:00 | 44.7848 | 73.6925
2033-11-08 21:00 | 41.4801 | 69.1707
2033-11-08 22:00 | 39.0593 | 67.5861
2033-11-08 23:00 | 36.4298 | 65.8503
2033-11-09 | 34.0803 | 65.1019
2033-11-09 01:00 | 33.6226 | 61.4279
2033-11-09 02:00 | 34.3191 | 58.0484
2033-11-09 03:00 | 35.2763 | 57.3487
2033-11-09 04:00 | 35.9058 | 56.4
2033-11-09 05:00 | 36.6163 | 57.8991
2033-11-09 06:00 | 39.6535 | 63.4371
2033-11-09 07:00 | 47.571 | 67.0102
2033-11-09 08:00 | 51.049 | 68.6015
2033-11-09 09:00 | 50.7329 | 68.5168
2033-11-09 10:00 | 48.9867 | 65.481
2033-11-09 11:00 | 47.4594 | 62.4743
2033-11-09 12:00 | 47.0558 | 60.5934
2033-11-09 13:00 | 46.8218 | 59.7042
2033-11-09 14:00 | 46.6813 | 54.2258
2033-11-09 15:00 | 47.2404 | 59.9098
2033-11-09 16:00 | 49.638 | 64.2084
2033-11-09 17:00 | 52.7423 | 72.6523
2033-11-09 18:00 | 55.6576 | 79.9891
2033-11-09 19:00 | 51.671 | 77.4069
2033-11-09 20:00 | 48.0312 | 73.019
2033-11-09 21:00 | 44.7073 | 68.9729
2033-11-09 22:00 | 42.1419 | 67.2033
2033-11-09 23:00 | 39.2963 | 64.7707
2033-11-10 | 37.1728 | 65.1468
2033-11-10 01:00 | 35.3376 | 62.1762
2033-11-10 02:00 | 35.991 | 58.8025
2033-11-10 03:00 | 36.9706 | 58.2011
2033-11-10 04:00 | 37.5437 | 57.1288
2033-11-10 05:00 | 38.2857 | 59.0987
2033-11-10 06:00 | 41.3222 | 65.3335
2033-11-10 07:00 | 49.0294 | 68.4617
2033-11-10 08:00 | 52.4195 | 69.9464
2033-11-10 09:00 | 52.0664 | 70.6875
2033-11-10 10:00 | 50.1906 | 68.09
2033-11-10 11:00 | 48.5815 | 66.7226
2033-11-10 12:00 | 48.2222 | 60.5122
2033-11-10 13:00 | 48.0204 | 60.5183
2033-11-10 14:00 | 47.7002 | 56.4904
2033-11-10 15:00 | 48.442 | 62.8063
2033-11-10 16:00 | 50.7679 | 67.0914
2033-11-10 17:00 | 53.6433 | 73.3443
2033-11-10 18:00 | 55.8529 | 78.9297
2033-11-10 19:00 | 51.9829 | 76.1648
2033-11-10 20:00 | 48.2968 | 72.3353
2033-11-10 21:00 | 44.9211 | 68.2215
2033-11-10 22:00 | 42.3338 | 66.7395
2033-11-10 23:00 | 39.5017 | 64.9485
2033-11-11 | 36.9627 | 63.3286
2033-11-11 01:00 | 35.1155 | 59.598
2033-11-11 02:00 | 35.6847 | 56.4437
2033-11-11 03:00 | 36.6545 | 56.0767
2033-11-11 04:00 | 37.1886 | 54.8844
2033-11-11 05:00 | 37.8965 | 56.339
2033-11-11 06:00 | 40.7772 | 63.0583
2033-11-11 07:00 | 48.3492 | 66.4525
2033-11-11 08:00 | 51.3517 | 68.5143
2033-11-11 09:00 | 50.4124 | 70.6417
2033-11-11 10:00 | 48.3115 | 69.8915
2033-11-11 11:00 | 46.2643 | 68.844
2033-11-11 12:00 | 44.9331 | 67.7751
2033-11-11 13:00 | 44.3189 | 67.7035
2033-11-11 14:00 | 44.1607 | 62.8943
2033-11-11 15:00 | 44.2838 | 69.2523
2033-11-11 16:00 | 46.3339 | 72.273
2033-11-11 17:00 | 49.4148 | 77.1482
2033-11-11 18:00 | 53.0656 | 81.4376
2033-11-11 19:00 | 49.5578 | 78.2735
2033-11-11 20:00 | 45.8749 | 73.6849
2033-11-11 21:00 | 42.6935 | 69.6129
2033-11-11 22:00 | 40.3382 | 68.0905
2033-11-11 23:00 | 37.6043 | 66.0088
2033-11-12 | 34.8511 | 63.4933
2033-11-12 01:00 | 33.6353 | 61.0007
2033-11-12 02:00 | 34.1325 | 57.862
2033-11-12 03:00 | 34.9504 | 57.5679
2033-11-12 04:00 | 35.3079 | 56.4805
2033-11-12 05:00 | 35.5011 | 57.3701
2033-11-12 06:00 | 36.9265 | 61.6843
2033-11-12 07:00 | 42.8058 | 62.6065
2033-11-12 08:00 | 45.5551 | 64.8554
2033-11-12 09:00 | 45.8507 | 69.8142
2033-11-12 10:00 | 44.7759 | 70.9118
2033-11-12 11:00 | 43.4878 | 69.3716
2033-11-12 12:00 | 41.2814 | 66.929
2033-11-12 13:00 | 40.3844 | 66.7886
2033-11-12 14:00 | 39.8512 | 62.622
2033-11-12 15:00 | 40.1055 | 69.351
2033-11-12 16:00 | 42.7415 | 72.2742
2033-11-12 17:00 | 46.797 | 77.4844
2033-11-12 18:00 | 51.0786 | 81.8321
2033-11-12 19:00 | 47.4139 | 77.8324
2033-11-12 20:00 | 43.4602 | 72.2571
2033-11-12 21:00 | 40.2118 | 68.2312
2033-11-12 22:00 | 38.4301 | 67.8489
2033-11-12 23:00 | 36.4649 | 67.1847
2033-11-13 | 34.0078 | 65.8981
2033-11-13 01:00 | 32.5405 | 62.7278
2033-11-13 02:00 | 33.025 | 59.6634
2033-11-13 03:00 | 33.8511 | 58.8329
2033-11-13 04:00 | 34.1168 | 57.8088
2033-11-13 05:00 | 34.1395 | 58.7487
2033-11-13 06:00 | 35.6198 | 60.8151
2033-11-13 07:00 | 41.1326 | 60.8613
2033-11-13 08:00 | 43.5669 | 62.3806
2033-11-13 09:00 | 43.1046 | 66.8328
2033-11-13 10:00 | 41.3543 | 68.3669
2033-11-13 11:00 | 39.9826 | 67.1587
2033-11-13 12:00 | 41.4374 | 64.1621
2033-11-13 13:00 | 41.0672 | 64.0619
2033-11-13 14:00 | 40.8895 | 60.7091
2033-11-13 15:00 | 41.559 | 68.3317
2033-11-13 16:00 | 44.6077 | 71.6841
2033-11-13 17:00 | 48.8944 | 78.3543
2033-11-13 18:00 | 52.766 | 81.939
2033-11-13 19:00 | 48.6418 | 78.4953
2033-11-13 20:00 | 44.5513 | 72.4993
2033-11-13 21:00 | 40.9894 | 67.8957
2033-11-13 22:00 | 38.839 | 67.4852
2033-11-13 23:00 | 36.558 | 66.6193
2033-11-14 | 34.5962 | 67.3813
2033-11-14 01:00 | 32.9644 | 62.8735
2033-11-14 02:00 | 33.6674 | 59.9144
2033-11-14 03:00 | 34.6935 | 59.7779
2033-11-14 04:00 | 35.2411 | 58.785
2033-11-14 05:00 | 35.9452 | 60.9007
2033-11-14 06:00 | 39.2551 | 67.5976
2033-11-14 07:00 | 47.1233 | 71.2891
2033-11-14 08:00 | 50.4794 | 74.3946
2033-11-14 09:00 | 50.1283 | 76.6238
2033-11-14 10:00 | 48.655 | 74.8485
2033-11-14 11:00 | 47.332 | 71.4086
2033-11-14 12:00 | 46.3511 | 69.7598
2033-11-14 13:00 | 46.0391 | 69.3751
2033-11-14 14:00 | 45.8883 | 64.4543
2033-11-14 15:00 | 46.5413 | 70.4391
2033-11-14 16:00 | 48.9481 | 73.9494
2033-11-14 17:00 | 52.1136 | 81.2502
2033-11-14 18:00 | 55.0138 | 85.7021
2033-11-14 19:00 | 50.7798 | 82.9159
2033-11-14 20:00 | 46.9489 | 78.1123
2033-11-14 21:00 | 43.4634 | 73.774
2033-11-14 22:00 | 40.8268 | 71.7611
2033-11-14 23:00 | 37.9818 | 69.1192
2033-11-15 | 35.5503 | 68.4904
2033-11-15 01:00 | 33.9619 | 63.8278
2033-11-15 02:00 | 34.5985 | 60.4961
2033-11-15 03:00 | 35.6016 | 60.0598
2033-11-15 04:00 | 36.1551 | 58.9616
2033-11-15 05:00 | 36.8914 | 60.7708
2033-11-15 06:00 | 39.9268 | 67.1902
2033-11-15 07:00 | 47.7378 | 71.0674
2033-11-15 08:00 | 51.172 | 74.3576
2033-11-15 09:00 | 50.84 | 76.7946
2033-11-15 10:00 | 49.3309 | 75.835
2033-11-15 11:00 | 47.9604 | 73.6951
2033-11-15 12:00 | 45.8668 | 76.3052
2033-11-15 13:00 | 45.3603 | 76.3398
2033-11-15 14:00 | 45.3041 | 72.1509
2033-11-15 15:00 | 45.7486 | 78.5899
2033-11-15 16:00 | 48.1889 | 81.3814
2033-11-15 17:00 | 51.6375 | 85.2138
2033-11-15 18:00 | 54.5274 | 87.8134
2033-11-15 19:00 | 50.8732 | 83.8616
2033-11-15 20:00 | 47.5533 | 78.4679
2033-11-15 21:00 | 44.3575 | 73.8654
2033-11-15 22:00 | 41.8971 | 71.9579
2033-11-15 23:00 | 39.1112 | 69.6634
2033-11-16 | 36.9139 | 68.3157
2033-11-16 01:00 | 34.7119 | 62.7759
2033-11-16 02:00 | 35.3112 | 59.5467
2033-11-16 03:00 | 36.276 | 58.9746
2033-11-16 04:00 | 36.6823 | 57.8736
2033-11-16 05:00 | 37.3836 | 59.3251
2033-11-16 06:00 | 40.0617 | 65.8461
2033-11-16 07:00 | 47.7588 | 69.4474
2033-11-16 08:00 | 50.9107 | 72.4002
2033-11-16 09:00 | 50.4215 | 75.4338
2033-11-16 10:00 | 48.6773 | 75.2153
2033-11-16 11:00 | 47.3187 | 73.8299
2033-11-16 12:00 | 46.793 | 72.4199
2033-11-16 13:00 | 46.5816 | 72.5211
2033-11-16 14:00 | 46.4368 | 68.2488
2033-11-16 15:00 | 46.9606 | 73.7033
2033-11-16 16:00 | 49.1295 | 76.4064
2033-11-16 17:00 | 52.2665 | 81.399
2033-11-16 18:00 | 54.8302 | 84.065
2033-11-16 19:00 | 50.4266 | 80.5956
2033-11-16 20:00 | 46.5937 | 75.5681
2033-11-16 21:00 | 43.2205 | 71.3086
2033-11-16 22:00 | 40.6276 | 69.3635
2033-11-16 23:00 | 37.8009 | 66.7703
2033-11-17 | 34.958 | 66.2063
2033-11-17 01:00 | 33.1766 | 62.2335
2033-11-17 02:00 | 33.7456 | 58.9489
2033-11-17 03:00 | 34.7101 | 58.5892
2033-11-17 04:00 | 35.1354 | 57.4749
2033-11-17 05:00 | 35.8424 | 59.0832
2033-11-17 06:00 | 38.6721 | 65.3311
2033-11-17 07:00 | 46.3942 | 69.0595
2033-11-17 08:00 | 49.5099 | 72.3503
2033-11-17 09:00 | 49.0033 | 76.4397
2033-11-17 10:00 | 47.4825 | 77.0953
2033-11-17 11:00 | 46.1128 | 76.08
2033-11-17 12:00 | 45.6264 | 75.7179
2033-11-17 13:00 | 45.3615 | 75.8896
2033-11-17 14:00 | 45.4715 | 71.5271
2033-11-17 15:00 | 45.7805 | 77.4977
2033-11-17 16:00 | 47.9092 | 80.3423
2033-11-17 17:00 | 50.7879 | 84.4233
2033-11-17 18:00 | 53.4895 | 86.7567
2033-11-17 19:00 | 49.2359 | 82.9798
2033-11-17 20:00 | 45.6442 | 78.0574
2033-11-17 21:00 | 42.3294 | 73.5563
2033-11-17 22:00 | 39.8923 | 71.5525
2033-11-17 23:00 | 37.1557 | 69.1785
2033-11-18 | 35.1536 | 67.2375
2033-11-18 01:00 | 33.2795 | 63.9435
2033-11-18 02:00 | 33.7986 | 60.6421
2033-11-18 03:00 | 34.7191 | 60.3336
2033-11-18 04:00 | 35.1489 | 59.2616
2033-11-18 05:00 | 35.7894 | 60.7043
2033-11-18 06:00 | 38.9798 | 67.0287
2033-11-18 07:00 | 46.645 | 70.618
2033-11-18 08:00 | 49.8283 | 74.3061
2033-11-18 09:00 | 49.3053 | 78.5075
2033-11-18 10:00 | 47.8517 | 79.2769
2033-11-18 11:00 | 46.5769 | 78.511
2033-11-18 12:00 | 46.1166 | 77.0015
2033-11-18 13:00 | 45.7233 | 77.1709
2033-11-18 14:00 | 45.5482 | 73.1522
2033-11-18 15:00 | 45.6459 | 79.1591
2033-11-18 16:00 | 47.5054 | 81.4229
2033-11-18 17:00 | 50.5139 | 85.222
2033-11-18 18:00 | 53.1517 | 85.5564
2033-11-18 19:00 | 49.0213 | 83.0888
2033-11-18 20:00 | 45.3466 | 78.4967
2033-11-18 21:00 | 42.1397 | 74.4435
2033-11-18 22:00 | 39.739 | 72.6382
2033-11-18 23:00 | 37.0823 | 69.8199
2033-11-19 | 34.5763 | 68.2397
2033-11-19 01:00 | 32.5318 | 64.347
2033-11-19 02:00 | 32.9606 | 61.2769
2033-11-19 03:00 | 33.7893 | 61.0557
2033-11-19 04:00 | 34.0028 | 60.2407
2033-11-19 05:00 | 33.9192 | 61.6076
2033-11-19 06:00 | 35.3964 | 66.6344
2033-11-19 07:00 | 41.6173 | 67.3462
2033-11-19 08:00 | 45.0698 | 68.7826
2033-11-19 09:00 | 45.844 | 72.5156
2033-11-19 10:00 | 45.1034 | 72.2297
2033-11-19 11:00 | 44.1116 | 69.0136
2033-11-19 12:00 | 43.1944 | 68.9933
2033-11-19 13:00 | 42.5357 | 68.0773
2033-11-19 14:00 | 42.1704 | 63.473
2033-11-19 15:00 | 42.4903 | 68.9288
2033-11-19 16:00 | 45.211 | 71.7189
2033-11-19 17:00 | 48.9658 | 79.0702
2033-11-19 18:00 | 52.0107 | 83.8304
2033-11-19 19:00 | 47.3871 | 80.7245
2033-11-19 20:00 | 43.3614 | 74.4271
2033-11-19 21:00 | 39.9344 | 70.0024
2033-11-19 22:00 | 38.0767 | 69.4698
2033-11-19 23:00 | 36.0826 | 68.4746
2033-11-20 | 34.2691 | 69.3125
2033-11-20 01:00 | 32.1878 | 64.8407
2033-11-20 02:00 | 32.5838 | 62.092
2033-11-20 03:00 | 33.3755 | 61.6615
2033-11-20 04:00 | 33.5065 | 60.6375
2033-11-20 05:00 | 33.3166 | 61.8045
2033-11-20 06:00 | 34.4054 | 65.8537
2033-11-20 07:00 | 40.091 | 65.4626
2033-11-20 08:00 | 43.2129 | 65.508
2033-11-20 09:00 | 43.6499 | 68.6674
2033-11-20 10:00 | 42.6215 | 69.2601
2033-11-20 11:00 | 41.8044 | 67.9382
2033-11-20 12:00 | 42.2758 | 68.119
2033-11-20 13:00 | 41.9858 | 68.5966
2033-11-20 14:00 | 41.7706 | 64.8245
2033-11-20 15:00 | 42.4113 | 71.8472
2033-11-20 16:00 | 45.4991 | 75.3136
2033-11-20 17:00 | 49.6561 | 81.4591
2033-11-20 18:00 | 52.8801 | 84.6097
2033-11-20 19:00 | 48.5197 | 81.394
2033-11-20 20:00 | 44.5973 | 76.1402
2033-11-20 21:00 | 41.261 | 72.0884
2033-11-20 22:00 | 39.1627 | 71.6726
2033-11-20 23:00 | 36.9623 | 70.7109
2033-11-21 | 34.582 | 69.283
2033-11-21 01:00 | 33.3591 | 67.5192
2033-11-21 02:00 | 34.0806 | 64.2998
2033-11-21 03:00 | 35.2048 | 63.6062
2033-11-21 04:00 | 35.7075 | 62.4661
2033-11-21 05:00 | 36.4104 | 64.0902
2033-11-21 06:00 | 39.6704 | 68.7827
2033-11-21 07:00 | 47.6124 | 71.9267
2033-11-21 08:00 | 50.8309 | 74.539
2033-11-21 09:00 | 49.3804 | 76.3053
2033-11-21 10:00 | 47.1493 | 74.164
2033-11-21 11:00 | 45.125 | 71.2274
2033-11-21 12:00 | 45.0637 | 68.4805
2033-11-21 13:00 | 44.5799 | 68.1384
2033-11-21 14:00 | 44.4377 | 63.3346
2033-11-21 15:00 | 44.8383 | 68.8923
2033-11-21 16:00 | 47.3713 | 72.8209
2033-11-21 17:00 | 50.9254 | 80.4087
2033-11-21 18:00 | 54.7465 | 88.2606
2033-11-21 19:00 | 51.0994 | 84.7911
2033-11-21 20:00 | 47.714 | 79.8903
2033-11-21 21:00 | 44.5252 | 75.5293
2033-11-21 22:00 | 42.0432 | 73.3083
2033-11-21 23:00 | 39.2122 | 70.7519
2033-11-22 | 36.4769 | 70.257
2033-11-22 01:00 | 34.6774 | 65.1547
2033-11-22 02:00 | 35.266 | 61.7275
2033-11-22 03:00 | 36.2718 | 61.1299
2033-11-22 04:00 | 36.6766 | 59.8985
2033-11-22 05:00 | 37.3567 | 61.3412
2033-11-22 06:00 | 40.1131 | 66.7811
2033-11-22 07:00 | 47.6914 | 70.5815
2033-11-22 08:00 | 50.7919 | 74.4951
2033-11-22 09:00 | 50.0302 | 78.2494
2033-11-22 10:00 | 48.3942 | 78.4793
2033-11-22 11:00 | 47.2038 | 77.6133
2033-11-22 12:00 | 47.1172 | 76.0367
2033-11-22 13:00 | 46.8443 | 76.1709
2033-11-22 14:00 | 46.8407 | 72.226
2033-11-22 15:00 | 47.4053 | 78.5028
2033-11-22 16:00 | 49.7319 | 81.6469
2033-11-22 17:00 | 53.0384 | 85.9954
2033-11-22 18:00 | 55.9017 | 88.9194
2033-11-22 19:00 | 51.5278 | 84.9324
2033-11-22 20:00 | 47.7849 | 79.5615
2033-11-22 21:00 | 44.4321 | 74.9958
2033-11-22 22:00 | 41.8725 | 72.918
2033-11-22 23:00 | 39.0235 | 70.4221
2033-11-23 | 36.2481 | 69.4746
2033-11-23 01:00 | 35.2899 | 64.7773
2033-11-23 02:00 | 35.9425 | 61.4102
2033-11-23 03:00 | 36.9721 | 60.9058
2033-11-23 04:00 | 37.4173 | 59.8395
2033-11-23 05:00 | 38.0234 | 61.2759
2033-11-23 06:00 | 40.8145 | 67.7296
2033-11-23 07:00 | 48.6383 | 70.9992
2033-11-23 08:00 | 52.0691 | 74.3944
2033-11-23 09:00 | 50.9555 | 77.9478
2033-11-23 10:00 | 48.7711 | 77.9997
2033-11-23 11:00 | 46.8756 | 77.3
2033-11-23 12:00 | 47.942 | 75.0262
2033-11-23 13:00 | 47.5557 | 75.4064
2033-11-23 14:00 | 47.5742 | 71.361
2033-11-23 15:00 | 47.9636 | 77.0662
2033-11-23 16:00 | 50.4875 | 80.1388
2033-11-23 17:00 | 53.9926 | 85.2156
2033-11-23 18:00 | 56.291 | 88.9447
2033-11-23 19:00 | 52.6401 | 85.9893
2033-11-23 20:00 | 49.3118 | 81.8555
2033-11-23 21:00 | 46.2221 | 78.1033
2033-11-23 22:00 | 43.7986 | 76.0922
2033-11-23 23:00 | 40.8906 | 73.1849
2033-11-24 | 38.2889 | 69.4427
2033-11-24 01:00 | 35.9449 | 65.8671
2033-11-24 02:00 | 36.5027 | 62.452
2033-11-24 03:00 | 37.4831 | 62.1291
2033-11-24 04:00 | 37.8222 | 61.0958
2033-11-24 05:00 | 38.4391 | 62.9551
2033-11-24 06:00 | 41.3095 | 68.0651
2033-11-24 07:00 | 48.719 | 71.643
2033-11-24 08:00 | 51.7711 | 75.2932
2033-11-24 09:00 | 50.7457 | 77.9016
2033-11-24 10:00 | 48.7292 | 76.4281
2033-11-24 11:00 | 47.2542 | 73.8537
2033-11-24 12:00 | 46.6128 | 77.5308
2033-11-24 13:00 | 46.139 | 77.6998
2033-11-24 14:00 | 46.0818 | 73.7464
2033-11-24 15:00 | 46.6656 | 80.1074
2033-11-24 16:00 | 49.061 | 82.9357
2033-11-24 17:00 | 52.4581 | 87.6833
2033-11-24 18:00 | 56.3861 | 90.7387
2033-11-24 19:00 | 52.2311 | 87.1722
2033-11-24 20:00 | 48.5434 | 82.0432
2033-11-24 21:00 | 45.2495 | 77.6159
2033-11-24 22:00 | 42.7431 | 75.4782
2033-11-24 23:00 | 39.8784 | 72.6522
2033-11-25 | 36.69 | 70.9393
2033-11-25 01:00 | 34.9703 | 66.7131
2033-11-25 02:00 | 35.4801 | 63.4603
2033-11-25 03:00 | 36.446 | 62.9534
2033-11-25 04:00 | 36.7902 | 61.6575
2033-11-25 05:00 | 37.3448 | 62.9997
2033-11-25 06:00 | 40.0606 | 69.5475
2033-11-25 07:00 | 47.6647 | 72.4295
2033-11-25 08:00 | 50.7742 | 75.5375
2033-11-25 09:00 | 49.4678 | 78.6857
2033-11-25 10:00 | 47.4197 | 78.3901
2033-11-25 11:00 | 45.3728 | 77.3974
2033-11-25 12:00 | 45.1064 | 74.1788
2033-11-25 13:00 | 44.489 | 74.5128
2033-11-25 14:00 | 44.4925 | 70.6671
2033-11-25 15:00 | 44.3178 | 76.6769
2033-11-25 16:00 | 46.2821 | 79.2881
2033-11-25 17:00 | 49.5358 | 83.2188
2033-11-25 18:00 | 54.0077 | 88.1725
2033-11-25 19:00 | 49.8791 | 84.9147
2033-11-25 20:00 | 46.1232 | 80.1562
2033-11-25 21:00 | 42.9169 | 76.2608
2033-11-25 22:00 | 40.5874 | 74.4691
2033-11-25 23:00 | 37.8319 | 71.8898
2033-11-26 | 35.4686 | 68.9843
2033-11-26 01:00 | 33.7493 | 65.785
2033-11-26 02:00 | 34.192 | 62.5371
2033-11-26 03:00 | 35.0545 | 61.993
2033-11-26 04:00 | 35.2354 | 60.6904
2033-11-26 05:00 | 35.2317 | 61.8909
2033-11-26 06:00 | 36.867 | 65.761
2033-11-26 07:00 | 42.7545 | 65.8194
2033-11-26 08:00 | 45.6464 | 67.0754
2033-11-26 09:00 | 46.1678 | 70.947
2033-11-26 10:00 | 45.6099 | 71.4467
2033-11-26 11:00 | 45.0616 | 70.4507
2033-11-26 12:00 | 44.5915 | 71.9423
2033-11-26 13:00 | 44.028 | 72.6319
2033-11-26 14:00 | 43.7152 | 68.4725
2033-11-26 15:00 | 43.8918 | 73.8658
2033-11-26 16:00 | 46.4576 | 76.4742
2033-11-26 17:00 | 50.3913 | 81.1896
2033-11-26 18:00 | 53.6306 | 86.5063
2033-11-26 19:00 | 49.1493 | 82.4264
2033-11-26 20:00 | 44.946 | 76.7054
2033-11-26 21:00 | 41.3737 | 72.6174
2033-11-26 22:00 | 39.5213 | 72.0326
2033-11-26 23:00 | 37.3934 | 71.3344
2033-11-27 | 35.6054 | 68.7843
2033-11-27 01:00 | 33.5045 | 67.544
2033-11-27 02:00 | 33.9133 | 64.3597
2033-11-27 03:00 | 34.7452 | 63.7617
2033-11-27 04:00 | 34.8347 | 62.7423
2033-11-27 05:00 | 34.684 | 63.4425
2033-11-27 06:00 | 35.8811 | 66.3211
2033-11-27 07:00 | 41.5421 | 66.3183
2033-11-27 08:00 | 44.5418 | 67.4683
2033-11-27 09:00 | 45.1825 | 73.7859
2033-11-27 10:00 | 44.5325 | 76.8264
2033-11-27 11:00 | 43.8849 | 77.0259
2033-11-27 12:00 | 43.9852 | 73.419
2033-11-27 13:00 | 43.8239 | 74.2038
2033-11-27 14:00 | 43.7583 | 71.7416
2033-11-27 15:00 | 44.3119 | 78.4017
2033-11-27 16:00 | 47.2963 | 80.5125
2033-11-27 17:00 | 51.5886 | 86.1769
2033-11-27 18:00 | 53.6911 | 90.6288
2033-11-27 19:00 | 49.95 | 86.6181
2033-11-27 20:00 | 46.3195 | 79.8748
2033-11-27 21:00 | 42.9078 | 74.7477
2033-11-27 22:00 | 40.852 | 73.5164
2033-11-27 23:00 | 38.5708 | 72.1823
2033-11-28 | 36.3081 | 72.8663
2033-11-28 01:00 | 35.3451 | 69.1141
2033-11-28 02:00 | 36.0864 | 66.1122
2033-11-28 03:00 | 37.2652 | 65.5077
2033-11-28 04:00 | 37.7587 | 64.1361
2033-11-28 05:00 | 38.3839 | 65.8352
2033-11-28 06:00 | 41.0697 | 71.7853
2033-11-28 07:00 | 49.0316 | 74.5979
2033-11-28 08:00 | 52.9434 | 78.0684
2033-11-28 09:00 | 52.7769 | 81.5046
2033-11-28 10:00 | 51.462 | 81.3114
2033-11-28 11:00 | 50.2348 | 80.1009
2033-11-28 12:00 | 49.3777 | 77.0447
2033-11-28 13:00 | 49.1325 | 77.8424
2033-11-28 14:00 | 49.0494 | 74.5843
2033-11-28 15:00 | 49.6417 | 80.7715
2033-11-28 16:00 | 52.3255 | 83.3895
2033-11-28 17:00 | 55.6979 | 88.0147
2033-11-28 18:00 | 58.6786 | 91.0076
2033-11-28 19:00 | 54.6004 | 87.1512
2033-11-28 20:00 | 50.8711 | 81.7403
2033-11-28 21:00 | 47.459 | 77.4117
2033-11-28 22:00 | 44.8465 | 75.3484
2033-11-28 23:00 | 41.8075 | 72.5696
2033-11-29 | 38.8087 | 71.9842
2033-11-29 01:00 | 36.7335 | 67.8173
2033-11-29 02:00 | 37.2973 | 64.3728
2033-11-29 03:00 | 38.345 | 63.9094
2033-11-29 04:00 | 38.6925 | 62.5001
2033-11-29 05:00 | 39.3156 | 63.7821
2033-11-29 06:00 | 41.9486 | 70.9992
2033-11-29 07:00 | 49.3482 | 73.6866
2033-11-29 08:00 | 52.5244 | 77.016
2033-11-29 09:00 | 51.5478 | 81.0589
2033-11-29 10:00 | 49.6585 | 80.9567
2033-11-29 11:00 | 48.2431 | 80.3946
2033-11-29 12:00 | 47.9755 | 80.7832
2033-11-29 13:00 | 47.5924 | 81.3109
2033-11-29 14:00 | 47.6311 | 76.8652
2033-11-29 15:00 | 48.2195 | 83.4107
2033-11-29 16:00 | 50.6877 | 86.4557
2033-11-29 17:00 | 54.1804 | 90.1916
2033-11-29 18:00 | 57.4881 | 93.4164
2033-11-29 19:00 | 53.175 | 89.9416
2033-11-29 20:00 | 49.3964 | 85.5983
2033-11-29 21:00 | 46.0211 | 81.6995
2033-11-29 22:00 | 43.4619 | 79.4049
2033-11-29 23:00 | 40.513 | 76.9247
2033-11-30 | 37.3046 | 72.8816
2033-11-30 01:00 | 35.4006 | 70.7776
2033-11-30 02:00 | 35.9157 | 67.121
2033-11-30 03:00 | 36.8515 | 66.3281
2033-11-30 04:00 | 37.1304 | 65.2685
2033-11-30 05:00 | 37.6014 | 66.558
2033-11-30 06:00 | 40.2636 | 71.0854
2033-11-30 07:00 | 47.7471 | 74.0358
2033-11-30 08:00 | 50.9275 | 77.776
2033-11-30 09:00 | 50.3181 | 81.0409
2033-11-30 10:00 | 48.7738 | 80.88
2033-11-30 11:00 | 47.6574 | 80.3872
2033-11-30 12:00 | 47.3977 | 75.7753
2033-11-30 13:00 | 47.0251 | 75.7118
2033-11-30 14:00 | 47.2783 | 71.98
2033-11-30 15:00 | 47.5871 | 77.4417
2033-11-30 16:00 | 49.9403 | 80.7306
2033-11-30 17:00 | 53.3363 | 86.9094
2033-11-30 18:00 | 56.9065 | 91.4929
2033-11-30 19:00 | 52.4195 | 88.939
2033-11-30 20:00 | 48.6024 | 84.4073
2033-11-30 21:00 | 45.289 | 80.458
2033-11-30 22:00 | 42.8176 | 78.1545
2033-11-30 23:00 | 39.8486 | 74.7578
2033-12-01 | 37.0663 | 74.0829
2033-12-01 01:00 | 35.258 | 69.1418
2033-12-01 02:00 | 35.8158 | 65.7507
2033-12-01 03:00 | 36.8855 | 65.5263
2033-12-01 04:00 | 37.1734 | 64.4153
2033-12-01 05:00 | 37.874 | 66.165
2033-12-01 06:00 | 40.7587 | 72.9411
2033-12-01 07:00 | 48.4498 | 76.6723
2033-12-01 08:00 | 51.7342 | 80.3575
2033-12-01 09:00 | 51.8708 | 85.355
2033-12-01 10:00 | 50.4345 | 86.5837
2033-12-01 11:00 | 49.0354 | 85.1527
2033-12-01 12:00 | 47.4476 | 77.9489
2033-12-01 13:00 | 46.7547 | 76.5017
2033-12-01 14:00 | 46.9239 | 71.4584
2033-12-01 15:00 | 47.5063 | 77.5748
2033-12-01 16:00 | 49.9851 | 80.7643
2033-12-01 17:00 | 53.4598 | 87.1951
2033-12-01 18:00 | 55.884 | 93.1637
2033-12-01 19:00 | 52.4707 | 91.2693
2033-12-01 20:00 | 49.7425 | 87.1814
2033-12-01 21:00 | 46.5454 | 82.8667
2033-12-01 22:00 | 44.1967 | 81.0364
2033-12-01 23:00 | 41.2173 | 77.5529
2033-12-02 | 38.3309 | 75.5767
2033-12-02 01:00 | 36.0361 | 71.3146
2033-12-02 02:00 | 36.5477 | 67.866
2033-12-02 03:00 | 37.689 | 67.2215
2033-12-02 04:00 | 37.9763 | 66.0398
2033-12-02 05:00 | 38.7187 | 67.3819
2033-12-02 06:00 | 41.5192 | 73.9588
2033-12-02 07:00 | 49.1719 | 77.3889
2033-12-02 08:00 | 52.2133 | 80.8289
2033-12-02 09:00 | 51.8444 | 85.0375
2033-12-02 10:00 | 50.046 | 85.8547
2033-12-02 11:00 | 48.308 | 83.9458
2033-12-02 12:00 | 47.0744 | 79.0071
2033-12-02 13:00 | 46.4211 | 78.2374
2033-12-02 14:00 | 46.2947 | 74.1038
2033-12-02 15:00 | 46.5583 | 80.1829
2033-12-02 16:00 | 48.6798 | 82.3314
2033-12-02 17:00 | 52.0584 | 86.4411
2033-12-02 18:00 | 55.6564 | 90.8066
2033-12-02 19:00 | 51.6857 | 88.4712
2033-12-02 20:00 | 48.3992 | 83.7278
2033-12-02 21:00 | 45.0006 | 79.3278
2033-12-02 22:00 | 42.5439 | 77.687
2033-12-02 23:00 | 39.599 | 74.4335
2033-12-03 | 36.6107 | 73.5665
2033-12-03 01:00 | 34.7341 | 68.1869
2033-12-03 02:00 | 35.1043 | 65.1743
2033-12-03 03:00 | 36.0661 | 64.6699
2033-12-03 04:00 | 36.1621 | 63.333
2033-12-03 05:00 | 36.3657 | 64.5356
2033-12-03 06:00 | 37.9665 | 69.7201
2033-12-03 07:00 | 44.0182 | 70.4987
2033-12-03 08:00 | 46.7279 | 71.6828
2033-12-03 09:00 | 47.8639 | 78.0208
2033-12-03 10:00 | 47.3686 | 81.5277
2033-12-03 11:00 | 46.0766 | 80.9622
2033-12-03 12:00 | 44.7126 | 81.0628
2033-12-03 13:00 | 44.075 | 81.3811
2033-12-03 14:00 | 43.6723 | 76.4189
2033-12-03 15:00 | 43.9279 | 81.3729
2033-12-03 16:00 | 46.4298 | 82.9632
2033-12-03 17:00 | 50.3674 | 85.9235
2033-12-03 18:00 | 53.8167 | 88.3196
2033-12-03 19:00 | 49.7349 | 84.0052
2033-12-03 20:00 | 46.2198 | 78.2745
2033-12-03 21:00 | 42.5171 | 73.8791
2033-12-03 22:00 | 40.5711 | 73.6806
2033-12-03 23:00 | 38.3874 | 72.7109
2033-12-04 | 36.0833 | 71.0345
2033-12-04 01:00 | 34.2722 | 67.6382
2033-12-04 02:00 | 34.6286 | 64.5501
2033-12-04 03:00 | 35.5823 | 63.8241
2033-12-04 04:00 | 35.5931 | 62.4854
2033-12-04 05:00 | 35.6854 | 63.0682
2033-12-04 06:00 | 37.1923 | 67.9897
2033-12-04 07:00 | 42.8499 | 67.5958
2033-12-04 08:00 | 45.2055 | 67.1656
2033-12-04 09:00 | 45.3839 | 71.7539
2033-12-04 10:00 | 44.0048 | 74.457
2033-12-04 11:00 | 42.3659 | 74.7067
2033-12-04 12:00 | 42.3807 | 70.5501
2033-12-04 13:00 | 41.8566 | 70.8759
2033-12-04 14:00 | 41.7316 | 67.0181
2033-12-04 15:00 | 42.2943 | 73.4458
2033-12-04 16:00 | 45.2835 | 76.5177
2033-12-04 17:00 | 49.9559 | 81.8288
2033-12-04 18:00 | 53.9525 | 88.4263
2033-12-04 19:00 | 50.3237 | 84.7123
2033-12-04 20:00 | 46.9763 | 79.5004
2033-12-04 21:00 | 43.4401 | 75.0279
2033-12-04 22:00 | 41.3282 | 74.4668
2033-12-04 23:00 | 38.9077 | 72.9679
2033-12-05 | 36.2339 | 72.0165
2033-12-05 01:00 | 34.5145 | 65.8252
2033-12-05 02:00 | 35.143 | 62.7714
2033-12-05 03:00 | 36.367 | 62.5003
2033-12-05 04:00 | 36.6637 | 61.3251
2033-12-05 05:00 | 37.4102 | 63.1623
2033-12-05 06:00 | 40.3205 | 70.0983
2033-12-05 07:00 | 48.1566 | 73.8309
2033-12-05 08:00 | 51.2263 | 77.8388
2033-12-05 09:00 | 50.7759 | 82.8821
2033-12-05 10:00 | 49.0464 | 84.128
2033-12-05 11:00 | 47.3192 | 82.9788
2033-12-05 12:00 | 47.3854 | 79.3053
2033-12-05 13:00 | 46.9189 | 79.4168
2033-12-05 14:00 | 47.0383 | 75.3392
2033-12-05 15:00 | 47.7632 | 81.7995
2033-12-05 16:00 | 50.291 | 84.7119
2033-12-05 17:00 | 53.7206 | 89.6491
2033-12-05 18:00 | 57.1883 | 93.2498
2033-12-05 19:00 | 52.781 | 89.7904
2033-12-05 20:00 | 49.2842 | 84.6663
2033-12-05 21:00 | 45.6673 | 79.9068
2033-12-05 22:00 | 43.0592 | 78.0314
2033-12-05 23:00 | 39.9603 | 74.9071
2033-12-06 | 36.6438 | 72.4912
2033-12-06 01:00 | 34.756 | 67.7485
2033-12-06 02:00 | 35.2745 | 64.2569
2033-12-06 03:00 | 36.4009 | 63.6001
2033-12-06 04:00 | 36.6774 | 62.3564
2033-12-06 05:00 | 37.4043 | 64.006
2033-12-06 06:00 | 40.4242 | 70.2297
2033-12-06 07:00 | 48.0335 | 73.9259
2033-12-06 08:00 | 50.9028 | 77.6381
2033-12-06 09:00 | 50.3329 | 81.7842
2033-12-06 10:00 | 48.5968 | 82.478
2033-12-06 11:00 | 47.1023 | 81.7062
2033-12-06 12:00 | 46.1351 | 78.103
2033-12-06 13:00 | 45.5093 | 77.6924
2033-12-06 14:00 | 45.7554 | 73.4131
2033-12-06 15:00 | 46.3578 | 80.193
2033-12-06 16:00 | 48.8821 | 83.3596
2033-12-06 17:00 | 52.5802 | 87.8165
2033-12-06 18:00 | 56.4754 | 91.0886
2033-12-06 19:00 | 52.128 | 88.197
2033-12-06 20:00 | 48.9318 | 83.4619
2033-12-06 21:00 | 45.4378 | 79.1399
2033-12-06 22:00 | 42.9121 | 77.5938
2033-12-06 23:00 | 39.8989 | 74.5014
2033-12-07 | 37.5421 | 73.0324
2033-12-07 01:00 | 35.0957 | 66.9149
2033-12-07 02:00 | 35.5824 | 63.4477
2033-12-07 03:00 | 36.6777 | 62.8253
2033-12-07 04:00 | 36.9053 | 61.7509
2033-12-07 05:00 | 37.5545 | 63.3364
2033-12-07 06:00 | 40.6433 | 69.6092
2033-12-07 07:00 | 48.3178 | 73.1718
2033-12-07 08:00 | 51.2299 | 76.9087
2033-12-07 09:00 | 50.9543 | 81.5501
2033-12-07 10:00 | 49.2554 | 82.4614
2033-12-07 11:00 | 47.9715 | 81.5667
2033-12-07 12:00 | 46.8168 | 77.7629
2033-12-07 13:00 | 46.3651 | 77.7168
2033-12-07 14:00 | 46.4293 | 73.5424
2033-12-07 15:00 | 47.0074 | 79.8914
2033-12-07 16:00 | 49.4401 | 82.5277
2033-12-07 17:00 | 53.0349 | 87.4749
2033-12-07 18:00 | 57.049 | 91.4483
2033-12-07 19:00 | 52.7068 | 88.0635
2033-12-07 20:00 | 49.414 | 82.8944
2033-12-07 21:00 | 45.9996 | 78.4172
2033-12-07 22:00 | 43.466 | 76.5937
2033-12-07 23:00 | 40.4186 | 73.3388
2033-12-08 | 37.4528 | 71.8132
2033-12-08 01:00 | 35.3524 | 67.857
2033-12-08 02:00 | 35.8419 | 64.3482
2033-12-08 03:00 | 36.9684 | 63.7365
2033-12-08 04:00 | 37.2006 | 62.5598
2033-12-08 05:00 | 37.8692 | 64.2445
2033-12-08 06:00 | 40.7861 | 71.8566
2033-12-08 07:00 | 48.436 | 74.7622
2033-12-08 08:00 | 51.5166 | 77.557
2033-12-08 09:00 | 51.3742 | 80.965
2033-12-08 10:00 | 49.8418 | 81.0515
2033-12-08 11:00 | 48.4771 | 79.5607
2033-12-08 12:00 | 47.0279 | 80.3147
2033-12-08 13:00 | 46.5797 | 79.7077
2033-12-08 14:00 | 46.7082 | 75.0893
2033-12-08 15:00 | 47.2755 | 80.7878
2033-12-08 16:00 | 49.6941 | 83.4708
2033-12-08 17:00 | 53.0241 | 87.6031
2033-12-08 18:00 | 56.2999 | 89.9664
2033-12-08 19:00 | 52.088 | 87.651
2033-12-08 20:00 | 48.9157 | 83.6021
2033-12-08 21:00 | 45.496 | 79.5433
2033-12-08 22:00 | 43.0405 | 77.9476
2033-12-08 23:00 | 40.0657 | 74.8178
2033-12-09 | 37.865 | 72.7555
2033-12-09 01:00 | 35.4278 | 67.0985
2033-12-09 02:00 | 35.8418 | 63.6708
2033-12-09 03:00 | 36.9211 | 63.1298
2033-12-09 04:00 | 37.142 | 61.9445
2033-12-09 05:00 | 37.7467 | 63.4628
2033-12-09 06:00 | 40.7227 | 70.0669
2033-12-09 07:00 | 48.3794 | 73.3756
2033-12-09 08:00 | 51.4748 | 77.0615
2033-12-09 09:00 | 51.4378 | 81.7775
2033-12-09 10:00 | 50.0337 | 82.9244
2033-12-09 11:00 | 48.5883 | 82.2131
2033-12-09 12:00 | 47.0348 | 81.5479
2033-12-09 13:00 | 46.5288 | 81.3953
2033-12-09 14:00 | 46.509 | 77.2797
2033-12-09 15:00 | 46.7185 | 83.308
2033-12-09 16:00 | 48.7466 | 84.9937
2033-12-09 17:00 | 51.9556 | 87.9548
2033-12-09 18:00 | 55.5945 | 89.8691
2033-12-09 19:00 | 51.2806 | 86.6933
2033-12-09 20:00 | 47.8217 | 81.3975
2033-12-09 21:00 | 44.406 | 76.9272
2033-12-09 22:00 | 41.9922 | 75.3426
2033-12-09 23:00 | 39.0703 | 72.3435
2033-12-10 | 36.5239 | 70.8687
2033-12-10 01:00 | 34.5284 | 68.9378
2033-12-10 02:00 | 34.8864 | 65.6503
2033-12-10 03:00 | 35.873 | 64.8621
2033-12-10 04:00 | 35.9305 | 63.5645
2033-12-10 05:00 | 36.0321 | 64.5163
2033-12-10 06:00 | 37.5159 | 69.3389
2033-12-10 07:00 | 43.4829 | 69.1964
2033-12-10 08:00 | 46.2688 | 70.0638
2033-12-10 09:00 | 47.2909 | 75.621
2033-12-10 10:00 | 46.7976 | 78.2469
2033-12-10 11:00 | 45.7372 | 78.4423
2033-12-10 12:00 | 45.3446 | 76.4895
2033-12-10 13:00 | 44.7789 | 76.5217
2033-12-10 14:00 | 44.4337 | 71.7568
2033-12-10 15:00 | 44.7898 | 77.3367
2033-12-10 16:00 | 47.3519 | 79.6524
2033-12-10 17:00 | 51.259 | 83.5435
2033-12-10 18:00 | 54.0454 | 85.4488
2033-12-10 19:00 | 49.5923 | 82.6635
2033-12-10 20:00 | 45.8784 | 77.8927
2033-12-10 21:00 | 42.1815 | 74.3145
2033-12-10 22:00 | 40.3026 | 74.299
2033-12-10 23:00 | 38.1164 | 73.1137
2033-12-11 | 36.1826 | 72.1245
2033-12-11 01:00 | 33.9857 | 67.4466
2033-12-11 02:00 | 34.3022 | 64.1941
2033-12-11 03:00 | 35.2654 | 63.4797
2033-12-11 04:00 | 35.2354 | 62.3839
2033-12-11 05:00 | 35.2066 | 63.4409
2033-12-11 06:00 | 36.5432 | 67.8088
2033-12-11 07:00 | 42.1038 | 67.4448
2033-12-11 08:00 | 44.437 | 67.8913
2033-12-11 09:00 | 44.7435 | 73.488
2033-12-11 10:00 | 43.5521 | 76.23
2033-12-11 11:00 | 42.3646 | 76.298
2033-12-11 12:00 | 42.5235 | 78.7695
2033-12-11 13:00 | 42.1109 | 79.5799
2033-12-11 14:00 | 42.0698 | 76.838
2033-12-11 15:00 | 42.6966 | 83.6426
2033-12-11 16:00 | 45.7286 | 85.2229
2033-12-11 17:00 | 50.2937 | 89.11
2033-12-11 18:00 | 54.8917 | 92.406
2033-12-11 19:00 | 50.6411 | 89.0098
2033-12-11 20:00 | 47.0305 | 82.9513
2033-12-11 21:00 | 43.3533 | 77.9351
2033-12-11 22:00 | 41.2043 | 77.3721
2033-12-11 23:00 | 38.76 | 76.0224
2033-12-12 | 36.3821 | 73.7281
2033-12-12 01:00 | 34.4724 | 72.4405
2033-12-12 02:00 | 35.044 | 69.1841
2033-12-12 03:00 | 36.2472 | 68.4898
2033-12-12 04:00 | 36.5224 | 67.157
2033-12-12 05:00 | 37.1581 | 68.8627
2033-12-12 06:00 | 40.2207 | 74.2494
2033-12-12 07:00 | 48.04 | 77.3647
2033-12-12 08:00 | 51.253 | 81.5698
2033-12-12 09:00 | 51.1583 | 86.8358
2033-12-12 10:00 | 49.781 | 88.1853
2033-12-12 11:00 | 48.4235 | 87.1395
2033-12-12 12:00 | 47.6872 | 85.7969
2033-12-12 13:00 | 47.294 | 86.1549
2033-12-12 14:00 | 47.3611 | 82.3066
2033-12-12 15:00 | 48.0853 | 88.7061
2033-12-12 16:00 | 50.6284 | 90.752
2033-12-12 17:00 | 54.0599 | 94.1369
2033-12-12 18:00 | 56.2818 | 96.4327
2033-12-12 19:00 | 52.3267 | 93.5037
2033-12-12 20:00 | 49.122 | 89.1277
2033-12-12 21:00 | 45.7589 | 84.9739
2033-12-12 22:00 | 43.3015 | 83.2209
2033-12-12 23:00 | 40.2902 | 80.1198
2033-12-13 | 37.3373 | 77.0165
2033-12-13 01:00 | 34.8764 | 72.4915
2033-12-13 02:00 | 35.3304 | 68.8681
2033-12-13 03:00 | 36.428 | 68.1026
2033-12-13 04:00 | 36.6428 | 66.6996
2033-12-13 05:00 | 37.2755 | 68.1887
2033-12-13 06:00 | 40.1358 | 73.403
2033-12-13 07:00 | 47.7898 | 76.721
2033-12-13 08:00 | 50.8915 | 80.7715
2033-12-13 09:00 | 50.8173 | 84.7826
2033-12-13 10:00 | 49.489 | 84.5154
2033-12-13 11:00 | 48.2109 | 82.5052
2033-12-13 12:00 | 47.3803 | 82.2564
2033-12-13 13:00 | 46.9578 | 81.6569
2033-12-13 14:00 | 47.1412 | 76.9816
2033-12-13 15:00 | 47.7747 | 83.72
2033-12-13 16:00 | 50.1434 | 86.3452
2033-12-13 17:00 | 53.5977 | 90.753
2033-12-13 18:00 | 57.237 | 95.3224
2033-12-13 19:00 | 52.7324 | 92.3064
2033-12-13 20:00 | 49.303 | 87.5608
2033-12-13 21:00 | 45.8817 | 83.2903
2033-12-13 22:00 | 43.4172 | 81.4401
2033-12-13 23:00 | 40.4069 | 78.5242
2033-12-14 | 37.1967 | 76.9642
2033-12-14 01:00 | 36.3308 | 70.5305
2033-12-14 02:00 | 36.9195 | 66.9675
2033-12-14 03:00 | 38.089 | 66.2607
2033-12-14 04:00 | 38.4324 | 65.0943
2033-12-14 05:00 | 39.005 | 66.6318
2033-12-14 06:00 | 41.7942 | 72.5173
2033-12-14 07:00 | 49.654 | 75.6977
2033-12-14 08:00 | 53.1992 | 79.6556
2033-12-14 09:00 | 52.8328 | 84.2106
2033-12-14 10:00 | 50.9063 | 85.0649
2033-12-14 11:00 | 49.0916 | 84.1718
2033-12-14 12:00 | 48.3235 | 79.298
2033-12-14 13:00 | 47.6474 | 79.1173
2033-12-14 14:00 | 47.6796 | 75.0944
2033-12-14 15:00 | 48.2262 | 81.4617
2033-12-14 16:00 | 51.0283 | 83.8855
2033-12-14 17:00 | 54.9824 | 88.8224
2033-12-14 18:00 | 59.043 | 92.2259
2033-12-14 19:00 | 55.5445 | 89.7125
2033-12-14 20:00 | 52.6605 | 85.1706
2033-12-14 21:00 | 49.536 | 81.0665
2033-12-14 22:00 | 47.1709 | 79.1595
2033-12-14 23:00 | 44.0582 | 75.9189
2033-12-15 | 41.0239 | 74.4392
2033-12-15 01:00 | 38.5362 | 69.1414
2033-12-15 02:00 | 39.0553 | 65.6279
2033-12-15 03:00 | 40.2749 | 64.8969
2033-12-15 04:00 | 40.519 | 63.5845
2033-12-15 05:00 | 41.1971 | 65.2867
2033-12-15 06:00 | 43.9157 | 71.5021
2033-12-15 07:00 | 51.4253 | 74.3412
2033-12-15 08:00 | 54.4541 | 77.5197
2033-12-15 09:00 | 53.2386 | 81.5944
2033-12-15 10:00 | 50.4848 | 82.2813
2033-12-15 11:00 | 47.9891 | 81.5926
2033-12-15 12:00 | 47.0328 | 79.0427
2033-12-15 13:00 | 46.324 | 78.9749
2033-12-15 14:00 | 46.0458 | 74.8216
2033-12-15 15:00 | 46.6772 | 81.3292
2033-12-15 16:00 | 49.2545 | 83.8509
2033-12-15 17:00 | 52.9996 | 87.4977
2033-12-15 18:00 | 57.0492 | 91.1923
2033-12-15 19:00 | 53.5958 | 87.9923
2033-12-15 20:00 | 50.6896 | 83.4065
2033-12-15 21:00 | 47.4751 | 79.2008
2033-12-15 22:00 | 45.0797 | 77.5164
2033-12-15 23:00 | 42.1044 | 74.8598
2033-12-16 | 39.0306 | 72.6021
2033-12-16 01:00 | 36.9451 | 68.5143
2033-12-16 02:00 | 37.3257 | 64.9698
2033-12-16 03:00 | 38.4689 | 64.2103
2033-12-16 04:00 | 38.6942 | 62.8508
2033-12-16 05:00 | 39.2661 | 64.0936
2033-12-16 06:00 | 42.0218 | 69.7494
2033-12-16 07:00 | 49.4928 | 72.5997
2033-12-16 08:00 | 52.349 | 76.0452
2033-12-16 09:00 | 51.5241 | 80.394
2033-12-16 10:00 | 49.4058 | 81.0984
2033-12-16 11:00 | 47.1461 | 80.657
2033-12-16 12:00 | 47.2614 | 79.4661
2033-12-16 13:00 | 46.6314 | 79.4039
2033-12-16 14:00 | 46.7451 | 75.0754
2033-12-16 15:00 | 46.7952 | 81.3826
2033-12-16 16:00 | 48.9042 | 83.3273
2033-12-16 17:00 | 52.1075 | 86.8206
2033-12-16 18:00 | 55.4529 | 89.6361
2033-12-16 19:00 | 51.669 | 86.4238
2033-12-16 20:00 | 48.3582 | 81.2325
2033-12-16 21:00 | 45.0862 | 76.8803
2033-12-16 22:00 | 42.8439 | 75.1732
2033-12-16 23:00 | 39.8825 | 72.4616
2033-12-17 | 37.0667 | 71.5561
2033-12-17 01:00 | 35.5691 | 65.9503
2033-12-17 02:00 | 35.8896 | 62.9723
2033-12-17 03:00 | 36.8415 | 62.6859
2033-12-17 04:00 | 36.9197 | 61.2928
2033-12-17 05:00 | 37.0742 | 62.1686
2033-12-17 06:00 | 38.985 | 68.0471
2033-12-17 07:00 | 44.6653 | 68.0097
2033-12-17 08:00 | 46.7618 | 69.2877
2033-12-17 09:00 | 47.1139 | 74.381
2033-12-17 10:00 | 46.2391 | 76.2181
2033-12-17 11:00 | 45.0254 | 76.0276
2033-12-17 12:00 | 43.6911 | 74.0084
2033-12-17 13:00 | 42.9409 | 74.1375
2033-12-17 14:00 | 42.585 | 69.2711
2033-12-17 15:00 | 42.753 | 75.7951
2033-12-17 16:00 | 45.209 | 78.4079
2033-12-17 17:00 | 49.4921 | 82.4665
2033-12-17 18:00 | 54.3305 | 85.6702
2033-12-17 19:00 | 50.5182 | 81.4931
2033-12-17 20:00 | 46.7342 | 75.9462
2033-12-17 21:00 | 43.2086 | 72.3373
2033-12-17 22:00 | 41.4575 | 72.1231
2033-12-17 23:00 | 39.2184 | 71.0898
2033-12-18 | 36.849 | 70.7216
2033-12-18 01:00 | 34.6199 | 65.5814
2033-12-18 02:00 | 34.9212 | 62.5306
2033-12-18 03:00 | 35.8473 | 61.637
2033-12-18 04:00 | 35.7941 | 60.0263
2033-12-18 05:00 | 35.6849 | 60.884
2033-12-18 06:00 | 36.6386 | 64.6307
2033-12-18 07:00 | 42.1158 | 63.3728
2033-12-18 08:00 | 44.5814 | 64.1873
2033-12-18 09:00 | 45.372 | 68.5446
2033-12-18 10:00 | 44.5937 | 70.4571
2033-12-18 11:00 | 43.9291 | 71.2708
2033-12-18 12:00 | 43.2535 | 71.0305
2033-12-18 13:00 | 42.8677 | 71.6742
2033-12-18 14:00 | 42.7986 | 67.7796
2033-12-18 15:00 | 43.4183 | 75.0286
2033-12-18 16:00 | 46.3685 | 77.9991
2033-12-18 17:00 | 50.895 | 82.4056
2033-12-18 18:00 | 54.5396 | 84.2155
2033-12-18 19:00 | 50.7748 | 80.9338
2033-12-18 20:00 | 47.1719 | 75.9874
2033-12-18 21:00 | 43.8479 | 72.3176
2033-12-18 22:00 | 41.9016 | 72.344
2033-12-18 23:00 | 39.4715 | 71.2187
2033-12-19 | 36.6557 | 70.1305
2033-12-19 01:00 | 34.7649 | 66.3966
2033-12-19 02:00 | 35.3708 | 63.1473
2033-12-19 03:00 | 36.6225 | 62.3502
2033-12-19 04:00 | 36.9477 | 60.9652
2033-12-19 05:00 | 37.5728 | 62.7645
2033-12-19 06:00 | 40.1212 | 68.3395
2033-12-19 07:00 | 47.9027 | 70.7915
2033-12-19 08:00 | 51.2643 | 73.5043
2033-12-19 09:00 | 51.3336 | 76.8357
2033-12-19 10:00 | 50.0893 | 76.6696
2033-12-19 11:00 | 48.8469 | 76.6572
2033-12-19 12:00 | 46.0061 | 73.4039
2033-12-19 13:00 | 45.4205 | 73.8699
2033-12-19 14:00 | 45.4515 | 69.2149
2033-12-19 15:00 | 46.0723 | 75.8705
2033-12-19 16:00 | 48.7345 | 79.3382
2033-12-19 17:00 | 52.4243 | 84.6299
2033-12-19 18:00 | 56.3968 | 89.2193
2033-12-19 19:00 | 52.7152 | 86.6712
2033-12-19 20:00 | 49.6975 | 83.234
2033-12-19 21:00 | 46.4741 | 79.8786
2033-12-19 22:00 | 44.1191 | 78.5151
2033-12-19 23:00 | 41.1463 | 76.0457
2033-12-20 | 38.1552 | 71.2867
2033-12-20 01:00 | 36.1957 | 68.6663
2033-12-20 02:00 | 36.6817 | 64.961
2033-12-20 03:00 | 37.878 | 64.093
2033-12-20 04:00 | 38.1877 | 62.7003
2033-12-20 05:00 | 38.8372 | 64.3263
2033-12-20 06:00 | 41.7506 | 70.3847
2033-12-20 07:00 | 49.3661 | 72.85
2033-12-20 08:00 | 52.4537 | 76.0488
2033-12-20 09:00 | 51.5609 | 79.7359
2033-12-20 10:00 | 49.3654 | 80.0627
2033-12-20 11:00 | 47.2916 | 80.6676
2033-12-20 12:00 | 47.0891 | 78.4464
2033-12-20 13:00 | 46.5106 | 78.4643
2033-12-20 14:00 | 46.4878 | 73.6378
2033-12-20 15:00 | 47.1574 | 80.731
2033-12-20 16:00 | 49.7539 | 84.1175
2033-12-20 17:00 | 53.499 | 88.2376
2033-12-20 18:00 | 57.3284 | 92.9385
2033-12-20 19:00 | 53.3043 | 89.6935
2033-12-20 20:00 | 50.1875 | 85.0295
2033-12-20 21:00 | 46.8784 | 81.0283
2033-12-20 22:00 | 44.4664 | 79.5036
2033-12-20 23:00 | 41.5036 | 76.8817
2033-12-21 | 38.7638 | 74.5386
2033-12-21 01:00 | 36.362 | 69.8049
2033-12-21 02:00 | 36.7688 | 66.2433
2033-12-21 03:00 | 37.8727 | 65.3463
2033-12-21 04:00 | 38.08 | 64.0418
2033-12-21 05:00 | 38.5955 | 65.7343
2033-12-21 06:00 | 41.3358 | 70.7185
2033-12-21 07:00 | 48.9392 | 73.3747
2033-12-21 08:00 | 52.0462 | 76.96
2033-12-21 09:00 | 51.9843 | 80.6538
2033-12-21 10:00 | 50.3363 | 80.8018
2033-12-21 11:00 | 48.8585 | 80.69
2033-12-21 12:00 | 47.6889 | 77.1914
2033-12-21 13:00 | 47.3796 | 77.3996
2033-12-21 14:00 | 47.3615 | 73.1559
2033-12-21 15:00 | 47.938 | 79.9116
2033-12-21 16:00 | 50.3018 | 82.4873
2033-12-21 17:00 | 53.6685 | 87.1668
2033-12-21 18:00 | 56.9251 | 91.8849
2033-12-21 19:00 | 52.4733 | 88.8673
2033-12-21 20:00 | 49.0319 | 84.131
2033-12-21 21:00 | 45.6319 | 80.329
2033-12-21 22:00 | 43.1882 | 78.8263
2033-12-21 23:00 | 40.2 | 75.8892
2033-12-22 | 37.8555 | 74.0639
2033-12-22 01:00 | 35.5007 | 68.0437
2033-12-22 02:00 | 35.8942 | 64.6833
2033-12-22 03:00 | 36.9782 | 64.2462
2033-12-22 04:00 | 37.2077 | 62.7672
2033-12-22 05:00 | 37.7275 | 64.6247
2033-12-22 06:00 | 40.6582 | 70.3022
2033-12-22 07:00 | 48.2838 | 73.292
2033-12-22 08:00 | 51.6075 | 77.4082
2033-12-22 09:00 | 51.7568 | 82.4274
2033-12-22 10:00 | 50.3768 | 83.104
2033-12-22 11:00 | 48.8454 | 82.2688
2033-12-22 12:00 | 48.4324 | 80.7514
2033-12-22 13:00 | 48.0296 | 80.6855
2033-12-22 14:00 | 48.1633 | 75.978
2033-12-22 15:00 | 48.7031 | 82.9076
2033-12-22 16:00 | 51.0481 | 85.0399
2033-12-22 17:00 | 54.191 | 88.9854
2033-12-22 18:00 | 57.2769 | 91.7962
2033-12-22 19:00 | 53.0324 | 88.5263
2033-12-22 20:00 | 49.7055 | 83.4609
2033-12-22 21:00 | 46.3787 | 79.259
2033-12-22 22:00 | 44.066 | 77.5392
2033-12-22 23:00 | 41.1018 | 74.9547
2033-12-23 | 38.2819 | 73.6565
2033-12-23 01:00 | 35.9752 | 68.6264
2033-12-23 02:00 | 36.3494 | 65.1727
2033-12-23 03:00 | 37.4122 | 64.3932
2033-12-23 04:00 | 37.6483 | 62.9306
2033-12-23 05:00 | 38.1355 | 64.4435
2033-12-23 06:00 | 40.8316 | 70.158
2033-12-23 07:00 | 48.4568 | 72.7014
2033-12-23 08:00 | 51.8953 | 76.0918
2033-12-23 09:00 | 52.1784 | 79.8325
2033-12-23 10:00 | 50.9287 | 80.1082
2033-12-23 11:00 | 49.3928 | 79.7464
2033-12-23 12:00 | 48.8546 | 77.4949
2033-12-23 13:00 | 48.4502 | 77.5091
2033-12-23 14:00 | 48.2747 | 73.2559
2033-12-23 15:00 | 48.4981 | 79.7656
2033-12-23 16:00 | 50.4221 | 81.566
2033-12-23 17:00 | 53.4296 | 84.8359
2033-12-23 18:00 | 56.0644 | 88.5073
2033-12-23 19:00 | 51.6904 | 85.5664
2033-12-23 20:00 | 48.1695 | 80.8577
2033-12-23 21:00 | 44.8242 | 77.039
2033-12-23 22:00 | 42.5105 | 75.6627
2033-12-23 23:00 | 39.6622 | 73.3097
2033-12-24 | 37.194 | 70.9631
2033-12-24 01:00 | 34.7176 | 66.9326
2033-12-24 02:00 | 34.8084 | 63.6965
2033-12-24 03:00 | 35.6928 | 62.8733
2033-12-24 04:00 | 35.5428 | 61.5088
2033-12-24 05:00 | 35.3894 | 62.6361
2033-12-24 06:00 | 36.3161 | 65.8137
2033-12-24 07:00 | 41.4582 | 64.124
2033-12-24 08:00 | 43.8458 | 63.1707
2033-12-24 09:00 | 45.8928 | 67.383
2033-12-24 10:00 | 46.4289 | 69.1968
2033-12-24 11:00 | 45.4849 | 68.2557
2033-12-24 12:00 | 45.1071 | 69.0074
2033-12-24 13:00 | 44.8571 | 70.5431
2033-12-24 14:00 | 44.1977 | 67.7565
2033-12-24 15:00 | 44.4383 | 74.8283
2033-12-24 16:00 | 46.2434 | 75.3746
2033-12-24 17:00 | 49.8739 | 78.3882
2033-12-24 18:00 | 52.712 | 81.4214
2033-12-24 19:00 | 47.6618 | 75.9907
2033-12-24 20:00 | 43.2354 | 69.5231
2033-12-24 21:00 | 39.5873 | 65.7053
2033-12-24 22:00 | 38.6493 | 67.5755
2033-12-24 23:00 | 37.5911 | 68.7553
2033-12-25 | 35.8782 | 67.7334
2033-12-25 01:00 | 34.1321 | 65.9545
2033-12-25 02:00 | 34.0821 | 62.8521
2033-12-25 03:00 | 34.7219 | 61.4678
2033-12-25 04:00 | 34.5828 | 59.7051
2033-12-25 05:00 | 34.3591 | 59.1176
2033-12-25 06:00 | 34.4585 | 62.0584
2033-12-25 07:00 | 38.195 | 59.0257
2033-12-25 08:00 | 39.6331 | 55.8827
2033-12-25 09:00 | 41.7208 | 61.5119
2033-12-25 10:00 | 42.1377 | 65.694
2033-12-25 11:00 | 41.3253 | 66.8728
2033-12-25 12:00 | 41.8834 | 65.7271
2033-12-25 13:00 | 42.2417 | 66.5658
2033-12-25 14:00 | 41.7186 | 62.9812
2033-12-25 15:00 | 42.2166 | 70.739
2033-12-25 16:00 | 45.0618 | 72.9291
2033-12-25 17:00 | 49.0508 | 75.4927
2033-12-25 18:00 | 51.0025 | 77.5198
2033-12-25 19:00 | 46.5097 | 72.3235
2033-12-25 20:00 | 42.941 | 68.7682
2033-12-25 21:00 | 39.6809 | 66.5449
2033-12-25 22:00 | 38.8592 | 68.7582
2033-12-25 23:00 | 37.7553 | 70.817
2033-12-26 | 36.6214 | 71.1992
2033-12-26 01:00 | 35.0132 | 62.9707
2033-12-26 02:00 | 35.5862 | 60.1967
2033-12-26 03:00 | 36.7662 | 59.5421
2033-12-26 04:00 | 37.1099 | 58.3254
2033-12-26 05:00 | 37.3467 | 59.7225
2033-12-26 06:00 | 39.4416 | 65.366
2033-12-26 07:00 | 44.9402 | 64.4302
2033-12-26 08:00 | 46.228 | 62.9628
2033-12-26 09:00 | 45.6947 | 68.2087
2033-12-26 10:00 | 45.1949 | 70.8441
2033-12-26 11:00 | 44.4219 | 72.2606
2033-12-26 12:00 | 44.2947 | 68.913
2033-12-26 13:00 | 44.3466 | 70.521
2033-12-26 14:00 | 43.4218 | 66.8
2033-12-26 15:00 | 43.8752 | 73.5394
2033-12-26 16:00 | 46.4574 | 75.3649
2033-12-26 17:00 | 50.2313 | 79.0729
2033-12-26 18:00 | 55.337 | 83.5465
2033-12-26 19:00 | 51.6859 | 80.2137
2033-12-26 20:00 | 48.0697 | 72.9832
2033-12-26 21:00 | 44.6262 | 67.9304
2033-12-26 22:00 | 42.7943 | 67.8786
2033-12-26 23:00 | 40.6215 | 68.7715
2033-12-27 | 38.9052 | 69.1327
2033-12-27 01:00 | 38.6948 | 67.8745
2033-12-27 02:00 | 39.1253 | 64.3845
2033-12-27 03:00 | 40.2817 | 63.7612
2033-12-27 04:00 | 40.6028 | 62.2052
2033-12-27 05:00 | 41.1212 | 64.0881
2033-12-27 06:00 | 43.7788 | 70.2061
2033-12-27 07:00 | 51.2497 | 72.7795
2033-12-27 08:00 | 54.7838 | 76.4218
2033-12-27 09:00 | 54.9859 | 79.4211
2033-12-27 10:00 | 53.3321 | 78.601
2033-12-27 11:00 | 51.5627 | 78
2033-12-27 12:00 | 50.7215 | 74.8992
2033-12-27 13:00 | 50.2963 | 74.5392
2033-12-27 14:00 | 50.1995 | 69.3883
2033-12-27 15:00 | 51.1174 | 76.681
2033-12-27 16:00 | 53.7423 | 80.0197
2033-12-27 17:00 | 57.1559 | 85.1091
2033-12-27 18:00 | 60.1758 | 90.1463
2033-12-27 19:00 | 55.9869 | 87.2876
2033-12-27 20:00 | 52.3674 | 82.3204
2033-12-27 21:00 | 48.8908 | 78.3949
2033-12-27 22:00 | 46.4243 | 76.903
2033-12-27 23:00 | 43.3081 | 74.5179
2033-12-28 | 39.9337 | 73.9647
2033-12-28 01:00 | 38.328 | 69.3012
2033-12-28 02:00 | 38.7789 | 65.7945
2033-12-28 03:00 | 39.873 | 65.0275
2033-12-28 04:00 | 40.2083 | 63.5926
2033-12-28 05:00 | 40.6082 | 65.3039
2033-12-28 06:00 | 43.1108 | 70.5349
2033-12-28 07:00 | 50.6721 | 72.9092
2033-12-28 08:00 | 54.3404 | 76.3767
2033-12-28 09:00 | 54.7089 | 79.9064
2033-12-28 10:00 | 53.0734 | 79.7053
2033-12-28 11:00 | 51.2169 | 79.6044
2033-12-28 12:00 | 51.106 | 75.8225
2033-12-28 13:00 | 50.6284 | 76.1703
2033-12-28 14:00 | 50.7929 | 71.5318
2033-12-28 15:00 | 51.4765 | 78.7527
2033-12-28 16:00 | 54.159 | 81.4292
2033-12-28 17:00 | 57.5156 | 86.1136
2033-12-28 18:00 | 60.7951 | 91.3421
2033-12-28 19:00 | 56.933 | 88.7565
2033-12-28 20:00 | 53.4739 | 84.7067
2033-12-28 21:00 | 50.1451 | 81.3199
2033-12-28 22:00 | 47.8108 | 79.7953
2033-12-28 23:00 | 44.5945 | 77.3281
2033-12-29 | 41.1257 | 73.8883
2033-12-29 01:00 | 40.1459 | 71.3912
2033-12-29 02:00 | 40.6956 | 67.7491
2033-12-29 03:00 | 41.8209 | 67.3822
2033-12-29 04:00 | 42.236 | 66.0263
2033-12-29 05:00 | 42.6701 | 67.9697
2033-12-29 06:00 | 44.9728 | 73.413
2033-12-29 07:00 | 52.4554 | 75.9658
2033-12-29 08:00 | 56.5798 | 80.0827
2033-12-29 09:00 | 57.1014 | 83.964
2033-12-29 10:00 | 55.3755 | 83.2104
2033-12-29 11:00 | 53.347 | 81.1412
2033-12-29 12:00 | 50.5606 | 79.3452
2033-12-29 13:00 | 49.5833 | 78.2694
2033-12-29 14:00 | 49.5536 | 72.4704
2033-12-29 15:00 | 50.4074 | 79.1582
2033-12-29 16:00 | 53.4225 | 82.0509
2033-12-29 17:00 | 57.2624 | 88.1462
2033-12-29 18:00 | 61.7412 | 93.3631
2033-12-29 19:00 | 58.515 | 91.9761
2033-12-29 20:00 | 55.4937 | 88.3052
2033-12-29 21:00 | 52.2281 | 84.7143
2033-12-29 22:00 | 49.9103 | 82.8457
2033-12-29 23:00 | 46.7135 | 80.108
2033-12-30 | 43.5518 | 78.1235
2033-12-30 01:00 | 41.0301 | 72.1002
2033-12-30 02:00 | 41.4474 | 68.6418
2033-12-30 03:00 | 42.5691 | 68.3095
2033-12-30 04:00 | 42.9213 | 66.9659
2033-12-30 05:00 | 43.35 | 69.0338
2033-12-30 06:00 | 45.6431 | 74.5022
2033-12-30 07:00 | 52.9322 | 77.3703
2033-12-30 08:00 | 56.624 | 82.1107
2033-12-30 09:00 | 56.7996 | 85.1963
2033-12-30 10:00 | 54.82 | 83.9114
2033-12-30 11:00 | 52.4804 | 80.904
2033-12-30 12:00 | 51.2344 | 78.231
2033-12-30 13:00 | 50.5084 | 77.2872
2033-12-30 14:00 | 50.2864 | 72.6476
2033-12-30 15:00 | 50.8672 | 79.471
2033-12-30 16:00 | 53.2886 | 81.2237
2033-12-30 17:00 | 56.5733 | 86.2355
2033-12-30 18:00 | 59.6766 | 93.4678
2033-12-30 19:00 | 56.0718 | 91.273
2033-12-30 20:00 | 52.5177 | 86.5599
2033-12-30 21:00 | 49.1251 | 82.7385
2033-12-30 22:00 | 46.7986 | 81.1611
2033-12-30 23:00 | 43.7069 | 78.6725
2033-12-31 | 40.4105 | 75.913
2033-12-31 01:00 | 38.4908 | 73.2479
2033-12-31 02:00 | 38.7577 | 71.5384
2033-12-31 03:00 | 39.5483 | 70.2073
2033-12-31 04:00 | 39.73 | 69.274
2033-12-31 05:00 | 40.0546 | 70.0768
2033-12-31 06:00 | 41.8114 | 74.1099
2033-12-31 07:00 | 45.5316 | 70.9433
2033-12-31 08:00 | 45.5357 | 68.3489
2033-12-31 09:00 | 46.2754 | 73.4591
2033-12-31 10:00 | 46.6086 | 76.7706
2033-12-31 11:00 | 45.3582 | 77.0506
2033-12-31 12:00 | 44.3507 | 75.6793
2033-12-31 13:00 | 44.8046 | 74.5156
2033-12-31 14:00 | 43.5497 | 70.6663
2033-12-31 15:00 | 42.9484 | 74.666
2033-12-31 16:00 | 44.7034 | 75.7874
2033-12-31 17:00 | 49.1976 | 79.4036
2033-12-31 18:00 | 54.7852 | 82.4943
2033-12-31 19:00 | 51.3212 | 79.1213
2033-12-31 20:00 | 46.5558 | 72.7392
2033-12-31 21:00 | 41.561 | 70.3198
2033-12-31 22:00 | 39.9064 | 71.7445
2033-12-31 23:00 | 38.9648 | 73.1237
2034-01-01 | 38.9381 | 76.5896
2034-01-01 01:00 | 35.8 | 59.0009
2034-01-01 02:00 | 35.9973 | 56.5144
2034-01-01 03:00 | 36.52 | 55.5624
2034-01-01 04:00 | 36.2208 | 54.0882
2034-01-01 05:00 | 36.188 | 54.6756
2034-01-01 06:00 | 37.6538 | 58.7894
2034-01-01 07:00 | 42.1672 | 56.6102
2034-01-01 08:00 | 43.1128 | 56.4984
2034-01-01 09:00 | 42.5032 | 59.1744
2034-01-01 10:00 | 41.596 | 57.9055
2034-01-01 11:00 | 41.3097 | 57.5725
2034-01-01 12:00 | 41.619 | 58.5928
2034-01-01 13:00 | 42.0815 | 59.6548
2034-01-01 14:00 | 41.6291 | 56.7808
2034-01-01 15:00 | 42.1132 | 64.8009
2034-01-01 16:00 | 45.484 | 70.1194
2034-01-01 17:00 | 49.9652 | 76.3733
2034-01-01 18:00 | 54.0334 | 78.1674
2034-01-01 19:00 | 50.3248 | 75.3434
2034-01-01 20:00 | 45.6198 | 71.3567
2034-01-01 21:00 | 41.5104 | 67.6918
2034-01-01 22:00 | 39.5673 | 67.6425
2034-01-01 23:00 | 37.4813 | 67.7702
2034-01-02 | 35.9217 | 66.243
2034-01-02 01:00 | 33.3498 | 63.864
2034-01-02 02:00 | 33.8444 | 60.2902
2034-01-02 03:00 | 34.7525 | 59.8047
2034-01-02 04:00 | 34.9246 | 58.5248
2034-01-02 05:00 | 35.1356 | 60.0822
2034-01-02 06:00 | 36.7839 | 63.5439
2034-01-02 07:00 | 42.6254 | 63.1005
2034-01-02 08:00 | 44.7003 | 63.2956
2034-01-02 09:00 | 45.7146 | 69.301
2034-01-02 10:00 | 45.5109 | 73.0073
2034-01-02 11:00 | 44.9573 | 76.2471
2034-01-02 12:00 | 44.2496 | 75.6451
2034-01-02 13:00 | 44.4109 | 76.5536
2034-01-02 14:00 | 44.8558 | 73.2798
2034-01-02 15:00 | 45.4411 | 78.1047
2034-01-02 16:00 | 47.5235 | 78.7364
2034-01-02 17:00 | 51.273 | 81.7782
2034-01-02 18:00 | 54.388 | 85.6803
2034-01-02 19:00 | 50.0165 | 80.9478
2034-01-02 20:00 | 46.4874 | 74.9148
2034-01-02 21:00 | 43.0779 | 70.4454
2034-01-02 22:00 | 40.8853 | 69.6697
2034-01-02 23:00 | 38.3908 | 68.3188
2034-01-03 | 35.5105 | 67.8767
2034-01-03 01:00 | 35.0847 | 65.2611
2034-01-03 02:00 | 35.7545 | 62.0068
2034-01-03 03:00 | 36.9068 | 61.4189
2034-01-03 04:00 | 37.3651 | 60.0278
2034-01-03 05:00 | 38.0741 | 61.5522
2034-01-03 06:00 | 40.9271 | 68.4164
2034-01-03 07:00 | 48.7669 | 71.6028
2034-01-03 08:00 | 52.35 | 75.4769
2034-01-03 09:00 | 52.3679 | 79.9115
2034-01-03 10:00 | 50.9061 | 79.9782
2034-01-03 11:00 | 49.5178 | 79.6335
2034-01-03 12:00 | 48.7662 | 78.4774
2034-01-03 13:00 | 48.555 | 78.3206
2034-01-03 14:00 | 48.5039 | 73.4214
2034-01-03 15:00 | 48.9242 | 78.4575
2034-01-03 16:00 | 51.5335 | 81.8829
2034-01-03 17:00 | 54.7996 | 85.7675
2034-01-03 18:00 | 57.821 | 90.5664
2034-01-03 19:00 | 53.5836 | 87.1972
2034-01-03 20:00 | 50.043 | 82.679
2034-01-03 21:00 | 46.5451 | 78.8173
2034-01-03 22:00 | 44.0734 | 77.6001
2034-01-03 23:00 | 41.2316 | 74.9104
2034-01-04 | 38.9393 | 71.1545
2034-01-04 01:00 | 36.7691 | 67.5923
2034-01-04 02:00 | 37.4099 | 64.149
2034-01-04 03:00 | 38.5243 | 63.502
2034-01-04 04:00 | 38.8769 | 62.4365
2034-01-04 05:00 | 39.5324 | 63.9357
2034-01-04 06:00 | 42.3153 | 69.0077
2034-01-04 07:00 | 49.9887 | 72.199
2034-01-04 08:00 | 53.3323 | 75.8012
2034-01-04 09:00 | 53.0918 | 78.7973
2034-01-04 10:00 | 51.1584 | 77.0127
2034-01-04 11:00 | 49.6754 | 74.9317
2034-01-04 12:00 | 47.9226 | 73.9772
2034-01-04 13:00 | 47.8053 | 73.7686
2034-01-04 14:00 | 47.418 | 68.9525
2034-01-04 15:00 | 47.9097 | 74.1595
2034-01-04 16:00 | 50.3795 | 77.8183
2034-01-04 17:00 | 53.6663 | 84.11
2034-01-04 18:00 | 56.508 | 90.6102
2034-01-04 19:00 | 52.2881 | 88.0298
2034-01-04 20:00 | 48.7231 | 83.7854
2034-01-04 21:00 | 45.2588 | 80.0182
2034-01-04 22:00 | 42.7283 | 78.4225
2034-01-04 23:00 | 39.9567 | 75.2565
2034-01-05 | 37.9079 | 72.4126
2034-01-05 01:00 | 35.6786 | 69.9397
2034-01-05 02:00 | 36.261 | 66.4364
2034-01-05 03:00 | 37.3828 | 65.9052
2034-01-05 04:00 | 37.7758 | 64.8277
2034-01-05 05:00 | 38.4364 | 66.5674
2034-01-05 06:00 | 41.4524 | 72.2278
2034-01-05 07:00 | 49.157 | 75.2553
2034-01-05 08:00 | 52.4262 | 78.8486
2034-01-05 09:00 | 52.2528 | 82.0723
2034-01-05 10:00 | 50.4922 | 80.6795
2034-01-05 11:00 | 48.8672 | 78.0951
2034-01-05 12:00 | 48.1992 | 77.1447
2034-01-05 13:00 | 48.1103 | 76.6017
2034-01-05 14:00 | 48.0032 | 71.9634
2034-01-05 15:00 | 48.3397 | 77.5798
2034-01-05 16:00 | 50.7762 | 80.9942
2034-01-05 17:00 | 53.6238 | 86.6013
2034-01-05 18:00 | 56.8525 | 91.0892
2034-01-05 19:00 | 52.625 | 88.9418
2034-01-05 20:00 | 48.9513 | 84.7151
2034-01-05 21:00 | 45.4389 | 80.6661
2034-01-05 22:00 | 43.0211 | 79.0184
2034-01-05 23:00 | 40.2208 | 75.8833
2034-01-06 | 38.0911 | 74.5364
2034-01-06 01:00 | 36.1906 | 68.3128
2034-01-06 02:00 | 36.7484 | 65.1027
2034-01-06 03:00 | 37.8178 | 64.5233
2034-01-06 04:00 | 38.2446 | 63.2061
2034-01-06 05:00 | 38.8499 | 64.6444
2034-01-06 06:00 | 41.9726 | 71.079
2034-01-06 07:00 | 49.5864 | 74.0042
2034-01-06 08:00 | 53.0182 | 77.5047
2034-01-06 09:00 | 52.9277 | 81.1274
2034-01-06 10:00 | 51.2136 | 80.5861
2034-01-06 11:00 | 49.5133 | 78.9936
2034-01-06 12:00 | 47.6908 | 74.7289
2034-01-06 13:00 | 47.2818 | 74.4084
2034-01-06 14:00 | 46.958 | 70.1237
2034-01-06 15:00 | 47.0476 | 75.2787
2034-01-06 16:00 | 49.2748 | 77.7771
2034-01-06 17:00 | 52.3657 | 81.9267
2034-01-06 18:00 | 55.9033 | 88.7763
2034-01-06 19:00 | 51.9553 | 85.6281
2034-01-06 20:00 | 48.3094 | 80.8071
2034-01-06 21:00 | 44.9 | 76.7812
2034-01-06 22:00 | 42.5505 | 75.4518
2034-01-06 23:00 | 39.8448 | 72.9611
2034-01-07 | 37.591 | 69.9721
2034-01-07 01:00 | 35.6529 | 67.8719
2034-01-07 02:00 | 36.1401 | 64.7439
2034-01-07 03:00 | 37.1155 | 63.8313
2034-01-07 04:00 | 37.3878 | 62.0324
2034-01-07 05:00 | 37.5779 | 62.8177
2034-01-07 06:00 | 39.5036 | 66.5765
2034-01-07 07:00 | 45.4002 | 65.826
2034-01-07 08:00 | 48.0653 | 66.7858
2034-01-07 09:00 | 49.1221 | 70.7124
2034-01-07 10:00 | 48.5365 | 71.642
2034-01-07 11:00 | 47.3207 | 71.9449
2034-01-07 12:00 | 46.4702 | 69.0001
2034-01-07 13:00 | 46.2457 | 69.651
2034-01-07 14:00 | 45.7932 | 64.4805
2034-01-07 15:00 | 46.1114 | 69.7632
2034-01-07 16:00 | 48.7487 | 73.1964
2034-01-07 17:00 | 52.4012 | 77.5724
2034-01-07 18:00 | 56.2948 | 82.8825
2034-01-07 19:00 | 51.9649 | 78.1538
2034-01-07 20:00 | 47.7895 | 72.3738
2034-01-07 21:00 | 43.6767 | 68.4314
2034-01-07 22:00 | 41.6639 | 68.4118
2034-01-07 23:00 | 39.5512 | 67.8635
2034-01-08 | 37.5823 | 68.446
2034-01-08 01:00 | 35.9807 | 65.4377
2034-01-08 02:00 | 36.4471 | 62.1719
2034-01-08 03:00 | 37.3458 | 61.4105
2034-01-08 04:00 | 37.5425 | 59.8618
2034-01-08 05:00 | 37.6076 | 60.1866
2034-01-08 06:00 | 38.9108 | 63.8991
2034-01-08 07:00 | 44.416 | 63.1133
2034-01-08 08:00 | 46.9495 | 63.9822
2034-01-08 09:00 | 48.0498 | 69.2939
2034-01-08 10:00 | 47.3445 | 71.5812
2034-01-08 11:00 | 46.2241 | 72.9333
2034-01-08 12:00 | 46.026 | 65.1742
2034-01-08 13:00 | 46.2175 | 65.7923
2034-01-08 14:00 | 45.95 | 62.7457
2034-01-08 15:00 | 46.5937 | 69.2479
2034-01-08 16:00 | 49.5238 | 72.5932
2034-01-08 17:00 | 53.4514 | 78.6534
2034-01-08 18:00 | 57.1845 | 86.6923
2034-01-08 19:00 | 53.1176 | 83.0591
2034-01-08 20:00 | 49.0109 | 77.256
2034-01-08 21:00 | 44.9256 | 72.5192
2034-01-08 22:00 | 42.6141 | 71.7884
2034-01-08 23:00 | 40.2732 | 70.5585
2034-01-09 | 38.2215 | 70.6123
2034-01-09 01:00 | 36.8017 | 64.9162
2034-01-09 02:00 | 37.5615 | 62.116
2034-01-09 03:00 | 38.7556 | 61.9319
2034-01-09 04:00 | 39.278 | 60.6077
2034-01-09 05:00 | 39.9078 | 62.5517
2034-01-09 06:00 | 42.7493 | 69.2308
2034-01-09 07:00 | 50.441 | 72.4811
2034-01-09 08:00 | 53.9015 | 76.5506
2034-01-09 09:00 | 53.4069 | 80.5835
2034-01-09 10:00 | 51.2383 | 80.4166
2034-01-09 11:00 | 49.1069 | 79.4662
2034-01-09 12:00 | 49.242 | 77.2858
2034-01-09 13:00 | 49.0196 | 77.7613
2034-01-09 14:00 | 48.8501 | 73.821
2034-01-09 15:00 | 49.578 | 79.6991
2034-01-09 16:00 | 52.3892 | 82.6802
2034-01-09 17:00 | 55.5123 | 87.3688
2034-01-09 18:00 | 58.8688 | 90.676
2034-01-09 19:00 | 54.634 | 87.1515
2034-01-09 20:00 | 50.701 | 81.7453
2034-01-09 21:00 | 46.9517 | 77.2102
2034-01-09 22:00 | 44.36 | 75.6766
2034-01-09 23:00 | 41.4093 | 72.9648
2034-01-10 | 39.2042 | 71.313
2034-01-10 01:00 | 36.8829 | 67.7764
2034-01-10 02:00 | 37.4908 | 64.527
2034-01-10 03:00 | 38.5639 | 64.1398
2034-01-10 04:00 | 39.0576 | 62.6498
2034-01-10 05:00 | 39.6899 | 64.1711
2034-01-10 06:00 | 42.7253 | 70.3655
2034-01-10 07:00 | 50.183 | 73.6274
2034-01-10 08:00 | 53.5736 | 77.9409
2034-01-10 09:00 | 53.5477 | 82.9001
2034-01-10 10:00 | 51.7575 | 82.9272
2034-01-10 11:00 | 50.1125 | 81.8596
2034-01-10 12:00 | 49.0799 | 80.4924
2034-01-10 13:00 | 48.7545 | 80.5891
2034-01-10 14:00 | 48.684 | 75.7115
2034-01-10 15:00 | 49.3744 | 82.3052
2034-01-10 16:00 | 52.0642 | 85.1537
2034-01-10 17:00 | 55.2755 | 88.9769
2034-01-10 18:00 | 58.1757 | 92.7388
2034-01-10 19:00 | 53.9151 | 89.0993
2034-01-10 20:00 | 50.1418 | 83.7835
2034-01-10 21:00 | 46.4869 | 79.3491
2034-01-10 22:00 | 43.9747 | 77.6544
2034-01-10 23:00 | 41.1124 | 75.285
2034-01-11 | 39.038 | 73.7718
2034-01-11 01:00 | 36.8579 | 69.5782
2034-01-11 02:00 | 37.4642 | 66.2382
2034-01-11 03:00 | 38.5174 | 66.0121
2034-01-11 04:00 | 38.983 | 64.8522
2034-01-11 05:00 | 39.5665 | 66.3931
2034-01-11 06:00 | 42.4322 | 72.1777
2034-01-11 07:00 | 49.9156 | 75.4061
2034-01-11 08:00 | 53.1839 | 79.5888
2034-01-11 09:00 | 53.0916 | 83.0617
2034-01-11 10:00 | 51.1191 | 81.7594
2034-01-11 11:00 | 49.4684 | 79.5766
2034-01-11 12:00 | 48.2341 | 76.3817
2034-01-11 13:00 | 47.9643 | 76.0838
2034-01-11 14:00 | 47.8029 | 71.4196
2034-01-11 15:00 | 48.36 | 77.6932
2034-01-11 16:00 | 50.9716 | 81.0361
2034-01-11 17:00 | 54.1597 | 87.4315
2034-01-11 18:00 | 57.7352 | 92.9969
2034-01-11 19:00 | 53.5636 | 91.332
2034-01-11 20:00 | 49.8301 | 87.4507
2034-01-11 21:00 | 46.2831 | 83.6463
2034-01-11 22:00 | 43.8081 | 81.7529
2034-01-11 23:00 | 40.949 | 78.6982
2034-01-12 | 38.7228 | 75.7758
2034-01-12 01:00 | 36.7167 | 69.9371
2034-01-12 02:00 | 37.3196 | 66.8176
2034-01-12 03:00 | 38.3791 | 66.679
2034-01-12 04:00 | 38.8586 | 65.3132
2034-01-12 05:00 | 39.4714 | 67.1738
2034-01-12 06:00 | 42.4979 | 73.3834
2034-01-12 07:00 | 49.8549 | 76.636
2034-01-12 08:00 | 53.1476 | 80.7959
2034-01-12 09:00 | 52.9455 | 84.9335
2034-01-12 10:00 | 50.983 | 84.6674
2034-01-12 11:00 | 49.2515 | 82.7793
2034-01-12 12:00 | 48.8677 | 77.5034
2034-01-12 13:00 | 48.562 | 77.299
2034-01-12 14:00 | 48.4475 | 73.0907
2034-01-12 15:00 | 49.1693 | 79.729
2034-01-12 16:00 | 51.8118 | 82.6075
2034-01-12 17:00 | 54.8185 | 87.126
2034-01-12 18:00 | 57.7719 | 92.9619
2034-01-12 19:00 | 53.7408 | 90.1132
2034-01-12 20:00 | 50.0307 | 85.2262
2034-01-12 21:00 | 46.5202 | 80.8323
2034-01-12 22:00 | 44.1194 | 79.0838
2034-01-12 23:00 | 41.3146 | 76.5914
2034-01-13 | 38.7849 | 74.6844
2034-01-13 01:00 | 36.8603 | 70.426
2034-01-13 02:00 | 37.4239 | 67.135
2034-01-13 03:00 | 38.477 | 66.5674
2034-01-13 04:00 | 39.0031 | 65.1467
2034-01-13 05:00 | 39.5761 | 66.4532
2034-01-13 06:00 | 42.5124 | 71.7902
2034-01-13 07:00 | 49.9799 | 74.5276
2034-01-13 08:00 | 53.4129 | 77.6031
2034-01-13 09:00 | 53.4931 | 80.3964
2034-01-13 10:00 | 51.7385 | 78.7562
2034-01-13 11:00 | 49.9715 | 76.336
2034-01-13 12:00 | 48.9709 | 75.3229
2034-01-13 13:00 | 48.6801 | 75.4968
2034-01-13 14:00 | 48.3595 | 71.0634
2034-01-13 15:00 | 48.6709 | 77.6855
2034-01-13 16:00 | 50.9565 | 79.9761
2034-01-13 17:00 | 53.7725 | 83.6114
2034-01-13 18:00 | 57.2194 | 89.0775
2034-01-13 19:00 | 53.1205 | 85.9711
2034-01-13 20:00 | 49.1767 | 80.9175
2034-01-13 21:00 | 45.6369 | 76.626
2034-01-13 22:00 | 43.2527 | 74.9018
2034-01-13 23:00 | 40.4937 | 72.945
2034-01-14 | 38.181 | 71.5819
2034-01-14 01:00 | 36.1085 | 68.0642
2034-01-14 02:00 | 36.5399 | 65.0536
2034-01-14 03:00 | 37.405 | 64.737
2034-01-14 04:00 | 37.6961 | 63.2055
2034-01-14 05:00 | 37.7974 | 64.1009
2034-01-14 06:00 | 39.3422 | 69.5932
2034-01-14 07:00 | 45.1103 | 69.658
2034-01-14 08:00 | 47.7016 | 70.7536
2034-01-14 09:00 | 48.6195 | 76.3893
2034-01-14 10:00 | 47.6955 | 78.5826
2034-01-14 11:00 | 46.3835 | 78.2665
2034-01-14 12:00 | 45.0414 | 79.1486
2034-01-14 13:00 | 44.7371 | 80.1256
2034-01-14 14:00 | 44.2162 | 75.2397
2034-01-14 15:00 | 44.5384 | 80.2309
2034-01-14 16:00 | 47.0791 | 81.7779
2034-01-14 17:00 | 50.5222 | 83.7052
2034-01-14 18:00 | 54.0256 | 84.9304
2034-01-14 19:00 | 49.7484 | 81.7134
2034-01-14 20:00 | 45.4821 | 77.2258
2034-01-14 21:00 | 41.6942 | 73.7361
2034-01-14 22:00 | 39.7473 | 73.4168
2034-01-14 23:00 | 37.7687 | 73.0439
2034-01-15 | 36.4722 | 70.7915
2034-01-15 01:00 | 34.0045 | 68.36
2034-01-15 02:00 | 34.3673 | 65.1856
2034-01-15 03:00 | 35.1606 | 64.6467
2034-01-15 04:00 | 35.3427 | 63.5402
2034-01-15 05:00 | 35.224 | 64.4058
2034-01-15 06:00 | 36.4306 | 68.3034
2034-01-15 07:00 | 41.8898 | 67.8653
2034-01-15 08:00 | 44.7475 | 68.1921
2034-01-15 09:00 | 45.2989 | 72.8766
2034-01-15 10:00 | 43.8773 | 74.0305
2034-01-15 11:00 | 42.6208 | 72.9991
2034-01-15 12:00 | 41.7557 | 69.1777
2034-01-15 13:00 | 41.5133 | 69.5802
2034-01-15 14:00 | 40.9803 | 66.0959
2034-01-15 15:00 | 41.679 | 72.688
2034-01-15 16:00 | 44.7926 | 75.3617
2034-01-15 17:00 | 48.8423 | 81.3723
2034-01-15 18:00 | 53.8981 | 86.7504
2034-01-15 19:00 | 49.5294 | 84.8506
2034-01-15 20:00 | 45.0934 | 79.7081
2034-01-15 21:00 | 41.8116 | 75.3441
2034-01-15 22:00 | 39.8208 | 74.695
2034-01-15 23:00 | 37.7077 | 73.7171
2034-01-16 | 35.0946 | 73.6919
2034-01-16 01:00 | 34.5536 | 68.0892
2034-01-16 02:00 | 35.3581 | 65.1973
2034-01-16 03:00 | 36.5182 | 65.2216
2034-01-16 04:00 | 37.1737 | 63.9868
2034-01-16 05:00 | 37.8088 | 66.1866
2034-01-16 06:00 | 40.8121 | 72.59
2034-01-16 07:00 | 48.7216 | 76.0429
2034-01-16 08:00 | 52.6589 | 80.7585
2034-01-16 09:00 | 53.0453 | 84.5047
2034-01-16 10:00 | 51.6926 | 83.1874
2034-01-16 11:00 | 50.2099 | 79.8097
2034-01-16 12:00 | 48.4142 | 82.281
2034-01-16 13:00 | 48.0854 | 82.6903
2034-01-16 14:00 | 47.9249 | 78.65
2034-01-16 15:00 | 48.6301 | 85.0274
2034-01-16 16:00 | 51.5425 | 87.0589
2034-01-16 17:00 | 54.8288 | 90.974
2034-01-16 18:00 | 58.5569 | 94.1236
2034-01-16 19:00 | 55.0663 | 91.0199
2034-01-16 20:00 | 51.5952 | 85.8264
2034-01-16 21:00 | 48.2145 | 81.3382
2034-01-16 22:00 | 45.8352 | 79.5182
2034-01-16 23:00 | 42.9801 | 77.0634
2034-01-17 | 40.2652 | 74.1489
2034-01-17 01:00 | 38.4778 | 70.1863
2034-01-17 02:00 | 39.1937 | 66.9115
2034-01-17 03:00 | 40.3826 | 66.6592
2034-01-17 04:00 | 40.9791 | 65.1648
2034-01-17 05:00 | 41.7456 | 66.7494
2034-01-17 06:00 | 44.7175 | 72.9394
2034-01-17 07:00 | 52.3057 | 76.2583
2034-01-17 08:00 | 55.777 | 80.818
2034-01-17 09:00 | 54.7926 | 85.7808
2034-01-17 10:00 | 51.9458 | 85.8107
2034-01-17 11:00 | 49.3391 | 84.1867
2034-01-17 12:00 | 49.4451 | 80.1372
2034-01-17 13:00 | 49.1197 | 79.8577
2034-01-17 14:00 | 48.5158 | 75.0293
2034-01-17 15:00 | 49.3693 | 81.8689
2034-01-17 16:00 | 52.1539 | 84.4137
2034-01-17 17:00 | 55.5958 | 88.633
2034-01-17 18:00 | 59.036 | 92.6517
2034-01-17 19:00 | 55.4226 | 89.8469
2034-01-17 20:00 | 51.8685 | 84.5677
2034-01-17 21:00 | 48.3832 | 80.1192
2034-01-17 22:00 | 45.8572 | 78.1796
2034-01-17 23:00 | 43.0343 | 75.9114
2034-01-18 | 40.1838 | 75.4599
2034-01-18 01:00 | 38.8929 | 70.0813
2034-01-18 02:00 | 39.541 | 66.7394
2034-01-18 03:00 | 40.6796 | 66.2674
2034-01-18 04:00 | 41.2242 | 65.0077
2034-01-18 05:00 | 41.8737 | 66.4813
2034-01-18 06:00 | 44.4697 | 72.7147
2034-01-18 07:00 | 52.1091 | 75.6292
2034-01-18 08:00 | 55.6838 | 79.2488
2034-01-18 09:00 | 55.8023 | 82.9848
2034-01-18 10:00 | 53.7096 | 82.6826
2034-01-18 11:00 | 51.6787 | 81.4294
2034-01-18 12:00 | 51.2428 | 77.3379
2034-01-18 13:00 | 51.2054 | 77.6472
2034-01-18 14:00 | 50.9352 | 73.5826
2034-01-18 15:00 | 51.5246 | 79.9067
2034-01-18 16:00 | 54.1768 | 82.3554
2034-01-18 17:00 | 57.0499 | 86.4145
2034-01-18 18:00 | 60.225 | 92.0737
2034-01-18 19:00 | 56.3169 | 89.4201
2034-01-18 20:00 | 52.3308 | 84.8468
2034-01-18 21:00 | 48.6863 | 80.7865
2034-01-18 22:00 | 46.1702 | 78.9235
2034-01-18 23:00 | 43.1444 | 76.5183
2034-01-19 | 40.3358 | 73.4758
2034-01-19 01:00 | 39.3959 | 69.7137
2034-01-19 02:00 | 40.0572 | 66.3392
2034-01-19 03:00 | 41.0953 | 66.174
2034-01-19 04:00 | 41.6457 | 64.8903
2034-01-19 05:00 | 42.2586 | 66.5274
2034-01-19 06:00 | 44.9942 | 72.2313
2034-01-19 07:00 | 52.3833 | 75.5136
2034-01-19 08:00 | 56.0668 | 79.7545
2034-01-19 09:00 | 56.1613 | 84.5078
2034-01-19 10:00 | 54.0345 | 84.4432
2034-01-19 11:00 | 51.8491 | 82.3782
2034-01-19 12:00 | 50.8045 | 82.1481
2034-01-19 13:00 | 50.3164 | 81.878
2034-01-19 14:00 | 50.2361 | 77.2067
2034-01-19 15:00 | 50.9486 | 83.5228
2034-01-19 16:00 | 53.7606 | 85.5423
2034-01-19 17:00 | 56.8336 | 89.4922
2034-01-19 18:00 | 60.0869 | 93.1364
2034-01-19 19:00 | 57.0017 | 90.563
2034-01-19 20:00 | 53.531 | 85.7331
2034-01-19 21:00 | 50.086 | 81.2747
2034-01-19 22:00 | 47.7448 | 79.2108
2034-01-19 23:00 | 44.7495 | 76.8506
2034-01-20 | 41.5229 | 74.966
2034-01-20 01:00 | 40.8224 | 70.2646
2034-01-20 02:00 | 41.5147 | 67.0017
2034-01-20 03:00 | 42.5623 | 67.1246
2034-01-20 04:00 | 43.1648 | 65.8819
2034-01-20 05:00 | 43.7532 | 67.4302
2034-01-20 06:00 | 46.3076 | 73.3746
2034-01-20 07:00 | 53.6172 | 76.9912
2034-01-20 08:00 | 57.2674 | 82.271
2034-01-20 09:00 | 56.6558 | 87.9875
2034-01-20 10:00 | 53.92 | 88.8334
2034-01-20 11:00 | 51.0522 | 87.1802
2034-01-20 12:00 | 49.4872 | 84.2301
2034-01-20 13:00 | 48.6259 | 83.7828
2034-01-20 14:00 | 48.3243 | 79.4384
2034-01-20 15:00 | 48.6108 | 85.4961
2034-01-20 16:00 | 51.2765 | 86.8145
2034-01-20 17:00 | 54.6715 | 90.2409
2034-01-20 18:00 | 60.4552 | 91.9637
2034-01-20 19:00 | 57.2341 | 90.9907
2034-01-20 20:00 | 53.5296 | 86.743
2034-01-20 21:00 | 49.9383 | 82.802
2034-01-20 22:00 | 47.5372 | 80.9586
2034-01-20 23:00 | 44.5344 | 78.1453
2034-01-21 | 41.9243 | 75.5484
2034-01-21 01:00 | 39.8852 | 71.623
2034-01-21 02:00 | 40.3063 | 68.9108
2034-01-21 03:00 | 41.0096 | 68.9067
2034-01-21 04:00 | 41.3125 | 67.9661
2034-01-21 05:00 | 41.6564 | 69.4416
2034-01-21 06:00 | 43.1885 | 74.3104
2034-01-21 07:00 | 48.7204 | 75.0087
2034-01-21 08:00 | 50.5815 | 75.5894
2034-01-21 09:00 | 51.6763 | 80.824
2034-01-21 10:00 | 50.9932 | 81.7828
2034-01-21 11:00 | 49.4114 | 79.1684
2034-01-21 12:00 | 47.7302 | 81.3766
2034-01-21 13:00 | 47.6485 | 81.687
2034-01-21 14:00 | 47.2996 | 76.7561
2034-01-21 15:00 | 47.5094 | 82.5158
2034-01-21 16:00 | 49.557 | 83.6134
2034-01-21 17:00 | 52.8481 | 87.4766
2034-01-21 18:00 | 57.0582 | 91.3378
2034-01-21 19:00 | 53.401 | 87.8088
2034-01-21 20:00 | 48.9036 | 81.1253
2034-01-21 21:00 | 44.7603 | 76.5671
2034-01-21 22:00 | 42.5246 | 76.1978
2034-01-21 23:00 | 40.3288 | 75.9583
2034-01-22 | 38.4022 | 75.4941
2034-01-22 01:00 | 37.4074 | 72.413
2034-01-22 02:00 | 38.0107 | 69.6624
2034-01-22 03:00 | 38.905 | 68.9504
2034-01-22 04:00 | 39.3407 | 67.4821
2034-01-22 05:00 | 39.9406 | 68.4932
2034-01-22 06:00 | 41.6648 | 71.0677
2034-01-22 07:00 | 46.4754 | 70.36
2034-01-22 08:00 | 47.9493 | 69.9211
2034-01-22 09:00 | 49.2472 | 74.3033
2034-01-22 10:00 | 49.3542 | 76.1243
2034-01-22 11:00 | 48.5087 | 75.6964
2034-01-22 12:00 | 47.1769 | 73.5075
2034-01-22 13:00 | 47.6651 | 74.5715
2034-01-22 14:00 | 47.0369 | 69.9621
2034-01-22 15:00 | 47.6621 | 76.416
2034-01-22 16:00 | 50.2206 | 78.7602
2034-01-22 17:00 | 54.3301 | 82.9881
2034-01-22 18:00 | 59.1406 | 87.9271
2034-01-22 19:00 | 56.195 | 84.5054
2034-01-22 20:00 | 51.982 | 78.948
2034-01-22 21:00 | 47.3926 | 74.7708
2034-01-22 22:00 | 45.1277 | 74.5091
2034-01-22 23:00 | 42.7143 | 74.2265
2034-01-23 | 40.8828 | 73.8453
2034-01-23 01:00 | 41.0328 | 69.3982
2034-01-23 02:00 | 41.946 | 66.2441
2034-01-23 03:00 | 43.0823 | 66.2201
2034-01-23 04:00 | 43.7535 | 64.9576
2034-01-23 05:00 | 44.435 | 66.5792
2034-01-23 06:00 | 47.0499 | 71.9288
2034-01-23 07:00 | 54.4573 | 75.2555
2034-01-23 08:00 | 58.2918 | 79.5143
2034-01-23 09:00 | 57.6253 | 84.5602
2034-01-23 10:00 | 54.7455 | 84.5751
2034-01-23 11:00 | 51.9804 | 82.8134
2034-01-23 12:00 | 50.7254 | 81.6156
2034-01-23 13:00 | 49.8805 | 82.0341
2034-01-23 14:00 | 49.435 | 77.5204
2034-01-23 15:00 | 50.3954 | 84.2406
2034-01-23 16:00 | 53.5878 | 86.4706
2034-01-23 17:00 | 57.3815 | 90.9137
2034-01-23 18:00 | 61.6156 | 94.1124
2034-01-23 19:00 | 58.8733 | 91.7367
2034-01-23 20:00 | 55.547 | 86.7758
2034-01-23 21:00 | 51.9084 | 82.1972
2034-01-23 22:00 | 49.3295 | 79.7867
2034-01-23 23:00 | 46.2204 | 77.4479
2034-01-24 | 43.4087 | 75.409
2034-01-24 01:00 | 41.8456 | 71.3397
2034-01-24 02:00 | 42.5416 | 67.7719
2034-01-24 03:00 | 43.5571 | 67.5309
2034-01-24 04:00 | 44.1286 | 66.421
2034-01-24 05:00 | 44.7397 | 68.3419
2034-01-24 06:00 | 47.2044 | 73.756
2034-01-24 07:00 | 54.3165 | 77.3818
2034-01-24 08:00 | 57.8861 | 82.1655
2034-01-24 09:00 | 57.9868 | 86.1961
2034-01-24 10:00 | 55.8365 | 86.0458
2034-01-24 11:00 | 53.8275 | 84.4396
2034-01-24 12:00 | 52.8041 | 79.7714
2034-01-24 13:00 | 52.3134 | 79.3236
2034-01-24 14:00 | 52.3299 | 75.2488
2034-01-24 15:00 | 53.3331 | 82.0223
2034-01-24 16:00 | 56.3461 | 84.6555
2034-01-24 17:00 | 59.603 | 88.8474
2034-01-24 18:00 | 63.5588 | 92.4459
2034-01-24 19:00 | 60.0719 | 91.3336
2034-01-24 20:00 | 56.0571 | 86.9626
2034-01-24 21:00 | 52.2258 | 82.9796
2034-01-24 22:00 | 49.6378 | 81.1929
2034-01-24 23:00 | 46.3781 | 78.5016
2034-01-25 | 43.0274 | 76.6135
2034-01-25 01:00 | 42.2582 | 70.995
2034-01-25 02:00 | 43.0271 | 67.7003
2034-01-25 03:00 | 44.0012 | 67.6093
2034-01-25 04:00 | 44.5626 | 66.3916
2034-01-25 05:00 | 45.1377 | 68.0668
2034-01-25 06:00 | 47.3464 | 73.6241
2034-01-25 07:00 | 54.6574 | 77.0117
2034-01-25 08:00 | 58.5391 | 81.3217
2034-01-25 09:00 | 58.2582 | 85.8612
2034-01-25 10:00 | 55.5197 | 85.5245
2034-01-25 11:00 | 52.5967 | 83.6702
2034-01-25 12:00 | 51.5113 | 78.9518
2034-01-25 13:00 | 50.5988 | 78.7725
2034-01-25 14:00 | 50.626 | 74.4252
2034-01-25 15:00 | 51.2705 | 81.1683
2034-01-25 16:00 | 54.3041 | 82.8835
2034-01-25 17:00 | 57.9406 | 88.0368
2034-01-25 18:00 | 61.5638 | 92.7933
2034-01-25 19:00 | 58.8423 | 90.9526
2034-01-25 20:00 | 55.4503 | 85.7771
2034-01-25 21:00 | 51.8934 | 81.5879
2034-01-25 22:00 | 49.4872 | 79.4758
2034-01-25 23:00 | 46.2986 | 76.695
2034-01-26 | 43.635 | 75.8341
2034-01-26 01:00 | 41.3387 | 72.5964
2034-01-26 02:00 | 42.0035 | 69.1019
2034-01-26 03:00 | 42.9036 | 68.8594
2034-01-26 04:00 | 43.3671 | 67.6664
2034-01-26 05:00 | 44.0067 | 69.4235
2034-01-26 06:00 | 46.4377 | 75.4513
2034-01-26 07:00 | 53.317 | 78.3461
2034-01-26 08:00 | 56.6981 | 81.7587
2034-01-26 09:00 | 56.6976 | 85.6296
2034-01-26 10:00 | 54.4578 | 85.2494
2034-01-26 11:00 | 52.3621 | 83.2943
2034-01-26 12:00 | 49.9586 | 77.5347
2034-01-26 13:00 | 49.1271 | 76.6092
2034-01-26 14:00 | 49.2505 | 71.7502
2034-01-26 15:00 | 50.1386 | 77.7622
2034-01-26 16:00 | 52.9454 | 80.0927
2034-01-26 17:00 | 56.2512 | 85.1308
2034-01-26 18:00 | 60.4363 | 91.6889
2034-01-26 19:00 | 57.1562 | 90.7179
2034-01-26 20:00 | 53.509 | 86.7706
2034-01-26 21:00 | 49.76 | 82.9467
2034-01-26 22:00 | 47.2906 | 80.9987
2034-01-26 23:00 | 44.1977 | 78.5101
2034-01-27 | 41.0717 | 76.1792
2034-01-27 01:00 | 39.5892 | 72.0672
2034-01-27 02:00 | 40.1966 | 68.6536
2034-01-27 03:00 | 41.0318 | 68.2501
2034-01-27 04:00 | 41.519 | 66.9018
2034-01-27 05:00 | 42.0621 | 68.1633
2034-01-27 06:00 | 44.6041 | 73.5068
2034-01-27 07:00 | 51.7687 | 76.464
2034-01-27 08:00 | 55.283 | 79.8296
2034-01-27 09:00 | 55.4165 | 83.0993
2034-01-27 10:00 | 53.5051 | 82.2479
2034-01-27 11:00 | 51.2974 | 80.2271
2034-01-27 12:00 | 50.2279 | 78.2867
2034-01-27 13:00 | 49.5217 | 78.1272
2034-01-27 14:00 | 49.5844 | 74.0422
2034-01-27 15:00 | 49.809 | 80.4331
2034-01-27 16:00 | 52.0843 | 81.7386
2034-01-27 17:00 | 54.9836 | 84.9431
2034-01-27 18:00 | 58.6831 | 89.5715
2034-01-27 19:00 | 55.302 | 87.8484
2034-01-27 20:00 | 51.5231 | 82.8039
2034-01-27 21:00 | 47.8378 | 78.6524
2034-01-27 22:00 | 45.4923 | 76.8004
2034-01-27 23:00 | 42.5077 | 74.525
2034-01-28 | 40.3098 | 73.5971
2034-01-28 01:00 | 38.9252 | 69.5998
2034-01-28 02:00 | 39.5278 | 66.5714
2034-01-28 03:00 | 40.3666 | 66.4068
2034-01-28 04:00 | 40.764 | 65.0498
2034-01-28 05:00 | 41.3624 | 66.1558
2034-01-28 06:00 | 43.5063 | 70.9082
2034-01-28 07:00 | 48.9847 | 71.13
2034-01-28 08:00 | 50.5869 | 71.3859
2034-01-28 09:00 | 51.7763 | 75.9874
2034-01-28 10:00 | 51.5694 | 77.2447
2034-01-28 11:00 | 50.4554 | 76.5597
2034-01-28 12:00 | 47.5971 | 73.0983
2034-01-28 13:00 | 47.3708 | 73.6756
2034-01-28 14:00 | 47.0359 | 68.8672
2034-01-28 15:00 | 47.1467 | 74.7683
2034-01-28 16:00 | 49.2313 | 76.3977
2034-01-28 17:00 | 53.089 | 80.5349
2034-01-28 18:00 | 57.5122 | 85.378
2034-01-28 19:00 | 55.0741 | 83.4005
2034-01-28 20:00 | 51.0583 | 78.4977
2034-01-28 21:00 | 46.6845 | 75.0005
2034-01-28 22:00 | 44.7103 | 74.6516
2034-01-28 23:00 | 42.3835 | 74.2448
2034-01-29 | 40.2556 | 72.4633
2034-01-29 01:00 | 39.0466 | 70.4419
2034-01-29 02:00 | 39.6498 | 67.2024
2034-01-29 03:00 | 40.4945 | 66.7432
2034-01-29 04:00 | 40.8479 | 65.7383
2034-01-29 05:00 | 41.4343 | 66.7435
2034-01-29 06:00 | 43.2449 | 70.302
2034-01-29 07:00 | 48.2618 | 69.8752
2034-01-29 08:00 | 49.3175 | 69.0706
2034-01-29 09:00 | 49.5475 | 72.279
2034-01-29 10:00 | 48.5385 | 72.3123
2034-01-29 11:00 | 46.6434 | 70.6542
2034-01-29 12:00 | 45.6553 | 73.0226
2034-01-29 13:00 | 45.848 | 73.6387
2034-01-29 14:00 | 45.7947 | 70.2663
2034-01-29 15:00 | 46.3087 | 76.8134
2034-01-29 16:00 | 48.8391 | 78.2658
2034-01-29 17:00 | 53.1392 | 83.0587
2034-01-29 18:00 | 58.3531 | 88.9835
2034-01-29 19:00 | 56.2528 | 87.996
2034-01-29 20:00 | 52.7059 | 83.3677
2034-01-29 21:00 | 48.0662 | 79.4335
2034-01-29 22:00 | 45.6832 | 78.8489
2034-01-29 23:00 | 43.1579 | 78.0177
2034-01-30 | 41.2468 | 74.9868
2034-01-30 01:00 | 40.4159 | 73.3718
2034-01-30 02:00 | 41.2396 | 70.0933
2034-01-30 03:00 | 42.2968 | 70.0679
2034-01-30 04:00 | 42.8763 | 68.9794
2034-01-30 05:00 | 43.6113 | 70.9459
2034-01-30 06:00 | 46.3869 | 76.2519
2034-01-30 07:00 | 53.5881 | 79.5193
2034-01-30 08:00 | 56.7237 | 83.8149
2034-01-30 09:00 | 55.613 | 88.2119
2034-01-30 10:00 | 52.6134 | 87.7416
2034-01-30 11:00 | 49.8387 | 85.1891
2034-01-30 12:00 | 48.3583 | 84.9055
2034-01-30 13:00 | 47.5388 | 85.1436
2034-01-30 14:00 | 47.4021 | 81.0614
2034-01-30 15:00 | 48.2195 | 87.939
2034-01-30 16:00 | 51.21 | 89.4536
2034-01-30 17:00 | 54.8223 | 93.3633
2034-01-30 18:00 | 59.3171 | 96.8856
2034-01-30 19:00 | 56.7401 | 95.7
2034-01-30 20:00 | 53.3667 | 91.2437
2034-01-30 21:00 | 49.7223 | 87.1617
2034-01-30 22:00 | 47.2287 | 85.0265
2034-01-30 23:00 | 44.1381 | 82.2314
2034-01-31 | 41.4064 | 79.0281
2034-01-31 01:00 | 39.8142 | 78.1563
2034-01-31 02:00 | 40.4881 | 74.3607
2034-01-31 03:00 | 41.3977 | 73.7408
2034-01-31 04:00 | 41.9107 | 72.5261
2034-01-31 05:00 | 42.637 | 74.1456
2034-01-31 06:00 | 45.2941 | 78.55
2034-01-31 07:00 | 52.4728 | 81.5896
2034-01-31 08:00 | 55.7672 | 85.4208
2034-01-31 09:00 | 55.3667 | 88.8804
2034-01-31 10:00 | 52.9941 | 87.8991
2034-01-31 11:00 | 50.5307 | 85.3253
2034-01-31 12:00 | 50.1597 | 83.8499
2034-01-31 13:00 | 49.5195 | 83.5416
2034-01-31 14:00 | 49.6964 | 79.4409
2034-01-31 15:00 | 50.3585 | 86.7776
2034-01-31 16:00 | 52.9962 | 88.2983
2034-01-31 17:00 | 56.1909 | 91.5889
2034-01-31 18:00 | 59.2526 | 95.5183
2034-01-31 19:00 | 56.0294 | 94.8206
2034-01-31 20:00 | 52.4625 | 90.7307
2034-01-31 21:00 | 48.7152 | 87.0366
2034-01-31 22:00 | 46.2616 | 85.1273
2034-01-31 23:00 | 43.2062 | 82.5301
2034-02-01 | 40.7752 | 80.6462
2034-02-01 01:00 | 38.8588 | 76.0915
2034-02-01 02:00 | 39.4853 | 72.9754
2034-02-01 03:00 | 40.4105 | 72.4867
2034-02-01 04:00 | 41.0222 | 71.1441
2034-02-01 05:00 | 41.6956 | 72.5458
2034-02-01 06:00 | 44.2957 | 77.1871
2034-02-01 07:00 | 51.8352 | 79.9744
2034-02-01 08:00 | 55.2056 | 83.9395
2034-02-01 09:00 | 54.4572 | 87.104
2034-02-01 10:00 | 51.4854 | 84.8655
2034-02-01 11:00 | 48.8101 | 81.447
2034-02-01 12:00 | 47.2758 | 84.0755
2034-02-01 13:00 | 46.3874 | 84.0378
2034-02-01 14:00 | 46.0772 | 79.203
2034-02-01 15:00 | 46.5843 | 84.8433
2034-02-01 16:00 | 49.5808 | 86.9311
2034-02-01 17:00 | 53.2369 | 91.2286
2034-02-01 18:00 | 57.0653 | 93.5616
2034-02-01 19:00 | 54.4981 | 93.1128
2034-02-01 20:00 | 51.2918 | 89.3569
2034-02-01 21:00 | 47.8333 | 85.3594
2034-02-01 22:00 | 45.4695 | 83.1116
2034-02-01 23:00 | 42.6224 | 80.5569
2034-02-02 | 39.7988 | 78.8962
2034-02-02 01:00 | 38.2879 | 75.8286
2034-02-02 02:00 | 38.9097 | 72.6709
2034-02-02 03:00 | 39.8745 | 72.2058
2034-02-02 04:00 | 40.5094 | 70.9054
2034-02-02 05:00 | 41.2579 | 72.6138
2034-02-02 06:00 | 44.0754 | 78.417
2034-02-02 07:00 | 51.5241 | 80.5474
2034-02-02 08:00 | 54.5987 | 82.7288
2034-02-02 09:00 | 53.3576 | 83.1621
2034-02-02 10:00 | 50.1481 | 79.3672
2034-02-02 11:00 | 47.3802 | 75.8362
2034-02-02 12:00 | 47.3884 | 77.1522
2034-02-02 13:00 | 46.6464 | 76.7947
2034-02-02 14:00 | 46.2971 | 72.1652
2034-02-02 15:00 | 46.8577 | 78.3992
2034-02-02 16:00 | 49.7899 | 81.7087
2034-02-02 17:00 | 53.1177 | 86.7567
2034-02-02 18:00 | 56.1715 | 91.8152
2034-02-02 19:00 | 53.8195 | 91.9444
2034-02-02 20:00 | 50.8087 | 88.9046
2034-02-02 21:00 | 47.3971 | 85.0966
2034-02-02 22:00 | 45.0858 | 83.1034
2034-02-02 23:00 | 42.3288 | 80.8286
2034-02-03 | 39.8169 | 78.0425
2034-02-03 01:00 | 38.3288 | 75.2649
2034-02-03 02:00 | 38.891 | 72.1361
2034-02-03 03:00 | 39.8408 | 71.4886
2034-02-03 04:00 | 40.4588 | 70.0736
2034-02-03 05:00 | 41.1907 | 71.3407
2034-02-03 06:00 | 43.9316 | 75.791
2034-02-03 07:00 | 51.5027 | 78.0815
2034-02-03 08:00 | 54.6663 | 80.6223
2034-02-03 09:00 | 53.6004 | 82.5619
2034-02-03 10:00 | 50.5845 | 80.2297
2034-02-03 11:00 | 47.7231 | 78.155
2034-02-03 12:00 | 46.6101 | 72.5439
2034-02-03 13:00 | 45.837 | 72.0885
2034-02-03 14:00 | 45.2535 | 67.2525
2034-02-03 15:00 | 45.3781 | 73.288
2034-02-03 16:00 | 47.8707 | 76.2782
2034-02-03 17:00 | 51.091 | 81.6722
2034-02-03 18:00 | 54.7234 | 89.964
2034-02-03 19:00 | 52.2459 | 89.4125
2034-02-03 20:00 | 48.9403 | 85.6068
2034-02-03 21:00 | 45.5258 | 81.6916
2034-02-03 22:00 | 43.2494 | 79.816
2034-02-03 23:00 | 40.5966 | 77.8728
2034-02-04 | 38.1449 | 75.3357
2034-02-04 01:00 | 36.6957 | 72.2629
2034-02-04 02:00 | 37.1377 | 69.6565
2034-02-04 03:00 | 37.9362 | 69.336
2034-02-04 04:00 | 38.4084 | 67.9515
2034-02-04 05:00 | 38.8837 | 69.0995
2034-02-04 06:00 | 40.8439 | 73.3983
2034-02-04 07:00 | 46.6175 | 73.1727
2034-02-04 08:00 | 48.4078 | 71.9995
2034-02-04 09:00 | 48.4374 | 75.0292
2034-02-04 10:00 | 46.883 | 74.7979
2034-02-04 11:00 | 44.9732 | 74.0086
2034-02-04 12:00 | 45.382 | 68.5671
2034-02-04 13:00 | 45.149 | 68.8364
2034-02-04 14:00 | 44.3115 | 63.043
2034-02-04 15:00 | 44.5 | 67.8829
2034-02-04 16:00 | 46.9864 | 70.898
2034-02-04 17:00 | 50.5089 | 77.0951
2034-02-04 18:00 | 54.2689 | 83.9983
2034-02-04 19:00 | 51.2185 | 82.8319
2034-02-04 20:00 | 47.1223 | 78.1641
2034-02-04 21:00 | 42.9944 | 74.3823
2034-02-04 22:00 | 40.9714 | 73.9076
2034-02-04 23:00 | 38.9599 | 73.6656
2034-02-05 | 37.1341 | 73.8581
2034-02-05 01:00 | 35.6809 | 69.7185
2034-02-05 02:00 | 36.0883 | 67.2875
2034-02-05 03:00 | 36.8063 | 66.987
2034-02-05 04:00 | 37.1674 | 65.698
2034-02-05 05:00 | 37.4142 | 66.6772
2034-02-05 06:00 | 39.036 | 71.5348
2034-02-05 07:00 | 44.4285 | 70.4141
2034-02-05 08:00 | 46.2289 | 68.1713
2034-02-05 09:00 | 46.5041 | 69.5681
2034-02-05 10:00 | 45.0357 | 68.2436
2034-02-05 11:00 | 43.8437 | 67.2107
2034-02-05 12:00 | 43.7621 | 68.922
2034-02-05 13:00 | 43.7866 | 70.0423
2034-02-05 14:00 | 43.2174 | 65.8954
2034-02-05 15:00 | 43.762 | 72.4377
2034-02-05 16:00 | 46.7061 | 75.5103
2034-02-05 17:00 | 50.6786 | 80.8759
2034-02-05 18:00 | 53.5993 | 85.9591
2034-02-05 19:00 | 50.954 | 84.8106
2034-02-05 20:00 | 47.1262 | 79.9967
2034-02-05 21:00 | 43.2328 | 75.794
2034-02-05 22:00 | 41.0806 | 75.1818
2034-02-05 23:00 | 38.9113 | 74.652
2034-02-06 | 37.3997 | 73.8157
2034-02-06 01:00 | 35.9624 | 69.4665
2034-02-06 02:00 | 36.6948 | 66.9076
2034-02-06 03:00 | 37.7241 | 66.879
2034-02-06 04:00 | 38.3918 | 65.4829
2034-02-06 05:00 | 39.2222 | 67.373
2034-02-06 06:00 | 42.1729 | 73.6032
2034-02-06 07:00 | 49.7986 | 76.4119
2034-02-06 08:00 | 52.5371 | 79.5843
2034-02-06 09:00 | 50.9805 | 82.6672
2034-02-06 10:00 | 47.9063 | 81.122
2034-02-06 11:00 | 45.4183 | 79.4619
2034-02-06 12:00 | 44.388 | 77.3978
2034-02-06 13:00 | 43.6902 | 77.9109
2034-02-06 14:00 | 43.3182 | 73.3824
2034-02-06 15:00 | 43.9056 | 79.7208
2034-02-06 16:00 | 46.8811 | 82.6504
2034-02-06 17:00 | 50.4235 | 87.5132
2034-02-06 18:00 | 54.6366 | 91.454
2034-02-06 19:00 | 52.3791 | 90.5109
2034-02-06 20:00 | 49.3426 | 86.2973
2034-02-06 21:00 | 45.9051 | 82.082
2034-02-06 22:00 | 43.5137 | 80.079
2034-02-06 23:00 | 40.7376 | 77.9427
2034-02-07 | 38.1604 | 74.6647
2034-02-07 01:00 | 36.5461 | 71.87
2034-02-07 02:00 | 37.1637 | 68.7838
2034-02-07 03:00 | 38.1203 | 68.4471
2034-02-07 04:00 | 38.7576 | 67.0733
2034-02-07 05:00 | 39.6323 | 68.7537
2034-02-07 06:00 | 42.6812 | 74.0324
2034-02-07 07:00 | 50.2664 | 77.0395
2034-02-07 08:00 | 53.0432 | 80.236
2034-02-07 09:00 | 51.5665 | 82.2138
2034-02-07 10:00 | 48.4692 | 79.6114
2034-02-07 11:00 | 45.9128 | 77.3532
2034-02-07 12:00 | 45.0019 | 74.2807
2034-02-07 13:00 | 44.308 | 73.9969
2034-02-07 14:00 | 43.9277 | 69.1515
2034-02-07 15:00 | 44.4483 | 76.1128
2034-02-07 16:00 | 47.2642 | 79.7056
2034-02-07 17:00 | 50.8242 | 85.3157
2034-02-07 18:00 | 55.4622 | 89.3436
2034-02-07 19:00 | 52.6489 | 89.6361
2034-02-07 20:00 | 49.382 | 86.0868
2034-02-07 21:00 | 45.8322 | 82.3338
2034-02-07 22:00 | 43.4002 | 80.5248
2034-02-07 23:00 | 40.6833 | 78.2188
2034-02-08 | 38.2444 | 76.3295
2034-02-08 01:00 | 36.6001 | 72.322
2034-02-08 02:00 | 37.1883 | 69.3026
2034-02-08 03:00 | 38.0797 | 69.3371
2034-02-08 04:00 | 38.653 | 68.186
2034-02-08 05:00 | 39.4449 | 69.8566
2034-02-08 06:00 | 42.2488 | 75.1635
2034-02-08 07:00 | 49.936 | 78.4299
2034-02-08 08:00 | 52.9497 | 82.4538
2034-02-08 09:00 | 52.5805 | 86.1069
2034-02-08 10:00 | 50.2384 | 84.6821
2034-02-08 11:00 | 48.4709 | 82.6219
2034-02-08 12:00 | 45.8844 | 77.9884
2034-02-08 13:00 | 45.4303 | 78.1073
2034-02-08 14:00 | 44.9985 | 73.6665
2034-02-08 15:00 | 45.4384 | 80.748
2034-02-08 16:00 | 48.0847 | 83.5671
2034-02-08 17:00 | 51.3752 | 89.5284
2034-02-08 18:00 | 55.6001 | 95.6633
2034-02-08 19:00 | 52.4766 | 95.0393
2034-02-08 20:00 | 48.9856 | 90.5308
2034-02-08 21:00 | 45.3605 | 86.1662
2034-02-08 22:00 | 42.8758 | 83.8056
2034-02-08 23:00 | 40.1214 | 81.0803
2034-02-09 | 37.985 | 78.166
2034-02-09 01:00 | 35.9597 | 75.4751
2034-02-09 02:00 | 36.5093 | 72.536
2034-02-09 03:00 | 37.3602 | 72.3878
2034-02-09 04:00 | 37.9135 | 70.9893
2034-02-09 05:00 | 38.7167 | 72.7079
2034-02-09 06:00 | 41.7932 | 78.6741
2034-02-09 07:00 | 49.3713 | 81.3688
2034-02-09 08:00 | 52.2385 | 84.4244
2034-02-09 09:00 | 51.7104 | 87.4717
2034-02-09 10:00 | 49.3858 | 86.339
2034-02-09 11:00 | 47.5622 | 84.5627
2034-02-09 12:00 | 46.525 | 77.6093
2034-02-09 13:00 | 46.1929 | 77.3758
2034-02-09 14:00 | 45.8749 | 73.1699
2034-02-09 15:00 | 46.3814 | 80.118
2034-02-09 16:00 | 48.8973 | 82.9074
2034-02-09 17:00 | 51.7541 | 87.7908
2034-02-09 18:00 | 54.6794 | 91.4548
2034-02-09 19:00 | 51.6941 | 92.5983
2034-02-09 20:00 | 48.3146 | 89.6219
2034-02-09 21:00 | 44.7173 | 86.0619
2034-02-09 22:00 | 42.3175 | 84.1816
2034-02-09 23:00 | 39.6399 | 81.6089
2034-02-10 | 37.677 | 78.9829
2034-02-10 01:00 | 35.7791 | 75.1743
2034-02-10 02:00 | 36.3048 | 72.1587
2034-02-10 03:00 | 37.1268 | 72.0189
2034-02-10 04:00 | 37.6955 | 70.6705
2034-02-10 05:00 | 38.4727 | 72.0335
2034-02-10 06:00 | 41.4112 | 76.6959
2034-02-10 07:00 | 49.0517 | 79.7422
2034-02-10 08:00 | 51.9895 | 82.8454
2034-02-10 09:00 | 51.6205 | 84.4433
2034-02-10 10:00 | 49.5208 | 80.7797
2034-02-10 11:00 | 47.7331 | 76.3303
2034-02-10 12:00 | 46.1938 | 75.0619
2034-02-10 13:00 | 45.7919 | 74.1074
2034-02-10 14:00 | 45.3636 | 68.9433
2034-02-10 15:00 | 45.5181 | 75.042
2034-02-10 16:00 | 47.7036 | 77.437
2034-02-10 17:00 | 50.5012 | 83.3843
2034-02-10 18:00 | 54.1184 | 90.9084
2034-02-10 19:00 | 51.1676 | 91.402
2034-02-10 20:00 | 47.5918 | 87.4711
2034-02-10 21:00 | 44.0439 | 83.4936
2034-02-10 22:00 | 41.6962 | 81.3469
2034-02-10 23:00 | 39.0593 | 79.002
2034-02-11 | 36.6947 | 77.1063
2034-02-11 01:00 | 35.35 | 74.536
2034-02-11 02:00 | 35.8629 | 72.2083
2034-02-11 03:00 | 36.6203 | 72.1454
2034-02-11 04:00 | 37.0484 | 70.8939
2034-02-11 05:00 | 37.421 | 71.8671
2034-02-11 06:00 | 39.0549 | 76.6625
2034-02-11 07:00 | 45.2141 | 76.8534
2034-02-11 08:00 | 47.8525 | 74.7868
2034-02-11 09:00 | 49.0052 | 77.2515
2034-02-11 10:00 | 48.2207 | 76.6756
2034-02-11 11:00 | 46.9362 | 74.8643
2034-02-11 12:00 | 45.5407 | 67.7075
2034-02-11 13:00 | 45.2833 | 67.7266
2034-02-11 14:00 | 44.5649 | 61.467
2034-02-11 15:00 | 44.8658 | 66.5617
2034-02-11 16:00 | 47.4562 | 69.7753
2034-02-11 17:00 | 50.8909 | 76.3997
2034-02-11 18:00 | 54.2435 | 84.1168
2034-02-11 19:00 | 51.1522 | 83.8019
2034-02-11 20:00 | 47.1722 | 79.8358
2034-02-11 21:00 | 43.0007 | 76.648
2034-02-11 22:00 | 41.0611 | 76.1866
2034-02-11 23:00 | 39.0333 | 75.9143
2034-02-12 | 37.2968 | 75.6772
2034-02-12 01:00 | 35.8327 | 71.4414
2034-02-12 02:00 | 36.315 | 68.9036
2034-02-12 03:00 | 37.0041 | 68.4487
2034-02-12 04:00 | 37.3446 | 66.999
2034-02-12 05:00 | 37.6146 | 67.9892
2034-02-12 06:00 | 38.8872 | 72.3977
2034-02-12 07:00 | 44.6385 | 71.3674
2034-02-12 08:00 | 46.9864 | 68.9604
2034-02-12 09:00 | 47.8876 | 71.5219
2034-02-12 10:00 | 46.7682 | 71.9308
2034-02-12 11:00 | 45.3656 | 72.1086
2034-02-12 12:00 | 44.1222 | 71.3894
2034-02-12 13:00 | 44.0415 | 72.8444
2034-02-12 14:00 | 43.6366 | 68.9279
2034-02-12 15:00 | 44.2773 | 75.1902
2034-02-12 16:00 | 47.2932 | 77.2428
2034-02-12 17:00 | 51.344 | 81.8996
2034-02-12 18:00 | 54.4215 | 86.9001
2034-02-12 19:00 | 52.2662 | 85.6857
2034-02-12 20:00 | 48.8174 | 80.2579
2034-02-12 21:00 | 44.8193 | 75.5894
2034-02-12 22:00 | 42.6448 | 74.8383
2034-02-12 23:00 | 40.4139 | 74.423
2034-02-13 | 38.0803 | 74.1254
2034-02-13 01:00 | 37.0063 | 69.5546
2034-02-13 02:00 | 37.7859 | 66.9277
2034-02-13 03:00 | 38.7767 | 67.1565
2034-02-13 04:00 | 39.4471 | 65.9311
2034-02-13 05:00 | 40.3417 | 67.8066
2034-02-13 06:00 | 43.1273 | 74.717
2034-02-13 07:00 | 50.9122 | 77.7952
2034-02-13 08:00 | 53.9013 | 80.6038
2034-02-13 09:00 | 52.7984 | 82.3196
2034-02-13 10:00 | 49.9447 | 79.499
2034-02-13 11:00 | 47.4902 | 76.4973
2034-02-13 12:00 | 46.6775 | 73.4484
2034-02-13 13:00 | 46.1772 | 73.0846
2034-02-13 14:00 | 45.808 | 68.2822
2034-02-13 15:00 | 46.5089 | 74.4204
2034-02-13 16:00 | 49.417 | 77.8358
2034-02-13 17:00 | 52.6997 | 84.7297
2034-02-13 18:00 | 57.6351 | 89.3237
2034-02-13 19:00 | 54.8165 | 90.3445
2034-02-13 20:00 | 51.1555 | 86.7723
2034-02-13 21:00 | 47.3248 | 82.7991
2034-02-13 22:00 | 44.7131 | 80.6386
2034-02-13 23:00 | 41.7584 | 78.0063
2034-02-14 | 38.931 | 75.7075
2034-02-14 01:00 | 37.4433 | 70.2242
2034-02-14 02:00 | 38.0858 | 67.3645
2034-02-14 03:00 | 38.9023 | 67.4188
2034-02-14 04:00 | 39.4906 | 66.0564
2034-02-14 05:00 | 40.3503 | 67.8724
2034-02-14 06:00 | 42.9246 | 74.5155
2034-02-14 07:00 | 50.4266 | 77.8036
2034-02-14 08:00 | 53.3375 | 80.5618
2034-02-14 09:00 | 52.8468 | 81.6683
2034-02-14 10:00 | 50.5454 | 78.6466
2034-02-14 11:00 | 48.731 | 76.2567
2034-02-14 12:00 | 47.2198 | 75.0246
2034-02-14 13:00 | 46.6739 | 74.6742
2034-02-14 14:00 | 46.5381 | 70.3373
2034-02-14 15:00 | 47.2799 | 77.3618
2034-02-14 16:00 | 50.0255 | 80.2858
2034-02-14 17:00 | 53.2973 | 85.3654
2034-02-14 18:00 | 55.9789 | 89.016
2034-02-14 19:00 | 53.6632 | 89.532
2034-02-14 20:00 | 50.4231 | 85.3388
2034-02-14 21:00 | 46.9104 | 81.3368
2034-02-14 22:00 | 44.5179 | 79.4782
2034-02-14 23:00 | 41.7028 | 77.046
2034-02-15 | 38.7798 | 75.4655
2034-02-15 01:00 | 37.6372 | 71.6751
2034-02-15 02:00 | 38.3509 | 68.6975
2034-02-15 03:00 | 39.207 | 68.0503
2034-02-15 04:00 | 39.8505 | 66.6787
2034-02-15 05:00 | 40.7259 | 67.9763
2034-02-15 06:00 | 43.5052 | 73.4969
2034-02-15 07:00 | 51.2938 | 76.523
2034-02-15 08:00 | 54.434 | 79.2876
2034-02-15 09:00 | 53.3887 | 82.4799
2034-02-15 10:00 | 50.3386 | 81.5269
2034-02-15 11:00 | 47.673 | 79.7428
2034-02-15 12:00 | 46.6946 | 78.0396
2034-02-15 13:00 | 46.0067 | 78.2867
2034-02-15 14:00 | 45.693 | 74.13
2034-02-15 15:00 | 46.102 | 79.7585
2034-02-15 16:00 | 48.8911 | 81.0916
2034-02-15 17:00 | 52.3732 | 84.5003
2034-02-15 18:00 | 57.4309 | 87.1556
2034-02-15 19:00 | 54.9174 | 86.4159
2034-02-15 20:00 | 51.6413 | 81.8421
2034-02-15 21:00 | 47.9974 | 77.7732
2034-02-15 22:00 | 45.4959 | 75.9397
2034-02-15 23:00 | 42.5643 | 73.6937
2034-02-16 | 40.0297 | 72.6818
2034-02-16 01:00 | 38.1474 | 67.142
2034-02-16 02:00 | 38.7797 | 64.1569
2034-02-16 03:00 | 39.5474 | 64.0589
2034-02-16 04:00 | 40.0511 | 62.826
2034-02-16 05:00 | 40.9233 | 64.4579
2034-02-16 06:00 | 43.4465 | 70.5869
2034-02-16 07:00 | 50.9258 | 73.6528
2034-02-16 08:00 | 53.8886 | 75.4945
2034-02-16 09:00 | 53.4749 | 76.9752
2034-02-16 10:00 | 51.0693 | 74.3419
2034-02-16 11:00 | 49.1273 | 72.1516
2034-02-16 12:00 | 46.8748 | 65.8816
2034-02-16 13:00 | 46.4162 | 64.5416
2034-02-16 14:00 | 46.0644 | 58.8977
2034-02-16 15:00 | 46.738 | 64.4675
2034-02-16 16:00 | 49.2169 | 68.1125
2034-02-16 17:00 | 52.1757 | 76.0031
2034-02-16 18:00 | 54.9983 | 83.653
2034-02-16 19:00 | 52.3942 | 84.3241
2034-02-16 20:00 | 49.0629 | 80.4605
2034-02-16 21:00 | 45.3864 | 76.4864
2034-02-16 22:00 | 42.908 | 74.5144
2034-02-16 23:00 | 40.1457 | 72.2983
2034-02-17 | 38.0057 | 71.4411
2034-02-17 01:00 | 36.1208 | 67.4793
2034-02-17 02:00 | 36.6837 | 64.5447
2034-02-17 03:00 | 37.4053 | 64.2036
2034-02-17 04:00 | 37.9349 | 62.9337
2034-02-17 05:00 | 38.757 | 64.3116
2034-02-17 06:00 | 41.3191 | 70.2695
2034-02-17 07:00 | 48.9344 | 73.3753
2034-02-17 08:00 | 51.8085 | 75.6293
2034-02-17 09:00 | 51.5479 | 77.7029
2034-02-17 10:00 | 49.5818 | 76.4305
2034-02-17 11:00 | 47.744 | 75.5182
2034-02-17 12:00 | 45.1741 | 71.7438
2034-02-17 13:00 | 44.5928 | 71.6539
2034-02-17 14:00 | 44.4331 | 67.4828
2034-02-17 15:00 | 44.4698 | 73.2348
2034-02-17 16:00 | 46.588 | 75.3888
2034-02-17 17:00 | 49.4153 | 79.2272
2034-02-17 18:00 | 53.0475 | 83.2205
2034-02-17 19:00 | 50.3552 | 84.13
2034-02-17 20:00 | 46.8651 | 80.981
2034-02-17 21:00 | 43.2407 | 77.7043
2034-02-17 22:00 | 40.9171 | 76.4014
2034-02-17 23:00 | 38.2413 | 74.325
2034-02-18 | 36.603 | 69.59
2034-02-18 01:00 | 35.0194 | 69.512
2034-02-18 02:00 | 35.5789 | 66.4338
2034-02-18 03:00 | 36.2891 | 65.8419
2034-02-18 04:00 | 36.71 | 64.5578
2034-02-18 05:00 | 37.1902 | 65.6364
2034-02-18 06:00 | 39.1202 | 70.2258
2034-02-18 07:00 | 44.8752 | 69.8271
2034-02-18 08:00 | 46.7073 | 68.9189
2034-02-18 09:00 | 46.9705 | 71.3889
2034-02-18 10:00 | 45.6968 | 70.4065
2034-02-18 11:00 | 44.828 | 69.2437
2034-02-18 12:00 | 43.123 | 65.0287
2034-02-18 13:00 | 42.5085 | 64.1926
2034-02-18 14:00 | 41.9757 | 59.2929
2034-02-18 15:00 | 42.2495 | 63.9577
2034-02-18 16:00 | 44.9089 | 66.1469
2034-02-18 17:00 | 48.7504 | 73.6602
2034-02-18 18:00 | 51.7501 | 80.8216
2034-02-18 19:00 | 49.7599 | 82.1375
2034-02-18 20:00 | 46.2896 | 77.2999
2034-02-18 21:00 | 42.451 | 73.3401
2034-02-18 22:00 | 40.6889 | 73.0612
2034-02-18 23:00 | 38.5946 | 72.4849
2034-02-19 | 36.7506 | 72.6248
2034-02-19 01:00 | 35.143 | 69.4538
2034-02-19 02:00 | 35.6705 | 67.0182
2034-02-19 03:00 | 36.3344 | 66.8901
2034-02-19 04:00 | 36.6678 | 66.1411
2034-02-19 05:00 | 37.0281 | 67.1045
2034-02-19 06:00 | 38.3649 | 71.5605
2034-02-19 07:00 | 43.9896 | 71.2681
2034-02-19 08:00 | 45.9822 | 69.3569
2034-02-19 09:00 | 46.3933 | 70.6112
2034-02-19 10:00 | 44.9596 | 68.541
2034-02-19 11:00 | 43.7033 | 65.4924
2034-02-19 12:00 | 43.2338 | 61.3252
2034-02-19 13:00 | 43.0897 | 60.4666
2034-02-19 14:00 | 42.8468 | 55.8951
2034-02-19 15:00 | 43.5589 | 62.7156
2034-02-19 16:00 | 46.5975 | 66.2075
2034-02-19 17:00 | 50.653 | 75.0529
2034-02-19 18:00 | 53.4427 | 83.5545
2034-02-19 19:00 | 51.4934 | 84.3457
2034-02-19 20:00 | 48.1951 | 79.7355
2034-02-19 21:00 | 44.188 | 76.0054
2034-02-19 22:00 | 42.024 | 75.6496
2034-02-19 23:00 | 39.7368 | 74.7022
2034-02-20 | 37.427 | 74.4366
2034-02-20 01:00 | 36.2611 | 69.4222
2034-02-20 02:00 | 37.1081 | 67.2948
2034-02-20 03:00 | 37.866 | 67.3689
2034-02-20 04:00 | 38.4601 | 66.1536
2034-02-20 05:00 | 39.089 | 66.5497
2034-02-20 06:00 | 41.0739 | 71.9771
2034-02-20 07:00 | 46.6643 | 71.0295
2034-02-20 08:00 | 47.7485 | 68.3975
2034-02-20 09:00 | 47.127 | 70.7853
2034-02-20 10:00 | 45.5953 | 69.8367
2034-02-20 11:00 | 44.0952 | 71.4822
2034-02-20 12:00 | 44.2073 | 69.5837
2034-02-20 13:00 | 44.142 | 70.9002
2034-02-20 14:00 | 43.4905 | 66.5026
2034-02-20 15:00 | 43.7233 | 73.9048
2034-02-20 16:00 | 46.4599 | 73.7952
2034-02-20 17:00 | 50.577 | 79.7236
2034-02-20 18:00 | 54.7832 | 83.0333
2034-02-20 19:00 | 52.7597 | 82.4758
2034-02-20 20:00 | 49.394 | 77.0804
2034-02-20 21:00 | 45.575 | 73.3352
2034-02-20 22:00 | 43.5694 | 73.1149
2034-02-20 23:00 | 41.3226 | 71.7253
2034-02-21 | 39.3708 | 69.9468
2034-02-21 01:00 | 39.0107 | 69.925
2034-02-21 02:00 | 39.7088 | 66.8526
2034-02-21 03:00 | 40.5059 | 66.5352
2034-02-21 04:00 | 41.1304 | 65.1932
2034-02-21 05:00 | 42.1075 | 66.5487
2034-02-21 06:00 | 45.1937 | 72.4352
2034-02-21 07:00 | 52.5125 | 75.8823
2034-02-21 08:00 | 55.0726 | 78.3223
2034-02-21 09:00 | 53.6288 | 80.9668
2034-02-21 10:00 | 50.4231 | 79.7133
2034-02-21 11:00 | 48.0066 | 78.3636
2034-02-21 12:00 | 49.4782 | 78.1369
2034-02-21 13:00 | 48.9482 | 77.7858
2034-02-21 14:00 | 48.6121 | 73.2209
2034-02-21 15:00 | 49.3841 | 79.4961
2034-02-21 16:00 | 52.0754 | 81.429
2034-02-21 17:00 | 55.2752 | 85.3025
2034-02-21 18:00 | 57.0801 | 88.7411
2034-02-21 19:00 | 55.0811 | 87.9564
2034-02-21 20:00 | 51.8503 | 82.5696
2034-02-21 21:00 | 48.1733 | 77.8192
2034-02-21 22:00 | 45.6473 | 75.8046
2034-02-21 23:00 | 42.7261 | 73.5099
2034-02-22 | 39.8106 | 73.7799
2034-02-22 01:00 | 38.5337 | 67.5075
2034-02-22 02:00 | 39.2439 | 64.6044
2034-02-22 03:00 | 40.0062 | 64.5082
2034-02-22 04:00 | 40.6057 | 63.3722
2034-02-22 05:00 | 41.5457 | 64.8531
2034-02-22 06:00 | 44.1484 | 71.1925
2034-02-22 07:00 | 51.5998 | 75.2657
2034-02-22 08:00 | 54.2352 | 79.1813
2034-02-22 09:00 | 53.2007 | 83.7847
2034-02-22 10:00 | 50.2325 | 84.0497
2034-02-22 11:00 | 47.9302 | 82.3046
2034-02-22 12:00 | 49.3918 | 79.1356
2034-02-22 13:00 | 48.8978 | 79.0113
2034-02-22 14:00 | 48.7798 | 74.9289
2034-02-22 15:00 | 49.2848 | 80.3778
2034-02-22 16:00 | 51.8798 | 81.458
2034-02-22 17:00 | 54.9102 | 85.3817
2034-02-22 18:00 | 58.053 | 87.1674
2034-02-22 19:00 | 55.6359 | 87.0331
2034-02-22 20:00 | 52.1412 | 82.077
2034-02-22 21:00 | 48.3319 | 77.7182
2034-02-22 22:00 | 45.7851 | 75.7679
2034-02-22 23:00 | 42.7395 | 73.0687
2034-02-23 | 39.6731 | 71.8789
2034-02-23 01:00 | 38.2042 | 67.4287
2034-02-23 02:00 | 38.8904 | 64.5545
2034-02-23 03:00 | 39.5527 | 64.6308
2034-02-23 04:00 | 40.0992 | 63.434
2034-02-23 05:00 | 41.0296 | 65.1462
2034-02-23 06:00 | 43.7301 | 72.1136
2034-02-23 07:00 | 51.1555 | 75.8678
2034-02-23 08:00 | 54.0984 | 78.9076
2034-02-23 09:00 | 53.7708 | 82.6875
2034-02-23 10:00 | 51.4011 | 82.1463
2034-02-23 11:00 | 49.4641 | 79.8715
2034-02-23 12:00 | 48.2567 | 72.9152
2034-02-23 13:00 | 47.636 | 71.4436
2034-02-23 14:00 | 47.4516 | 66.157
2034-02-23 15:00 | 48.0074 | 71.2285
2034-02-23 16:00 | 50.4493 | 73.3796
2034-02-23 17:00 | 53.3735 | 79.6503
2034-02-23 18:00 | 55.4399 | 84.3658
2034-02-23 19:00 | 53.2386 | 85.597
2034-02-23 20:00 | 50.1115 | 81.6732
2034-02-23 21:00 | 46.3446 | 77.7603
2034-02-23 22:00 | 43.8562 | 76.0136
2034-02-23 23:00 | 41.0019 | 73.3414
2034-02-24 | 39.1794 | 72.3544
2034-02-24 01:00 | 37.202 | 67.7808
2034-02-24 02:00 | 37.8323 | 64.8942
2034-02-24 03:00 | 38.4939 | 64.8187
2034-02-24 04:00 | 39.067 | 63.6326
2034-02-24 05:00 | 39.9992 | 65.0673
2034-02-24 06:00 | 42.8848 | 72.0296
2034-02-24 07:00 | 50.295 | 75.0749
2034-02-24 08:00 | 52.9665 | 76.3004
2034-02-24 09:00 | 52.3641 | 77.4246
2034-02-24 10:00 | 50.0146 | 75.2467
2034-02-24 11:00 | 48.0984 | 73.8194
2034-02-24 12:00 | 47.4597 | 70.34
2034-02-24 13:00 | 46.8365 | 70.0211
2034-02-24 14:00 | 46.5787 | 65.7075
2034-02-24 15:00 | 46.7064 | 72.0416
2034-02-24 16:00 | 48.7904 | 74.0153
2034-02-24 17:00 | 51.5844 | 78.6384
2034-02-24 18:00 | 54.34 | 83.6918
2034-02-24 19:00 | 52.2149 | 84.9409
2034-02-24 20:00 | 48.893 | 81.166
2034-02-24 21:00 | 45.2391 | 77.5916
2034-02-24 22:00 | 42.8628 | 76.0504
2034-02-24 23:00 | 40.1056 | 73.7553
2034-02-25 | 37.7114 | 70.3985
2034-02-25 01:00 | 36.5687 | 68.1617
2034-02-25 02:00 | 37.2084 | 65.5295
2034-02-25 03:00 | 37.885 | 65.2695
2034-02-25 04:00 | 38.3625 | 63.9225
2034-02-25 05:00 | 39.1394 | 64.8091
2034-02-25 06:00 | 41.1887 | 69.4518
2034-02-25 07:00 | 47.158 | 70.2127
2034-02-25 08:00 | 48.8917 | 71.1986
2034-02-25 09:00 | 49.0134 | 76.5961
2034-02-25 10:00 | 47.5559 | 78.3807
2034-02-25 11:00 | 45.5892 | 76.9387
2034-02-25 12:00 | 43.9692 | 73.5391
2034-02-25 13:00 | 43.444 | 73.5316
2034-02-25 14:00 | 42.8711 | 68.2937
2034-02-25 15:00 | 42.9722 | 73.3273
2034-02-25 16:00 | 45.3296 | 74.5951
2034-02-25 17:00 | 49.1213 | 77.9853
2034-02-25 18:00 | 52.7621 | 78.9765
2034-02-25 19:00 | 51.4044 | 78.6091
2034-02-25 20:00 | 48.1386 | 73.6084
2034-02-25 21:00 | 43.966 | 70.0647
2034-02-25 22:00 | 42.0425 | 69.979
2034-02-25 23:00 | 39.9058 | 69.3852
2034-02-26 | 37.7769 | 69.8264
2034-02-26 01:00 | 36.9108 | 66.117
2034-02-26 02:00 | 37.5033 | 63.3366
2034-02-26 03:00 | 38.0965 | 62.9263
2034-02-26 04:00 | 38.4762 | 61.6605
2034-02-26 05:00 | 39.1131 | 62.4448
2034-02-26 06:00 | 40.7474 | 67.1589
2034-02-26 07:00 | 46.2624 | 67.0161
2034-02-26 08:00 | 47.6755 | 66.9074
2034-02-26 09:00 | 47.6874 | 71.2031
2034-02-26 10:00 | 46.0115 | 72.6391
2034-02-26 11:00 | 44.1888 | 71.7775
2034-02-26 12:00 | 45.4445 | 74.4255
2034-02-26 13:00 | 45.4851 | 75.057
2034-02-26 14:00 | 45.2696 | 71.6116
2034-02-26 15:00 | 45.854 | 77.3062
2034-02-26 16:00 | 48.5106 | 78.0957
2034-02-26 17:00 | 52.3813 | 80.9857
2034-02-26 18:00 | 54.1752 | 82.8159
2034-02-26 19:00 | 52.7093 | 82.4032
2034-02-26 20:00 | 49.4841 | 77.2234
2034-02-26 21:00 | 45.1396 | 72.8587
2034-02-26 22:00 | 42.7914 | 72.4327
2034-02-26 23:00 | 40.4417 | 71.5148
2034-02-27 | 38.4805 | 69.9819
2034-02-27 01:00 | 37.7702 | 67.5889
2034-02-27 02:00 | 38.6236 | 64.8844
2034-02-27 03:00 | 39.4695 | 64.7831
2034-02-27 04:00 | 40.1492 | 63.663
2034-02-27 05:00 | 41.1943 | 65.3694
2034-02-27 06:00 | 44.1899 | 71.92
2034-02-27 07:00 | 51.7778 | 75.6332
2034-02-27 08:00 | 54.4627 | 78.4798
2034-02-27 09:00 | 53.3373 | 82.2739
2034-02-27 10:00 | 50.4166 | 82.1001
2034-02-27 11:00 | 48.1609 | 80.2437
2034-02-27 12:00 | 49.5751 | 76.9171
2034-02-27 13:00 | 49.1049 | 76.891
2034-02-27 14:00 | 48.8422 | 72.4861
2034-02-27 15:00 | 49.5591 | 77.972
2034-02-27 16:00 | 52.2578 | 79.8206
2034-02-27 17:00 | 55.2508 | 84.1868
2034-02-27 18:00 | 57.5771 | 86.7316
2034-02-27 19:00 | 55.2867 | 87.1146
2034-02-27 20:00 | 51.8689 | 82.828
2034-02-27 21:00 | 47.8868 | 78.6583
2034-02-27 22:00 | 45.1939 | 76.9373
2034-02-27 23:00 | 42.1398 | 74.3065
2034-02-28 | 39.6752 | 72.4476
2034-02-28 01:00 | 38.3587 | 70.1704
2034-02-28 02:00 | 39.107 | 67.0491
2034-02-28 03:00 | 39.8372 | 66.8915
2034-02-28 04:00 | 40.4686 | 65.7403
2034-02-28 05:00 | 41.4958 | 67.2511
2034-02-28 06:00 | 44.7152 | 74.0726
2034-02-28 07:00 | 52.1683 | 77.5627
2034-02-28 08:00 | 54.97 | 79.9394
2034-02-28 09:00 | 53.7433 | 82.6319
2034-02-28 10:00 | 50.6662 | 81.4724
2034-02-28 11:00 | 48.111 | 79.6122
2034-02-28 12:00 | 48.2144 | 74.7155
2034-02-28 13:00 | 47.3385 | 73.9797
2034-02-28 14:00 | 47.2308 | 68.9709
2034-02-28 15:00 | 47.8684 | 75.3945
2034-02-28 16:00 | 50.6089 | 78.1761
2034-02-28 17:00 | 54.0767 | 83.3503
2034-02-28 18:00 | 56.5991 | 87.1559
2034-02-28 19:00 | 54.9195 | 89.0425
2034-02-28 20:00 | 52.0107 | 86.0688
2034-02-28 21:00 | 48.38 | 82.6725
2034-02-28 22:00 | 45.8933 | 81.0549
2034-02-28 23:00 | 42.9432 | 78.4288
2034-03-01 | 40.1342 | 75.4411
2034-03-01 01:00 | 38.6484 | 70.1442
2034-03-01 02:00 | 39.434 | 66.897
2034-03-01 03:00 | 40.1538 | 66.9629
2034-03-01 04:00 | 40.6346 | 66.2235
2034-03-01 05:00 | 41.6524 | 68.3105
2034-03-01 06:00 | 44.3402 | 73.4989
2034-03-01 07:00 | 51.4447 | 76.447
2034-03-01 08:00 | 53.7342 | 78.5948
2034-03-01 09:00 | 51.8336 | 78.9018
2034-03-01 10:00 | 48.4021 | 74.6121
2034-03-01 11:00 | 45.9043 | 70.9662
2034-03-01 12:00 | 45.8739 | 67.3742
2034-03-01 13:00 | 44.9863 | 65.0925
2034-03-01 14:00 | 44.7179 | 60.1856
2034-03-01 15:00 | 45.1954 | 66.4727
2034-03-01 16:00 | 47.8218 | 69.6606
2034-03-01 17:00 | 51.1293 | 78.237
2034-03-01 18:00 | 55.6664 | 86.9949
2034-03-01 19:00 | 53.8684 | 89.6511
2034-03-01 20:00 | 51.1555 | 86.4977
2034-03-01 21:00 | 47.6375 | 82.8926
2034-03-01 22:00 | 45.2156 | 80.3469
2034-03-01 23:00 | 42.2106 | 77.1742
2034-03-02 | 39.5912 | 76.6513
2034-03-02 01:00 | 37.9903 | 71.2907
2034-03-02 02:00 | 38.7064 | 68.3284
2034-03-02 03:00 | 39.3658 | 68.3646
2034-03-02 04:00 | 39.7601 | 67.3211
2034-03-02 05:00 | 40.7538 | 69.5801
2034-03-02 06:00 | 43.4441 | 76.0936
2034-03-02 07:00 | 50.3431 | 78.5792
2034-03-02 08:00 | 52.577 | 79.667
2034-03-02 09:00 | 51.346 | 78.9326
2034-03-02 10:00 | 48.6684 | 74.5881
2034-03-02 11:00 | 46.891 | 70.9101
2034-03-02 12:00 | 45.5107 | 69.6882
2034-03-02 13:00 | 44.7451 | 68.0469
2034-03-02 14:00 | 44.5899 | 64.2509
2034-03-02 15:00 | 45.1772 | 71.1891
2034-03-02 16:00 | 47.6268 | 73.6979
2034-03-02 17:00 | 50.5175 | 79.1397
2034-03-02 18:00 | 53.6663 | 83.6634
2034-03-02 19:00 | 51.9374 | 86.7044
2034-03-02 20:00 | 49.3609 | 84.3766
2034-03-02 21:00 | 45.8878 | 81.1621
2034-03-02 22:00 | 43.5307 | 79.1302
2034-03-02 23:00 | 40.6155 | 76.4303
2034-03-03 | 38.3819 | 75.1333
2034-03-03 01:00 | 37.1325 | 71.893
2034-03-03 02:00 | 37.8392 | 68.7046
2034-03-03 03:00 | 38.4931 | 68.3565
2034-03-03 04:00 | 38.9253 | 67.2602
2034-03-03 05:00 | 39.8692 | 68.7706
2034-03-03 06:00 | 42.4312 | 73.5446
2034-03-03 07:00 | 49.5572 | 75.8617
2034-03-03 08:00 | 52.1766 | 76.8645
2034-03-03 09:00 | 51.4391 | 77.8828
2034-03-03 10:00 | 49.268 | 74.988
2034-03-03 11:00 | 47.5599 | 72.5405
2034-03-03 12:00 | 47.8409 | 66.1393
2034-03-03 13:00 | 47.1689 | 64.5357
2034-03-03 14:00 | 46.8579 | 60.0371
2034-03-03 15:00 | 46.9402 | 66.8161
2034-03-03 16:00 | 48.9375 | 69.1972
2034-03-03 17:00 | 51.4701 | 74.9624
2034-03-03 18:00 | 54.0815 | 80.7957
2034-03-03 19:00 | 51.8218 | 83.1172
2034-03-03 20:00 | 48.7437 | 80.0546
2034-03-03 21:00 | 45.1815 | 76.4707
2034-03-03 22:00 | 42.8566 | 74.1681
2034-03-03 23:00 | 40.0564 | 71.8987
2034-03-04 | 37.92 | 72.6956
2034-03-04 01:00 | 36.667 | 67.9007
2034-03-04 02:00 | 37.3481 | 65.3174
2034-03-04 03:00 | 37.9937 | 65.4435
2034-03-04 04:00 | 38.2779 | 64.4616
2034-03-04 05:00 | 39.0058 | 65.7554
2034-03-04 06:00 | 40.7255 | 71.8229
2034-03-04 07:00 | 46.2919 | 71.8613
2034-03-04 08:00 | 47.876 | 69.7995
2034-03-04 09:00 | 48.1865 | 71.0033
2034-03-04 10:00 | 47.1962 | 69.4763
2034-03-04 11:00 | 46.0125 | 66.4363
2034-03-04 12:00 | 46.0132 | 64.7
2034-03-04 13:00 | 45.6479 | 63.5307
2034-03-04 14:00 | 45.103 | 57.7593
2034-03-04 15:00 | 45.2974 | 62.3516
2034-03-04 16:00 | 47.4779 | 64.8691
2034-03-04 17:00 | 50.7397 | 70.2421
2034-03-04 18:00 | 54.2395 | 75.4118
2034-03-04 19:00 | 51.9918 | 76.1358
2034-03-04 20:00 | 48.4224 | 72.9023
2034-03-04 21:00 | 44.1488 | 69.9165
2034-03-04 22:00 | 42.1284 | 69.161
2034-03-04 23:00 | 39.8973 | 68.51
2034-03-05 | 37.6121 | 69.9191
2034-03-05 01:00 | 36.3371 | 64.5347
2034-03-05 02:00 | 36.9755 | 62.0244
2034-03-05 03:00 | 37.59 | 61.7451
2034-03-05 04:00 | 37.7983 | 60.4758
2034-03-05 05:00 | 38.4427 | 61.4833
2034-03-05 06:00 | 40.0543 | 65.956
2034-03-05 07:00 | 44.8878 | 64.7216
2034-03-05 08:00 | 45.6694 | 62.6297
2034-03-05 09:00 | 44.4841 | 64.1791
2034-03-05 10:00 | 42.3356 | 64.0714
2034-03-05 11:00 | 40.5371 | 63.8861
2034-03-05 12:00 | 41.2885 | 57.6763
2034-03-05 13:00 | 40.9586 | 57.6299
2034-03-05 14:00 | 40.6277 | 53.3891